{"text_format":"1","workbook":"xlsx","n_sheets":9,"sheets":["PLYN","EE","EFFICIENCY","KJ","TC","CENA ZP","CENA EE","DISCOUNT","RESULTS"],"not_rendered":{"charts":11,"images":2,"macros":1,"external_links":0,"defined_names":0,"comments":0,"pivot_tables":0},"unopened":[],"bounds":{"document_bytes":16777216,"sheet_cells":100000,"rows_first":2000,"rows_last":500,"rows_between":2000,"halvings":0,"cell_chars":16384,"cell_head_chars":4096},"cells_cut":0,"cells_raw":0,"read":"whole","date_system":"1900"}

{"sheet":"PLYN","index":0,"n_rows":8762,"n_cols":11,"rows_kept":8762,"cut":false,"hidden":false,"merged":[]}
["datum","hod. v roce","odběr plynu [m3]","odběr seřazen [m3]","účinnost kotlů [-]","výhřevnost plynu [MJ/m3]","odběr plynu [MJ]","odběr plynu [MWh]","využité teplo [MWh]","tepelný výkon [kWt]","tepelný výkon seřazený [kWt]"]
["01.01.2022 00:00",1,131,385,0.85,33.479999999999997,{"$f":"C2*F2","v":4385.8799999999992},{"$f":"G2/3600","v":1.2182999999999997},{"$f":"H2*E2","v":1.0355549999999998},{"$f":"I2*1000/1","v":1035.5549999999998},3043.4249999999997]
["01.01.2022 01:00",{"$f":"B2+1","v":2},134,330,{"$f":"E2","v":0.85},{"$f":"F2","v":33.479999999999997},{"$f":"C3*F3","v":4486.32},{"$f":"G3/3600","v":1.2462},{"$f":"H3*E3","v":1.0592699999999999},{"$f":"I3*1000/1","v":1059.27},2608.65]
["01.01.2022 02:00",3,139,328,{"$f":"E3","v":0.85},{"$f":"F3","v":33.479999999999997},{"$f":"C4*F4","v":4653.7199999999993},1.2926999999999997,1.0987949999999997,1098.7949999999998,2592.8399999999997]
["01.01.2022 03:00",4,131,299,0.85,33.479999999999997,{"$f":"C5*F5","v":4385.8799999999992},1.2182999999999997,1.0355549999999998,1035.5549999999998,2363.5949999999998]
["01.01.2022 04:00",5,130,298,0.85,33.479999999999997,4352.3999999999996,1.2089999999999999,1.02765,1027.6499999999999,2355.6899999999996]
["01.01.2022 05:00",6,138,284,0.85,33.479999999999997,4620.24,1.2833999999999999,1.0908899999999999,1090.8899999999999,2245.02]
["01.01.2022 06:00",7,134,274,0.85,33.479999999999997,4486.32,1.2462,1.0592699999999999,1059.27,2165.9699999999998]
["01.01.2022 07:00",8,133,266,0.85,33.479999999999997,4452.8399999999992,1.2368999999999999,1.0513649999999999,1051.3649999999998,2102.7299999999996]
["01.01.2022 08:00",9,134,252,0.85,33.479999999999997,4486.32,1.2462,1.0592699999999999,1059.27,1992.06]
["01.01.2022 09:00",10,137,246,0.85,33.479999999999997,4586.7599999999993,1.2740999999999998,1.0829849999999999,1082.9849999999999,1944.6299999999999]
["01.01.2022 10:00",11,134,240,0.85,33.479999999999997,4486.32,1.2462,1.0592699999999999,1059.27,1897.1999999999998]
["01.01.2022 11:00",12,129,240,0.85,33.479999999999997,4318.9199999999992,1.1996999999999998,1.0197449999999997,1019.7449999999997,1897.1999999999998]
["01.01.2022 12:00",13,130,238,0.85,33.479999999999997,4352.3999999999996,1.2089999999999999,1.02765,1027.6499999999999,1881.3899999999996]
["01.01.2022 13:00",14,130,236,0.85,33.479999999999997,4352.3999999999996,1.2089999999999999,1.02765,1027.6499999999999,1865.5799999999997]
["01.01.2022 14:00",15,126,232,0.85,33.479999999999997,4218.4799999999996,1.1718,0.99602999999999997,996.03,1833.9599999999998]
["01.01.2022 15:00",16,129,231,0.85,33.479999999999997,4318.9199999999992,1.1996999999999998,1.0197449999999997,1019.7449999999997,1826.0549999999998]
["01.01.2022 16:00",17,130,231,0.85,33.479999999999997,4352.3999999999996,1.2089999999999999,1.02765,1027.6499999999999,1826.0549999999998]
["01.01.2022 17:00",18,133,230,0.85,33.479999999999997,4452.8399999999992,1.2368999999999999,1.0513649999999999,1051.3649999999998,1818.1499999999996]
["01.01.2022 18:00",19,134,230,0.85,33.479999999999997,4486.32,1.2462,1.0592699999999999,1059.27,1818.1499999999996]
["01.01.2022 19:00",20,134,230,0.85,33.479999999999997,4486.32,1.2462,1.0592699999999999,1059.27,1818.1499999999996]
["01.01.2022 20:00",21,134,230,0.85,33.479999999999997,4486.32,1.2462,1.0592699999999999,1059.27,1818.1499999999996]
["01.01.2022 21:00",22,138,227,0.85,33.479999999999997,4620.24,1.2833999999999999,1.0908899999999999,1090.8899999999999,1794.4349999999999]
["01.01.2022 22:00",23,143,227,0.85,33.479999999999997,4787.6399999999994,1.3298999999999999,1.1304149999999999,1130.415,1794.4349999999999]
["01.01.2022 23:00",24,143,227,0.85,33.479999999999997,4787.6399999999994,1.3298999999999999,1.1304149999999999,1130.415,1794.4349999999999]
["02.01.2022 00:00",25,147,227,0.85,33.479999999999997,4921.5599999999995,1.3670999999999998,1.1620349999999997,1162.0349999999996,1794.4349999999999]
["02.01.2022 01:00",26,143,226,0.85,33.479999999999997,4787.6399999999994,1.3298999999999999,1.1304149999999999,1130.415,1786.53]
["02.01.2022 02:00",27,147,226,0.85,33.479999999999997,4921.5599999999995,1.3670999999999998,1.1620349999999997,1162.0349999999996,1786.53]
["02.01.2022 03:00",28,148,226,0.85,33.479999999999997,4955.04,1.3764000000000001,1.16994,1169.94,1786.53]
["02.01.2022 04:00",29,143,226,0.85,33.479999999999997,4787.6399999999994,1.3298999999999999,1.1304149999999999,1130.415,1786.53]
["02.01.2022 05:00",30,146,226,0.85,33.479999999999997,4888.08,1.3577999999999999,1.1541299999999999,1154.1299999999999,1786.53]
["02.01.2022 06:00",31,150,225,0.85,33.479999999999997,5021.9999999999991,1.3949999999999998,1.1857499999999999,1185.7499999999998,1778.6249999999998]
["02.01.2022 07:00",32,150,224,0.85,33.479999999999997,5021.9999999999991,1.3949999999999998,1.1857499999999999,1185.7499999999998,1770.7199999999996]
["02.01.2022 08:00",33,146,224,0.85,33.479999999999997,4888.08,1.3577999999999999,1.1541299999999999,1154.1299999999999,1770.7199999999996]
["02.01.2022 09:00",34,146,224,0.85,33.479999999999997,4888.08,1.3577999999999999,1.1541299999999999,1154.1299999999999,1770.7199999999996]
["02.01.2022 10:00",35,146,223,0.85,33.479999999999997,4888.08,1.3577999999999999,1.1541299999999999,1154.1299999999999,1762.8149999999996]
["02.01.2022 11:00",36,138,223,0.85,33.479999999999997,4620.24,1.2833999999999999,1.0908899999999999,1090.8899999999999,1762.8149999999996]
["02.01.2022 12:00",37,138,223,0.85,33.479999999999997,4620.24,1.2833999999999999,1.0908899999999999,1090.8899999999999,1762.8149999999996]
["02.01.2022 13:00",38,142,223,0.85,33.479999999999997,4754.16,1.3206,1.1225099999999999,1122.51,1762.8149999999996]
["02.01.2022 14:00",39,139,223,0.85,33.479999999999997,4653.7199999999993,1.2926999999999997,1.0987949999999997,1098.7949999999998,1762.8149999999996]
["02.01.2022 15:00",40,141,223,0.85,33.479999999999997,4720.6799999999994,1.3112999999999999,1.1146049999999998,1114.6049999999998,1762.8149999999996]
["02.01.2022 16:00",41,142,223,0.85,33.479999999999997,4754.16,1.3206,1.1225099999999999,1122.51,1762.8149999999996]
["02.01.2022 17:00",42,150,223,0.85,33.479999999999997,5021.9999999999991,1.3949999999999998,1.1857499999999999,1185.7499999999998,1762.8149999999996]
["02.01.2022 18:00",43,149,223,0.85,33.479999999999997,4988.5199999999995,1.3856999999999999,1.1778449999999998,1177.8449999999998,1762.8149999999996]
["02.01.2022 19:00",44,146,222,0.85,33.479999999999997,4888.08,1.3577999999999999,1.1541299999999999,1154.1299999999999,1754.91]
["02.01.2022 20:00",45,146,222,0.85,33.479999999999997,4888.08,1.3577999999999999,1.1541299999999999,1154.1299999999999,1754.91]
["02.01.2022 21:00",46,146,222,0.85,33.479999999999997,4888.08,1.3577999999999999,1.1541299999999999,1154.1299999999999,1754.91]
["02.01.2022 22:00",47,151,222,0.85,33.479999999999997,5055.4799999999996,1.4042999999999999,1.1936549999999999,1193.655,1754.91]
["02.01.2022 23:00",48,146,222,0.85,33.479999999999997,4888.08,1.3577999999999999,1.1541299999999999,1154.1299999999999,1754.91]
["03.01.2022 00:00",49,147,222,0.85,33.479999999999997,4921.5599999999995,1.3670999999999998,1.1620349999999997,1162.0349999999996,1754.91]
["03.01.2022 01:00",50,151,221,0.85,33.479999999999997,5055.4799999999996,1.4042999999999999,1.1936549999999999,1193.655,1747.0049999999999]
["03.01.2022 02:00",51,147,221,0.85,33.479999999999997,4921.5599999999995,1.3670999999999998,1.1620349999999997,1162.0349999999996,1747.0049999999999]
["03.01.2022 03:00",52,146,220,0.85,33.479999999999997,4888.08,1.3577999999999999,1.1541299999999999,1154.1299999999999,1739.1]
["03.01.2022 04:00",53,146,220,0.85,33.479999999999997,4888.08,1.3577999999999999,1.1541299999999999,1154.1299999999999,1739.1]
["03.01.2022 05:00",54,149,220,0.85,33.479999999999997,4988.5199999999995,1.3856999999999999,1.1778449999999998,1177.8449999999998,1739.1]
["03.01.2022 06:00",55,149,219,0.85,33.479999999999997,4988.5199999999995,1.3856999999999999,1.1778449999999998,1177.8449999999998,1731.1949999999997]
["03.01.2022 07:00",56,146,219,0.85,33.479999999999997,4888.08,1.3577999999999999,1.1541299999999999,1154.1299999999999,1731.1949999999997]
["03.01.2022 08:00",57,146,219,0.85,33.479999999999997,4888.08,1.3577999999999999,1.1541299999999999,1154.1299999999999,1731.1949999999997]
["03.01.2022 09:00",58,146,219,0.85,33.479999999999997,4888.08,1.3577999999999999,1.1541299999999999,1154.1299999999999,1731.1949999999997]
["03.01.2022 10:00",59,138,219,0.85,33.479999999999997,4620.24,1.2833999999999999,1.0908899999999999,1090.8899999999999,1731.1949999999997]
["03.01.2022 11:00",60,138,218,0.85,33.479999999999997,4620.24,1.2833999999999999,1.0908899999999999,1090.8899999999999,1723.2899999999995]
["03.01.2022 12:00",61,141,218,0.85,33.479999999999997,4720.6799999999994,1.3112999999999999,1.1146049999999998,1114.6049999999998,1723.2899999999995]
["03.01.2022 13:00",62,146,218,0.85,33.479999999999997,4888.08,1.3577999999999999,1.1541299999999999,1154.1299999999999,1723.2899999999995]
["03.01.2022 14:00",63,142,218,0.85,33.479999999999997,4754.16,1.3206,1.1225099999999999,1122.51,1723.2899999999995]
["03.01.2022 15:00",64,141,218,0.85,33.479999999999997,4720.6799999999994,1.3112999999999999,1.1146049999999998,1114.6049999999998,1723.2899999999995]
["03.01.2022 16:00",65,141,218,0.85,33.479999999999997,4720.6799999999994,{"$f":"G66/3600","v":1.3112999999999999},1.1146049999999998,1114.6049999999998,1723.2899999999995]
["03.01.2022 17:00",{"$f":"B66+1","v":66},137,217,0.85,33.479999999999997,{"$f":"C67*F67","v":4586.7599999999993},1.2740999999999998,{"$f":"H67*E67","v":1.0829849999999999},{"$f":"I67*1000/1","v":1082.9849999999999},1715.3849999999995]
["03.01.2022 18:00",67,141,217,{"$f":"E67","v":0.85},{"$f":"F67","v":33.479999999999997},4720.6799999999994,1.3112999999999999,1.1146049999999998,1114.6049999999998,1715.3849999999995]
["03.01.2022 19:00",68,138,217,0.85,33.479999999999997,4620.24,1.2833999999999999,1.0908899999999999,1090.8899999999999,1715.3849999999995]
["03.01.2022 20:00",69,141,217,0.85,33.479999999999997,4720.6799999999994,1.3112999999999999,1.1146049999999998,1114.6049999999998,1715.3849999999995]
["03.01.2022 21:00",70,142,217,0.85,33.479999999999997,4754.16,1.3206,1.1225099999999999,1122.51,1715.3849999999995]
["03.01.2022 22:00",71,142,217,0.85,33.479999999999997,4754.16,1.3206,1.1225099999999999,1122.51,1715.3849999999995]
["03.01.2022 23:00",72,146,217,0.85,33.479999999999997,4888.08,1.3577999999999999,1.1541299999999999,1154.1299999999999,1715.3849999999995]
["04.01.2022 00:00",73,147,217,0.85,33.479999999999997,4921.5599999999995,1.3670999999999998,1.1620349999999997,1162.0349999999996,1715.3849999999995]
["04.01.2022 01:00",74,142,217,0.85,33.479999999999997,4754.16,1.3206,1.1225099999999999,1122.51,1715.3849999999995]
["04.01.2022 02:00",75,146,217,0.85,33.479999999999997,4888.08,1.3577999999999999,1.1541299999999999,1154.1299999999999,1715.3849999999995]
["04.01.2022 03:00",76,138,217,0.85,33.479999999999997,4620.24,1.2833999999999999,1.0908899999999999,1090.8899999999999,1715.3849999999995]
["04.01.2022 04:00",77,150,216,0.85,33.479999999999997,5021.9999999999991,1.3949999999999998,1.1857499999999999,1185.7499999999998,1707.4799999999998]
["04.01.2022 05:00",78,145,216,0.85,33.479999999999997,4854.5999999999995,1.3484999999999998,1.1462249999999998,1146.2249999999999,1707.4799999999998]
["04.01.2022 06:00",79,145,216,0.85,33.479999999999997,4854.5999999999995,1.3484999999999998,1.1462249999999998,1146.2249999999999,1707.4799999999998]
["04.01.2022 07:00",80,145,216,0.85,33.479999999999997,4854.5999999999995,1.3484999999999998,1.1462249999999998,1146.2249999999999,1707.4799999999998]
["04.01.2022 08:00",81,149,216,0.85,33.479999999999997,4988.5199999999995,1.3856999999999999,1.1778449999999998,1177.8449999999998,1707.4799999999998]
["04.01.2022 09:00",82,146,216,0.85,33.479999999999997,4888.08,1.3577999999999999,1.1541299999999999,1154.1299999999999,1707.4799999999998]
["04.01.2022 10:00",83,141,216,0.85,33.479999999999997,4720.6799999999994,1.3112999999999999,1.1146049999999998,1114.6049999999998,1707.4799999999998]
["04.01.2022 11:00",84,141,216,0.85,33.479999999999997,4720.6799999999994,1.3112999999999999,1.1146049999999998,1114.6049999999998,1707.4799999999998]
["04.01.2022 12:00",85,150,216,0.85,33.479999999999997,5021.9999999999991,1.3949999999999998,1.1857499999999999,1185.7499999999998,1707.4799999999998]
["04.01.2022 13:00",86,141,216,0.85,33.479999999999997,4720.6799999999994,1.3112999999999999,1.1146049999999998,1114.6049999999998,1707.4799999999998]
["04.01.2022 14:00",87,137,216,0.85,33.479999999999997,4586.7599999999993,1.2740999999999998,1.0829849999999999,1082.9849999999999,1707.4799999999998]
["04.01.2022 15:00",88,149,216,0.85,33.479999999999997,4988.5199999999995,1.3856999999999999,1.1778449999999998,1177.8449999999998,1707.4799999999998]
["04.01.2022 16:00",89,149,216,0.85,33.479999999999997,4988.5199999999995,1.3856999999999999,1.1778449999999998,1177.8449999999998,1707.4799999999998]
["04.01.2022 17:00",90,145,216,0.85,33.479999999999997,4854.5999999999995,1.3484999999999998,1.1462249999999998,1146.2249999999999,1707.4799999999998]
["04.01.2022 18:00",91,145,215,0.85,33.479999999999997,4854.5999999999995,1.3484999999999998,1.1462249999999998,1146.2249999999999,1699.5749999999996]
["04.01.2022 19:00",92,149,215,0.85,33.479999999999997,4988.5199999999995,1.3856999999999999,1.1778449999999998,1177.8449999999998,1699.5749999999996]
["04.01.2022 20:00",93,146,215,0.85,33.479999999999997,4888.08,1.3577999999999999,1.1541299999999999,1154.1299999999999,1699.5749999999996]
["04.01.2022 21:00",94,146,215,0.85,33.479999999999997,4888.08,1.3577999999999999,1.1541299999999999,1154.1299999999999,1699.5749999999996]
["04.01.2022 22:00",95,150,215,0.85,33.479999999999997,5021.9999999999991,1.3949999999999998,1.1857499999999999,1185.7499999999998,1699.5749999999996]
["04.01.2022 23:00",96,150,215,0.85,33.479999999999997,5021.9999999999991,1.3949999999999998,1.1857499999999999,1185.7499999999998,1699.5749999999996]
["05.01.2022 00:00",97,150,215,0.85,33.479999999999997,5021.9999999999991,1.3949999999999998,1.1857499999999999,1185.7499999999998,1699.5749999999996]
["05.01.2022 01:00",98,146,214,0.85,33.479999999999997,4888.08,1.3577999999999999,1.1541299999999999,1154.1299999999999,1691.6699999999998]
["05.01.2022 02:00",99,146,214,0.85,33.479999999999997,4888.08,1.3577999999999999,1.1541299999999999,1154.1299999999999,1691.6699999999998]
["05.01.2022 03:00",100,150,214,0.85,33.479999999999997,5021.9999999999991,1.3949999999999998,1.1857499999999999,1185.7499999999998,1691.6699999999998]
["05.01.2022 04:00",101,149,214,0.85,33.479999999999997,4988.5199999999995,1.3856999999999999,1.1778449999999998,1177.8449999999998,1691.6699999999998]
["05.01.2022 05:00",102,149,214,0.85,33.479999999999997,4988.5199999999995,1.3856999999999999,1.1778449999999998,1177.8449999999998,1691.6699999999998]
["05.01.2022 06:00",103,145,214,0.85,33.479999999999997,4854.5999999999995,1.3484999999999998,1.1462249999999998,1146.2249999999999,1691.6699999999998]
["05.01.2022 07:00",104,154,214,0.85,33.479999999999997,5155.9199999999992,1.4321999999999997,1.2173699999999996,1217.3699999999997,1691.6699999999998]
["05.01.2022 08:00",105,153,214,0.85,33.479999999999997,5122.4399999999996,1.4228999999999998,1.2094649999999998,1209.4649999999997,1691.6699999999998]
["05.01.2022 09:00",106,154,214,0.85,33.479999999999997,5155.9199999999992,1.4321999999999997,1.2173699999999996,1217.3699999999997,1691.6699999999998]
["05.01.2022 10:00",107,157,214,0.85,33.479999999999997,5256.36,1.4601,1.241085,1241.085,1691.6699999999998]
["05.01.2022 11:00",108,158,214,0.85,33.479999999999997,5289.8399999999992,1.4693999999999998,1.2489899999999998,1248.9899999999998,1691.6699999999998]
["05.01.2022 12:00",109,154,214,0.85,33.479999999999997,5155.9199999999992,1.4321999999999997,1.2173699999999996,1217.3699999999997,1691.6699999999998]
["05.01.2022 13:00",110,155,214,0.85,33.479999999999997,5189.3999999999996,1.4415,1.2252749999999999,1225.2749999999999,1691.6699999999998]
["05.01.2022 14:00",111,150,214,0.85,33.479999999999997,5021.9999999999991,1.3949999999999998,1.1857499999999999,1185.7499999999998,1691.6699999999998]
["05.01.2022 15:00",112,158,214,0.85,33.479999999999997,5289.8399999999992,1.4693999999999998,1.2489899999999998,1248.9899999999998,1691.6699999999998]
["05.01.2022 16:00",113,182,214,0.85,33.479999999999997,6093.36,1.6925999999999999,1.4387099999999999,1438.71,1691.6699999999998]
["05.01.2022 17:00",114,182,214,0.85,33.479999999999997,6093.36,1.6925999999999999,1.4387099999999999,1438.71,1691.6699999999998]
["05.01.2022 18:00",115,163,213,0.85,33.479999999999997,5457.24,1.5159,1.2885150000000001,1288.5150000000001,1683.7649999999999]
["05.01.2022 19:00",116,170,213,0.85,33.479999999999997,5691.5999999999995,1.5809999999999997,1.3438499999999998,1343.8499999999997,1683.7649999999999]
["05.01.2022 20:00",117,162,213,0.85,33.479999999999997,5423.7599999999993,1.5065999999999997,1.2806099999999998,1280.6099999999999,1683.7649999999999]
["05.01.2022 21:00",118,163,213,0.85,33.479999999999997,5457.24,1.5159,1.2885150000000001,1288.5150000000001,1683.7649999999999]
["05.01.2022 22:00",119,162,213,0.85,33.479999999999997,5423.7599999999993,1.5065999999999997,1.2806099999999998,1280.6099999999999,1683.7649999999999]
["05.01.2022 23:00",120,166,213,0.85,33.479999999999997,5557.6799999999994,1.5437999999999998,1.3122299999999998,1312.2299999999998,1683.7649999999999]
["06.01.2022 00:00",121,167,213,0.85,33.479999999999997,5591.16,1.5530999999999999,1.3201349999999998,1320.1349999999998,1683.7649999999999]
["06.01.2022 01:00",122,159,213,0.85,33.479999999999997,5323.32,1.4786999999999999,1.2568949999999999,1256.895,1683.7649999999999]
["06.01.2022 02:00",123,163,213,0.85,33.479999999999997,5457.24,1.5159,1.2885150000000001,1288.5150000000001,1683.7649999999999]
["06.01.2022 03:00",124,171,213,0.85,33.479999999999997,5725.079999999999,1.5902999999999998,1.3517549999999998,1351.7549999999999,1683.7649999999999]
["06.01.2022 04:00",125,170,213,0.85,33.479999999999997,5691.5999999999995,1.5809999999999997,1.3438499999999998,1343.8499999999997,1683.7649999999999]
["06.01.2022 05:00",126,166,213,0.85,33.479999999999997,5557.6799999999994,1.5437999999999998,1.3122299999999998,1312.2299999999998,1683.7649999999999]
["06.01.2022 06:00",127,178,212,0.85,33.479999999999997,5959.44,1.6554,1.40709,1407.09,1675.8599999999997]
["06.01.2022 07:00",128,171,212,0.85,33.479999999999997,5725.079999999999,1.5902999999999998,1.3517549999999998,1351.7549999999999,1675.8599999999997]
["06.01.2022 08:00",129,174,212,0.85,33.479999999999997,5825.5199999999995,{"$f":"G130/3600","v":1.6181999999999999},1.3754699999999997,1375.4699999999998,1675.8599999999997]
["06.01.2022 09:00",{"$f":"B130+1","v":130},175,212,0.85,33.479999999999997,{"$f":"C131*F131","v":5858.9999999999991},1.6274999999999997,{"$f":"H131*E131","v":1.3833749999999998},{"$f":"I131*1000/1","v":1383.3749999999998},1675.8599999999997]
["06.01.2022 10:00",131,176,212,{"$f":"E131","v":0.85},{"$f":"F131","v":33.479999999999997},5892.48,1.6367999999999998,1.3912799999999999,1391.2799999999997,1675.8599999999997]
["06.01.2022 11:00",132,179,212,0.85,33.479999999999997,5992.9199999999992,1.6646999999999998,1.4149949999999998,1414.9949999999999,1675.8599999999997]
["06.01.2022 12:00",133,188,212,0.85,33.479999999999997,6294.24,1.7484,1.48614,1486.14,1675.8599999999997]
["06.01.2022 13:00",134,180,212,0.85,33.479999999999997,6026.4,1.6739999999999999,1.4228999999999998,1422.8999999999999,1675.8599999999997]
["06.01.2022 14:00",135,184,212,0.85,33.479999999999997,6160.32,1.7111999999999998,1.4545199999999998,1454.5199999999998,1675.8599999999997]
["06.01.2022 15:00",136,179,212,0.85,33.479999999999997,5992.9199999999992,1.6646999999999998,1.4149949999999998,1414.9949999999999,1675.8599999999997]
["06.01.2022 16:00",137,174,212,0.85,33.479999999999997,5825.5199999999995,1.6181999999999999,1.3754699999999997,1375.4699999999998,1675.8599999999997]
["06.01.2022 17:00",138,179,212,0.85,33.479999999999997,5992.9199999999992,1.6646999999999998,1.4149949999999998,1414.9949999999999,1675.8599999999997]
["06.01.2022 18:00",139,192,212,0.85,33.479999999999997,6428.16,1.7855999999999999,1.5177599999999998,1517.7599999999998,1675.8599999999997]
["06.01.2022 19:00",140,187,212,0.85,33.479999999999997,6260.7599999999993,1.7390999999999999,1.4782349999999997,1478.2349999999997,1675.8599999999997]
["06.01.2022 20:00",141,180,212,0.85,33.479999999999997,6026.4,1.6739999999999999,1.4228999999999998,1422.8999999999999,1675.8599999999997]
["06.01.2022 21:00",142,189,212,0.85,33.479999999999997,6327.7199999999993,1.7576999999999998,1.4940449999999998,1494.0449999999998,1675.8599999999997]
["06.01.2022 22:00",143,188,212,0.85,33.479999999999997,6294.24,1.7484,1.48614,1486.14,1675.8599999999997]
["06.01.2022 23:00",144,180,211,0.85,33.479999999999997,6026.4,1.6739999999999999,1.4228999999999998,1422.8999999999999,1667.9549999999999]
["07.01.2022 00:00",145,188,211,0.85,33.479999999999997,6294.24,1.7484,1.48614,1486.14,1667.9549999999999]
["07.01.2022 01:00",146,188,211,0.85,33.479999999999997,6294.24,1.7484,1.48614,1486.14,1667.9549999999999]
["07.01.2022 02:00",147,192,211,0.85,33.479999999999997,6428.16,1.7855999999999999,1.5177599999999998,1517.7599999999998,1667.9549999999999]
["07.01.2022 03:00",148,184,211,0.85,33.479999999999997,6160.32,1.7111999999999998,1.4545199999999998,1454.5199999999998,1667.9549999999999]
["07.01.2022 04:00",149,188,211,0.85,33.479999999999997,6294.24,1.7484,1.48614,1486.14,1667.9549999999999]
["07.01.2022 05:00",150,192,211,0.85,33.479999999999997,6428.16,1.7855999999999999,1.5177599999999998,1517.7599999999998,1667.9549999999999]
["07.01.2022 06:00",151,192,211,0.85,33.479999999999997,6428.16,1.7855999999999999,1.5177599999999998,1517.7599999999998,1667.9549999999999]
["07.01.2022 07:00",152,192,211,0.85,33.479999999999997,6428.16,1.7855999999999999,1.5177599999999998,1517.7599999999998,1667.9549999999999]
["07.01.2022 08:00",153,193,211,0.85,33.479999999999997,6461.6399999999994,1.7948999999999999,1.5256649999999998,1525.6649999999997,1667.9549999999999]
["07.01.2022 09:00",154,200,210,0.85,33.479999999999997,6695.9999999999991,1.8599999999999997,1.5809999999999997,1580.9999999999998,1660.0499999999997]
["07.01.2022 10:00",155,197,210,0.85,33.479999999999997,6595.5599999999995,1.8320999999999998,1.5572849999999998,1557.2849999999999,1660.0499999999997]
["07.01.2022 11:00",156,196,210,0.85,33.479999999999997,6562.079999999999,1.8227999999999998,1.5493799999999998,1549.3799999999997,1660.0499999999997]
["07.01.2022 12:00",157,213,210,0.85,33.479999999999997,7131.24,1.9808999999999999,1.683765,1683.7649999999999,1660.0499999999997]
["07.01.2022 13:00",158,208,210,0.85,33.479999999999997,6963.8399999999992,1.9343999999999999,1.6442399999999999,1644.24,1660.0499999999997]
["07.01.2022 14:00",159,213,210,0.85,33.479999999999997,7131.24,1.9808999999999999,1.683765,1683.7649999999999,1660.0499999999997]
["07.01.2022 15:00",160,212,210,0.85,33.479999999999997,7097.7599999999993,1.9715999999999998,1.6758599999999997,1675.8599999999997,1660.0499999999997]
["07.01.2022 16:00",161,212,210,0.85,33.479999999999997,7097.7599999999993,1.9715999999999998,1.6758599999999997,1675.8599999999997,1660.0499999999997]
["07.01.2022 17:00",162,212,210,0.85,33.479999999999997,7097.7599999999993,1.9715999999999998,1.6758599999999997,1675.8599999999997,1660.0499999999997]
["07.01.2022 18:00",163,208,210,0.85,33.479999999999997,6963.8399999999992,1.9343999999999999,1.6442399999999999,1644.24,1660.0499999999997]
["07.01.2022 19:00",164,191,210,0.85,33.479999999999997,6394.6799999999994,1.7762999999999998,1.5098549999999997,1509.8549999999998,1660.0499999999997]
["07.01.2022 20:00",165,298,210,0.85,33.479999999999997,9977.0399999999991,2.7713999999999999,2.3556899999999996,2355.6899999999996,1660.0499999999997]
["07.01.2022 21:00",166,238,210,0.85,33.479999999999997,7968.2399999999989,2.2133999999999996,1.8813899999999997,1881.3899999999996,1660.0499999999997]
["07.01.2022 22:00",167,212,210,0.85,33.479999999999997,7097.7599999999993,1.9715999999999998,1.6758599999999997,1675.8599999999997,1660.0499999999997]
["07.01.2022 23:00",168,208,210,0.85,33.479999999999997,6963.8399999999992,1.9343999999999999,1.6442399999999999,1644.24,1660.0499999999997]
["08.01.2022 00:00",169,217,210,0.85,33.479999999999997,7265.1599999999989,2.0180999999999996,1.7153849999999995,1715.3849999999995,1660.0499999999997]
["08.01.2022 01:00",170,208,210,0.85,33.479999999999997,6963.8399999999992,1.9343999999999999,1.6442399999999999,1644.24,1660.0499999999997]
["08.01.2022 02:00",171,213,210,0.85,33.479999999999997,7131.24,1.9808999999999999,1.683765,1683.7649999999999,1660.0499999999997]
["08.01.2022 03:00",172,212,210,0.85,33.479999999999997,7097.7599999999993,1.9715999999999998,1.6758599999999997,1675.8599999999997,1660.0499999999997]
["08.01.2022 04:00",173,216,210,0.85,33.479999999999997,7231.6799999999994,2.0087999999999999,1.7074799999999999,1707.4799999999998,1660.0499999999997]
["08.01.2022 05:00",174,216,210,0.85,33.479999999999997,7231.6799999999994,2.0087999999999999,1.7074799999999999,1707.4799999999998,1660.0499999999997]
["08.01.2022 06:00",175,211,210,0.85,33.479999999999997,7064.28,1.9622999999999999,1.6679549999999999,1667.9549999999999,1660.0499999999997]
["08.01.2022 07:00",176,216,210,0.85,33.479999999999997,7231.6799999999994,2.0087999999999999,1.7074799999999999,1707.4799999999998,1660.0499999999997]
["08.01.2022 08:00",177,216,209,0.85,33.479999999999997,7231.6799999999994,2.0087999999999999,1.7074799999999999,1707.4799999999998,1652.145]
["08.01.2022 09:00",178,208,209,0.85,33.479999999999997,6963.8399999999992,1.9343999999999999,1.6442399999999999,1644.24,1652.145]
["08.01.2022 10:00",179,212,209,0.85,33.479999999999997,7097.7599999999993,1.9715999999999998,1.6758599999999997,1675.8599999999997,1652.145]
["08.01.2022 11:00",180,211,209,0.85,33.479999999999997,7064.28,1.9622999999999999,1.6679549999999999,1667.9549999999999,1652.145]
["08.01.2022 12:00",181,204,209,0.85,33.479999999999997,6829.9199999999992,1.8971999999999998,1.6126199999999997,1612.6199999999997,1652.145]
["08.01.2022 13:00",182,204,209,0.85,33.479999999999997,6829.9199999999992,1.8971999999999998,1.6126199999999997,1612.6199999999997,1652.145]
["08.01.2022 14:00",183,209,209,0.85,33.479999999999997,6997.32,1.9437,1.652145,1652.145,1652.145]
["08.01.2022 15:00",184,208,209,0.85,33.479999999999997,6963.8399999999992,1.9343999999999999,1.6442399999999999,1644.24,1652.145]
["08.01.2022 16:00",185,212,209,0.85,33.479999999999997,7097.7599999999993,1.9715999999999998,1.6758599999999997,1675.8599999999997,1652.145]
["08.01.2022 17:00",186,209,209,0.85,33.479999999999997,6997.32,1.9437,1.652145,1652.145,1652.145]
["08.01.2022 18:00",187,217,209,0.85,33.479999999999997,7265.1599999999989,2.0180999999999996,1.7153849999999995,1715.3849999999995,1652.145]
["08.01.2022 19:00",188,212,209,0.85,33.479999999999997,7097.7599999999993,1.9715999999999998,1.6758599999999997,1675.8599999999997,1652.145]
["08.01.2022 20:00",189,212,209,0.85,33.479999999999997,7097.7599999999993,1.9715999999999998,1.6758599999999997,1675.8599999999997,1652.145]
["08.01.2022 21:00",190,217,209,0.85,33.479999999999997,7265.1599999999989,2.0180999999999996,1.7153849999999995,1715.3849999999995,1652.145]
["08.01.2022 22:00",191,217,209,0.85,33.479999999999997,7265.1599999999989,2.0180999999999996,1.7153849999999995,1715.3849999999995,1652.145]
["08.01.2022 23:00",192,212,209,0.85,33.479999999999997,7097.7599999999993,1.9715999999999998,1.6758599999999997,1675.8599999999997,1652.145]
["09.01.2022 00:00",193,217,209,0.85,33.479999999999997,7265.1599999999989,{"$f":"G194/3600","v":2.0180999999999996},1.7153849999999995,1715.3849999999995,1652.145]
["09.01.2022 01:00",{"$f":"B194+1","v":194},216,208,0.85,33.479999999999997,{"$f":"C195*F195","v":7231.6799999999994},2.0087999999999999,{"$f":"H195*E195","v":1.7074799999999999},{"$f":"I195*1000/1","v":1707.4799999999998},1644.24]
["09.01.2022 02:00",195,220,208,{"$f":"E195","v":0.85},{"$f":"F195","v":33.479999999999997},7365.5999999999995,2.0459999999999998,1.7390999999999999,1739.1,1644.24]
["09.01.2022 03:00",196,216,208,0.85,33.479999999999997,7231.6799999999994,2.0087999999999999,1.7074799999999999,1707.4799999999998,1644.24]
["09.01.2022 04:00",197,215,208,0.85,33.479999999999997,7198.1999999999989,1.9994999999999996,1.6995749999999996,1699.5749999999996,1644.24]
["09.01.2022 05:00",198,215,208,0.85,33.479999999999997,7198.1999999999989,1.9994999999999996,1.6995749999999996,1699.5749999999996,1644.24]
["09.01.2022 06:00",199,216,208,0.85,33.479999999999997,7231.6799999999994,2.0087999999999999,1.7074799999999999,1707.4799999999998,1644.24]
["09.01.2022 07:00",200,215,208,0.85,33.479999999999997,7198.1999999999989,1.9994999999999996,1.6995749999999996,1699.5749999999996,1644.24]
["09.01.2022 08:00",201,216,208,0.85,33.479999999999997,7231.6799999999994,2.0087999999999999,1.7074799999999999,1707.4799999999998,1644.24]
["09.01.2022 09:00",202,219,208,0.85,33.479999999999997,7332.119999999999,2.0366999999999997,1.7311949999999998,1731.1949999999997,1644.24]
["09.01.2022 10:00",203,212,208,0.85,33.479999999999997,7097.7599999999993,1.9715999999999998,1.6758599999999997,1675.8599999999997,1644.24]
["09.01.2022 11:00",204,211,208,0.85,33.479999999999997,7064.28,1.9622999999999999,1.6679549999999999,1667.9549999999999,1644.24]
["09.01.2022 12:00",205,213,208,0.85,33.479999999999997,7131.24,1.9808999999999999,1.683765,1683.7649999999999,1644.24]
["09.01.2022 13:00",206,203,207,0.85,33.479999999999997,6796.44,1.8878999999999999,1.6047149999999999,1604.7149999999999,1636.3349999999998]
["09.01.2022 14:00",207,207,207,0.85,33.479999999999997,6930.36,1.9250999999999998,1.6363349999999999,1636.3349999999998,1636.3349999999998]
["09.01.2022 15:00",208,208,207,0.85,33.479999999999997,6963.8399999999992,1.9343999999999999,1.6442399999999999,1644.24,1636.3349999999998]
["09.01.2022 16:00",209,216,207,0.85,33.479999999999997,7231.6799999999994,2.0087999999999999,1.7074799999999999,1707.4799999999998,1636.3349999999998]
["09.01.2022 17:00",210,207,207,0.85,33.479999999999997,6930.36,1.9250999999999998,1.6363349999999999,1636.3349999999998,1636.3349999999998]
["09.01.2022 18:00",211,212,207,0.85,33.479999999999997,7097.7599999999993,1.9715999999999998,1.6758599999999997,1675.8599999999997,1636.3349999999998]
["09.01.2022 19:00",212,216,207,0.85,33.479999999999997,7231.6799999999994,2.0087999999999999,1.7074799999999999,1707.4799999999998,1636.3349999999998]
["09.01.2022 20:00",213,213,207,0.85,33.479999999999997,7131.24,1.9808999999999999,1.683765,1683.7649999999999,1636.3349999999998]
["09.01.2022 21:00",214,209,207,0.85,33.479999999999997,6997.32,1.9437,1.652145,1652.145,1636.3349999999998]
["09.01.2022 22:00",215,217,207,0.85,33.479999999999997,7265.1599999999989,2.0180999999999996,1.7153849999999995,1715.3849999999995,1636.3349999999998]
["09.01.2022 23:00",216,213,206,0.85,33.479999999999997,7131.24,1.9808999999999999,1.683765,1683.7649999999999,1628.4299999999998]
["10.01.2022 00:00",217,212,206,0.85,33.479999999999997,7097.7599999999993,1.9715999999999998,1.6758599999999997,1675.8599999999997,1628.4299999999998]
["10.01.2022 01:00",218,213,206,0.85,33.479999999999997,7131.24,1.9808999999999999,1.683765,1683.7649999999999,1628.4299999999998]
["10.01.2022 02:00",219,212,206,0.85,33.479999999999997,7097.7599999999993,1.9715999999999998,1.6758599999999997,1675.8599999999997,1628.4299999999998]
["10.01.2022 03:00",220,208,206,0.85,33.479999999999997,6963.8399999999992,1.9343999999999999,1.6442399999999999,1644.24,1628.4299999999998]
["10.01.2022 04:00",221,212,206,0.85,33.479999999999997,7097.7599999999993,1.9715999999999998,1.6758599999999997,1675.8599999999997,1628.4299999999998]
["10.01.2022 05:00",222,211,206,0.85,33.479999999999997,7064.28,1.9622999999999999,1.6679549999999999,1667.9549999999999,1628.4299999999998]
["10.01.2022 06:00",223,216,206,0.85,33.479999999999997,7231.6799999999994,2.0087999999999999,1.7074799999999999,1707.4799999999998,1628.4299999999998]
["10.01.2022 07:00",224,207,206,0.85,33.479999999999997,6930.36,1.9250999999999998,1.6363349999999999,1636.3349999999998,1628.4299999999998]
["10.01.2022 08:00",225,208,206,0.85,33.479999999999997,6963.8399999999992,1.9343999999999999,1.6442399999999999,1644.24,1628.4299999999998]
["10.01.2022 09:00",226,204,206,0.85,33.479999999999997,6829.9199999999992,1.8971999999999998,1.6126199999999997,1612.6199999999997,1628.4299999999998]
["10.01.2022 10:00",227,205,206,0.85,33.479999999999997,6863.4,1.9064999999999999,1.6205249999999998,1620.5249999999999,1628.4299999999998]
["10.01.2022 11:00",228,200,206,0.85,33.479999999999997,6695.9999999999991,1.8599999999999997,1.5809999999999997,1580.9999999999998,1628.4299999999998]
["10.01.2022 12:00",229,197,206,0.85,33.479999999999997,6595.5599999999995,1.8320999999999998,1.5572849999999998,1557.2849999999999,1628.4299999999998]
["10.01.2022 13:00",230,200,206,0.85,33.479999999999997,6695.9999999999991,1.8599999999999997,1.5809999999999997,1580.9999999999998,1628.4299999999998]
["10.01.2022 14:00",231,209,206,0.85,33.479999999999997,6997.32,1.9437,1.652145,1652.145,1628.4299999999998]
["10.01.2022 15:00",232,200,206,0.85,33.479999999999997,6695.9999999999991,1.8599999999999997,1.5809999999999997,1580.9999999999998,1628.4299999999998]
["10.01.2022 16:00",233,201,206,0.85,33.479999999999997,6729.48,1.8693,1.588905,1588.905,1628.4299999999998]
["10.01.2022 17:00",234,205,206,0.85,33.479999999999997,6863.4,1.9064999999999999,1.6205249999999998,1620.5249999999999,1628.4299999999998]
["10.01.2022 18:00",235,200,206,0.85,33.479999999999997,6695.9999999999991,1.8599999999999997,1.5809999999999997,1580.9999999999998,1628.4299999999998]
["10.01.2022 19:00",236,197,206,0.85,33.479999999999997,6595.5599999999995,1.8320999999999998,1.5572849999999998,1557.2849999999999,1628.4299999999998]
["10.01.2022 20:00",237,205,206,0.85,33.479999999999997,6863.4,1.9064999999999999,1.6205249999999998,1620.5249999999999,1628.4299999999998]
["10.01.2022 21:00",238,205,206,0.85,33.479999999999997,6863.4,1.9064999999999999,1.6205249999999998,1620.5249999999999,1628.4299999999998]
["10.01.2022 22:00",239,206,206,0.85,33.479999999999997,6896.8799999999992,1.9157999999999997,1.6284299999999998,1628.4299999999998,1628.4299999999998]
["10.01.2022 23:00",240,205,205,0.85,33.479999999999997,6863.4,1.9064999999999999,1.6205249999999998,1620.5249999999999,1620.5249999999999]
["11.01.2022 00:00",241,214,205,0.85,33.479999999999997,7164.7199999999993,1.9901999999999997,1.6916699999999998,1691.6699999999998,1620.5249999999999]
["11.01.2022 01:00",242,210,205,0.85,33.479999999999997,7030.7999999999993,1.9529999999999998,1.6600499999999998,1660.0499999999997,1620.5249999999999]
["11.01.2022 02:00",243,209,205,0.85,33.479999999999997,6997.32,1.9437,1.652145,1652.145,1620.5249999999999]
["11.01.2022 03:00",244,213,205,0.85,33.479999999999997,7131.24,1.9808999999999999,1.683765,1683.7649999999999,1620.5249999999999]
["11.01.2022 04:00",245,209,205,0.85,33.479999999999997,6997.32,1.9437,1.652145,1652.145,1620.5249999999999]
["11.01.2022 05:00",246,217,205,0.85,33.479999999999997,7265.1599999999989,2.0180999999999996,1.7153849999999995,1715.3849999999995,1620.5249999999999]
["11.01.2022 06:00",247,217,205,0.85,33.479999999999997,7265.1599999999989,2.0180999999999996,1.7153849999999995,1715.3849999999995,1620.5249999999999]
["11.01.2022 07:00",248,221,205,0.85,33.479999999999997,7399.079999999999,2.0552999999999999,1.7470049999999999,1747.0049999999999,1620.5249999999999]
["11.01.2022 08:00",249,218,205,0.85,33.479999999999997,7298.6399999999994,2.0273999999999996,1.7232899999999995,1723.2899999999995,1620.5249999999999]
["11.01.2022 09:00",250,214,205,0.85,33.479999999999997,7164.7199999999993,1.9901999999999997,1.6916699999999998,1691.6699999999998,1620.5249999999999]
["11.01.2022 10:00",251,219,205,0.85,33.479999999999997,7332.119999999999,2.0366999999999997,1.7311949999999998,1731.1949999999997,1620.5249999999999]
["11.01.2022 11:00",252,218,205,0.85,33.479999999999997,7298.6399999999994,2.0273999999999996,1.7232899999999995,1723.2899999999995,1620.5249999999999]
["11.01.2022 12:00",253,214,205,0.85,33.479999999999997,7164.7199999999993,1.9901999999999997,1.6916699999999998,1691.6699999999998,1620.5249999999999]
["11.01.2022 13:00",254,210,205,0.85,33.479999999999997,7030.7999999999993,1.9529999999999998,1.6600499999999998,1660.0499999999997,1620.5249999999999]
["11.01.2022 14:00",255,218,205,0.85,33.479999999999997,7298.6399999999994,2.0273999999999996,1.7232899999999995,1723.2899999999995,1620.5249999999999]
["11.01.2022 15:00",256,214,205,0.85,33.479999999999997,7164.7199999999993,1.9901999999999997,1.6916699999999998,1691.6699999999998,1620.5249999999999]
["11.01.2022 16:00",257,214,205,0.85,33.479999999999997,7164.7199999999993,{"$f":"G258/3600","v":1.9901999999999997},1.6916699999999998,1691.6699999999998,1620.5249999999999]
["11.01.2022 17:00",{"$f":"B258+1","v":258},213,205,0.85,33.479999999999997,{"$f":"C259*F259","v":7131.24},1.9808999999999999,{"$f":"H259*E259","v":1.683765},{"$f":"I259*1000/1","v":1683.7649999999999},1620.5249999999999]
["11.01.2022 18:00",259,219,205,{"$f":"E259","v":0.85},{"$f":"F259","v":33.479999999999997},7332.119999999999,2.0366999999999997,1.7311949999999998,1731.1949999999997,1620.5249999999999]
["11.01.2022 19:00",260,222,205,0.85,33.479999999999997,7432.5599999999995,2.0646,1.75491,1754.91,1620.5249999999999]
["11.01.2022 20:00",261,218,205,0.85,33.479999999999997,7298.6399999999994,2.0273999999999996,1.7232899999999995,1723.2899999999995,1620.5249999999999]
["11.01.2022 21:00",262,227,205,0.85,33.479999999999997,7599.9599999999991,2.1111,1.794435,1794.4349999999999,1620.5249999999999]
["11.01.2022 22:00",263,223,205,0.85,33.479999999999997,7466.0399999999991,2.0738999999999996,1.7628149999999996,1762.8149999999996,1620.5249999999999]
["11.01.2022 23:00",264,220,205,0.85,33.479999999999997,7365.5999999999995,2.0459999999999998,1.7390999999999999,1739.1,1620.5249999999999]
["12.01.2022 00:00",265,219,205,0.85,33.479999999999997,7332.119999999999,2.0366999999999997,1.7311949999999998,1731.1949999999997,1620.5249999999999]
["12.01.2022 01:00",266,224,204,0.85,33.479999999999997,7499.5199999999995,2.0831999999999997,1.7707199999999996,1770.7199999999996,1612.6199999999997]
["12.01.2022 02:00",267,222,204,0.85,33.479999999999997,7432.5599999999995,2.0646,1.75491,1754.91,1612.6199999999997]
["12.01.2022 03:00",268,224,204,0.85,33.479999999999997,7499.5199999999995,2.0831999999999997,1.7707199999999996,1770.7199999999996,1612.6199999999997]
["12.01.2022 04:00",269,222,204,0.85,33.479999999999997,7432.5599999999995,2.0646,1.75491,1754.91,1612.6199999999997]
["12.01.2022 05:00",270,230,204,0.85,33.479999999999997,7700.4,2.1389999999999998,1.8181499999999997,1818.1499999999996,1612.6199999999997]
["12.01.2022 06:00",271,222,204,0.85,33.479999999999997,7432.5599999999995,2.0646,1.75491,1754.91,1612.6199999999997]
["12.01.2022 07:00",272,223,204,0.85,33.479999999999997,7466.0399999999991,2.0738999999999996,1.7628149999999996,1762.8149999999996,1612.6199999999997]
["12.01.2022 08:00",273,226,204,0.85,33.479999999999997,7566.48,2.1017999999999999,1.78653,1786.53,1612.6199999999997]
["12.01.2022 09:00",274,219,204,0.85,33.479999999999997,7332.119999999999,2.0366999999999997,1.7311949999999998,1731.1949999999997,1612.6199999999997]
["12.01.2022 10:00",275,223,204,0.85,33.479999999999997,7466.0399999999991,2.0738999999999996,1.7628149999999996,1762.8149999999996,1612.6199999999997]
["12.01.2022 11:00",276,141,204,0.85,33.479999999999997,4720.6799999999994,1.3112999999999999,1.1146049999999998,1114.6049999999998,1612.6199999999997]
["12.01.2022 12:00",277,284,204,0.85,33.479999999999997,9508.32,2.6412,2.2450199999999998,2245.02,1612.6199999999997]
["12.01.2022 13:00",278,252,203,0.85,33.479999999999997,8436.9599999999991,2.3435999999999999,1.9920599999999999,1992.06,1604.7149999999999]
["12.01.2022 14:00",279,230,203,0.85,33.479999999999997,7700.4,2.1389999999999998,1.8181499999999997,1818.1499999999996,1604.7149999999999]
["12.01.2022 15:00",280,227,203,0.85,33.479999999999997,7599.9599999999991,2.1111,1.794435,1794.4349999999999,1604.7149999999999]
["12.01.2022 16:00",281,226,203,0.85,33.479999999999997,7566.48,2.1017999999999999,1.78653,1786.53,1604.7149999999999]
["12.01.2022 17:00",282,227,203,0.85,33.479999999999997,7599.9599999999991,2.1111,1.794435,1794.4349999999999,1604.7149999999999]
["12.01.2022 18:00",283,226,203,0.85,33.479999999999997,7566.48,2.1017999999999999,1.78653,1786.53,1604.7149999999999]
["12.01.2022 19:00",284,231,203,0.85,33.479999999999997,7733.8799999999992,2.1482999999999999,1.8260549999999998,1826.0549999999998,1604.7149999999999]
["12.01.2022 20:00",285,223,203,0.85,33.479999999999997,7466.0399999999991,2.0738999999999996,1.7628149999999996,1762.8149999999996,1604.7149999999999]
["12.01.2022 21:00",286,223,203,0.85,33.479999999999997,7466.0399999999991,2.0738999999999996,1.7628149999999996,1762.8149999999996,1604.7149999999999]
["12.01.2022 22:00",287,232,203,0.85,33.479999999999997,7767.36,2.1576,1.8339599999999998,1833.9599999999998,1604.7149999999999]
["12.01.2022 23:00",288,223,203,0.85,33.479999999999997,7466.0399999999991,2.0738999999999996,1.7628149999999996,1762.8149999999996,1604.7149999999999]
["13.01.2022 00:00",289,220,203,0.85,33.479999999999997,7365.5999999999995,2.0459999999999998,1.7390999999999999,1739.1,1604.7149999999999]
["13.01.2022 01:00",290,223,203,0.85,33.479999999999997,7466.0399999999991,2.0738999999999996,1.7628149999999996,1762.8149999999996,1604.7149999999999]
["13.01.2022 02:00",291,223,203,0.85,33.479999999999997,7466.0399999999991,2.0738999999999996,1.7628149999999996,1762.8149999999996,1604.7149999999999]
["13.01.2022 03:00",292,227,203,0.85,33.479999999999997,7599.9599999999991,2.1111,1.794435,1794.4349999999999,1604.7149999999999]
["13.01.2022 04:00",293,226,203,0.85,33.479999999999997,7566.48,2.1017999999999999,1.78653,1786.53,1604.7149999999999]
["13.01.2022 05:00",294,226,203,0.85,33.479999999999997,7566.48,2.1017999999999999,1.78653,1786.53,1604.7149999999999]
["13.01.2022 06:00",295,230,203,0.85,33.479999999999997,7700.4,2.1389999999999998,1.8181499999999997,1818.1499999999996,1604.7149999999999]
["13.01.2022 07:00",296,222,202,0.85,33.479999999999997,7432.5599999999995,2.0646,1.75491,1754.91,1596.81]
["13.01.2022 08:00",297,223,202,0.85,33.479999999999997,7466.0399999999991,2.0738999999999996,1.7628149999999996,1762.8149999999996,1596.81]
["13.01.2022 09:00",298,222,202,0.85,33.479999999999997,7432.5599999999995,2.0646,1.75491,1754.91,1596.81]
["13.01.2022 10:00",299,215,202,0.85,33.479999999999997,7198.1999999999989,1.9994999999999996,1.6995749999999996,1699.5749999999996,1596.81]
["13.01.2022 11:00",300,190,202,0.85,33.479999999999997,6361.2,1.7669999999999999,1.5019499999999999,1501.9499999999998,1596.81]
["13.01.2022 12:00",301,174,202,0.85,33.479999999999997,5825.5199999999995,1.6181999999999999,1.3754699999999997,1375.4699999999998,1596.81]
["13.01.2022 13:00",302,190,202,0.85,33.479999999999997,6361.2,1.7669999999999999,1.5019499999999999,1501.9499999999998,1596.81]
["13.01.2022 14:00",303,189,202,0.85,33.479999999999997,6327.7199999999993,1.7576999999999998,1.4940449999999998,1494.0449999999998,1596.81]
["13.01.2022 15:00",304,194,202,0.85,33.479999999999997,6495.119999999999,1.8041999999999998,1.5335699999999999,1533.57,1596.81]
["13.01.2022 16:00",305,197,202,0.85,33.479999999999997,6595.5599999999995,1.8320999999999998,1.5572849999999998,1557.2849999999999,1596.81]
["13.01.2022 17:00",306,206,202,0.85,33.479999999999997,6896.8799999999992,1.9157999999999997,1.6284299999999998,1628.4299999999998,1596.81]
["13.01.2022 18:00",307,205,202,0.85,33.479999999999997,6863.4,1.9064999999999999,1.6205249999999998,1620.5249999999999,1596.81]
["13.01.2022 19:00",308,202,202,0.85,33.479999999999997,6762.9599999999991,1.8785999999999998,1.5968099999999998,1596.81,1596.81]
["13.01.2022 20:00",309,210,202,0.85,33.479999999999997,7030.7999999999993,1.9529999999999998,1.6600499999999998,1660.0499999999997,1596.81]
["13.01.2022 21:00",310,211,202,0.85,33.479999999999997,7064.28,1.9622999999999999,1.6679549999999999,1667.9549999999999,1596.81]
["13.01.2022 22:00",311,207,202,0.85,33.479999999999997,6930.36,1.9250999999999998,1.6363349999999999,1636.3349999999998,1596.81]
["13.01.2022 23:00",312,214,202,0.85,33.479999999999997,7164.7199999999993,1.9901999999999997,1.6916699999999998,1691.6699999999998,1596.81]
["14.01.2022 00:00",313,210,202,0.85,33.479999999999997,7030.7999999999993,1.9529999999999998,1.6600499999999998,1660.0499999999997,1596.81]
["14.01.2022 01:00",314,211,202,0.85,33.479999999999997,7064.28,1.9622999999999999,1.6679549999999999,1667.9549999999999,1596.81]
["14.01.2022 02:00",315,210,202,0.85,33.479999999999997,7030.7999999999993,1.9529999999999998,1.6600499999999998,1660.0499999999997,1596.81]
["14.01.2022 03:00",316,215,202,0.85,33.479999999999997,7198.1999999999989,1.9994999999999996,1.6995749999999996,1699.5749999999996,1596.81]
["14.01.2022 04:00",317,210,202,0.85,33.479999999999997,7030.7999999999993,1.9529999999999998,1.6600499999999998,1660.0499999999997,1596.81]
["14.01.2022 05:00",318,209,202,0.85,33.479999999999997,6997.32,1.9437,1.652145,1652.145,1596.81]
["14.01.2022 06:00",319,209,202,0.85,33.479999999999997,6997.32,1.9437,1.652145,1652.145,1596.81]
["14.01.2022 07:00",320,210,202,0.85,33.479999999999997,7030.7999999999993,1.9529999999999998,1.6600499999999998,1660.0499999999997,1596.81]
["14.01.2022 08:00",321,206,202,0.85,33.479999999999997,6896.8799999999992,{"$f":"G322/3600","v":1.9157999999999997},1.6284299999999998,1628.4299999999998,1596.81]
["14.01.2022 09:00",{"$f":"B322+1","v":322},206,202,0.85,33.479999999999997,{"$f":"C323*F323","v":6896.8799999999992},1.9157999999999997,{"$f":"H323*E323","v":1.6284299999999998},{"$f":"I323*1000/1","v":1628.4299999999998},1596.81]
["14.01.2022 10:00",323,207,202,{"$f":"E323","v":0.85},{"$f":"F323","v":33.479999999999997},6930.36,1.9250999999999998,1.6363349999999999,1636.3349999999998,1596.81]
["14.01.2022 11:00",324,189,202,0.85,33.479999999999997,6327.7199999999993,1.7576999999999998,1.4940449999999998,1494.0449999999998,1596.81]
["14.01.2022 12:00",325,185,202,0.85,33.479999999999997,6193.7999999999993,1.7204999999999997,1.4624249999999996,1462.4249999999997,1596.81]
["14.01.2022 13:00",326,193,202,0.85,33.479999999999997,6461.6399999999994,1.7948999999999999,1.5256649999999998,1525.6649999999997,1596.81]
["14.01.2022 14:00",327,202,202,0.85,33.479999999999997,6762.9599999999991,1.8785999999999998,1.5968099999999998,1596.81,1596.81]
["14.01.2022 15:00",328,193,202,0.85,33.479999999999997,6461.6399999999994,1.7948999999999999,1.5256649999999998,1525.6649999999997,1596.81]
["14.01.2022 16:00",329,193,202,0.85,33.479999999999997,6461.6399999999994,1.7948999999999999,1.5256649999999998,1525.6649999999997,1596.81]
["14.01.2022 17:00",330,194,201,0.85,33.479999999999997,6495.119999999999,1.8041999999999998,1.5335699999999999,1533.57,1588.905]
["14.01.2022 18:00",331,197,201,0.85,33.479999999999997,6595.5599999999995,1.8320999999999998,1.5572849999999998,1557.2849999999999,1588.905]
["14.01.2022 19:00",332,194,201,0.85,33.479999999999997,6495.119999999999,1.8041999999999998,1.5335699999999999,1533.57,1588.905]
["14.01.2022 20:00",333,185,201,0.85,33.479999999999997,6193.7999999999993,1.7204999999999997,1.4624249999999996,1462.4249999999997,1588.905]
["14.01.2022 21:00",334,198,201,0.85,33.479999999999997,6629.0399999999991,1.8413999999999997,1.5651899999999996,1565.1899999999996,1588.905]
["14.01.2022 22:00",335,193,201,0.85,33.479999999999997,6461.6399999999994,1.7948999999999999,1.5256649999999998,1525.6649999999997,1588.905]
["14.01.2022 23:00",336,190,201,0.85,33.479999999999997,6361.2,1.7669999999999999,1.5019499999999999,1501.9499999999998,1588.905]
["15.01.2022 00:00",337,189,201,0.85,33.479999999999997,6327.7199999999993,1.7576999999999998,1.4940449999999998,1494.0449999999998,1588.905]
["15.01.2022 01:00",338,194,201,0.85,33.479999999999997,6495.119999999999,1.8041999999999998,1.5335699999999999,1533.57,1588.905]
["15.01.2022 02:00",339,190,201,0.85,33.479999999999997,6361.2,1.7669999999999999,1.5019499999999999,1501.9499999999998,1588.905]
["15.01.2022 03:00",340,189,201,0.85,33.479999999999997,6327.7199999999993,1.7576999999999998,1.4940449999999998,1494.0449999999998,1588.905]
["15.01.2022 04:00",341,197,201,0.85,33.479999999999997,6595.5599999999995,1.8320999999999998,1.5572849999999998,1557.2849999999999,1588.905]
["15.01.2022 05:00",342,193,201,0.85,33.479999999999997,6461.6399999999994,1.7948999999999999,1.5256649999999998,1525.6649999999997,1588.905]
["15.01.2022 06:00",343,196,201,0.85,33.479999999999997,6562.079999999999,1.8227999999999998,1.5493799999999998,1549.3799999999997,1588.905]
["15.01.2022 07:00",344,197,201,0.85,33.479999999999997,6595.5599999999995,1.8320999999999998,1.5572849999999998,1557.2849999999999,1588.905]
["15.01.2022 08:00",345,193,201,0.85,33.479999999999997,6461.6399999999994,1.7948999999999999,1.5256649999999998,1525.6649999999997,1588.905]
["15.01.2022 09:00",346,197,201,0.85,33.479999999999997,6595.5599999999995,1.8320999999999998,1.5572849999999998,1557.2849999999999,1588.905]
["15.01.2022 10:00",347,193,201,0.85,33.479999999999997,6461.6399999999994,1.7948999999999999,1.5256649999999998,1525.6649999999997,1588.905]
["15.01.2022 11:00",348,193,201,0.85,33.479999999999997,6461.6399999999994,1.7948999999999999,1.5256649999999998,1525.6649999999997,1588.905]
["15.01.2022 12:00",349,194,201,0.85,33.479999999999997,6495.119999999999,1.8041999999999998,1.5335699999999999,1533.57,1588.905]
["15.01.2022 13:00",350,189,201,0.85,33.479999999999997,6327.7199999999993,1.7576999999999998,1.4940449999999998,1494.0449999999998,1588.905]
["15.01.2022 14:00",351,189,201,0.85,33.479999999999997,6327.7199999999993,1.7576999999999998,1.4940449999999998,1494.0449999999998,1588.905]
["15.01.2022 15:00",352,189,201,0.85,33.479999999999997,6327.7199999999993,1.7576999999999998,1.4940449999999998,1494.0449999999998,1588.905]
["15.01.2022 16:00",353,197,201,0.85,33.479999999999997,6595.5599999999995,1.8320999999999998,1.5572849999999998,1557.2849999999999,1588.905]
["15.01.2022 17:00",354,201,201,0.85,33.479999999999997,6729.48,1.8693,1.588905,1588.905,1588.905]
["15.01.2022 18:00",355,205,201,0.85,33.479999999999997,6863.4,1.9064999999999999,1.6205249999999998,1620.5249999999999,1588.905]
["15.01.2022 19:00",356,210,201,0.85,33.479999999999997,7030.7999999999993,1.9529999999999998,1.6600499999999998,1660.0499999999997,1588.905]
["15.01.2022 20:00",357,210,201,0.85,33.479999999999997,7030.7999999999993,1.9529999999999998,1.6600499999999998,1660.0499999999997,1588.905]
["15.01.2022 21:00",358,206,201,0.85,33.479999999999997,6896.8799999999992,1.9157999999999997,1.6284299999999998,1628.4299999999998,1588.905]
["15.01.2022 22:00",359,211,201,0.85,33.479999999999997,7064.28,1.9622999999999999,1.6679549999999999,1667.9549999999999,1588.905]
["15.01.2022 23:00",360,211,201,0.85,33.479999999999997,7064.28,1.9622999999999999,1.6679549999999999,1667.9549999999999,1588.905]
["16.01.2022 00:00",361,215,201,0.85,33.479999999999997,7198.1999999999989,1.9994999999999996,1.6995749999999996,1699.5749999999996,1588.905]
["16.01.2022 01:00",362,210,201,0.85,33.479999999999997,7030.7999999999993,1.9529999999999998,1.6600499999999998,1660.0499999999997,1588.905]
["16.01.2022 02:00",363,214,201,0.85,33.479999999999997,7164.7199999999993,1.9901999999999997,1.6916699999999998,1691.6699999999998,1588.905]
["16.01.2022 03:00",364,214,201,0.85,33.479999999999997,7164.7199999999993,1.9901999999999997,1.6916699999999998,1691.6699999999998,1588.905]
["16.01.2022 04:00",365,213,201,0.85,33.479999999999997,7131.24,1.9808999999999999,1.683765,1683.7649999999999,1588.905]
["16.01.2022 05:00",366,214,201,0.85,33.479999999999997,7164.7199999999993,1.9901999999999997,1.6916699999999998,1691.6699999999998,1588.905]
["16.01.2022 06:00",367,218,201,0.85,33.479999999999997,7298.6399999999994,2.0273999999999996,1.7232899999999995,1723.2899999999995,1588.905]
["16.01.2022 07:00",368,221,200,0.85,33.479999999999997,7399.079999999999,2.0552999999999999,1.7470049999999999,1747.0049999999999,1580.9999999999998]
["16.01.2022 08:00",369,214,200,0.85,33.479999999999997,7164.7199999999993,1.9901999999999997,1.6916699999999998,1691.6699999999998,1580.9999999999998]
["16.01.2022 09:00",370,205,200,0.85,33.479999999999997,6863.4,1.9064999999999999,1.6205249999999998,1620.5249999999999,1580.9999999999998]
["16.01.2022 10:00",371,214,200,0.85,33.479999999999997,7164.7199999999993,1.9901999999999997,1.6916699999999998,1691.6699999999998,1580.9999999999998]
["16.01.2022 11:00",372,209,200,0.85,33.479999999999997,6997.32,1.9437,1.652145,1652.145,1580.9999999999998]
["16.01.2022 12:00",373,210,200,0.85,33.479999999999997,7030.7999999999993,1.9529999999999998,1.6600499999999998,1660.0499999999997,1580.9999999999998]
["16.01.2022 13:00",374,210,200,0.85,33.479999999999997,7030.7999999999993,1.9529999999999998,1.6600499999999998,1660.0499999999997,1580.9999999999998]
["16.01.2022 14:00",375,209,200,0.85,33.479999999999997,6997.32,1.9437,1.652145,1652.145,1580.9999999999998]
["16.01.2022 15:00",376,210,200,0.85,33.479999999999997,7030.7999999999993,1.9529999999999998,1.6600499999999998,1660.0499999999997,1580.9999999999998]
["16.01.2022 16:00",377,205,200,0.85,33.479999999999997,6863.4,1.9064999999999999,1.6205249999999998,1620.5249999999999,1580.9999999999998]
["16.01.2022 17:00",378,210,200,0.85,33.479999999999997,7030.7999999999993,1.9529999999999998,1.6600499999999998,1660.0499999999997,1580.9999999999998]
["16.01.2022 18:00",379,209,200,0.85,33.479999999999997,6997.32,1.9437,1.652145,1652.145,1580.9999999999998]
["16.01.2022 19:00",380,205,200,0.85,33.479999999999997,6863.4,1.9064999999999999,1.6205249999999998,1620.5249999999999,1580.9999999999998]
["16.01.2022 20:00",381,206,200,0.85,33.479999999999997,6896.8799999999992,1.9157999999999997,1.6284299999999998,1628.4299999999998,1580.9999999999998]
["16.01.2022 21:00",382,202,200,0.85,33.479999999999997,6762.9599999999991,1.8785999999999998,1.5968099999999998,1596.81,1580.9999999999998]
["16.01.2022 22:00",383,202,200,0.85,33.479999999999997,6762.9599999999991,1.8785999999999998,1.5968099999999998,1596.81,1580.9999999999998]
["16.01.2022 23:00",384,202,200,0.85,33.479999999999997,6762.9599999999991,1.8785999999999998,1.5968099999999998,1596.81,1580.9999999999998]
["17.01.2022 00:00",385,198,200,0.85,33.479999999999997,6629.0399999999991,{"$f":"G386/3600","v":1.8413999999999997},1.5651899999999996,1565.1899999999996,1580.9999999999998]
["17.01.2022 01:00",{"$f":"B386+1","v":386},202,200,0.85,33.479999999999997,{"$f":"C387*F387","v":6762.9599999999991},1.8785999999999998,{"$f":"H387*E387","v":1.5968099999999998},{"$f":"I387*1000/1","v":1596.81},1580.9999999999998]
["17.01.2022 02:00",387,196,200,{"$f":"E387","v":0.85},{"$f":"F387","v":33.479999999999997},6562.079999999999,1.8227999999999998,1.5493799999999998,1549.3799999999997,1580.9999999999998]
["17.01.2022 03:00",388,201,200,0.85,33.479999999999997,6729.48,1.8693,1.588905,1588.905,1580.9999999999998]
["17.01.2022 04:00",389,200,200,0.85,33.479999999999997,6695.9999999999991,1.8599999999999997,1.5809999999999997,1580.9999999999998,1580.9999999999998]
["17.01.2022 05:00",390,197,200,0.85,33.479999999999997,6595.5599999999995,1.8320999999999998,1.5572849999999998,1557.2849999999999,1580.9999999999998]
["17.01.2022 06:00",391,195,200,0.85,33.479999999999997,6528.5999999999995,1.8134999999999999,1.5414749999999999,1541.4749999999999,1580.9999999999998]
["17.01.2022 07:00",392,196,200,0.85,33.479999999999997,6562.079999999999,1.8227999999999998,1.5493799999999998,1549.3799999999997,1580.9999999999998]
["17.01.2022 08:00",393,197,200,0.85,33.479999999999997,6595.5599999999995,1.8320999999999998,1.5572849999999998,1557.2849999999999,1580.9999999999998]
["17.01.2022 09:00",394,193,200,0.85,33.479999999999997,6461.6399999999994,1.7948999999999999,1.5256649999999998,1525.6649999999997,1580.9999999999998]
["17.01.2022 10:00",395,196,200,0.85,33.479999999999997,6562.079999999999,1.8227999999999998,1.5493799999999998,1549.3799999999997,1580.9999999999998]
["17.01.2022 11:00",396,193,200,0.85,33.479999999999997,6461.6399999999994,1.7948999999999999,1.5256649999999998,1525.6649999999997,1580.9999999999998]
["17.01.2022 12:00",397,192,200,0.85,33.479999999999997,6428.16,1.7855999999999999,1.5177599999999998,1517.7599999999998,1580.9999999999998]
["17.01.2022 13:00",398,194,199,0.85,33.479999999999997,6495.119999999999,1.8041999999999998,1.5335699999999999,1533.57,1573.0949999999998]
["17.01.2022 14:00",399,195,199,0.85,33.479999999999997,6528.5999999999995,1.8134999999999999,1.5414749999999999,1541.4749999999999,1573.0949999999998]
["17.01.2022 15:00",400,205,199,0.85,33.479999999999997,6863.4,1.9064999999999999,1.6205249999999998,1620.5249999999999,1573.0949999999998]
["17.01.2022 16:00",401,202,199,0.85,33.479999999999997,6762.9599999999991,1.8785999999999998,1.5968099999999998,1596.81,1573.0949999999998]
["17.01.2022 17:00",402,196,199,0.85,33.479999999999997,6562.079999999999,1.8227999999999998,1.5493799999999998,1549.3799999999997,1573.0949999999998]
["17.01.2022 18:00",403,201,199,0.85,33.479999999999997,6729.48,1.8693,1.588905,1588.905,1573.0949999999998]
["17.01.2022 19:00",404,201,199,0.85,33.479999999999997,6729.48,1.8693,1.588905,1588.905,1573.0949999999998]
["17.01.2022 20:00",405,202,199,0.85,33.479999999999997,6762.9599999999991,1.8785999999999998,1.5968099999999998,1596.81,1573.0949999999998]
["17.01.2022 21:00",406,197,199,0.85,33.479999999999997,6595.5599999999995,1.8320999999999998,1.5572849999999998,1557.2849999999999,1573.0949999999998]
["17.01.2022 22:00",407,206,199,0.85,33.479999999999997,6896.8799999999992,1.9157999999999997,1.6284299999999998,1628.4299999999998,1573.0949999999998]
["17.01.2022 23:00",408,206,199,0.85,33.479999999999997,6896.8799999999992,1.9157999999999997,1.6284299999999998,1628.4299999999998,1573.0949999999998]
["18.01.2022 00:00",409,202,199,0.85,33.479999999999997,6762.9599999999991,1.8785999999999998,1.5968099999999998,1596.81,1573.0949999999998]
["18.01.2022 01:00",410,206,199,0.85,33.479999999999997,6896.8799999999992,1.9157999999999997,1.6284299999999998,1628.4299999999998,1573.0949999999998]
["18.01.2022 02:00",411,210,199,0.85,33.479999999999997,7030.7999999999993,1.9529999999999998,1.6600499999999998,1660.0499999999997,1573.0949999999998]
["18.01.2022 03:00",412,206,199,0.85,33.479999999999997,6896.8799999999992,1.9157999999999997,1.6284299999999998,1628.4299999999998,1573.0949999999998]
["18.01.2022 04:00",413,205,199,0.85,33.479999999999997,6863.4,1.9064999999999999,1.6205249999999998,1620.5249999999999,1573.0949999999998]
["18.01.2022 05:00",414,214,199,0.85,33.479999999999997,7164.7199999999993,1.9901999999999997,1.6916699999999998,1691.6699999999998,1573.0949999999998]
["18.01.2022 06:00",415,213,199,0.85,33.479999999999997,7131.24,1.9808999999999999,1.683765,1683.7649999999999,1573.0949999999998]
["18.01.2022 07:00",416,198,199,0.85,33.479999999999997,6629.0399999999991,1.8413999999999997,1.5651899999999996,1565.1899999999996,1573.0949999999998]
["18.01.2022 08:00",417,202,199,0.85,33.479999999999997,6762.9599999999991,1.8785999999999998,1.5968099999999998,1596.81,1573.0949999999998]
["18.01.2022 09:00",418,201,199,0.85,33.479999999999997,6729.48,1.8693,1.588905,1588.905,1573.0949999999998]
["18.01.2022 10:00",419,198,199,0.85,33.479999999999997,6629.0399999999991,1.8413999999999997,1.5651899999999996,1565.1899999999996,1573.0949999999998]
["18.01.2022 11:00",420,197,199,0.85,33.479999999999997,6595.5599999999995,1.8320999999999998,1.5572849999999998,1557.2849999999999,1573.0949999999998]
["18.01.2022 12:00",421,194,199,0.85,33.479999999999997,6495.119999999999,1.8041999999999998,1.5335699999999999,1533.57,1573.0949999999998]
["18.01.2022 13:00",422,193,199,0.85,33.479999999999997,6461.6399999999994,1.7948999999999999,1.5256649999999998,1525.6649999999997,1573.0949999999998]
["18.01.2022 14:00",423,197,198,0.85,33.479999999999997,6595.5599999999995,1.8320999999999998,1.5572849999999998,1557.2849999999999,1565.1899999999996]
["18.01.2022 15:00",424,194,198,0.85,33.479999999999997,6495.119999999999,1.8041999999999998,1.5335699999999999,1533.57,1565.1899999999996]
["18.01.2022 16:00",425,202,198,0.85,33.479999999999997,6762.9599999999991,1.8785999999999998,1.5968099999999998,1596.81,1565.1899999999996]
["18.01.2022 17:00",426,201,198,0.85,33.479999999999997,6729.48,1.8693,1.588905,1588.905,1565.1899999999996]
["18.01.2022 18:00",427,197,198,0.85,33.479999999999997,6595.5599999999995,1.8320999999999998,1.5572849999999998,1557.2849999999999,1565.1899999999996]
["18.01.2022 19:00",428,198,198,0.85,33.479999999999997,6629.0399999999991,1.8413999999999997,1.5651899999999996,1565.1899999999996,1565.1899999999996]
["18.01.2022 20:00",429,205,198,0.85,33.479999999999997,6863.4,1.9064999999999999,1.6205249999999998,1620.5249999999999,1565.1899999999996]
["18.01.2022 21:00",430,199,198,0.85,33.479999999999997,6662.5199999999995,1.8506999999999998,1.5730949999999997,1573.0949999999998,1565.1899999999996]
["18.01.2022 22:00",431,197,198,0.85,33.479999999999997,6595.5599999999995,1.8320999999999998,1.5572849999999998,1557.2849999999999,1565.1899999999996]
["18.01.2022 23:00",432,198,198,0.85,33.479999999999997,6629.0399999999991,1.8413999999999997,1.5651899999999996,1565.1899999999996,1565.1899999999996]
["19.01.2022 00:00",433,202,198,0.85,33.479999999999997,6762.9599999999991,1.8785999999999998,1.5968099999999998,1596.81,1565.1899999999996]
["19.01.2022 01:00",434,198,198,0.85,33.479999999999997,6629.0399999999991,1.8413999999999997,1.5651899999999996,1565.1899999999996,1565.1899999999996]
["19.01.2022 02:00",435,197,198,0.85,33.479999999999997,6595.5599999999995,1.8320999999999998,1.5572849999999998,1557.2849999999999,1565.1899999999996]
["19.01.2022 03:00",436,206,198,0.85,33.479999999999997,6896.8799999999992,1.9157999999999997,1.6284299999999998,1628.4299999999998,1565.1899999999996]
["19.01.2022 04:00",437,198,198,0.85,33.479999999999997,6629.0399999999991,1.8413999999999997,1.5651899999999996,1565.1899999999996,1565.1899999999996]
["19.01.2022 05:00",438,200,198,0.85,33.479999999999997,6695.9999999999991,1.8599999999999997,1.5809999999999997,1580.9999999999998,1565.1899999999996]
["19.01.2022 06:00",439,193,198,0.85,33.479999999999997,6461.6399999999994,1.7948999999999999,1.5256649999999998,1525.6649999999997,1565.1899999999996]
["19.01.2022 07:00",440,197,198,0.85,33.479999999999997,6595.5599999999995,1.8320999999999998,1.5572849999999998,1557.2849999999999,1565.1899999999996]
["19.01.2022 08:00",441,196,198,0.85,33.479999999999997,6562.079999999999,1.8227999999999998,1.5493799999999998,1549.3799999999997,1565.1899999999996]
["19.01.2022 09:00",442,194,198,0.85,33.479999999999997,6495.119999999999,1.8041999999999998,1.5335699999999999,1533.57,1565.1899999999996]
["19.01.2022 10:00",443,197,198,0.85,33.479999999999997,6595.5599999999995,1.8320999999999998,1.5572849999999998,1557.2849999999999,1565.1899999999996]
["19.01.2022 11:00",444,204,198,0.85,33.479999999999997,6829.9199999999992,1.8971999999999998,1.6126199999999997,1612.6199999999997,1565.1899999999996]
["19.01.2022 12:00",445,202,198,0.85,33.479999999999997,6762.9599999999991,1.8785999999999998,1.5968099999999998,1596.81,1565.1899999999996]
["19.01.2022 13:00",446,193,198,0.85,33.479999999999997,6461.6399999999994,1.7948999999999999,1.5256649999999998,1525.6649999999997,1565.1899999999996]
["19.01.2022 14:00",447,200,198,0.85,33.479999999999997,6695.9999999999991,1.8599999999999997,1.5809999999999997,1580.9999999999998,1565.1899999999996]
["19.01.2022 15:00",448,205,198,0.85,33.479999999999997,6863.4,1.9064999999999999,1.6205249999999998,1620.5249999999999,1565.1899999999996]
["19.01.2022 16:00",449,191,198,0.85,33.479999999999997,6394.6799999999994,{"$f":"G450/3600","v":1.7762999999999998},1.5098549999999997,1509.8549999999998,1565.1899999999996]
["19.01.2022 17:00",{"$f":"B450+1","v":450},197,198,0.85,33.479999999999997,{"$f":"C451*F451","v":6595.5599999999995},1.8320999999999998,{"$f":"H451*E451","v":1.5572849999999998},{"$f":"I451*1000/1","v":1557.2849999999999},1565.1899999999996]
["19.01.2022 18:00",451,204,198,{"$f":"E451","v":0.85},{"$f":"F451","v":33.479999999999997},6829.9199999999992,1.8971999999999998,1.6126199999999997,1612.6199999999997,1565.1899999999996]
["19.01.2022 19:00",452,200,198,0.85,33.479999999999997,6695.9999999999991,1.8599999999999997,1.5809999999999997,1580.9999999999998,1565.1899999999996]
["19.01.2022 20:00",453,193,198,0.85,33.479999999999997,6461.6399999999994,1.7948999999999999,1.5256649999999998,1525.6649999999997,1565.1899999999996]
["19.01.2022 21:00",454,198,198,0.85,33.479999999999997,6629.0399999999991,1.8413999999999997,1.5651899999999996,1565.1899999999996,1565.1899999999996]
["19.01.2022 22:00",455,197,198,0.85,33.479999999999997,6595.5599999999995,1.8320999999999998,1.5572849999999998,1557.2849999999999,1565.1899999999996]
["19.01.2022 23:00",456,193,198,0.85,33.479999999999997,6461.6399999999994,1.7948999999999999,1.5256649999999998,1525.6649999999997,1565.1899999999996]
["20.01.2022 00:00",457,193,198,0.85,33.479999999999997,6461.6399999999994,1.7948999999999999,1.5256649999999998,1525.6649999999997,1565.1899999999996]
["20.01.2022 01:00",458,192,198,0.85,33.479999999999997,6428.16,1.7855999999999999,1.5177599999999998,1517.7599999999998,1565.1899999999996]
["20.01.2022 02:00",459,201,198,0.85,33.479999999999997,6729.48,1.8693,1.588905,1588.905,1565.1899999999996]
["20.01.2022 03:00",460,192,198,0.85,33.479999999999997,6428.16,1.7855999999999999,1.5177599999999998,1517.7599999999998,1565.1899999999996]
["20.01.2022 04:00",461,192,198,0.85,33.479999999999997,6428.16,1.7855999999999999,1.5177599999999998,1517.7599999999998,1565.1899999999996]
["20.01.2022 05:00",462,203,198,0.85,33.479999999999997,6796.44,1.8878999999999999,1.6047149999999999,1604.7149999999999,1565.1899999999996]
["20.01.2022 06:00",463,200,198,0.85,33.479999999999997,6695.9999999999991,1.8599999999999997,1.5809999999999997,1580.9999999999998,1565.1899999999996]
["20.01.2022 07:00",464,200,198,0.85,33.479999999999997,6695.9999999999991,1.8599999999999997,1.5809999999999997,1580.9999999999998,1565.1899999999996]
["20.01.2022 08:00",465,196,198,0.85,33.479999999999997,6562.079999999999,1.8227999999999998,1.5493799999999998,1549.3799999999997,1565.1899999999996]
["20.01.2022 09:00",466,209,198,0.85,33.479999999999997,6997.32,1.9437,1.652145,1652.145,1565.1899999999996]
["20.01.2022 10:00",467,208,198,0.85,33.479999999999997,6963.8399999999992,1.9343999999999999,1.6442399999999999,1644.24,1565.1899999999996]
["20.01.2022 11:00",468,209,198,0.85,33.479999999999997,6997.32,1.9437,1.652145,1652.145,1565.1899999999996]
["20.01.2022 12:00",469,202,197,0.85,33.479999999999997,6762.9599999999991,1.8785999999999998,1.5968099999999998,1596.81,1557.2849999999999]
["20.01.2022 13:00",470,196,197,0.85,33.479999999999997,6562.079999999999,1.8227999999999998,1.5493799999999998,1549.3799999999997,1557.2849999999999]
["20.01.2022 14:00",471,201,197,0.85,33.479999999999997,6729.48,1.8693,1.588905,1588.905,1557.2849999999999]
["20.01.2022 15:00",472,200,197,0.85,33.479999999999997,6695.9999999999991,1.8599999999999997,1.5809999999999997,1580.9999999999998,1557.2849999999999]
["20.01.2022 16:00",473,208,197,0.85,33.479999999999997,6963.8399999999992,1.9343999999999999,1.6442399999999999,1644.24,1557.2849999999999]
["20.01.2022 17:00",474,205,197,0.85,33.479999999999997,6863.4,1.9064999999999999,1.6205249999999998,1620.5249999999999,1557.2849999999999]
["20.01.2022 18:00",475,205,197,0.85,33.479999999999997,6863.4,1.9064999999999999,1.6205249999999998,1620.5249999999999,1557.2849999999999]
["20.01.2022 19:00",476,201,197,0.85,33.479999999999997,6729.48,1.8693,1.588905,1588.905,1557.2849999999999]
["20.01.2022 20:00",477,209,197,0.85,33.479999999999997,6997.32,1.9437,1.652145,1652.145,1557.2849999999999]
["20.01.2022 21:00",478,205,197,0.85,33.479999999999997,6863.4,1.9064999999999999,1.6205249999999998,1620.5249999999999,1557.2849999999999]
["20.01.2022 22:00",479,210,197,0.85,33.479999999999997,7030.7999999999993,1.9529999999999998,1.6600499999999998,1660.0499999999997,1557.2849999999999]
["20.01.2022 23:00",480,214,197,0.85,33.479999999999997,7164.7199999999993,1.9901999999999997,1.6916699999999998,1691.6699999999998,1557.2849999999999]
["21.01.2022 00:00",481,210,197,0.85,33.479999999999997,7030.7999999999993,1.9529999999999998,1.6600499999999998,1660.0499999999997,1557.2849999999999]
["21.01.2022 01:00",482,210,197,0.85,33.479999999999997,7030.7999999999993,1.9529999999999998,1.6600499999999998,1660.0499999999997,1557.2849999999999]
["21.01.2022 02:00",483,210,197,0.85,33.479999999999997,7030.7999999999993,1.9529999999999998,1.6600499999999998,1660.0499999999997,1557.2849999999999]
["21.01.2022 03:00",484,214,197,0.85,33.479999999999997,7164.7199999999993,1.9901999999999997,1.6916699999999998,1691.6699999999998,1557.2849999999999]
["21.01.2022 04:00",485,210,197,0.85,33.479999999999997,7030.7999999999993,1.9529999999999998,1.6600499999999998,1660.0499999999997,1557.2849999999999]
["21.01.2022 05:00",486,208,197,0.85,33.479999999999997,6963.8399999999992,1.9343999999999999,1.6442399999999999,1644.24,1557.2849999999999]
["21.01.2022 06:00",487,217,197,0.85,33.479999999999997,7265.1599999999989,2.0180999999999996,1.7153849999999995,1715.3849999999995,1557.2849999999999]
["21.01.2022 07:00",488,218,197,0.85,33.479999999999997,7298.6399999999994,2.0273999999999996,1.7232899999999995,1723.2899999999995,1557.2849999999999]
["21.01.2022 08:00",489,213,197,0.85,33.479999999999997,7131.24,1.9808999999999999,1.683765,1683.7649999999999,1557.2849999999999]
["21.01.2022 09:00",490,215,197,0.85,33.479999999999997,7198.1999999999989,1.9994999999999996,1.6995749999999996,1699.5749999999996,1557.2849999999999]
["21.01.2022 10:00",491,217,197,0.85,33.479999999999997,7265.1599999999989,2.0180999999999996,1.7153849999999995,1715.3849999999995,1557.2849999999999]
["21.01.2022 11:00",492,197,197,0.85,33.479999999999997,6595.5599999999995,1.8320999999999998,1.5572849999999998,1557.2849999999999,1557.2849999999999]
["21.01.2022 12:00",493,214,197,0.85,33.479999999999997,7164.7199999999993,1.9901999999999997,1.6916699999999998,1691.6699999999998,1557.2849999999999]
["21.01.2022 13:00",494,214,197,0.85,33.479999999999997,7164.7199999999993,1.9901999999999997,1.6916699999999998,1691.6699999999998,1557.2849999999999]
["21.01.2022 14:00",495,214,197,0.85,33.479999999999997,7164.7199999999993,1.9901999999999997,1.6916699999999998,1691.6699999999998,1557.2849999999999]
["21.01.2022 15:00",496,201,197,0.85,33.479999999999997,6729.48,1.8693,1.588905,1588.905,1557.2849999999999]
["21.01.2022 16:00",497,201,197,0.85,33.479999999999997,6729.48,1.8693,1.588905,1588.905,1557.2849999999999]
["21.01.2022 17:00",498,210,197,0.85,33.479999999999997,7030.7999999999993,1.9529999999999998,1.6600499999999998,1660.0499999999997,1557.2849999999999]
["21.01.2022 18:00",499,209,197,0.85,33.479999999999997,6997.32,1.9437,1.652145,1652.145,1557.2849999999999]
["21.01.2022 19:00",500,205,197,0.85,33.479999999999997,6863.4,1.9064999999999999,1.6205249999999998,1620.5249999999999,1557.2849999999999]
["21.01.2022 20:00",501,206,197,0.85,33.479999999999997,6896.8799999999992,1.9157999999999997,1.6284299999999998,1628.4299999999998,1557.2849999999999]
["21.01.2022 21:00",502,210,197,0.85,33.479999999999997,7030.7999999999993,1.9529999999999998,1.6600499999999998,1660.0499999999997,1557.2849999999999]
["21.01.2022 22:00",503,206,197,0.85,33.479999999999997,6896.8799999999992,1.9157999999999997,1.6284299999999998,1628.4299999999998,1557.2849999999999]
["21.01.2022 23:00",504,201,197,0.85,33.479999999999997,6729.48,1.8693,1.588905,1588.905,1557.2849999999999]
["22.01.2022 00:00",505,207,197,0.85,33.479999999999997,6930.36,1.9250999999999998,1.6363349999999999,1636.3349999999998,1557.2849999999999]
["22.01.2022 01:00",506,205,197,0.85,33.479999999999997,6863.4,1.9064999999999999,1.6205249999999998,1620.5249999999999,1557.2849999999999]
["22.01.2022 02:00",507,202,197,0.85,33.479999999999997,6762.9599999999991,1.8785999999999998,1.5968099999999998,1596.81,1557.2849999999999]
["22.01.2022 03:00",508,201,197,0.85,33.479999999999997,6729.48,1.8693,1.588905,1588.905,1557.2849999999999]
["22.01.2022 04:00",509,201,197,0.85,33.479999999999997,6729.48,1.8693,1.588905,1588.905,1557.2849999999999]
["22.01.2022 05:00",510,201,197,0.85,33.479999999999997,6729.48,1.8693,1.588905,1588.905,1557.2849999999999]
["22.01.2022 06:00",511,201,197,0.85,33.479999999999997,6729.48,1.8693,1.588905,1588.905,1557.2849999999999]
["22.01.2022 07:00",512,201,197,0.85,33.479999999999997,6729.48,1.8693,1.588905,1588.905,1557.2849999999999]
["22.01.2022 08:00",513,204,197,0.85,33.479999999999997,6829.9199999999992,{"$f":"G514/3600","v":1.8971999999999998},1.6126199999999997,1612.6199999999997,1557.2849999999999]
["22.01.2022 09:00",{"$f":"B514+1","v":514},206,197,0.85,33.479999999999997,{"$f":"C515*F515","v":6896.8799999999992},1.9157999999999997,{"$f":"H515*E515","v":1.6284299999999998},{"$f":"I515*1000/1","v":1628.4299999999998},1557.2849999999999]
["22.01.2022 10:00",515,197,197,{"$f":"E515","v":0.85},{"$f":"F515","v":33.479999999999997},6595.5599999999995,1.8320999999999998,1.5572849999999998,1557.2849999999999,1557.2849999999999]
["22.01.2022 11:00",516,206,197,0.85,33.479999999999997,6896.8799999999992,1.9157999999999997,1.6284299999999998,1628.4299999999998,1557.2849999999999]
["22.01.2022 12:00",517,198,197,0.85,33.479999999999997,6629.0399999999991,1.8413999999999997,1.5651899999999996,1565.1899999999996,1557.2849999999999]
["22.01.2022 13:00",518,193,196,0.85,33.479999999999997,6461.6399999999994,1.7948999999999999,1.5256649999999998,1525.6649999999997,1549.3799999999997]
["22.01.2022 14:00",519,194,196,0.85,33.479999999999997,6495.119999999999,1.8041999999999998,1.5335699999999999,1533.57,1549.3799999999997]
["22.01.2022 15:00",520,201,196,0.85,33.479999999999997,6729.48,1.8693,1.588905,1588.905,1549.3799999999997]
["22.01.2022 16:00",521,202,196,0.85,33.479999999999997,6762.9599999999991,1.8785999999999998,1.5968099999999998,1596.81,1549.3799999999997]
["22.01.2022 17:00",522,202,196,0.85,33.479999999999997,6762.9599999999991,1.8785999999999998,1.5968099999999998,1596.81,1549.3799999999997]
["22.01.2022 18:00",523,201,196,0.85,33.479999999999997,6729.48,1.8693,1.588905,1588.905,1549.3799999999997]
["22.01.2022 19:00",524,206,196,0.85,33.479999999999997,6896.8799999999992,1.9157999999999997,1.6284299999999998,1628.4299999999998,1549.3799999999997]
["22.01.2022 20:00",525,206,196,0.85,33.479999999999997,6896.8799999999992,1.9157999999999997,1.6284299999999998,1628.4299999999998,1549.3799999999997]
["22.01.2022 21:00",526,199,196,0.85,33.479999999999997,6662.5199999999995,1.8506999999999998,1.5730949999999997,1573.0949999999998,1549.3799999999997]
["22.01.2022 22:00",527,202,196,0.85,33.479999999999997,6762.9599999999991,1.8785999999999998,1.5968099999999998,1596.81,1549.3799999999997]
["22.01.2022 23:00",528,211,196,0.85,33.479999999999997,7064.28,1.9622999999999999,1.6679549999999999,1667.9549999999999,1549.3799999999997]
["23.01.2022 00:00",529,198,196,0.85,33.479999999999997,6629.0399999999991,1.8413999999999997,1.5651899999999996,1565.1899999999996,1549.3799999999997]
["23.01.2022 01:00",530,206,196,0.85,33.479999999999997,6896.8799999999992,1.9157999999999997,1.6284299999999998,1628.4299999999998,1549.3799999999997]
["23.01.2022 02:00",531,203,196,0.85,33.479999999999997,6796.44,1.8878999999999999,1.6047149999999999,1604.7149999999999,1549.3799999999997]
["23.01.2022 03:00",532,206,196,0.85,33.479999999999997,6896.8799999999992,1.9157999999999997,1.6284299999999998,1628.4299999999998,1549.3799999999997]
["23.01.2022 04:00",533,202,196,0.85,33.479999999999997,6762.9599999999991,1.8785999999999998,1.5968099999999998,1596.81,1549.3799999999997]
["23.01.2022 05:00",534,202,196,0.85,33.479999999999997,6762.9599999999991,1.8785999999999998,1.5968099999999998,1596.81,1549.3799999999997]
["23.01.2022 06:00",535,201,196,0.85,33.479999999999997,6729.48,1.8693,1.588905,1588.905,1549.3799999999997]
["23.01.2022 07:00",536,189,196,0.85,33.479999999999997,6327.7199999999993,1.7576999999999998,1.4940449999999998,1494.0449999999998,1549.3799999999997]
["23.01.2022 08:00",537,197,196,0.85,33.479999999999997,6595.5599999999995,1.8320999999999998,1.5572849999999998,1557.2849999999999,1549.3799999999997]
["23.01.2022 09:00",538,190,196,0.85,33.479999999999997,6361.2,1.7669999999999999,1.5019499999999999,1501.9499999999998,1549.3799999999997]
["23.01.2022 10:00",539,193,196,0.85,33.479999999999997,6461.6399999999994,1.7948999999999999,1.5256649999999998,1525.6649999999997,1549.3799999999997]
["23.01.2022 11:00",540,185,195,0.85,33.479999999999997,6193.7999999999993,1.7204999999999997,1.4624249999999996,1462.4249999999997,1541.4749999999999]
["23.01.2022 12:00",541,189,195,0.85,33.479999999999997,6327.7199999999993,1.7576999999999998,1.4940449999999998,1494.0449999999998,1541.4749999999999]
["23.01.2022 13:00",542,186,195,0.85,33.479999999999997,6227.28,1.7298,1.4703299999999999,1470.33,1541.4749999999999]
["23.01.2022 14:00",543,194,195,0.85,33.479999999999997,6495.119999999999,1.8041999999999998,1.5335699999999999,1533.57,1541.4749999999999]
["23.01.2022 15:00",544,185,195,0.85,33.479999999999997,6193.7999999999993,1.7204999999999997,1.4624249999999996,1462.4249999999997,1541.4749999999999]
["23.01.2022 16:00",545,185,195,0.85,33.479999999999997,6193.7999999999993,1.7204999999999997,1.4624249999999996,1462.4249999999997,1541.4749999999999]
["23.01.2022 17:00",546,194,195,0.85,33.479999999999997,6495.119999999999,1.8041999999999998,1.5335699999999999,1533.57,1541.4749999999999]
["23.01.2022 18:00",547,189,195,0.85,33.479999999999997,6327.7199999999993,1.7576999999999998,1.4940449999999998,1494.0449999999998,1541.4749999999999]
["23.01.2022 19:00",548,189,195,0.85,33.479999999999997,6327.7199999999993,1.7576999999999998,1.4940449999999998,1494.0449999999998,1541.4749999999999]
["23.01.2022 20:00",549,194,195,0.85,33.479999999999997,6495.119999999999,1.8041999999999998,1.5335699999999999,1533.57,1541.4749999999999]
["23.01.2022 21:00",550,194,195,0.85,33.479999999999997,6495.119999999999,1.8041999999999998,1.5335699999999999,1533.57,1541.4749999999999]
["23.01.2022 22:00",551,190,195,0.85,33.479999999999997,6361.2,1.7669999999999999,1.5019499999999999,1501.9499999999998,1541.4749999999999]
["23.01.2022 23:00",552,189,195,0.85,33.479999999999997,6327.7199999999993,1.7576999999999998,1.4940449999999998,1494.0449999999998,1541.4749999999999]
["24.01.2022 00:00",553,198,195,0.85,33.479999999999997,6629.0399999999991,1.8413999999999997,1.5651899999999996,1565.1899999999996,1541.4749999999999]
["24.01.2022 01:00",554,190,195,0.85,33.479999999999997,6361.2,1.7669999999999999,1.5019499999999999,1501.9499999999998,1541.4749999999999]
["24.01.2022 02:00",555,189,195,0.85,33.479999999999997,6327.7199999999993,1.7576999999999998,1.4940449999999998,1494.0449999999998,1541.4749999999999]
["24.01.2022 03:00",556,197,195,0.85,33.479999999999997,6595.5599999999995,1.8320999999999998,1.5572849999999998,1557.2849999999999,1541.4749999999999]
["24.01.2022 04:00",557,194,195,0.85,33.479999999999997,6495.119999999999,1.8041999999999998,1.5335699999999999,1533.57,1541.4749999999999]
["24.01.2022 05:00",558,192,195,0.85,33.479999999999997,6428.16,1.7855999999999999,1.5177599999999998,1517.7599999999998,1541.4749999999999]
["24.01.2022 06:00",559,192,195,0.85,33.479999999999997,6428.16,1.7855999999999999,1.5177599999999998,1517.7599999999998,1541.4749999999999]
["24.01.2022 07:00",560,193,195,0.85,33.479999999999997,6461.6399999999994,1.7948999999999999,1.5256649999999998,1525.6649999999997,1541.4749999999999]
["24.01.2022 08:00",561,189,195,0.85,33.479999999999997,6327.7199999999993,1.7576999999999998,1.4940449999999998,1494.0449999999998,1541.4749999999999]
["24.01.2022 09:00",562,189,194,0.85,33.479999999999997,6327.7199999999993,1.7576999999999998,1.4940449999999998,1494.0449999999998,1533.57]
["24.01.2022 10:00",563,185,194,0.85,33.479999999999997,6193.7999999999993,1.7204999999999997,1.4624249999999996,1462.4249999999997,1533.57]
["24.01.2022 11:00",564,206,194,0.85,33.479999999999997,6896.8799999999992,1.9157999999999997,1.6284299999999998,1628.4299999999998,1533.57]
["24.01.2022 12:00",565,193,194,0.85,33.479999999999997,6461.6399999999994,1.7948999999999999,1.5256649999999998,1525.6649999999997,1533.57]
["24.01.2022 13:00",566,185,194,0.85,33.479999999999997,6193.7999999999993,1.7204999999999997,1.4624249999999996,1462.4249999999997,1533.57]
["24.01.2022 14:00",567,193,194,0.85,33.479999999999997,6461.6399999999994,1.7948999999999999,1.5256649999999998,1525.6649999999997,1533.57]
["24.01.2022 15:00",568,189,194,0.85,33.479999999999997,6327.7199999999993,1.7576999999999998,1.4940449999999998,1494.0449999999998,1533.57]
["24.01.2022 16:00",569,185,194,0.85,33.479999999999997,6193.7999999999993,1.7204999999999997,1.4624249999999996,1462.4249999999997,1533.57]
["24.01.2022 17:00",570,189,194,0.85,33.479999999999997,6327.7199999999993,1.7576999999999998,1.4940449999999998,1494.0449999999998,1533.57]
["24.01.2022 18:00",571,197,194,0.85,33.479999999999997,6595.5599999999995,1.8320999999999998,1.5572849999999998,1557.2849999999999,1533.57]
["24.01.2022 19:00",572,185,194,0.85,33.479999999999997,6193.7999999999993,1.7204999999999997,1.4624249999999996,1462.4249999999997,1533.57]
["24.01.2022 20:00",573,188,194,0.85,33.479999999999997,6294.24,1.7484,1.48614,1486.14,1533.57]
["24.01.2022 21:00",574,194,194,0.85,33.479999999999997,6495.119999999999,1.8041999999999998,1.5335699999999999,1533.57,1533.57]
["24.01.2022 22:00",575,190,194,0.85,33.479999999999997,6361.2,1.7669999999999999,1.5019499999999999,1501.9499999999998,1533.57]
["24.01.2022 23:00",576,193,194,0.85,33.479999999999997,6461.6399999999994,1.7948999999999999,1.5256649999999998,1525.6649999999997,1533.57]
["25.01.2022 00:00",577,190,194,0.85,33.479999999999997,6361.2,{"$f":"G578/3600","v":1.7669999999999999},1.5019499999999999,1501.9499999999998,1533.57]
["25.01.2022 01:00",{"$f":"B578+1","v":578},194,194,0.85,33.479999999999997,{"$f":"C579*F579","v":6495.119999999999},1.8041999999999998,{"$f":"H579*E579","v":1.5335699999999999},{"$f":"I579*1000/1","v":1533.57},1533.57]
["25.01.2022 02:00",579,189,194,{"$f":"E579","v":0.85},{"$f":"F579","v":33.479999999999997},6327.7199999999993,1.7576999999999998,1.4940449999999998,1494.0449999999998,1533.57]
["25.01.2022 03:00",580,193,194,0.85,33.479999999999997,6461.6399999999994,1.7948999999999999,1.5256649999999998,1525.6649999999997,1533.57]
["25.01.2022 04:00",581,189,194,0.85,33.479999999999997,6327.7199999999993,1.7576999999999998,1.4940449999999998,1494.0449999999998,1533.57]
["25.01.2022 05:00",582,201,194,0.85,33.479999999999997,6729.48,1.8693,1.588905,1588.905,1533.57]
["25.01.2022 06:00",583,193,194,0.85,33.479999999999997,6461.6399999999994,1.7948999999999999,1.5256649999999998,1525.6649999999997,1533.57]
["25.01.2022 07:00",584,192,194,0.85,33.479999999999997,6428.16,1.7855999999999999,1.5177599999999998,1517.7599999999998,1533.57]
["25.01.2022 08:00",585,197,194,0.85,33.479999999999997,6595.5599999999995,1.8320999999999998,1.5572849999999998,1557.2849999999999,1533.57]
["25.01.2022 09:00",586,201,194,0.85,33.479999999999997,6729.48,1.8693,1.588905,1588.905,1533.57]
["25.01.2022 10:00",587,189,194,0.85,33.479999999999997,6327.7199999999993,1.7576999999999998,1.4940449999999998,1494.0449999999998,1533.57]
["25.01.2022 11:00",588,194,194,0.85,33.479999999999997,6495.119999999999,1.8041999999999998,1.5335699999999999,1533.57,1533.57]
["25.01.2022 12:00",589,193,194,0.85,33.479999999999997,6461.6399999999994,1.7948999999999999,1.5256649999999998,1525.6649999999997,1533.57]
["25.01.2022 13:00",590,193,194,0.85,33.479999999999997,6461.6399999999994,1.7948999999999999,1.5256649999999998,1525.6649999999997,1533.57]
["25.01.2022 14:00",591,193,194,0.85,33.479999999999997,6461.6399999999994,1.7948999999999999,1.5256649999999998,1525.6649999999997,1533.57]
["25.01.2022 15:00",592,201,194,0.85,33.479999999999997,6729.48,1.8693,1.588905,1588.905,1533.57]
["25.01.2022 16:00",593,193,194,0.85,33.479999999999997,6461.6399999999994,1.7948999999999999,1.5256649999999998,1525.6649999999997,1533.57]
["25.01.2022 17:00",594,194,194,0.85,33.479999999999997,6495.119999999999,1.8041999999999998,1.5335699999999999,1533.57,1533.57]
["25.01.2022 18:00",595,193,194,0.85,33.479999999999997,6461.6399999999994,1.7948999999999999,1.5256649999999998,1525.6649999999997,1533.57]
["25.01.2022 19:00",596,197,194,0.85,33.479999999999997,6595.5599999999995,1.8320999999999998,1.5572849999999998,1557.2849999999999,1533.57]
["25.01.2022 20:00",597,193,194,0.85,33.479999999999997,6461.6399999999994,1.7948999999999999,1.5256649999999998,1525.6649999999997,1533.57]
["25.01.2022 21:00",598,198,194,0.85,33.479999999999997,6629.0399999999991,1.8413999999999997,1.5651899999999996,1565.1899999999996,1533.57]
["25.01.2022 22:00",599,197,194,0.85,33.479999999999997,6595.5599999999995,1.8320999999999998,1.5572849999999998,1557.2849999999999,1533.57]
["25.01.2022 23:00",600,198,194,0.85,33.479999999999997,6629.0399999999991,1.8413999999999997,1.5651899999999996,1565.1899999999996,1533.57]
["26.01.2022 00:00",601,198,194,0.85,33.479999999999997,6629.0399999999991,1.8413999999999997,1.5651899999999996,1565.1899999999996,1533.57]
["26.01.2022 01:00",602,197,194,0.85,33.479999999999997,6595.5599999999995,1.8320999999999998,1.5572849999999998,1557.2849999999999,1533.57]
["26.01.2022 02:00",603,198,194,0.85,33.479999999999997,6629.0399999999991,1.8413999999999997,1.5651899999999996,1565.1899999999996,1533.57]
["26.01.2022 03:00",604,197,194,0.85,33.479999999999997,6595.5599999999995,1.8320999999999998,1.5572849999999998,1557.2849999999999,1533.57]
["26.01.2022 04:00",605,198,194,0.85,33.479999999999997,6629.0399999999991,1.8413999999999997,1.5651899999999996,1565.1899999999996,1533.57]
["26.01.2022 05:00",606,201,194,0.85,33.479999999999997,6729.48,1.8693,1.588905,1588.905,1533.57]
["26.01.2022 06:00",607,201,194,0.85,33.479999999999997,6729.48,1.8693,1.588905,1588.905,1533.57]
["26.01.2022 07:00",608,205,194,0.85,33.479999999999997,6863.4,1.9064999999999999,1.6205249999999998,1620.5249999999999,1533.57]
["26.01.2022 08:00",609,201,194,0.85,33.479999999999997,6729.48,1.8693,1.588905,1588.905,1533.57]
["26.01.2022 09:00",610,201,194,0.85,33.479999999999997,6729.48,1.8693,1.588905,1588.905,1533.57]
["26.01.2022 10:00",611,193,194,0.85,33.479999999999997,6461.6399999999994,1.7948999999999999,1.5256649999999998,1525.6649999999997,1533.57]
["26.01.2022 11:00",612,205,194,0.85,33.479999999999997,6863.4,1.9064999999999999,1.6205249999999998,1620.5249999999999,1533.57]
["26.01.2022 12:00",613,197,194,0.85,33.479999999999997,6595.5599999999995,1.8320999999999998,1.5572849999999998,1557.2849999999999,1533.57]
["26.01.2022 13:00",614,197,194,0.85,33.479999999999997,6595.5599999999995,1.8320999999999998,1.5572849999999998,1557.2849999999999,1533.57]
["26.01.2022 14:00",615,197,194,0.85,33.479999999999997,6595.5599999999995,1.8320999999999998,1.5572849999999998,1557.2849999999999,1533.57]
["26.01.2022 15:00",616,202,194,0.85,33.479999999999997,6762.9599999999991,1.8785999999999998,1.5968099999999998,1596.81,1533.57]
["26.01.2022 16:00",617,205,193,0.85,33.479999999999997,6863.4,1.9064999999999999,1.6205249999999998,1620.5249999999999,1525.6649999999997]
["26.01.2022 17:00",618,201,193,0.85,33.479999999999997,6729.48,1.8693,1.588905,1588.905,1525.6649999999997]
["26.01.2022 18:00",619,201,193,0.85,33.479999999999997,6729.48,1.8693,1.588905,1588.905,1525.6649999999997]
["26.01.2022 19:00",620,201,193,0.85,33.479999999999997,6729.48,1.8693,1.588905,1588.905,1525.6649999999997]
["26.01.2022 20:00",621,201,193,0.85,33.479999999999997,6729.48,1.8693,1.588905,1588.905,1525.6649999999997]
["26.01.2022 21:00",622,202,193,0.85,33.479999999999997,6762.9599999999991,1.8785999999999998,1.5968099999999998,1596.81,1525.6649999999997]
["26.01.2022 22:00",623,198,193,0.85,33.479999999999997,6629.0399999999991,1.8413999999999997,1.5651899999999996,1565.1899999999996,1525.6649999999997]
["26.01.2022 23:00",624,202,193,0.85,33.479999999999997,6762.9599999999991,1.8785999999999998,1.5968099999999998,1596.81,1525.6649999999997]
["27.01.2022 00:00",625,206,193,0.85,33.479999999999997,6896.8799999999992,1.9157999999999997,1.6284299999999998,1628.4299999999998,1525.6649999999997]
["27.01.2022 01:00",626,194,193,0.85,33.479999999999997,6495.119999999999,1.8041999999999998,1.5335699999999999,1533.57,1525.6649999999997]
["27.01.2022 02:00",627,201,193,0.85,33.479999999999997,6729.48,1.8693,1.588905,1588.905,1525.6649999999997]
["27.01.2022 03:00",628,202,193,0.85,33.479999999999997,6762.9599999999991,1.8785999999999998,1.5968099999999998,1596.81,1525.6649999999997]
["27.01.2022 04:00",629,200,193,0.85,33.479999999999997,6695.9999999999991,1.8599999999999997,1.5809999999999997,1580.9999999999998,1525.6649999999997]
["27.01.2022 05:00",630,200,193,0.85,33.479999999999997,6695.9999999999991,1.8599999999999997,1.5809999999999997,1580.9999999999998,1525.6649999999997]
["27.01.2022 06:00",631,209,193,0.85,33.479999999999997,6997.32,1.9437,1.652145,1652.145,1525.6649999999997]
["27.01.2022 07:00",632,204,193,0.85,33.479999999999997,6829.9199999999992,1.8971999999999998,1.6126199999999997,1612.6199999999997,1525.6649999999997]
["27.01.2022 08:00",633,201,193,0.85,33.479999999999997,6729.48,1.8693,1.588905,1588.905,1525.6649999999997]
["27.01.2022 09:00",634,196,193,0.85,33.479999999999997,6562.079999999999,1.8227999999999998,1.5493799999999998,1549.3799999999997,1525.6649999999997]
["27.01.2022 10:00",635,197,193,0.85,33.479999999999997,6595.5599999999995,1.8320999999999998,1.5572849999999998,1557.2849999999999,1525.6649999999997]
["27.01.2022 11:00",636,172,193,0.85,33.479999999999997,5758.5599999999995,1.5995999999999999,1.3596599999999999,1359.6599999999999,1525.6649999999997]
["27.01.2022 12:00",637,180,193,0.85,33.479999999999997,6026.4,1.6739999999999999,1.4228999999999998,1422.8999999999999,1525.6649999999997]
["27.01.2022 13:00",638,189,193,0.85,33.479999999999997,6327.7199999999993,1.7576999999999998,1.4940449999999998,1494.0449999999998,1525.6649999999997]
["27.01.2022 14:00",639,189,193,0.85,33.479999999999997,6327.7199999999993,1.7576999999999998,1.4940449999999998,1494.0449999999998,1525.6649999999997]
["27.01.2022 15:00",640,189,193,0.85,33.479999999999997,6327.7199999999993,1.7576999999999998,1.4940449999999998,1494.0449999999998,1525.6649999999997]
["27.01.2022 16:00",641,184,193,0.85,33.479999999999997,6160.32,{"$f":"G642/3600","v":1.7111999999999998},1.4545199999999998,1454.5199999999998,1525.6649999999997]
["27.01.2022 17:00",{"$f":"B642+1","v":642},189,193,0.85,33.479999999999997,{"$f":"C643*F643","v":6327.7199999999993},1.7576999999999998,{"$f":"H643*E643","v":1.4940449999999998},{"$f":"I643*1000/1","v":1494.0449999999998},1525.6649999999997]
["27.01.2022 18:00",643,188,193,{"$f":"E643","v":0.85},{"$f":"F643","v":33.479999999999997},6294.24,1.7484,1.48614,1486.14,1525.6649999999997]
["27.01.2022 19:00",644,184,193,0.85,33.479999999999997,6160.32,1.7111999999999998,1.4545199999999998,1454.5199999999998,1525.6649999999997]
["27.01.2022 20:00",645,181,193,0.85,33.479999999999997,6059.8799999999992,1.6832999999999998,1.4308049999999999,1430.8049999999998,1525.6649999999997]
["27.01.2022 21:00",646,189,193,0.85,33.479999999999997,6327.7199999999993,1.7576999999999998,1.4940449999999998,1494.0449999999998,1525.6649999999997]
["27.01.2022 22:00",647,185,193,0.85,33.479999999999997,6193.7999999999993,1.7204999999999997,1.4624249999999996,1462.4249999999997,1525.6649999999997]
["27.01.2022 23:00",648,184,193,0.85,33.479999999999997,6160.32,1.7111999999999998,1.4545199999999998,1454.5199999999998,1525.6649999999997]
["28.01.2022 00:00",649,185,193,0.85,33.479999999999997,6193.7999999999993,1.7204999999999997,1.4624249999999996,1462.4249999999997,1525.6649999999997]
["28.01.2022 01:00",650,193,193,0.85,33.479999999999997,6461.6399999999994,1.7948999999999999,1.5256649999999998,1525.6649999999997,1525.6649999999997]
["28.01.2022 02:00",651,188,193,0.85,33.479999999999997,6294.24,1.7484,1.48614,1486.14,1525.6649999999997]
["28.01.2022 03:00",652,189,193,0.85,33.479999999999997,6327.7199999999993,1.7576999999999998,1.4940449999999998,1494.0449999999998,1525.6649999999997]
["28.01.2022 04:00",653,195,193,0.85,33.479999999999997,6528.5999999999995,1.8134999999999999,1.5414749999999999,1541.4749999999999,1525.6649999999997]
["28.01.2022 05:00",654,188,193,0.85,33.479999999999997,6294.24,1.7484,1.48614,1486.14,1525.6649999999997]
["28.01.2022 06:00",655,192,193,0.85,33.479999999999997,6428.16,1.7855999999999999,1.5177599999999998,1517.7599999999998,1525.6649999999997]
["28.01.2022 07:00",656,192,193,0.85,33.479999999999997,6428.16,1.7855999999999999,1.5177599999999998,1517.7599999999998,1525.6649999999997]
["28.01.2022 08:00",657,200,193,0.85,33.479999999999997,6695.9999999999991,1.8599999999999997,1.5809999999999997,1580.9999999999998,1525.6649999999997]
["28.01.2022 09:00",658,184,193,0.85,33.479999999999997,6160.32,1.7111999999999998,1.4545199999999998,1454.5199999999998,1525.6649999999997]
["28.01.2022 10:00",659,189,193,0.85,33.479999999999997,6327.7199999999993,1.7576999999999998,1.4940449999999998,1494.0449999999998,1525.6649999999997]
["28.01.2022 11:00",660,192,193,0.85,33.479999999999997,6428.16,1.7855999999999999,1.5177599999999998,1517.7599999999998,1525.6649999999997]
["28.01.2022 12:00",661,189,193,0.85,33.479999999999997,6327.7199999999993,1.7576999999999998,1.4940449999999998,1494.0449999999998,1525.6649999999997]
["28.01.2022 13:00",662,185,193,0.85,33.479999999999997,6193.7999999999993,1.7204999999999997,1.4624249999999996,1462.4249999999997,1525.6649999999997]
["28.01.2022 14:00",663,188,193,0.85,33.479999999999997,6294.24,1.7484,1.48614,1486.14,1525.6649999999997]
["28.01.2022 15:00",664,197,193,0.85,33.479999999999997,6595.5599999999995,1.8320999999999998,1.5572849999999998,1557.2849999999999,1525.6649999999997]
["28.01.2022 16:00",665,185,193,0.85,33.479999999999997,6193.7999999999993,1.7204999999999997,1.4624249999999996,1462.4249999999997,1525.6649999999997]
["28.01.2022 17:00",666,184,193,0.85,33.479999999999997,6160.32,1.7111999999999998,1.4545199999999998,1454.5199999999998,1525.6649999999997]
["28.01.2022 18:00",667,193,193,0.85,33.479999999999997,6461.6399999999994,1.7948999999999999,1.5256649999999998,1525.6649999999997,1525.6649999999997]
["28.01.2022 19:00",668,172,193,0.85,33.479999999999997,5758.5599999999995,1.5995999999999999,1.3596599999999999,1359.6599999999999,1525.6649999999997]
["28.01.2022 20:00",669,177,193,0.85,33.479999999999997,5925.9599999999991,1.6460999999999997,1.3991849999999997,1399.1849999999997,1525.6649999999997]
["28.01.2022 21:00",670,181,193,0.85,33.479999999999997,6059.8799999999992,1.6832999999999998,1.4308049999999999,1430.8049999999998,1525.6649999999997]
["28.01.2022 22:00",671,177,193,0.85,33.479999999999997,5925.9599999999991,1.6460999999999997,1.3991849999999997,1399.1849999999997,1525.6649999999997]
["28.01.2022 23:00",672,181,192,0.85,33.479999999999997,6059.8799999999992,1.6832999999999998,1.4308049999999999,1430.8049999999998,1517.7599999999998]
["29.01.2022 00:00",673,173,192,0.85,33.479999999999997,5792.0399999999991,1.6088999999999998,1.3675649999999997,1367.5649999999996,1517.7599999999998]
["29.01.2022 01:00",674,182,192,0.85,33.479999999999997,6093.36,1.6925999999999999,1.4387099999999999,1438.71,1517.7599999999998]
["29.01.2022 02:00",675,185,192,0.85,33.479999999999997,6193.7999999999993,1.7204999999999997,1.4624249999999996,1462.4249999999997,1517.7599999999998]
["29.01.2022 03:00",676,189,192,0.85,33.479999999999997,6327.7199999999993,1.7576999999999998,1.4940449999999998,1494.0449999999998,1517.7599999999998]
["29.01.2022 04:00",677,189,192,0.85,33.479999999999997,6327.7199999999993,1.7576999999999998,1.4940449999999998,1494.0449999999998,1517.7599999999998]
["29.01.2022 05:00",678,189,192,0.85,33.479999999999997,6327.7199999999993,1.7576999999999998,1.4940449999999998,1494.0449999999998,1517.7599999999998]
["29.01.2022 06:00",679,197,192,0.85,33.479999999999997,6595.5599999999995,1.8320999999999998,1.5572849999999998,1557.2849999999999,1517.7599999999998]
["29.01.2022 07:00",680,184,192,0.85,33.479999999999997,6160.32,1.7111999999999998,1.4545199999999998,1454.5199999999998,1517.7599999999998]
["29.01.2022 08:00",681,184,192,0.85,33.479999999999997,6160.32,1.7111999999999998,1.4545199999999998,1454.5199999999998,1517.7599999999998]
["29.01.2022 09:00",682,184,192,0.85,33.479999999999997,6160.32,1.7111999999999998,1.4545199999999998,1454.5199999999998,1517.7599999999998]
["29.01.2022 10:00",683,183,192,0.85,33.479999999999997,6126.8399999999992,1.7018999999999997,1.4466149999999998,1446.6149999999998,1517.7599999999998]
["29.01.2022 11:00",684,176,192,0.85,33.479999999999997,5892.48,1.6367999999999998,1.3912799999999999,1391.2799999999997,1517.7599999999998]
["29.01.2022 12:00",685,180,192,0.85,33.479999999999997,6026.4,1.6739999999999999,1.4228999999999998,1422.8999999999999,1517.7599999999998]
["29.01.2022 13:00",686,185,192,0.85,33.479999999999997,6193.7999999999993,1.7204999999999997,1.4624249999999996,1462.4249999999997,1517.7599999999998]
["29.01.2022 14:00",687,180,192,0.85,33.479999999999997,6026.4,1.6739999999999999,1.4228999999999998,1422.8999999999999,1517.7599999999998]
["29.01.2022 15:00",688,176,192,0.85,33.479999999999997,5892.48,1.6367999999999998,1.3912799999999999,1391.2799999999997,1517.7599999999998]
["29.01.2022 16:00",689,180,192,0.85,33.479999999999997,6026.4,1.6739999999999999,1.4228999999999998,1422.8999999999999,1517.7599999999998]
["29.01.2022 17:00",690,176,192,0.85,33.479999999999997,5892.48,1.6367999999999998,1.3912799999999999,1391.2799999999997,1517.7599999999998]
["29.01.2022 18:00",691,177,192,0.85,33.479999999999997,5925.9599999999991,1.6460999999999997,1.3991849999999997,1399.1849999999997,1517.7599999999998]
["29.01.2022 19:00",692,172,192,0.85,33.479999999999997,5758.5599999999995,1.5995999999999999,1.3596599999999999,1359.6599999999999,1517.7599999999998]
["29.01.2022 20:00",693,171,192,0.85,33.479999999999997,5725.079999999999,1.5902999999999998,1.3517549999999998,1351.7549999999999,1517.7599999999998]
["29.01.2022 21:00",694,176,192,0.85,33.479999999999997,5892.48,1.6367999999999998,1.3912799999999999,1391.2799999999997,1517.7599999999998]
["29.01.2022 22:00",695,172,192,0.85,33.479999999999997,5758.5599999999995,1.5995999999999999,1.3596599999999999,1359.6599999999999,1517.7599999999998]
["29.01.2022 23:00",696,168,192,0.85,33.479999999999997,5624.6399999999994,1.5623999999999998,1.3280399999999999,1328.04,1517.7599999999998]
["30.01.2022 00:00",697,176,192,0.85,33.479999999999997,5892.48,1.6367999999999998,1.3912799999999999,1391.2799999999997,1517.7599999999998]
["30.01.2022 01:00",698,189,192,0.85,33.479999999999997,6327.7199999999993,1.7576999999999998,1.4940449999999998,1494.0449999999998,1517.7599999999998]
["30.01.2022 02:00",699,184,192,0.85,33.479999999999997,6160.32,1.7111999999999998,1.4545199999999998,1454.5199999999998,1517.7599999999998]
["30.01.2022 03:00",700,180,192,0.85,33.479999999999997,6026.4,1.6739999999999999,1.4228999999999998,1422.8999999999999,1517.7599999999998]
["30.01.2022 04:00",701,184,192,0.85,33.479999999999997,6160.32,1.7111999999999998,1.4545199999999998,1454.5199999999998,1517.7599999999998]
["30.01.2022 05:00",702,184,192,0.85,33.479999999999997,6160.32,1.7111999999999998,1.4545199999999998,1454.5199999999998,1517.7599999999998]
["30.01.2022 06:00",703,180,192,0.85,33.479999999999997,6026.4,1.6739999999999999,1.4228999999999998,1422.8999999999999,1517.7599999999998]
["30.01.2022 07:00",704,180,192,0.85,33.479999999999997,6026.4,1.6739999999999999,1.4228999999999998,1422.8999999999999,1517.7599999999998]
["30.01.2022 08:00",705,187,192,0.85,33.479999999999997,6260.7599999999993,{"$f":"G706/3600","v":1.7390999999999999},1.4782349999999997,1478.2349999999997,1517.7599999999998]
["30.01.2022 09:00",{"$f":"B706+1","v":706},184,192,0.85,33.479999999999997,{"$f":"C707*F707","v":6160.32},1.7111999999999998,{"$f":"H707*E707","v":1.4545199999999998},{"$f":"I707*1000/1","v":1454.5199999999998},1517.7599999999998]
["30.01.2022 10:00",707,184,192,{"$f":"E707","v":0.85},{"$f":"F707","v":33.479999999999997},6160.32,1.7111999999999998,1.4545199999999998,1454.5199999999998,1517.7599999999998]
["30.01.2022 11:00",708,184,192,0.85,33.479999999999997,6160.32,1.7111999999999998,1.4545199999999998,1454.5199999999998,1517.7599999999998]
["30.01.2022 12:00",709,184,192,0.85,33.479999999999997,6160.32,1.7111999999999998,1.4545199999999998,1454.5199999999998,1517.7599999999998]
["30.01.2022 13:00",710,188,192,0.85,33.479999999999997,6294.24,1.7484,1.48614,1486.14,1517.7599999999998]
["30.01.2022 14:00",711,188,192,0.85,33.479999999999997,6294.24,1.7484,1.48614,1486.14,1517.7599999999998]
["30.01.2022 15:00",712,192,192,0.85,33.479999999999997,6428.16,1.7855999999999999,1.5177599999999998,1517.7599999999998,1517.7599999999998]
["30.01.2022 16:00",713,196,192,0.85,33.479999999999997,6562.079999999999,1.8227999999999998,1.5493799999999998,1549.3799999999997,1517.7599999999998]
["30.01.2022 17:00",714,188,192,0.85,33.479999999999997,6294.24,1.7484,1.48614,1486.14,1517.7599999999998]
["30.01.2022 18:00",715,187,192,0.85,33.479999999999997,6260.7599999999993,1.7390999999999999,1.4782349999999997,1478.2349999999997,1517.7599999999998]
["30.01.2022 19:00",716,185,192,0.85,33.479999999999997,6193.7999999999993,1.7204999999999997,1.4624249999999996,1462.4249999999997,1517.7599999999998]
["30.01.2022 20:00",717,189,192,0.85,33.479999999999997,6327.7199999999993,1.7576999999999998,1.4940449999999998,1494.0449999999998,1517.7599999999998]
["30.01.2022 21:00",718,188,192,0.85,33.479999999999997,6294.24,1.7484,1.48614,1486.14,1517.7599999999998]
["30.01.2022 22:00",719,185,192,0.85,33.479999999999997,6193.7999999999993,1.7204999999999997,1.4624249999999996,1462.4249999999997,1517.7599999999998]
["30.01.2022 23:00",720,188,192,0.85,33.479999999999997,6294.24,1.7484,1.48614,1486.14,1517.7599999999998]
["31.01.2022 00:00",721,185,192,0.85,33.479999999999997,6193.7999999999993,1.7204999999999997,1.4624249999999996,1462.4249999999997,1517.7599999999998]
["31.01.2022 01:00",722,184,192,0.85,33.479999999999997,6160.32,1.7111999999999998,1.4545199999999998,1454.5199999999998,1517.7599999999998]
["31.01.2022 02:00",723,185,192,0.85,33.479999999999997,6193.7999999999993,1.7204999999999997,1.4624249999999996,1462.4249999999997,1517.7599999999998]
["31.01.2022 03:00",724,188,191,0.85,33.479999999999997,6294.24,1.7484,1.48614,1486.14,1509.8549999999998]
["31.01.2022 04:00",725,188,191,0.85,33.479999999999997,6294.24,1.7484,1.48614,1486.14,1509.8549999999998]
["31.01.2022 05:00",726,188,191,0.85,33.479999999999997,6294.24,1.7484,1.48614,1486.14,1509.8549999999998]
["31.01.2022 06:00",727,187,191,0.85,33.479999999999997,6260.7599999999993,1.7390999999999999,1.4782349999999997,1478.2349999999997,1509.8549999999998]
["31.01.2022 07:00",728,192,191,0.85,33.479999999999997,6428.16,1.7855999999999999,1.5177599999999998,1517.7599999999998,1509.8549999999998]
["31.01.2022 08:00",729,187,191,0.85,33.479999999999997,6260.7599999999993,1.7390999999999999,1.4782349999999997,1478.2349999999997,1509.8549999999998]
["31.01.2022 09:00",730,188,191,0.85,33.479999999999997,6294.24,1.7484,1.48614,1486.14,1509.8549999999998]
["31.01.2022 10:00",731,12,191,0.85,33.479999999999997,401.76,0.11159999999999999,9.4859999999999986E-2,94.859999999999985,1509.8549999999998]
["31.01.2022 11:00",732,53,191,0.85,33.479999999999997,1774.4399999999998,0.49289999999999995,0.41896499999999992,418.96499999999992,1509.8549999999998]
["31.01.2022 12:00",733,330,191,0.85,33.479999999999997,11048.4,3.069,2.6086499999999999,2608.65,1509.8549999999998]
["31.01.2022 13:00",734,240,191,0.85,33.479999999999997,8035.1999999999989,2.2319999999999998,1.8971999999999998,1897.1999999999998,1509.8549999999998]
["31.01.2022 14:00",735,180,191,0.85,33.479999999999997,6026.4,1.6739999999999999,1.4228999999999998,1422.8999999999999,1509.8549999999998]
["31.01.2022 15:00",736,196,191,0.85,33.479999999999997,6562.079999999999,1.8227999999999998,1.5493799999999998,1549.3799999999997,1509.8549999999998]
["31.01.2022 16:00",737,196,191,0.85,33.479999999999997,6562.079999999999,1.8227999999999998,1.5493799999999998,1549.3799999999997,1509.8549999999998]
["31.01.2022 17:00",738,196,191,0.85,33.479999999999997,6562.079999999999,1.8227999999999998,1.5493799999999998,1549.3799999999997,1509.8549999999998]
["31.01.2022 18:00",739,192,191,0.85,33.479999999999997,6428.16,1.7855999999999999,1.5177599999999998,1517.7599999999998,1509.8549999999998]
["31.01.2022 19:00",740,196,191,0.85,33.479999999999997,6562.079999999999,1.8227999999999998,1.5493799999999998,1549.3799999999997,1509.8549999999998]
["31.01.2022 20:00",741,197,191,0.85,33.479999999999997,6595.5599999999995,1.8320999999999998,1.5572849999999998,1557.2849999999999,1509.8549999999998]
["31.01.2022 21:00",742,192,191,0.85,33.479999999999997,6428.16,1.7855999999999999,1.5177599999999998,1517.7599999999998,1509.8549999999998]
["31.01.2022 22:00",743,193,191,0.85,33.479999999999997,6461.6399999999994,1.7948999999999999,1.5256649999999998,1525.6649999999997,1509.8549999999998]
["31.01.2022 23:00",744,197,191,0.85,33.479999999999997,6595.5599999999995,1.8320999999999998,1.5572849999999998,1557.2849999999999,1509.8549999999998]
["01.02.2022 00:00",745,198,191,0.85,33.479999999999997,6629.0399999999991,1.8413999999999997,1.5651899999999996,1565.1899999999996,1509.8549999999998]
["01.02.2022 01:00",746,192,191,0.85,33.479999999999997,6428.16,1.7855999999999999,1.5177599999999998,1517.7599999999998,1509.8549999999998]
["01.02.2022 02:00",747,193,191,0.85,33.479999999999997,6461.6399999999994,1.7948999999999999,1.5256649999999998,1525.6649999999997,1509.8549999999998]
["01.02.2022 03:00",748,197,191,0.85,33.479999999999997,6595.5599999999995,1.8320999999999998,1.5572849999999998,1557.2849999999999,1509.8549999999998]
["01.02.2022 04:00",749,192,190,0.85,33.479999999999997,6428.16,1.7855999999999999,1.5177599999999998,1517.7599999999998,1501.9499999999998]
["01.02.2022 05:00",750,196,190,0.85,33.479999999999997,6562.079999999999,1.8227999999999998,1.5493799999999998,1549.3799999999997,1501.9499999999998]
["01.02.2022 06:00",751,192,190,0.85,33.479999999999997,6428.16,1.7855999999999999,1.5177599999999998,1517.7599999999998,1501.9499999999998]
["01.02.2022 07:00",752,196,190,0.85,33.479999999999997,6562.079999999999,1.8227999999999998,1.5493799999999998,1549.3799999999997,1501.9499999999998]
["01.02.2022 08:00",753,192,190,0.85,33.479999999999997,6428.16,1.7855999999999999,1.5177599999999998,1517.7599999999998,1501.9499999999998]
["01.02.2022 09:00",754,193,190,0.85,33.479999999999997,6461.6399999999994,1.7948999999999999,1.5256649999999998,1525.6649999999997,1501.9499999999998]
["01.02.2022 10:00",755,193,190,0.85,33.479999999999997,6461.6399999999994,1.7948999999999999,1.5256649999999998,1525.6649999999997,1501.9499999999998]
["01.02.2022 11:00",756,188,190,0.85,33.479999999999997,6294.24,1.7484,1.48614,1486.14,1501.9499999999998]
["01.02.2022 12:00",757,185,190,0.85,33.479999999999997,6193.7999999999993,1.7204999999999997,1.4624249999999996,1462.4249999999997,1501.9499999999998]
["01.02.2022 13:00",758,188,190,0.85,33.479999999999997,6294.24,1.7484,1.48614,1486.14,1501.9499999999998]
["01.02.2022 14:00",759,196,190,0.85,33.479999999999997,6562.079999999999,1.8227999999999998,1.5493799999999998,1549.3799999999997,1501.9499999999998]
["01.02.2022 15:00",760,192,190,0.85,33.479999999999997,6428.16,1.7855999999999999,1.5177599999999998,1517.7599999999998,1501.9499999999998]
["01.02.2022 16:00",761,188,190,0.85,33.479999999999997,6294.24,1.7484,1.48614,1486.14,1501.9499999999998]
["01.02.2022 17:00",762,192,190,0.85,33.479999999999997,6428.16,1.7855999999999999,1.5177599999999998,1517.7599999999998,1501.9499999999998]
["01.02.2022 18:00",763,196,190,0.85,33.479999999999997,6562.079999999999,1.8227999999999998,1.5493799999999998,1549.3799999999997,1501.9499999999998]
["01.02.2022 19:00",764,192,190,0.85,33.479999999999997,6428.16,1.7855999999999999,1.5177599999999998,1517.7599999999998,1501.9499999999998]
["01.02.2022 20:00",765,188,190,0.85,33.479999999999997,6294.24,1.7484,1.48614,1486.14,1501.9499999999998]
["01.02.2022 21:00",766,184,190,0.85,33.479999999999997,6160.32,1.7111999999999998,1.4545199999999998,1454.5199999999998,1501.9499999999998]
["01.02.2022 22:00",767,193,190,0.85,33.479999999999997,6461.6399999999994,1.7948999999999999,1.5256649999999998,1525.6649999999997,1501.9499999999998]
["01.02.2022 23:00",768,188,190,0.85,33.479999999999997,6294.24,1.7484,1.48614,1486.14,1501.9499999999998]
["02.02.2022 00:00",769,188,190,0.85,33.479999999999997,6294.24,{"$f":"G770/3600","v":1.7484},1.48614,1486.14,1501.9499999999998]
["02.02.2022 01:00",{"$f":"B770+1","v":770},188,190,0.85,33.479999999999997,{"$f":"C771*F771","v":6294.24},1.7484,{"$f":"H771*E771","v":1.48614},{"$f":"I771*1000/1","v":1486.14},1501.9499999999998]
["02.02.2022 02:00",771,192,190,{"$f":"E771","v":0.85},{"$f":"F771","v":33.479999999999997},6428.16,1.7855999999999999,1.5177599999999998,1517.7599999999998,1501.9499999999998]
["02.02.2022 03:00",772,188,190,0.85,33.479999999999997,6294.24,1.7484,1.48614,1486.14,1501.9499999999998]
["02.02.2022 04:00",773,183,190,0.85,33.479999999999997,6126.8399999999992,1.7018999999999997,1.4466149999999998,1446.6149999999998,1501.9499999999998]
["02.02.2022 05:00",774,187,190,0.85,33.479999999999997,6260.7599999999993,1.7390999999999999,1.4782349999999997,1478.2349999999997,1501.9499999999998]
["02.02.2022 06:00",775,188,190,0.85,33.479999999999997,6294.24,1.7484,1.48614,1486.14,1501.9499999999998]
["02.02.2022 07:00",776,179,190,0.85,33.479999999999997,5992.9199999999992,1.6646999999999998,1.4149949999999998,1414.9949999999999,1501.9499999999998]
["02.02.2022 08:00",777,188,190,0.85,33.479999999999997,6294.24,1.7484,1.48614,1486.14,1501.9499999999998]
["02.02.2022 09:00",778,192,190,0.85,33.479999999999997,6428.16,1.7855999999999999,1.5177599999999998,1517.7599999999998,1501.9499999999998]
["02.02.2022 10:00",779,188,190,0.85,33.479999999999997,6294.24,1.7484,1.48614,1486.14,1501.9499999999998]
["02.02.2022 11:00",780,184,190,0.85,33.479999999999997,6160.32,1.7111999999999998,1.4545199999999998,1454.5199999999998,1501.9499999999998]
["02.02.2022 12:00",781,188,190,0.85,33.479999999999997,6294.24,1.7484,1.48614,1486.14,1501.9499999999998]
["02.02.2022 13:00",782,192,190,0.85,33.479999999999997,6428.16,1.7855999999999999,1.5177599999999998,1517.7599999999998,1501.9499999999998]
["02.02.2022 14:00",783,192,190,0.85,33.479999999999997,6428.16,1.7855999999999999,1.5177599999999998,1517.7599999999998,1501.9499999999998]
["02.02.2022 15:00",784,184,190,0.85,33.479999999999997,6160.32,1.7111999999999998,1.4545199999999998,1454.5199999999998,1501.9499999999998]
["02.02.2022 16:00",785,196,190,0.85,33.479999999999997,6562.079999999999,1.8227999999999998,1.5493799999999998,1549.3799999999997,1501.9499999999998]
["02.02.2022 17:00",786,188,190,0.85,33.479999999999997,6294.24,1.7484,1.48614,1486.14,1501.9499999999998]
["02.02.2022 18:00",787,189,190,0.85,33.479999999999997,6327.7199999999993,1.7576999999999998,1.4940449999999998,1494.0449999999998,1501.9499999999998]
["02.02.2022 19:00",788,192,190,0.85,33.479999999999997,6428.16,1.7855999999999999,1.5177599999999998,1517.7599999999998,1501.9499999999998]
["02.02.2022 20:00",789,193,190,0.85,33.479999999999997,6461.6399999999994,1.7948999999999999,1.5256649999999998,1525.6649999999997,1501.9499999999998]
["02.02.2022 21:00",790,189,190,0.85,33.479999999999997,6327.7199999999993,1.7576999999999998,1.4940449999999998,1494.0449999999998,1501.9499999999998]
["02.02.2022 22:00",791,189,190,0.85,33.479999999999997,6327.7199999999993,1.7576999999999998,1.4940449999999998,1494.0449999999998,1501.9499999999998]
["02.02.2022 23:00",792,193,190,0.85,33.479999999999997,6461.6399999999994,1.7948999999999999,1.5256649999999998,1525.6649999999997,1501.9499999999998]
["03.02.2022 00:00",793,190,190,0.85,33.479999999999997,6361.2,1.7669999999999999,1.5019499999999999,1501.9499999999998,1501.9499999999998]
["03.02.2022 01:00",794,189,190,0.85,33.479999999999997,6327.7199999999993,1.7576999999999998,1.4940449999999998,1494.0449999999998,1501.9499999999998]
["03.02.2022 02:00",795,190,190,0.85,33.479999999999997,6361.2,1.7669999999999999,1.5019499999999999,1501.9499999999998,1501.9499999999998]
["03.02.2022 03:00",796,201,190,0.85,33.479999999999997,6729.48,1.8693,1.588905,1588.905,1501.9499999999998]
["03.02.2022 04:00",797,201,190,0.85,33.479999999999997,6729.48,1.8693,1.588905,1588.905,1501.9499999999998]
["03.02.2022 05:00",798,196,190,0.85,33.479999999999997,6562.079999999999,1.8227999999999998,1.5493799999999998,1549.3799999999997,1501.9499999999998]
["03.02.2022 06:00",799,200,190,0.85,33.479999999999997,6695.9999999999991,1.8599999999999997,1.5809999999999997,1580.9999999999998,1501.9499999999998]
["03.02.2022 07:00",800,205,190,0.85,33.479999999999997,6863.4,1.9064999999999999,1.6205249999999998,1620.5249999999999,1501.9499999999998]
["03.02.2022 08:00",801,193,190,0.85,33.479999999999997,6461.6399999999994,1.7948999999999999,1.5256649999999998,1525.6649999999997,1501.9499999999998]
["03.02.2022 09:00",802,201,190,0.85,33.479999999999997,6729.48,1.8693,1.588905,1588.905,1501.9499999999998]
["03.02.2022 10:00",803,193,190,0.85,33.479999999999997,6461.6399999999994,1.7948999999999999,1.5256649999999998,1525.6649999999997,1501.9499999999998]
["03.02.2022 11:00",804,172,190,0.85,33.479999999999997,5758.5599999999995,1.5995999999999999,1.3596599999999999,1359.6599999999999,1501.9499999999998]
["03.02.2022 12:00",805,62,190,0.85,33.479999999999997,2075.7599999999998,0.57659999999999989,0.49010999999999988,490.1099999999999,1501.9499999999998]
["03.02.2022 13:00",806,62,190,0.85,33.479999999999997,2075.7599999999998,0.57659999999999989,0.49010999999999988,490.1099999999999,1501.9499999999998]
["03.02.2022 14:00",807,217,189,0.85,33.479999999999997,7265.1599999999989,2.0180999999999996,1.7153849999999995,1715.3849999999995,1494.0449999999998]
["03.02.2022 15:00",808,266,189,0.85,33.479999999999997,8905.6799999999985,2.4737999999999998,2.1027299999999998,2102.7299999999996,1494.0449999999998]
["03.02.2022 16:00",809,184,189,0.85,33.479999999999997,6160.32,1.7111999999999998,1.4545199999999998,1454.5199999999998,1494.0449999999998]
["03.02.2022 17:00",810,180,189,0.85,33.479999999999997,6026.4,1.6739999999999999,1.4228999999999998,1422.8999999999999,1494.0449999999998]
["03.02.2022 18:00",811,184,189,0.85,33.479999999999997,6160.32,1.7111999999999998,1.4545199999999998,1454.5199999999998,1494.0449999999998]
["03.02.2022 19:00",812,185,189,0.85,33.479999999999997,6193.7999999999993,1.7204999999999997,1.4624249999999996,1462.4249999999997,1494.0449999999998]
["03.02.2022 20:00",813,181,189,0.85,33.479999999999997,6059.8799999999992,1.6832999999999998,1.4308049999999999,1430.8049999999998,1494.0449999999998]
["03.02.2022 21:00",814,176,189,0.85,33.479999999999997,5892.48,1.6367999999999998,1.3912799999999999,1391.2799999999997,1494.0449999999998]
["03.02.2022 22:00",815,185,189,0.85,33.479999999999997,6193.7999999999993,1.7204999999999997,1.4624249999999996,1462.4249999999997,1494.0449999999998]
["03.02.2022 23:00",816,180,189,0.85,33.479999999999997,6026.4,1.6739999999999999,1.4228999999999998,1422.8999999999999,1494.0449999999998]
["04.02.2022 00:00",817,177,189,0.85,33.479999999999997,5925.9599999999991,1.6460999999999997,1.3991849999999997,1399.1849999999997,1494.0449999999998]
["04.02.2022 01:00",818,176,189,0.85,33.479999999999997,5892.48,1.6367999999999998,1.3912799999999999,1391.2799999999997,1494.0449999999998]
["04.02.2022 02:00",819,181,189,0.85,33.479999999999997,6059.8799999999992,1.6832999999999998,1.4308049999999999,1430.8049999999998,1494.0449999999998]
["04.02.2022 03:00",820,175,189,0.85,33.479999999999997,5858.9999999999991,1.6274999999999997,1.3833749999999998,1383.3749999999998,1494.0449999999998]
["04.02.2022 04:00",821,176,189,0.85,33.479999999999997,5892.48,1.6367999999999998,1.3912799999999999,1391.2799999999997,1494.0449999999998]
["04.02.2022 05:00",822,180,189,0.85,33.479999999999997,6026.4,1.6739999999999999,1.4228999999999998,1422.8999999999999,1494.0449999999998]
["04.02.2022 06:00",823,184,189,0.85,33.479999999999997,6160.32,1.7111999999999998,1.4545199999999998,1454.5199999999998,1494.0449999999998]
["04.02.2022 07:00",824,176,189,0.85,33.479999999999997,5892.48,1.6367999999999998,1.3912799999999999,1391.2799999999997,1494.0449999999998]
["04.02.2022 08:00",825,180,189,0.85,33.479999999999997,6026.4,1.6739999999999999,1.4228999999999998,1422.8999999999999,1494.0449999999998]
["04.02.2022 09:00",826,177,189,0.85,33.479999999999997,5925.9599999999991,1.6460999999999997,1.3991849999999997,1399.1849999999997,1494.0449999999998]
["04.02.2022 10:00",827,176,189,0.85,33.479999999999997,5892.48,1.6367999999999998,1.3912799999999999,1391.2799999999997,1494.0449999999998]
["04.02.2022 11:00",828,168,189,0.85,33.479999999999997,5624.6399999999994,1.5623999999999998,1.3280399999999999,1328.04,1494.0449999999998]
["04.02.2022 12:00",829,167,189,0.85,33.479999999999997,5591.16,1.5530999999999999,1.3201349999999998,1320.1349999999998,1494.0449999999998]
["04.02.2022 13:00",830,168,189,0.85,33.479999999999997,5624.6399999999994,1.5623999999999998,1.3280399999999999,1328.04,1494.0449999999998]
["04.02.2022 14:00",831,168,189,0.85,33.479999999999997,5624.6399999999994,1.5623999999999998,1.3280399999999999,1328.04,1494.0449999999998]
["04.02.2022 15:00",832,168,189,0.85,33.479999999999997,5624.6399999999994,1.5623999999999998,1.3280399999999999,1328.04,1494.0449999999998]
["04.02.2022 16:00",833,164,189,0.85,33.479999999999997,5490.7199999999993,{"$f":"G834/3600","v":1.5251999999999999},1.2964199999999999,1296.4199999999998,1494.0449999999998]
["04.02.2022 17:00",{"$f":"B834+1","v":834},176,189,0.85,33.479999999999997,{"$f":"C835*F835","v":5892.48},1.6367999999999998,{"$f":"H835*E835","v":1.3912799999999999},{"$f":"I835*1000/1","v":1391.2799999999997},1494.0449999999998]
["04.02.2022 18:00",835,168,189,{"$f":"E835","v":0.85},{"$f":"F835","v":33.479999999999997},5624.6399999999994,1.5623999999999998,1.3280399999999999,1328.04,1494.0449999999998]
["04.02.2022 19:00",836,168,189,0.85,33.479999999999997,5624.6399999999994,1.5623999999999998,1.3280399999999999,1328.04,1494.0449999999998]
["04.02.2022 20:00",837,168,189,0.85,33.479999999999997,5624.6399999999994,1.5623999999999998,1.3280399999999999,1328.04,1494.0449999999998]
["04.02.2022 21:00",838,172,189,0.85,33.479999999999997,5758.5599999999995,1.5995999999999999,1.3596599999999999,1359.6599999999999,1494.0449999999998]
["04.02.2022 22:00",839,168,189,0.85,33.479999999999997,5624.6399999999994,1.5623999999999998,1.3280399999999999,1328.04,1494.0449999999998]
["04.02.2022 23:00",840,168,189,0.85,33.479999999999997,5624.6399999999994,1.5623999999999998,1.3280399999999999,1328.04,1494.0449999999998]
["05.02.2022 00:00",841,168,189,0.85,33.479999999999997,5624.6399999999994,1.5623999999999998,1.3280399999999999,1328.04,1494.0449999999998]
["05.02.2022 01:00",842,176,189,0.85,33.479999999999997,5892.48,1.6367999999999998,1.3912799999999999,1391.2799999999997,1494.0449999999998]
["05.02.2022 02:00",843,172,189,0.85,33.479999999999997,5758.5599999999995,1.5995999999999999,1.3596599999999999,1359.6599999999999,1494.0449999999998]
["05.02.2022 03:00",844,172,189,0.85,33.479999999999997,5758.5599999999995,1.5995999999999999,1.3596599999999999,1359.6599999999999,1494.0449999999998]
["05.02.2022 04:00",845,180,189,0.85,33.479999999999997,6026.4,1.6739999999999999,1.4228999999999998,1422.8999999999999,1494.0449999999998]
["05.02.2022 05:00",846,172,189,0.85,33.479999999999997,5758.5599999999995,1.5995999999999999,1.3596599999999999,1359.6599999999999,1494.0449999999998]
["05.02.2022 06:00",847,176,189,0.85,33.479999999999997,5892.48,1.6367999999999998,1.3912799999999999,1391.2799999999997,1494.0449999999998]
["05.02.2022 07:00",848,179,189,0.85,33.479999999999997,5992.9199999999992,1.6646999999999998,1.4149949999999998,1414.9949999999999,1494.0449999999998]
["05.02.2022 08:00",849,183,189,0.85,33.479999999999997,6126.8399999999992,1.7018999999999997,1.4466149999999998,1446.6149999999998,1494.0449999999998]
["05.02.2022 09:00",850,176,189,0.85,33.479999999999997,5892.48,1.6367999999999998,1.3912799999999999,1391.2799999999997,1494.0449999999998]
["05.02.2022 10:00",851,176,189,0.85,33.479999999999997,5892.48,1.6367999999999998,1.3912799999999999,1391.2799999999997,1494.0449999999998]
["05.02.2022 11:00",852,176,189,0.85,33.479999999999997,5892.48,1.6367999999999998,1.3912799999999999,1391.2799999999997,1494.0449999999998]
["05.02.2022 12:00",853,173,189,0.85,33.479999999999997,5792.0399999999991,1.6088999999999998,1.3675649999999997,1367.5649999999996,1494.0449999999998]
["05.02.2022 13:00",854,168,189,0.85,33.479999999999997,5624.6399999999994,1.5623999999999998,1.3280399999999999,1328.04,1494.0449999999998]
["05.02.2022 14:00",855,173,189,0.85,33.479999999999997,5792.0399999999991,1.6088999999999998,1.3675649999999997,1367.5649999999996,1494.0449999999998]
["05.02.2022 15:00",856,172,189,0.85,33.479999999999997,5758.5599999999995,1.5995999999999999,1.3596599999999999,1359.6599999999999,1494.0449999999998]
["05.02.2022 16:00",857,168,189,0.85,33.479999999999997,5624.6399999999994,1.5623999999999998,1.3280399999999999,1328.04,1494.0449999999998]
["05.02.2022 17:00",858,172,189,0.85,33.479999999999997,5758.5599999999995,1.5995999999999999,1.3596599999999999,1359.6599999999999,1494.0449999999998]
["05.02.2022 18:00",859,176,189,0.85,33.479999999999997,5892.48,1.6367999999999998,1.3912799999999999,1391.2799999999997,1494.0449999999998]
["05.02.2022 19:00",860,172,189,0.85,33.479999999999997,5758.5599999999995,1.5995999999999999,1.3596599999999999,1359.6599999999999,1494.0449999999998]
["05.02.2022 20:00",861,177,189,0.85,33.479999999999997,5925.9599999999991,1.6460999999999997,1.3991849999999997,1399.1849999999997,1494.0449999999998]
["05.02.2022 21:00",862,177,189,0.85,33.479999999999997,5925.9599999999991,1.6460999999999997,1.3991849999999997,1399.1849999999997,1494.0449999999998]
["05.02.2022 22:00",863,181,188,0.85,33.479999999999997,6059.8799999999992,1.6832999999999998,1.4308049999999999,1430.8049999999998,1486.14]
["05.02.2022 23:00",864,184,188,0.85,33.479999999999997,6160.32,1.7111999999999998,1.4545199999999998,1454.5199999999998,1486.14]
["06.02.2022 00:00",865,177,188,0.85,33.479999999999997,5925.9599999999991,1.6460999999999997,1.3991849999999997,1399.1849999999997,1486.14]
["06.02.2022 01:00",866,181,188,0.85,33.479999999999997,6059.8799999999992,1.6832999999999998,1.4308049999999999,1430.8049999999998,1486.14]
["06.02.2022 02:00",867,176,188,0.85,33.479999999999997,5892.48,1.6367999999999998,1.3912799999999999,1391.2799999999997,1486.14]
["06.02.2022 03:00",868,181,188,0.85,33.479999999999997,6059.8799999999992,1.6832999999999998,1.4308049999999999,1430.8049999999998,1486.14]
["06.02.2022 04:00",869,177,188,0.85,33.479999999999997,5925.9599999999991,1.6460999999999997,1.3991849999999997,1399.1849999999997,1486.14]
["06.02.2022 05:00",870,180,188,0.85,33.479999999999997,6026.4,1.6739999999999999,1.4228999999999998,1422.8999999999999,1486.14]
["06.02.2022 06:00",871,180,188,0.85,33.479999999999997,6026.4,1.6739999999999999,1.4228999999999998,1422.8999999999999,1486.14]
["06.02.2022 07:00",872,180,188,0.85,33.479999999999997,6026.4,1.6739999999999999,1.4228999999999998,1422.8999999999999,1486.14]
["06.02.2022 08:00",873,180,188,0.85,33.479999999999997,6026.4,1.6739999999999999,1.4228999999999998,1422.8999999999999,1486.14]
["06.02.2022 09:00",874,179,188,0.85,33.479999999999997,5992.9199999999992,1.6646999999999998,1.4149949999999998,1414.9949999999999,1486.14]
["06.02.2022 10:00",875,179,188,0.85,33.479999999999997,5992.9199999999992,1.6646999999999998,1.4149949999999998,1414.9949999999999,1486.14]
["06.02.2022 11:00",876,172,188,0.85,33.479999999999997,5758.5599999999995,1.5995999999999999,1.3596599999999999,1359.6599999999999,1486.14]
["06.02.2022 12:00",877,176,188,0.85,33.479999999999997,5892.48,1.6367999999999998,1.3912799999999999,1391.2799999999997,1486.14]
["06.02.2022 13:00",878,183,188,0.85,33.479999999999997,6126.8399999999992,1.7018999999999997,1.4466149999999998,1446.6149999999998,1486.14]
["06.02.2022 14:00",879,180,188,0.85,33.479999999999997,6026.4,1.6739999999999999,1.4228999999999998,1422.8999999999999,1486.14]
["06.02.2022 15:00",880,179,188,0.85,33.479999999999997,5992.9199999999992,1.6646999999999998,1.4149949999999998,1414.9949999999999,1486.14]
["06.02.2022 16:00",881,179,188,0.85,33.479999999999997,5992.9199999999992,1.6646999999999998,1.4149949999999998,1414.9949999999999,1486.14]
["06.02.2022 17:00",882,186,188,0.85,33.479999999999997,6227.28,1.7298,1.4703299999999999,1470.33,1486.14]
["06.02.2022 18:00",883,183,188,0.85,33.479999999999997,6126.8399999999992,1.7018999999999997,1.4466149999999998,1446.6149999999998,1486.14]
["06.02.2022 19:00",884,180,188,0.85,33.479999999999997,6026.4,1.6739999999999999,1.4228999999999998,1422.8999999999999,1486.14]
["06.02.2022 20:00",885,179,188,0.85,33.479999999999997,5992.9199999999992,1.6646999999999998,1.4149949999999998,1414.9949999999999,1486.14]
["06.02.2022 21:00",886,183,188,0.85,33.479999999999997,6126.8399999999992,1.7018999999999997,1.4466149999999998,1446.6149999999998,1486.14]
["06.02.2022 22:00",887,176,188,0.85,33.479999999999997,5892.48,1.6367999999999998,1.3912799999999999,1391.2799999999997,1486.14]
["06.02.2022 23:00",888,176,188,0.85,33.479999999999997,5892.48,1.6367999999999998,1.3912799999999999,1391.2799999999997,1486.14]
["07.02.2022 00:00",889,184,188,0.85,33.479999999999997,6160.32,1.7111999999999998,1.4545199999999998,1454.5199999999998,1486.14]
["07.02.2022 01:00",890,175,188,0.85,33.479999999999997,5858.9999999999991,1.6274999999999997,1.3833749999999998,1383.3749999999998,1486.14]
["07.02.2022 02:00",891,180,188,0.85,33.479999999999997,6026.4,1.6739999999999999,1.4228999999999998,1422.8999999999999,1486.14]
["07.02.2022 03:00",892,187,188,0.85,33.479999999999997,6260.7599999999993,1.7390999999999999,1.4782349999999997,1478.2349999999997,1486.14]
["07.02.2022 04:00",893,188,188,0.85,33.479999999999997,6294.24,1.7484,1.48614,1486.14,1486.14]
["07.02.2022 05:00",894,183,188,0.85,33.479999999999997,6126.8399999999992,1.7018999999999997,1.4466149999999998,1446.6149999999998,1486.14]
["07.02.2022 06:00",895,191,188,0.85,33.479999999999997,6394.6799999999994,1.7762999999999998,1.5098549999999997,1509.8549999999998,1486.14]
["07.02.2022 07:00",896,192,188,0.85,33.479999999999997,6428.16,1.7855999999999999,1.5177599999999998,1517.7599999999998,1486.14]
["07.02.2022 08:00",897,197,188,0.85,33.479999999999997,6595.5599999999995,{"$f":"G898/3600","v":1.8320999999999998},1.5572849999999998,1557.2849999999999,1486.14]
["07.02.2022 09:00",{"$f":"B898+1","v":898},188,188,0.85,33.479999999999997,{"$f":"C899*F899","v":6294.24},1.7484,{"$f":"H899*E899","v":1.48614},{"$f":"I899*1000/1","v":1486.14},1486.14]
["07.02.2022 10:00",899,184,188,{"$f":"E899","v":0.85},{"$f":"F899","v":33.479999999999997},6160.32,1.7111999999999998,1.4545199999999998,1454.5199999999998,1486.14]
["07.02.2022 11:00",900,184,188,0.85,33.479999999999997,6160.32,1.7111999999999998,1.4545199999999998,1454.5199999999998,1486.14]
["07.02.2022 12:00",901,188,188,0.85,33.479999999999997,6294.24,1.7484,1.48614,1486.14,1486.14]
["07.02.2022 13:00",902,176,188,0.85,33.479999999999997,5892.48,1.6367999999999998,1.3912799999999999,1391.2799999999997,1486.14]
["07.02.2022 14:00",903,181,188,0.85,33.479999999999997,6059.8799999999992,1.6832999999999998,1.4308049999999999,1430.8049999999998,1486.14]
["07.02.2022 15:00",904,192,188,0.85,33.479999999999997,6428.16,1.7855999999999999,1.5177599999999998,1517.7599999999998,1486.14]
["07.02.2022 16:00",905,184,188,0.85,33.479999999999997,6160.32,1.7111999999999998,1.4545199999999998,1454.5199999999998,1486.14]
["07.02.2022 17:00",906,184,188,0.85,33.479999999999997,6160.32,1.7111999999999998,1.4545199999999998,1454.5199999999998,1486.14]
["07.02.2022 18:00",907,192,188,0.85,33.479999999999997,6428.16,1.7855999999999999,1.5177599999999998,1517.7599999999998,1486.14]
["07.02.2022 19:00",908,185,188,0.85,33.479999999999997,6193.7999999999993,1.7204999999999997,1.4624249999999996,1462.4249999999997,1486.14]
["07.02.2022 20:00",909,181,188,0.85,33.479999999999997,6059.8799999999992,1.6832999999999998,1.4308049999999999,1430.8049999999998,1486.14]
["07.02.2022 21:00",910,185,188,0.85,33.479999999999997,6193.7999999999993,1.7204999999999997,1.4624249999999996,1462.4249999999997,1486.14]
["07.02.2022 22:00",911,190,188,0.85,33.479999999999997,6361.2,1.7669999999999999,1.5019499999999999,1501.9499999999998,1486.14]
["07.02.2022 23:00",912,185,188,0.85,33.479999999999997,6193.7999999999993,1.7204999999999997,1.4624249999999996,1462.4249999999997,1486.14]
["08.02.2022 00:00",913,184,188,0.85,33.479999999999997,6160.32,1.7111999999999998,1.4545199999999998,1454.5199999999998,1486.14]
["08.02.2022 01:00",914,181,188,0.85,33.479999999999997,6059.8799999999992,1.6832999999999998,1.4308049999999999,1430.8049999999998,1486.14]
["08.02.2022 02:00",915,185,188,0.85,33.479999999999997,6193.7999999999993,1.7204999999999997,1.4624249999999996,1462.4249999999997,1486.14]
["08.02.2022 03:00",916,185,188,0.85,33.479999999999997,6193.7999999999993,1.7204999999999997,1.4624249999999996,1462.4249999999997,1486.14]
["08.02.2022 04:00",917,185,188,0.85,33.479999999999997,6193.7999999999993,1.7204999999999997,1.4624249999999996,1462.4249999999997,1486.14]
["08.02.2022 05:00",918,185,188,0.85,33.479999999999997,6193.7999999999993,1.7204999999999997,1.4624249999999996,1462.4249999999997,1486.14]
["08.02.2022 06:00",919,188,188,0.85,33.479999999999997,6294.24,1.7484,1.48614,1486.14,1486.14]
["08.02.2022 07:00",920,184,188,0.85,33.479999999999997,6160.32,1.7111999999999998,1.4545199999999998,1454.5199999999998,1486.14]
["08.02.2022 08:00",921,184,188,0.85,33.479999999999997,6160.32,1.7111999999999998,1.4545199999999998,1454.5199999999998,1486.14]
["08.02.2022 09:00",922,185,188,0.85,33.479999999999997,6193.7999999999993,1.7204999999999997,1.4624249999999996,1462.4249999999997,1486.14]
["08.02.2022 10:00",923,184,188,0.85,33.479999999999997,6160.32,1.7111999999999998,1.4545199999999998,1454.5199999999998,1486.14]
["08.02.2022 11:00",924,181,188,0.85,33.479999999999997,6059.8799999999992,1.6832999999999998,1.4308049999999999,1430.8049999999998,1486.14]
["08.02.2022 12:00",925,181,188,0.85,33.479999999999997,6059.8799999999992,1.6832999999999998,1.4308049999999999,1430.8049999999998,1486.14]
["08.02.2022 13:00",926,177,187,0.85,33.479999999999997,5925.9599999999991,1.6460999999999997,1.3991849999999997,1399.1849999999997,1478.2349999999997]
["08.02.2022 14:00",927,180,187,0.85,33.479999999999997,6026.4,1.6739999999999999,1.4228999999999998,1422.8999999999999,1478.2349999999997]
["08.02.2022 15:00",928,172,187,0.85,33.479999999999997,5758.5599999999995,1.5995999999999999,1.3596599999999999,1359.6599999999999,1478.2349999999997]
["08.02.2022 16:00",929,173,187,0.85,33.479999999999997,5792.0399999999991,1.6088999999999998,1.3675649999999997,1367.5649999999996,1478.2349999999997]
["08.02.2022 17:00",930,176,187,0.85,33.479999999999997,5892.48,1.6367999999999998,1.3912799999999999,1391.2799999999997,1478.2349999999997]
["08.02.2022 18:00",931,173,187,0.85,33.479999999999997,5792.0399999999991,1.6088999999999998,1.3675649999999997,1367.5649999999996,1478.2349999999997]
["08.02.2022 19:00",932,172,187,0.85,33.479999999999997,5758.5599999999995,1.5995999999999999,1.3596599999999999,1359.6599999999999,1478.2349999999997]
["08.02.2022 20:00",933,177,187,0.85,33.479999999999997,5925.9599999999991,1.6460999999999997,1.3991849999999997,1399.1849999999997,1478.2349999999997]
["08.02.2022 21:00",934,177,187,0.85,33.479999999999997,5925.9599999999991,1.6460999999999997,1.3991849999999997,1399.1849999999997,1478.2349999999997]
["08.02.2022 22:00",935,173,187,0.85,33.479999999999997,5792.0399999999991,1.6088999999999998,1.3675649999999997,1367.5649999999996,1478.2349999999997]
["08.02.2022 23:00",936,172,187,0.85,33.479999999999997,5758.5599999999995,1.5995999999999999,1.3596599999999999,1359.6599999999999,1478.2349999999997]
["09.02.2022 00:00",937,173,187,0.85,33.479999999999997,5792.0399999999991,1.6088999999999998,1.3675649999999997,1367.5649999999996,1478.2349999999997]
["09.02.2022 01:00",938,173,187,0.85,33.479999999999997,5792.0399999999991,1.6088999999999998,1.3675649999999997,1367.5649999999996,1478.2349999999997]
["09.02.2022 02:00",939,168,187,0.85,33.479999999999997,5624.6399999999994,1.5623999999999998,1.3280399999999999,1328.04,1478.2349999999997]
["09.02.2022 03:00",940,168,187,0.85,33.479999999999997,5624.6399999999994,1.5623999999999998,1.3280399999999999,1328.04,1478.2349999999997]
["09.02.2022 04:00",941,176,187,0.85,33.479999999999997,5892.48,1.6367999999999998,1.3912799999999999,1391.2799999999997,1478.2349999999997]
["09.02.2022 05:00",942,172,187,0.85,33.479999999999997,5758.5599999999995,1.5995999999999999,1.3596599999999999,1359.6599999999999,1478.2349999999997]
["09.02.2022 06:00",943,171,187,0.85,33.479999999999997,5725.079999999999,1.5902999999999998,1.3517549999999998,1351.7549999999999,1478.2349999999997]
["09.02.2022 07:00",944,177,187,0.85,33.479999999999997,5925.9599999999991,1.6460999999999997,1.3991849999999997,1399.1849999999997,1478.2349999999997]
["09.02.2022 08:00",945,172,187,0.85,33.479999999999997,5758.5599999999995,1.5995999999999999,1.3596599999999999,1359.6599999999999,1478.2349999999997]
["09.02.2022 09:00",946,164,187,0.85,33.479999999999997,5490.7199999999993,1.5251999999999999,1.2964199999999999,1296.4199999999998,1478.2349999999997]
["09.02.2022 10:00",947,168,187,0.85,33.479999999999997,5624.6399999999994,1.5623999999999998,1.3280399999999999,1328.04,1478.2349999999997]
["09.02.2022 11:00",948,177,187,0.85,33.479999999999997,5925.9599999999991,1.6460999999999997,1.3991849999999997,1399.1849999999997,1478.2349999999997]
["09.02.2022 12:00",949,168,187,0.85,33.479999999999997,5624.6399999999994,1.5623999999999998,1.3280399999999999,1328.04,1478.2349999999997]
["09.02.2022 13:00",950,164,187,0.85,33.479999999999997,5490.7199999999993,1.5251999999999999,1.2964199999999999,1296.4199999999998,1478.2349999999997]
["09.02.2022 14:00",951,168,187,0.85,33.479999999999997,5624.6399999999994,1.5623999999999998,1.3280399999999999,1328.04,1478.2349999999997]
["09.02.2022 15:00",952,176,187,0.85,33.479999999999997,5892.48,1.6367999999999998,1.3912799999999999,1391.2799999999997,1478.2349999999997]
["09.02.2022 16:00",953,164,187,0.85,33.479999999999997,5490.7199999999993,1.5251999999999999,1.2964199999999999,1296.4199999999998,1478.2349999999997]
["09.02.2022 17:00",954,139,187,0.85,33.479999999999997,4653.7199999999993,1.2926999999999997,1.0987949999999997,1098.7949999999998,1478.2349999999997]
["09.02.2022 18:00",955,197,187,0.85,33.479999999999997,6595.5599999999995,1.8320999999999998,1.5572849999999998,1557.2849999999999,1478.2349999999997]
["09.02.2022 19:00",956,131,187,0.85,33.479999999999997,4385.8799999999992,1.2182999999999997,1.0355549999999998,1035.5549999999998,1478.2349999999997]
["09.02.2022 20:00",957,148,187,0.85,33.479999999999997,4955.04,1.3764000000000001,1.16994,1169.94,1478.2349999999997]
["09.02.2022 21:00",958,156,187,0.85,33.479999999999997,5222.8799999999992,1.4507999999999999,1.2331799999999999,1233.1799999999998,1478.2349999999997]
["09.02.2022 22:00",959,160,187,0.85,33.479999999999997,5356.7999999999993,1.4879999999999998,1.2647999999999997,1264.7999999999997,1478.2349999999997]
["09.02.2022 23:00",960,152,187,0.85,33.479999999999997,5088.9599999999991,1.4135999999999997,1.2015599999999997,1201.5599999999997,1478.2349999999997]
["10.02.2022 00:00",961,156,187,0.85,33.479999999999997,5222.8799999999992,{"$f":"G962/3600","v":1.4507999999999999},1.2331799999999999,1233.1799999999998,1478.2349999999997]
["10.02.2022 01:00",{"$f":"B962+1","v":962},152,187,0.85,33.479999999999997,{"$f":"C963*F963","v":5088.9599999999991},1.4135999999999997,{"$f":"H963*E963","v":1.2015599999999997},{"$f":"I963*1000/1","v":1201.5599999999997},1478.2349999999997]
["10.02.2022 02:00",963,160,187,{"$f":"E963","v":0.85},{"$f":"F963","v":33.479999999999997},5356.7999999999993,1.4879999999999998,1.2647999999999997,1264.7999999999997,1478.2349999999997]
["10.02.2022 03:00",964,156,187,0.85,33.479999999999997,5222.8799999999992,1.4507999999999999,1.2331799999999999,1233.1799999999998,1478.2349999999997]
["10.02.2022 04:00",965,156,187,0.85,33.479999999999997,5222.8799999999992,1.4507999999999999,1.2331799999999999,1233.1799999999998,1478.2349999999997]
["10.02.2022 05:00",966,159,187,0.85,33.479999999999997,5323.32,1.4786999999999999,1.2568949999999999,1256.895,1478.2349999999997]
["10.02.2022 06:00",967,164,187,0.85,33.479999999999997,5490.7199999999993,1.5251999999999999,1.2964199999999999,1296.4199999999998,1478.2349999999997]
["10.02.2022 07:00",968,156,187,0.85,33.479999999999997,5222.8799999999992,1.4507999999999999,1.2331799999999999,1233.1799999999998,1478.2349999999997]
["10.02.2022 08:00",969,152,187,0.85,33.479999999999997,5088.9599999999991,1.4135999999999997,1.2015599999999997,1201.5599999999997,1478.2349999999997]
["10.02.2022 09:00",970,123,186,0.85,33.479999999999997,4118.04,1.1438999999999999,0.97231499999999993,972.31499999999994,1470.33]
["10.02.2022 10:00",971,143,186,0.85,33.479999999999997,4787.6399999999994,1.3298999999999999,1.1304149999999999,1130.415,1470.33]
["10.02.2022 11:00",972,135,186,0.85,33.479999999999997,4519.7999999999993,1.2554999999999998,1.0671749999999998,1067.1749999999997,1470.33]
["10.02.2022 12:00",973,127,186,0.85,33.479999999999997,4251.96,1.1811,1.003935,1003.9350000000001,1470.33]
["10.02.2022 13:00",974,127,186,0.85,33.479999999999997,4251.96,1.1811,1.003935,1003.9350000000001,1470.33]
["10.02.2022 14:00",975,135,186,0.85,33.479999999999997,4519.7999999999993,1.2554999999999998,1.0671749999999998,1067.1749999999997,1470.33]
["10.02.2022 15:00",976,131,186,0.85,33.479999999999997,4385.8799999999992,1.2182999999999997,1.0355549999999998,1035.5549999999998,1470.33]
["10.02.2022 16:00",977,134,186,0.85,33.479999999999997,4486.32,1.2462,1.0592699999999999,1059.27,1470.33]
["10.02.2022 17:00",978,135,186,0.85,33.479999999999997,4519.7999999999993,1.2554999999999998,1.0671749999999998,1067.1749999999997,1470.33]
["10.02.2022 18:00",979,139,186,0.85,33.479999999999997,4653.7199999999993,1.2926999999999997,1.0987949999999997,1098.7949999999998,1470.33]
["10.02.2022 19:00",980,139,186,0.85,33.479999999999997,4653.7199999999993,1.2926999999999997,1.0987949999999997,1098.7949999999998,1470.33]
["10.02.2022 20:00",981,139,186,0.85,33.479999999999997,4653.7199999999993,1.2926999999999997,1.0987949999999997,1098.7949999999998,1470.33]
["10.02.2022 21:00",982,135,186,0.85,33.479999999999997,4519.7999999999993,1.2554999999999998,1.0671749999999998,1067.1749999999997,1470.33]
["10.02.2022 22:00",983,143,186,0.85,33.479999999999997,4787.6399999999994,1.3298999999999999,1.1304149999999999,1130.415,1470.33]
["10.02.2022 23:00",984,139,186,0.85,33.479999999999997,4653.7199999999993,1.2926999999999997,1.0987949999999997,1098.7949999999998,1470.33]
["11.02.2022 00:00",985,139,186,0.85,33.479999999999997,4653.7199999999993,1.2926999999999997,1.0987949999999997,1098.7949999999998,1470.33]
["11.02.2022 01:00",986,143,186,0.85,33.479999999999997,4787.6399999999994,1.3298999999999999,1.1304149999999999,1130.415,1470.33]
["11.02.2022 02:00",987,148,186,0.85,33.479999999999997,4955.04,1.3764000000000001,1.16994,1169.94,1470.33]
["11.02.2022 03:00",988,148,186,0.85,33.479999999999997,4955.04,1.3764000000000001,1.16994,1169.94,1470.33]
["11.02.2022 04:00",989,147,186,0.85,33.479999999999997,4921.5599999999995,1.3670999999999998,1.1620349999999997,1162.0349999999996,1470.33]
["11.02.2022 05:00",990,151,186,0.85,33.479999999999997,5055.4799999999996,1.4042999999999999,1.1936549999999999,1193.655,1470.33]
["11.02.2022 06:00",991,152,186,0.85,33.479999999999997,5088.9599999999991,1.4135999999999997,1.2015599999999997,1201.5599999999997,1470.33]
["11.02.2022 07:00",992,151,186,0.85,33.479999999999997,5055.4799999999996,1.4042999999999999,1.1936549999999999,1193.655,1470.33]
["11.02.2022 08:00",993,148,186,0.85,33.479999999999997,4955.04,1.3764000000000001,1.16994,1169.94,1470.33]
["11.02.2022 09:00",994,151,186,0.85,33.479999999999997,5055.4799999999996,1.4042999999999999,1.1936549999999999,1193.655,1470.33]
["11.02.2022 10:00",995,152,186,0.85,33.479999999999997,5088.9599999999991,1.4135999999999997,1.2015599999999997,1201.5599999999997,1470.33]
["11.02.2022 11:00",996,148,186,0.85,33.479999999999997,4955.04,1.3764000000000001,1.16994,1169.94,1470.33]
["11.02.2022 12:00",997,144,186,0.85,33.479999999999997,4821.12,1.3391999999999999,1.13832,1138.32,1470.33]
["11.02.2022 13:00",998,147,186,0.85,33.479999999999997,4921.5599999999995,1.3670999999999998,1.1620349999999997,1162.0349999999996,1470.33]
["11.02.2022 14:00",999,148,186,0.85,33.479999999999997,4955.04,1.3764000000000001,1.16994,1169.94,1470.33]
["11.02.2022 15:00",1000,148,186,0.85,33.479999999999997,4955.04,1.3764000000000001,1.16994,1169.94,1470.33]
["11.02.2022 16:00",1001,148,186,0.85,33.479999999999997,4955.04,1.3764000000000001,1.16994,1169.94,1470.33]
["11.02.2022 17:00",1002,151,186,0.85,33.479999999999997,5055.4799999999996,1.4042999999999999,1.1936549999999999,1193.655,1470.33]
["11.02.2022 18:00",1003,152,186,0.85,33.479999999999997,5088.9599999999991,1.4135999999999997,1.2015599999999997,1201.5599999999997,1470.33]
["11.02.2022 19:00",1004,152,186,0.85,33.479999999999997,5088.9599999999991,1.4135999999999997,1.2015599999999997,1201.5599999999997,1470.33]
["11.02.2022 20:00",1005,148,186,0.85,33.479999999999997,4955.04,1.3764000000000001,1.16994,1169.94,1470.33]
["11.02.2022 21:00",1006,148,186,0.85,33.479999999999997,4955.04,1.3764000000000001,1.16994,1169.94,1470.33]
["11.02.2022 22:00",1007,152,186,0.85,33.479999999999997,5088.9599999999991,1.4135999999999997,1.2015599999999997,1201.5599999999997,1470.33]
["11.02.2022 23:00",1008,152,185,0.85,33.479999999999997,5088.9599999999991,1.4135999999999997,1.2015599999999997,1201.5599999999997,1462.4249999999997]
["12.02.2022 00:00",1009,148,185,0.85,33.479999999999997,4955.04,1.3764000000000001,1.16994,1169.94,1462.4249999999997]
["12.02.2022 01:00",1010,153,185,0.85,33.479999999999997,5122.4399999999996,1.4228999999999998,1.2094649999999998,1209.4649999999997,1462.4249999999997]
["12.02.2022 02:00",1011,161,185,0.85,33.479999999999997,5390.28,1.4972999999999999,1.2727049999999998,1272.7049999999997,1462.4249999999997]
["12.02.2022 03:00",1012,160,185,0.85,33.479999999999997,5356.7999999999993,1.4879999999999998,1.2647999999999997,1264.7999999999997,1462.4249999999997]
["12.02.2022 04:00",1013,161,185,0.85,33.479999999999997,5390.28,1.4972999999999999,1.2727049999999998,1272.7049999999997,1462.4249999999997]
["12.02.2022 05:00",1014,157,185,0.85,33.479999999999997,5256.36,1.4601,1.241085,1241.085,1462.4249999999997]
["12.02.2022 06:00",1015,164,185,0.85,33.479999999999997,5490.7199999999993,1.5251999999999999,1.2964199999999999,1296.4199999999998,1462.4249999999997]
["12.02.2022 07:00",1016,164,185,0.85,33.479999999999997,5490.7199999999993,1.5251999999999999,1.2964199999999999,1296.4199999999998,1462.4249999999997]
["12.02.2022 08:00",1017,161,185,0.85,33.479999999999997,5390.28,1.4972999999999999,1.2727049999999998,1272.7049999999997,1462.4249999999997]
["12.02.2022 09:00",1018,162,185,0.85,33.479999999999997,5423.7599999999993,1.5065999999999997,1.2806099999999998,1280.6099999999999,1462.4249999999997]
["12.02.2022 10:00",1019,161,185,0.85,33.479999999999997,5390.28,1.4972999999999999,1.2727049999999998,1272.7049999999997,1462.4249999999997]
["12.02.2022 11:00",1020,153,185,0.85,33.479999999999997,5122.4399999999996,1.4228999999999998,1.2094649999999998,1209.4649999999997,1462.4249999999997]
["12.02.2022 12:00",1021,144,185,0.85,33.479999999999997,4821.12,1.3391999999999999,1.13832,1138.32,1462.4249999999997]
["12.02.2022 13:00",1022,148,185,0.85,33.479999999999997,4955.04,1.3764000000000001,1.16994,1169.94,1462.4249999999997]
["12.02.2022 14:00",1023,144,185,0.85,33.479999999999997,4821.12,1.3391999999999999,1.13832,1138.32,1462.4249999999997]
["12.02.2022 15:00",1024,148,185,0.85,33.479999999999997,4955.04,1.3764000000000001,1.16994,1169.94,1462.4249999999997]
["12.02.2022 16:00",1025,144,185,0.85,33.479999999999997,4821.12,{"$f":"G1026/3600","v":1.3391999999999999},1.13832,1138.32,1462.4249999999997]
["12.02.2022 17:00",{"$f":"B1026+1","v":1026},152,185,0.85,33.479999999999997,{"$f":"C1027*F1027","v":5088.9599999999991},1.4135999999999997,{"$f":"H1027*E1027","v":1.2015599999999997},{"$f":"I1027*1000/1","v":1201.5599999999997},1462.4249999999997]
["12.02.2022 18:00",1027,156,185,{"$f":"E1027","v":0.85},{"$f":"F1027","v":33.479999999999997},5222.8799999999992,1.4507999999999999,1.2331799999999999,1233.1799999999998,1462.4249999999997]
["12.02.2022 19:00",1028,161,185,0.85,33.479999999999997,5390.28,1.4972999999999999,1.2727049999999998,1272.7049999999997,1462.4249999999997]
["12.02.2022 20:00",1029,157,185,0.85,33.479999999999997,5256.36,1.4601,1.241085,1241.085,1462.4249999999997]
["12.02.2022 21:00",1030,161,185,0.85,33.479999999999997,5390.28,1.4972999999999999,1.2727049999999998,1272.7049999999997,1462.4249999999997]
["12.02.2022 22:00",1031,161,185,0.85,33.479999999999997,5390.28,1.4972999999999999,1.2727049999999998,1272.7049999999997,1462.4249999999997]
["12.02.2022 23:00",1032,160,185,0.85,33.479999999999997,5356.7999999999993,1.4879999999999998,1.2647999999999997,1264.7999999999997,1462.4249999999997]
["13.02.2022 00:00",1033,161,185,0.85,33.479999999999997,5390.28,1.4972999999999999,1.2727049999999998,1272.7049999999997,1462.4249999999997]
["13.02.2022 01:00",1034,165,185,0.85,33.479999999999997,5524.2,1.5345,1.304325,1304.325,1462.4249999999997]
["13.02.2022 02:00",1035,165,185,0.85,33.479999999999997,5524.2,1.5345,1.304325,1304.325,1462.4249999999997]
["13.02.2022 03:00",1036,165,185,0.85,33.479999999999997,5524.2,1.5345,1.304325,1304.325,1462.4249999999997]
["13.02.2022 04:00",1037,161,185,0.85,33.479999999999997,5390.28,1.4972999999999999,1.2727049999999998,1272.7049999999997,1462.4249999999997]
["13.02.2022 05:00",1038,168,185,0.85,33.479999999999997,5624.6399999999994,1.5623999999999998,1.3280399999999999,1328.04,1462.4249999999997]
["13.02.2022 06:00",1039,165,185,0.85,33.479999999999997,5524.2,1.5345,1.304325,1304.325,1462.4249999999997]
["13.02.2022 07:00",1040,168,185,0.85,33.479999999999997,5624.6399999999994,1.5623999999999998,1.3280399999999999,1328.04,1462.4249999999997]
["13.02.2022 08:00",1041,165,185,0.85,33.479999999999997,5524.2,1.5345,1.304325,1304.325,1462.4249999999997]
["13.02.2022 09:00",1042,165,185,0.85,33.479999999999997,5524.2,1.5345,1.304325,1304.325,1462.4249999999997]
["13.02.2022 10:00",1043,177,185,0.85,33.479999999999997,5925.9599999999991,1.6460999999999997,1.3991849999999997,1399.1849999999997,1462.4249999999997]
["13.02.2022 11:00",1044,169,185,0.85,33.479999999999997,5658.12,1.5716999999999999,1.3359449999999999,1335.9449999999999,1462.4249999999997]
["13.02.2022 12:00",1045,140,185,0.85,33.479999999999997,4687.2,1.302,1.1067,1106.7,1462.4249999999997]
["13.02.2022 13:00",1046,149,185,0.85,33.479999999999997,4988.5199999999995,1.3856999999999999,1.1778449999999998,1177.8449999999998,1462.4249999999997]
["13.02.2022 14:00",1047,148,185,0.85,33.479999999999997,4955.04,1.3764000000000001,1.16994,1169.94,1462.4249999999997]
["13.02.2022 15:00",1048,148,185,0.85,33.479999999999997,4955.04,1.3764000000000001,1.16994,1169.94,1462.4249999999997]
["13.02.2022 16:00",1049,148,185,0.85,33.479999999999997,4955.04,1.3764000000000001,1.16994,1169.94,1462.4249999999997]
["13.02.2022 17:00",1050,151,185,0.85,33.479999999999997,5055.4799999999996,1.4042999999999999,1.1936549999999999,1193.655,1462.4249999999997]
["13.02.2022 18:00",1051,164,185,0.85,33.479999999999997,5490.7199999999993,1.5251999999999999,1.2964199999999999,1296.4199999999998,1462.4249999999997]
["13.02.2022 19:00",1052,160,185,0.85,33.479999999999997,5356.7999999999993,1.4879999999999998,1.2647999999999997,1264.7999999999997,1462.4249999999997]
["13.02.2022 20:00",1053,157,185,0.85,33.479999999999997,5256.36,1.4601,1.241085,1241.085,1462.4249999999997]
["13.02.2022 21:00",1054,156,185,0.85,33.479999999999997,5222.8799999999992,1.4507999999999999,1.2331799999999999,1233.1799999999998,1462.4249999999997]
["13.02.2022 22:00",1055,165,185,0.85,33.479999999999997,5524.2,1.5345,1.304325,1304.325,1462.4249999999997]
["13.02.2022 23:00",1056,164,185,0.85,33.479999999999997,5490.7199999999993,1.5251999999999999,1.2964199999999999,1296.4199999999998,1462.4249999999997]
["14.02.2022 00:00",1057,169,185,0.85,33.479999999999997,5658.12,1.5716999999999999,1.3359449999999999,1335.9449999999999,1462.4249999999997]
["14.02.2022 01:00",1058,168,185,0.85,33.479999999999997,5624.6399999999994,1.5623999999999998,1.3280399999999999,1328.04,1462.4249999999997]
["14.02.2022 02:00",1059,173,185,0.85,33.479999999999997,5792.0399999999991,1.6088999999999998,1.3675649999999997,1367.5649999999996,1462.4249999999997]
["14.02.2022 03:00",1060,168,185,0.85,33.479999999999997,5624.6399999999994,1.5623999999999998,1.3280399999999999,1328.04,1462.4249999999997]
["14.02.2022 04:00",1061,168,185,0.85,33.479999999999997,5624.6399999999994,1.5623999999999998,1.3280399999999999,1328.04,1462.4249999999997]
["14.02.2022 05:00",1062,172,185,0.85,33.479999999999997,5758.5599999999995,1.5995999999999999,1.3596599999999999,1359.6599999999999,1462.4249999999997]
["14.02.2022 06:00",1063,176,185,0.85,33.479999999999997,5892.48,1.6367999999999998,1.3912799999999999,1391.2799999999997,1462.4249999999997]
["14.02.2022 07:00",1064,176,184,0.85,33.479999999999997,5892.48,1.6367999999999998,1.3912799999999999,1391.2799999999997,1454.5199999999998]
["14.02.2022 08:00",1065,177,184,0.85,33.479999999999997,5925.9599999999991,1.6460999999999997,1.3991849999999997,1399.1849999999997,1454.5199999999998]
["14.02.2022 09:00",1066,173,184,0.85,33.479999999999997,5792.0399999999991,1.6088999999999998,1.3675649999999997,1367.5649999999996,1454.5199999999998]
["14.02.2022 10:00",1067,172,184,0.85,33.479999999999997,5758.5599999999995,1.5995999999999999,1.3596599999999999,1359.6599999999999,1454.5199999999998]
["14.02.2022 11:00",1068,165,184,0.85,33.479999999999997,5524.2,1.5345,1.304325,1304.325,1454.5199999999998]
["14.02.2022 12:00",1069,160,184,0.85,33.479999999999997,5356.7999999999993,1.4879999999999998,1.2647999999999997,1264.7999999999997,1454.5199999999998]
["14.02.2022 13:00",1070,152,184,0.85,33.479999999999997,5088.9599999999991,1.4135999999999997,1.2015599999999997,1201.5599999999997,1454.5199999999998]
["14.02.2022 14:00",1071,165,184,0.85,33.479999999999997,5524.2,1.5345,1.304325,1304.325,1454.5199999999998]
["14.02.2022 15:00",1072,160,184,0.85,33.479999999999997,5356.7999999999993,1.4879999999999998,1.2647999999999997,1264.7999999999997,1454.5199999999998]
["14.02.2022 16:00",1073,156,184,0.85,33.479999999999997,5222.8799999999992,1.4507999999999999,1.2331799999999999,1233.1799999999998,1454.5199999999998]
["14.02.2022 17:00",1074,159,184,0.85,33.479999999999997,5323.32,1.4786999999999999,1.2568949999999999,1256.895,1454.5199999999998]
["14.02.2022 18:00",1075,168,184,0.85,33.479999999999997,5624.6399999999994,1.5623999999999998,1.3280399999999999,1328.04,1454.5199999999998]
["14.02.2022 19:00",1076,168,184,0.85,33.479999999999997,5624.6399999999994,1.5623999999999998,1.3280399999999999,1328.04,1454.5199999999998]
["14.02.2022 20:00",1077,164,184,0.85,33.479999999999997,5490.7199999999993,1.5251999999999999,1.2964199999999999,1296.4199999999998,1454.5199999999998]
["14.02.2022 21:00",1078,165,184,0.85,33.479999999999997,5524.2,1.5345,1.304325,1304.325,1454.5199999999998]
["14.02.2022 22:00",1079,172,184,0.85,33.479999999999997,5758.5599999999995,1.5995999999999999,1.3596599999999999,1359.6599999999999,1454.5199999999998]
["14.02.2022 23:00",1080,169,184,0.85,33.479999999999997,5658.12,1.5716999999999999,1.3359449999999999,1335.9449999999999,1454.5199999999998]
["15.02.2022 00:00",1081,168,184,0.85,33.479999999999997,5624.6399999999994,1.5623999999999998,1.3280399999999999,1328.04,1454.5199999999998]
["15.02.2022 01:00",1082,164,184,0.85,33.479999999999997,5490.7199999999993,1.5251999999999999,1.2964199999999999,1296.4199999999998,1454.5199999999998]
["15.02.2022 02:00",1083,173,184,0.85,33.479999999999997,5792.0399999999991,1.6088999999999998,1.3675649999999997,1367.5649999999996,1454.5199999999998]
["15.02.2022 03:00",1084,168,184,0.85,33.479999999999997,5624.6399999999994,1.5623999999999998,1.3280399999999999,1328.04,1454.5199999999998]
["15.02.2022 04:00",1085,163,184,0.85,33.479999999999997,5457.24,1.5159,1.2885150000000001,1288.5150000000001,1454.5199999999998]
["15.02.2022 05:00",1086,169,184,0.85,33.479999999999997,5658.12,1.5716999999999999,1.3359449999999999,1335.9449999999999,1454.5199999999998]
["15.02.2022 06:00",1087,171,184,0.85,33.479999999999997,5725.079999999999,1.5902999999999998,1.3517549999999998,1351.7549999999999,1454.5199999999998]
["15.02.2022 07:00",1088,168,184,0.85,33.479999999999997,5624.6399999999994,1.5623999999999998,1.3280399999999999,1328.04,1454.5199999999998]
["15.02.2022 08:00",1089,163,184,0.85,33.479999999999997,5457.24,{"$f":"G1090/3600","v":1.5159},1.2885150000000001,1288.5150000000001,1454.5199999999998]
["15.02.2022 09:00",{"$f":"B1090+1","v":1090},164,184,0.85,33.479999999999997,{"$f":"C1091*F1091","v":5490.7199999999993},1.5251999999999999,{"$f":"H1091*E1091","v":1.2964199999999999},{"$f":"I1091*1000/1","v":1296.4199999999998},1454.5199999999998]
["15.02.2022 10:00",1091,140,184,{"$f":"E1091","v":0.85},{"$f":"F1091","v":33.479999999999997},4687.2,1.302,1.1067,1106.7,1454.5199999999998]
["15.02.2022 11:00",1092,201,184,0.85,33.479999999999997,6729.48,1.8693,1.588905,1588.905,1454.5199999999998]
["15.02.2022 12:00",1093,168,184,0.85,33.479999999999997,5624.6399999999994,1.5623999999999998,1.3280399999999999,1328.04,1454.5199999999998]
["15.02.2022 13:00",1094,160,184,0.85,33.479999999999997,5356.7999999999993,1.4879999999999998,1.2647999999999997,1264.7999999999997,1454.5199999999998]
["15.02.2022 14:00",1095,164,184,0.85,33.479999999999997,5490.7199999999993,1.5251999999999999,1.2964199999999999,1296.4199999999998,1454.5199999999998]
["15.02.2022 15:00",1096,159,184,0.85,33.479999999999997,5323.32,1.4786999999999999,1.2568949999999999,1256.895,1454.5199999999998]
["15.02.2022 16:00",1097,159,184,0.85,33.479999999999997,5323.32,1.4786999999999999,1.2568949999999999,1256.895,1454.5199999999998]
["15.02.2022 17:00",1098,159,184,0.85,33.479999999999997,5323.32,1.4786999999999999,1.2568949999999999,1256.895,1454.5199999999998]
["15.02.2022 18:00",1099,160,184,0.85,33.479999999999997,5356.7999999999993,1.4879999999999998,1.2647999999999997,1264.7999999999997,1454.5199999999998]
["15.02.2022 19:00",1100,164,184,0.85,33.479999999999997,5490.7199999999993,1.5251999999999999,1.2964199999999999,1296.4199999999998,1454.5199999999998]
["15.02.2022 20:00",1101,164,184,0.85,33.479999999999997,5490.7199999999993,1.5251999999999999,1.2964199999999999,1296.4199999999998,1454.5199999999998]
["15.02.2022 21:00",1102,160,184,0.85,33.479999999999997,5356.7999999999993,1.4879999999999998,1.2647999999999997,1264.7999999999997,1454.5199999999998]
["15.02.2022 22:00",1103,173,184,0.85,33.479999999999997,5792.0399999999991,1.6088999999999998,1.3675649999999997,1367.5649999999996,1454.5199999999998]
["15.02.2022 23:00",1104,168,184,0.85,33.479999999999997,5624.6399999999994,1.5623999999999998,1.3280399999999999,1328.04,1454.5199999999998]
["16.02.2022 00:00",1105,169,184,0.85,33.479999999999997,5658.12,1.5716999999999999,1.3359449999999999,1335.9449999999999,1454.5199999999998]
["16.02.2022 01:00",1106,172,184,0.85,33.479999999999997,5758.5599999999995,1.5995999999999999,1.3596599999999999,1359.6599999999999,1454.5199999999998]
["16.02.2022 02:00",1107,177,184,0.85,33.479999999999997,5925.9599999999991,1.6460999999999997,1.3991849999999997,1399.1849999999997,1454.5199999999998]
["16.02.2022 03:00",1108,172,184,0.85,33.479999999999997,5758.5599999999995,1.5995999999999999,1.3596599999999999,1359.6599999999999,1454.5199999999998]
["16.02.2022 04:00",1109,168,184,0.85,33.479999999999997,5624.6399999999994,1.5623999999999998,1.3280399999999999,1328.04,1454.5199999999998]
["16.02.2022 05:00",1110,168,184,0.85,33.479999999999997,5624.6399999999994,1.5623999999999998,1.3280399999999999,1328.04,1454.5199999999998]
["16.02.2022 06:00",1111,171,184,0.85,33.479999999999997,5725.079999999999,1.5902999999999998,1.3517549999999998,1351.7549999999999,1454.5199999999998]
["16.02.2022 07:00",1112,163,184,0.85,33.479999999999997,5457.24,1.5159,1.2885150000000001,1288.5150000000001,1454.5199999999998]
["16.02.2022 08:00",1113,164,184,0.85,33.479999999999997,5490.7199999999993,1.5251999999999999,1.2964199999999999,1296.4199999999998,1454.5199999999998]
["16.02.2022 09:00",1114,168,184,0.85,33.479999999999997,5624.6399999999994,1.5623999999999998,1.3280399999999999,1328.04,1454.5199999999998]
["16.02.2022 10:00",1115,168,184,0.85,33.479999999999997,5624.6399999999994,1.5623999999999998,1.3280399999999999,1328.04,1454.5199999999998]
["16.02.2022 11:00",1116,160,184,0.85,33.479999999999997,5356.7999999999993,1.4879999999999998,1.2647999999999997,1264.7999999999997,1454.5199999999998]
["16.02.2022 12:00",1117,160,184,0.85,33.479999999999997,5356.7999999999993,1.4879999999999998,1.2647999999999997,1264.7999999999997,1454.5199999999998]
["16.02.2022 13:00",1118,164,184,0.85,33.479999999999997,5490.7199999999993,1.5251999999999999,1.2964199999999999,1296.4199999999998,1454.5199999999998]
["16.02.2022 14:00",1119,159,184,0.85,33.479999999999997,5323.32,1.4786999999999999,1.2568949999999999,1256.895,1454.5199999999998]
["16.02.2022 15:00",1120,164,184,0.85,33.479999999999997,5490.7199999999993,1.5251999999999999,1.2964199999999999,1296.4199999999998,1454.5199999999998]
["16.02.2022 16:00",1121,160,184,0.85,33.479999999999997,5356.7999999999993,1.4879999999999998,1.2647999999999997,1264.7999999999997,1454.5199999999998]
["16.02.2022 17:00",1122,159,184,0.85,33.479999999999997,5323.32,1.4786999999999999,1.2568949999999999,1256.895,1454.5199999999998]
["16.02.2022 18:00",1123,159,183,0.85,33.479999999999997,5323.32,1.4786999999999999,1.2568949999999999,1256.895,1446.6149999999998]
["16.02.2022 19:00",1124,155,183,0.85,33.479999999999997,5189.3999999999996,1.4415,1.2252749999999999,1225.2749999999999,1446.6149999999998]
["16.02.2022 20:00",1125,155,183,0.85,33.479999999999997,5189.3999999999996,1.4415,1.2252749999999999,1225.2749999999999,1446.6149999999998]
["16.02.2022 21:00",1126,160,183,0.85,33.479999999999997,5356.7999999999993,1.4879999999999998,1.2647999999999997,1264.7999999999997,1446.6149999999998]
["16.02.2022 22:00",1127,151,183,0.85,33.479999999999997,5055.4799999999996,1.4042999999999999,1.1936549999999999,1193.655,1446.6149999999998]
["16.02.2022 23:00",1128,150,183,0.85,33.479999999999997,5021.9999999999991,1.3949999999999998,1.1857499999999999,1185.7499999999998,1446.6149999999998]
["17.02.2022 00:00",1129,155,183,0.85,33.479999999999997,5189.3999999999996,1.4415,1.2252749999999999,1225.2749999999999,1446.6149999999998]
["17.02.2022 01:00",1130,155,183,0.85,33.479999999999997,5189.3999999999996,1.4415,1.2252749999999999,1225.2749999999999,1446.6149999999998]
["17.02.2022 02:00",1131,151,183,0.85,33.479999999999997,5055.4799999999996,1.4042999999999999,1.1936549999999999,1193.655,1446.6149999999998]
["17.02.2022 03:00",1132,146,183,0.85,33.479999999999997,4888.08,1.3577999999999999,1.1541299999999999,1154.1299999999999,1446.6149999999998]
["17.02.2022 04:00",1133,154,183,0.85,33.479999999999997,5155.9199999999992,1.4321999999999997,1.2173699999999996,1217.3699999999997,1446.6149999999998]
["17.02.2022 05:00",1134,153,183,0.85,33.479999999999997,5122.4399999999996,1.4228999999999998,1.2094649999999998,1209.4649999999997,1446.6149999999998]
["17.02.2022 06:00",1135,158,183,0.85,33.479999999999997,5289.8399999999992,1.4693999999999998,1.2489899999999998,1248.9899999999998,1446.6149999999998]
["17.02.2022 07:00",1136,162,183,0.85,33.479999999999997,5423.7599999999993,1.5065999999999997,1.2806099999999998,1280.6099999999999,1446.6149999999998]
["17.02.2022 08:00",1137,163,183,0.85,33.479999999999997,5457.24,1.5159,1.2885150000000001,1288.5150000000001,1446.6149999999998]
["17.02.2022 09:00",1138,159,183,0.85,33.479999999999997,5323.32,1.4786999999999999,1.2568949999999999,1256.895,1446.6149999999998]
["17.02.2022 10:00",1139,159,183,0.85,33.479999999999997,5323.32,1.4786999999999999,1.2568949999999999,1256.895,1446.6149999999998]
["17.02.2022 11:00",1140,154,183,0.85,33.479999999999997,5155.9199999999992,1.4321999999999997,1.2173699999999996,1217.3699999999997,1446.6149999999998]
["17.02.2022 12:00",1141,155,183,0.85,33.479999999999997,5189.3999999999996,1.4415,1.2252749999999999,1225.2749999999999,1446.6149999999998]
["17.02.2022 13:00",1142,151,183,0.85,33.479999999999997,5055.4799999999996,1.4042999999999999,1.1936549999999999,1193.655,1446.6149999999998]
["17.02.2022 14:00",1143,154,183,0.85,33.479999999999997,5155.9199999999992,1.4321999999999997,1.2173699999999996,1217.3699999999997,1446.6149999999998]
["17.02.2022 15:00",1144,155,183,0.85,33.479999999999997,5189.3999999999996,1.4415,1.2252749999999999,1225.2749999999999,1446.6149999999998]
["17.02.2022 16:00",1145,154,183,0.85,33.479999999999997,5155.9199999999992,1.4321999999999997,1.2173699999999996,1217.3699999999997,1446.6149999999998]
["17.02.2022 17:00",1146,155,183,0.85,33.479999999999997,5189.3999999999996,1.4415,1.2252749999999999,1225.2749999999999,1446.6149999999998]
["17.02.2022 18:00",1147,154,183,0.85,33.479999999999997,5155.9199999999992,1.4321999999999997,1.2173699999999996,1217.3699999999997,1446.6149999999998]
["17.02.2022 19:00",1148,160,183,0.85,33.479999999999997,5356.7999999999993,1.4879999999999998,1.2647999999999997,1264.7999999999997,1446.6149999999998]
["17.02.2022 20:00",1149,159,183,0.85,33.479999999999997,5323.32,1.4786999999999999,1.2568949999999999,1256.895,1446.6149999999998]
["17.02.2022 21:00",1150,160,183,0.85,33.479999999999997,5356.7999999999993,1.4879999999999998,1.2647999999999997,1264.7999999999997,1446.6149999999998]
["17.02.2022 22:00",1151,163,183,0.85,33.479999999999997,5457.24,1.5159,1.2885150000000001,1288.5150000000001,1446.6149999999998]
["17.02.2022 23:00",1152,163,183,0.85,33.479999999999997,5457.24,1.5159,1.2885150000000001,1288.5150000000001,1446.6149999999998]
["18.02.2022 00:00",1153,164,183,0.85,33.479999999999997,5490.7199999999993,{"$f":"G1154/3600","v":1.5251999999999999},1.2964199999999999,1296.4199999999998,1446.6149999999998]
["18.02.2022 01:00",{"$f":"B1154+1","v":1154},164,183,0.85,33.479999999999997,{"$f":"C1155*F1155","v":5490.7199999999993},1.5251999999999999,{"$f":"H1155*E1155","v":1.2964199999999999},{"$f":"I1155*1000/1","v":1296.4199999999998},1446.6149999999998]
["18.02.2022 02:00",1155,167,183,{"$f":"E1155","v":0.85},{"$f":"F1155","v":33.479999999999997},5591.16,1.5530999999999999,1.3201349999999998,1320.1349999999998,1446.6149999999998]
["18.02.2022 03:00",1156,160,183,0.85,33.479999999999997,5356.7999999999993,1.4879999999999998,1.2647999999999997,1264.7999999999997,1446.6149999999998]
["18.02.2022 04:00",1157,164,182,0.85,33.479999999999997,5490.7199999999993,1.5251999999999999,1.2964199999999999,1296.4199999999998,1438.71]
["18.02.2022 05:00",1158,163,182,0.85,33.479999999999997,5457.24,1.5159,1.2885150000000001,1288.5150000000001,1438.71]
["18.02.2022 06:00",1159,167,182,0.85,33.479999999999997,5591.16,1.5530999999999999,1.3201349999999998,1320.1349999999998,1438.71]
["18.02.2022 07:00",1160,168,182,0.85,33.479999999999997,5624.6399999999994,1.5623999999999998,1.3280399999999999,1328.04,1438.71]
["18.02.2022 08:00",1161,205,182,0.85,33.479999999999997,6863.4,1.9064999999999999,1.6205249999999998,1620.5249999999999,1438.71]
["18.02.2022 09:00",1162,0,182,0.85,33.479999999999997,0,0,0,0,1438.71]
["18.02.2022 10:00",1163,167,182,0.85,33.479999999999997,5591.16,1.5530999999999999,1.3201349999999998,1320.1349999999998,1438.71]
["18.02.2022 11:00",1164,155,182,0.85,33.479999999999997,5189.3999999999996,1.4415,1.2252749999999999,1225.2749999999999,1438.71]
["18.02.2022 12:00",1165,152,182,0.85,33.479999999999997,5088.9599999999991,1.4135999999999997,1.2015599999999997,1201.5599999999997,1438.71]
["18.02.2022 13:00",1166,155,182,0.85,33.479999999999997,5189.3999999999996,1.4415,1.2252749999999999,1225.2749999999999,1438.71]
["18.02.2022 14:00",1167,163,182,0.85,33.479999999999997,5457.24,1.5159,1.2885150000000001,1288.5150000000001,1438.71]
["18.02.2022 15:00",1168,155,182,0.85,33.479999999999997,5189.3999999999996,1.4415,1.2252749999999999,1225.2749999999999,1438.71]
["18.02.2022 16:00",1169,150,182,0.85,33.479999999999997,5021.9999999999991,1.3949999999999998,1.1857499999999999,1185.7499999999998,1438.71]
["18.02.2022 17:00",1170,155,182,0.85,33.479999999999997,5189.3999999999996,1.4415,1.2252749999999999,1225.2749999999999,1438.71]
["18.02.2022 18:00",1171,162,182,0.85,33.479999999999997,5423.7599999999993,1.5065999999999997,1.2806099999999998,1280.6099999999999,1438.71]
["18.02.2022 19:00",1172,151,182,0.85,33.479999999999997,5055.4799999999996,1.4042999999999999,1.1936549999999999,1193.655,1438.71]
["18.02.2022 20:00",1173,151,182,0.85,33.479999999999997,5055.4799999999996,1.4042999999999999,1.1936549999999999,1193.655,1438.71]
["18.02.2022 21:00",1174,155,182,0.85,33.479999999999997,5189.3999999999996,1.4415,1.2252749999999999,1225.2749999999999,1438.71]
["18.02.2022 22:00",1175,159,182,0.85,33.479999999999997,5323.32,1.4786999999999999,1.2568949999999999,1256.895,1438.71]
["18.02.2022 23:00",1176,154,182,0.85,33.479999999999997,5155.9199999999992,1.4321999999999997,1.2173699999999996,1217.3699999999997,1438.71]
["19.02.2022 00:00",1177,155,182,0.85,33.479999999999997,5189.3999999999996,1.4415,1.2252749999999999,1225.2749999999999,1438.71]
["19.02.2022 01:00",1178,159,182,0.85,33.479999999999997,5323.32,1.4786999999999999,1.2568949999999999,1256.895,1438.71]
["19.02.2022 02:00",1179,163,182,0.85,33.479999999999997,5457.24,1.5159,1.2885150000000001,1288.5150000000001,1438.71]
["19.02.2022 03:00",1180,163,182,0.85,33.479999999999997,5457.24,1.5159,1.2885150000000001,1288.5150000000001,1438.71]
["19.02.2022 04:00",1181,159,182,0.85,33.479999999999997,5323.32,1.4786999999999999,1.2568949999999999,1256.895,1438.71]
["19.02.2022 05:00",1182,167,182,0.85,33.479999999999997,5591.16,1.5530999999999999,1.3201349999999998,1320.1349999999998,1438.71]
["19.02.2022 06:00",1183,166,182,0.85,33.479999999999997,5557.6799999999994,1.5437999999999998,1.3122299999999998,1312.2299999999998,1438.71]
["19.02.2022 07:00",1184,167,182,0.85,33.479999999999997,5591.16,1.5530999999999999,1.3201349999999998,1320.1349999999998,1438.71]
["19.02.2022 08:00",1185,164,182,0.85,33.479999999999997,5490.7199999999993,1.5251999999999999,1.2964199999999999,1296.4199999999998,1438.71]
["19.02.2022 09:00",1186,163,182,0.85,33.479999999999997,5457.24,1.5159,1.2885150000000001,1288.5150000000001,1438.71]
["19.02.2022 10:00",1187,164,182,0.85,33.479999999999997,5490.7199999999993,1.5251999999999999,1.2964199999999999,1296.4199999999998,1438.71]
["19.02.2022 11:00",1188,147,182,0.85,33.479999999999997,4921.5599999999995,1.3670999999999998,1.1620349999999997,1162.0349999999996,1438.71]
["19.02.2022 12:00",1189,151,182,0.85,33.479999999999997,5055.4799999999996,1.4042999999999999,1.1936549999999999,1193.655,1438.71]
["19.02.2022 13:00",1190,160,182,0.85,33.479999999999997,5356.7999999999993,1.4879999999999998,1.2647999999999997,1264.7999999999997,1438.71]
["19.02.2022 14:00",1191,155,182,0.85,33.479999999999997,5189.3999999999996,1.4415,1.2252749999999999,1225.2749999999999,1438.71]
["19.02.2022 15:00",1192,155,182,0.85,33.479999999999997,5189.3999999999996,1.4415,1.2252749999999999,1225.2749999999999,1438.71]
["19.02.2022 16:00",1193,155,182,0.85,33.479999999999997,5189.3999999999996,1.4415,1.2252749999999999,1225.2749999999999,1438.71]
["19.02.2022 17:00",1194,160,182,0.85,33.479999999999997,5356.7999999999993,1.4879999999999998,1.2647999999999997,1264.7999999999997,1438.71]
["19.02.2022 18:00",1195,159,182,0.85,33.479999999999997,5323.32,1.4786999999999999,1.2568949999999999,1256.895,1438.71]
["19.02.2022 19:00",1196,143,182,0.85,33.479999999999997,4787.6399999999994,1.3298999999999999,1.1304149999999999,1130.415,1438.71]
["19.02.2022 20:00",1197,152,181,0.85,33.479999999999997,5088.9599999999991,1.4135999999999997,1.2015599999999997,1201.5599999999997,1430.8049999999998]
["19.02.2022 21:00",1198,160,181,0.85,33.479999999999997,5356.7999999999993,1.4879999999999998,1.2647999999999997,1264.7999999999997,1430.8049999999998]
["19.02.2022 22:00",1199,159,181,0.85,33.479999999999997,5323.32,1.4786999999999999,1.2568949999999999,1256.895,1430.8049999999998]
["19.02.2022 23:00",1200,165,181,0.85,33.479999999999997,5524.2,1.5345,1.304325,1304.325,1430.8049999999998]
["20.02.2022 00:00",1201,160,181,0.85,33.479999999999997,5356.7999999999993,1.4879999999999998,1.2647999999999997,1264.7999999999997,1430.8049999999998]
["20.02.2022 01:00",1202,164,181,0.85,33.479999999999997,5490.7199999999993,1.5251999999999999,1.2964199999999999,1296.4199999999998,1430.8049999999998]
["20.02.2022 02:00",1203,151,181,0.85,33.479999999999997,5055.4799999999996,1.4042999999999999,1.1936549999999999,1193.655,1430.8049999999998]
["20.02.2022 03:00",1204,164,181,0.85,33.479999999999997,5490.7199999999993,1.5251999999999999,1.2964199999999999,1296.4199999999998,1430.8049999999998]
["20.02.2022 04:00",1205,163,181,0.85,33.479999999999997,5457.24,1.5159,1.2885150000000001,1288.5150000000001,1430.8049999999998]
["20.02.2022 05:00",1206,164,181,0.85,33.479999999999997,5490.7199999999993,1.5251999999999999,1.2964199999999999,1296.4199999999998,1430.8049999999998]
["20.02.2022 06:00",1207,159,181,0.85,33.479999999999997,5323.32,1.4786999999999999,1.2568949999999999,1256.895,1430.8049999999998]
["20.02.2022 07:00",1208,155,181,0.85,33.479999999999997,5189.3999999999996,1.4415,1.2252749999999999,1225.2749999999999,1430.8049999999998]
["20.02.2022 08:00",1209,160,181,0.85,33.479999999999997,5356.7999999999993,1.4879999999999998,1.2647999999999997,1264.7999999999997,1430.8049999999998]
["20.02.2022 09:00",1210,156,181,0.85,33.479999999999997,5222.8799999999992,1.4507999999999999,1.2331799999999999,1233.1799999999998,1430.8049999999998]
["20.02.2022 10:00",1211,151,181,0.85,33.479999999999997,5055.4799999999996,1.4042999999999999,1.1936549999999999,1193.655,1430.8049999999998]
["20.02.2022 11:00",1212,160,181,0.85,33.479999999999997,5356.7999999999993,1.4879999999999998,1.2647999999999997,1264.7999999999997,1430.8049999999998]
["20.02.2022 12:00",1213,155,181,0.85,33.479999999999997,5189.3999999999996,1.4415,1.2252749999999999,1225.2749999999999,1430.8049999999998]
["20.02.2022 13:00",1214,151,181,0.85,33.479999999999997,5055.4799999999996,1.4042999999999999,1.1936549999999999,1193.655,1430.8049999999998]
["20.02.2022 14:00",1215,155,181,0.85,33.479999999999997,5189.3999999999996,1.4415,1.2252749999999999,1225.2749999999999,1430.8049999999998]
["20.02.2022 15:00",1216,155,181,0.85,33.479999999999997,5189.3999999999996,1.4415,1.2252749999999999,1225.2749999999999,1430.8049999999998]
["20.02.2022 16:00",1217,159,181,0.85,33.479999999999997,5323.32,{"$f":"G1218/3600","v":1.4786999999999999},1.2568949999999999,1256.895,1430.8049999999998]
["20.02.2022 17:00",{"$f":"B1218+1","v":1218},155,181,0.85,33.479999999999997,{"$f":"C1219*F1219","v":5189.3999999999996},1.4415,{"$f":"H1219*E1219","v":1.2252749999999999},{"$f":"I1219*1000/1","v":1225.2749999999999},1430.8049999999998]
["20.02.2022 18:00",1219,154,181,{"$f":"E1219","v":0.85},{"$f":"F1219","v":33.479999999999997},5155.9199999999992,1.4321999999999997,1.2173699999999996,1217.3699999999997,1430.8049999999998]
["20.02.2022 19:00",1220,155,181,0.85,33.479999999999997,5189.3999999999996,1.4415,1.2252749999999999,1225.2749999999999,1430.8049999999998]
["20.02.2022 20:00",1221,155,181,0.85,33.479999999999997,5189.3999999999996,1.4415,1.2252749999999999,1225.2749999999999,1430.8049999999998]
["20.02.2022 21:00",1222,152,181,0.85,33.479999999999997,5088.9599999999991,1.4135999999999997,1.2015599999999997,1201.5599999999997,1430.8049999999998]
["20.02.2022 22:00",1223,155,181,0.85,33.479999999999997,5189.3999999999996,1.4415,1.2252749999999999,1225.2749999999999,1430.8049999999998]
["20.02.2022 23:00",1224,150,181,0.85,33.479999999999997,5021.9999999999991,1.3949999999999998,1.1857499999999999,1185.7499999999998,1430.8049999999998]
["21.02.2022 00:00",1225,155,181,0.85,33.479999999999997,5189.3999999999996,1.4415,1.2252749999999999,1225.2749999999999,1430.8049999999998]
["21.02.2022 01:00",1226,155,181,0.85,33.479999999999997,5189.3999999999996,1.4415,1.2252749999999999,1225.2749999999999,1430.8049999999998]
["21.02.2022 02:00",1227,147,181,0.85,33.479999999999997,4921.5599999999995,1.3670999999999998,1.1620349999999997,1162.0349999999996,1430.8049999999998]
["21.02.2022 03:00",1228,150,181,0.85,33.479999999999997,5021.9999999999991,1.3949999999999998,1.1857499999999999,1185.7499999999998,1430.8049999999998]
["21.02.2022 04:00",1229,150,181,0.85,33.479999999999997,5021.9999999999991,1.3949999999999998,1.1857499999999999,1185.7499999999998,1430.8049999999998]
["21.02.2022 05:00",1230,150,181,0.85,33.479999999999997,5021.9999999999991,1.3949999999999998,1.1857499999999999,1185.7499999999998,1430.8049999999998]
["21.02.2022 06:00",1231,162,181,0.85,33.479999999999997,5423.7599999999993,1.5065999999999997,1.2806099999999998,1280.6099999999999,1430.8049999999998]
["21.02.2022 07:00",1232,118,181,0.85,33.479999999999997,3950.6399999999994,1.0973999999999999,0.9327899999999999,932.78999999999985,1430.8049999999998]
["21.02.2022 08:00",1233,85,181,0.85,33.479999999999997,2845.7999999999997,0.79049999999999987,0.67192499999999988,671.92499999999984,1430.8049999999998]
["21.02.2022 09:00",1234,126,181,0.85,33.479999999999997,4218.4799999999996,1.1718,0.99602999999999997,996.03,1430.8049999999998]
["21.02.2022 10:00",1235,134,181,0.85,33.479999999999997,4486.32,1.2462,1.0592699999999999,1059.27,1430.8049999999998]
["21.02.2022 11:00",1236,225,181,0.85,33.479999999999997,7532.9999999999991,2.0924999999999998,1.7786249999999997,1778.6249999999998,1430.8049999999998]
["21.02.2022 12:00",1237,175,181,0.85,33.479999999999997,5858.9999999999991,1.6274999999999997,1.3833749999999998,1383.3749999999998,1430.8049999999998]
["21.02.2022 13:00",1238,155,181,0.85,33.479999999999997,5189.3999999999996,1.4415,1.2252749999999999,1225.2749999999999,1430.8049999999998]
["21.02.2022 14:00",1239,150,181,0.85,33.479999999999997,5021.9999999999991,1.3949999999999998,1.1857499999999999,1185.7499999999998,1430.8049999999998]
["21.02.2022 15:00",1240,159,181,0.85,33.479999999999997,5323.32,1.4786999999999999,1.2568949999999999,1256.895,1430.8049999999998]
["21.02.2022 16:00",1241,155,181,0.85,33.479999999999997,5189.3999999999996,1.4415,1.2252749999999999,1225.2749999999999,1430.8049999999998]
["21.02.2022 17:00",1242,154,180,0.85,33.479999999999997,5155.9199999999992,1.4321999999999997,1.2173699999999996,1217.3699999999997,1422.8999999999999]
["21.02.2022 18:00",1243,158,180,0.85,33.479999999999997,5289.8399999999992,1.4693999999999998,1.2489899999999998,1248.9899999999998,1422.8999999999999]
["21.02.2022 19:00",1244,159,180,0.85,33.479999999999997,5323.32,1.4786999999999999,1.2568949999999999,1256.895,1422.8999999999999]
["21.02.2022 20:00",1245,154,180,0.85,33.479999999999997,5155.9199999999992,1.4321999999999997,1.2173699999999996,1217.3699999999997,1422.8999999999999]
["21.02.2022 21:00",1246,164,180,0.85,33.479999999999997,5490.7199999999993,1.5251999999999999,1.2964199999999999,1296.4199999999998,1422.8999999999999]
["21.02.2022 22:00",1247,163,180,0.85,33.479999999999997,5457.24,1.5159,1.2885150000000001,1288.5150000000001,1422.8999999999999]
["21.02.2022 23:00",1248,163,180,0.85,33.479999999999997,5457.24,1.5159,1.2885150000000001,1288.5150000000001,1422.8999999999999]
["22.02.2022 00:00",1249,159,180,0.85,33.479999999999997,5323.32,1.4786999999999999,1.2568949999999999,1256.895,1422.8999999999999]
["22.02.2022 01:00",1250,159,180,0.85,33.479999999999997,5323.32,1.4786999999999999,1.2568949999999999,1256.895,1422.8999999999999]
["22.02.2022 02:00",1251,159,180,0.85,33.479999999999997,5323.32,1.4786999999999999,1.2568949999999999,1256.895,1422.8999999999999]
["22.02.2022 03:00",1252,164,180,0.85,33.479999999999997,5490.7199999999993,1.5251999999999999,1.2964199999999999,1296.4199999999998,1422.8999999999999]
["22.02.2022 04:00",1253,163,180,0.85,33.479999999999997,5457.24,1.5159,1.2885150000000001,1288.5150000000001,1422.8999999999999]
["22.02.2022 05:00",1254,159,180,0.85,33.479999999999997,5323.32,1.4786999999999999,1.2568949999999999,1256.895,1422.8999999999999]
["22.02.2022 06:00",1255,166,180,0.85,33.479999999999997,5557.6799999999994,1.5437999999999998,1.3122299999999998,1312.2299999999998,1422.8999999999999]
["22.02.2022 07:00",1256,167,180,0.85,33.479999999999997,5591.16,1.5530999999999999,1.3201349999999998,1320.1349999999998,1422.8999999999999]
["22.02.2022 08:00",1257,163,180,0.85,33.479999999999997,5457.24,1.5159,1.2885150000000001,1288.5150000000001,1422.8999999999999]
["22.02.2022 09:00",1258,159,180,0.85,33.479999999999997,5323.32,1.4786999999999999,1.2568949999999999,1256.895,1422.8999999999999]
["22.02.2022 10:00",1259,164,180,0.85,33.479999999999997,5490.7199999999993,1.5251999999999999,1.2964199999999999,1296.4199999999998,1422.8999999999999]
["22.02.2022 11:00",1260,176,180,0.85,33.479999999999997,5892.48,1.6367999999999998,1.3912799999999999,1391.2799999999997,1422.8999999999999]
["22.02.2022 12:00",1261,176,180,0.85,33.479999999999997,5892.48,1.6367999999999998,1.3912799999999999,1391.2799999999997,1422.8999999999999]
["22.02.2022 13:00",1262,163,180,0.85,33.479999999999997,5457.24,1.5159,1.2885150000000001,1288.5150000000001,1422.8999999999999]
["22.02.2022 14:00",1263,171,180,0.85,33.479999999999997,5725.079999999999,1.5902999999999998,1.3517549999999998,1351.7549999999999,1422.8999999999999]
["22.02.2022 15:00",1264,163,180,0.85,33.479999999999997,5457.24,1.5159,1.2885150000000001,1288.5150000000001,1422.8999999999999]
["22.02.2022 16:00",1265,164,180,0.85,33.479999999999997,5490.7199999999993,1.5251999999999999,1.2964199999999999,1296.4199999999998,1422.8999999999999]
["22.02.2022 17:00",1266,163,180,0.85,33.479999999999997,5457.24,1.5159,1.2885150000000001,1288.5150000000001,1422.8999999999999]
["22.02.2022 18:00",1267,171,180,0.85,33.479999999999997,5725.079999999999,1.5902999999999998,1.3517549999999998,1351.7549999999999,1422.8999999999999]
["22.02.2022 19:00",1268,163,180,0.85,33.479999999999997,5457.24,1.5159,1.2885150000000001,1288.5150000000001,1422.8999999999999]
["22.02.2022 20:00",1269,164,180,0.85,33.479999999999997,5490.7199999999993,1.5251999999999999,1.2964199999999999,1296.4199999999998,1422.8999999999999]
["22.02.2022 21:00",1270,163,180,0.85,33.479999999999997,5457.24,1.5159,1.2885150000000001,1288.5150000000001,1422.8999999999999]
["22.02.2022 22:00",1271,172,180,0.85,33.479999999999997,5758.5599999999995,1.5995999999999999,1.3596599999999999,1359.6599999999999,1422.8999999999999]
["22.02.2022 23:00",1272,168,180,0.85,33.479999999999997,5624.6399999999994,1.5623999999999998,1.3280399999999999,1328.04,1422.8999999999999]
["23.02.2022 00:00",1273,164,180,0.85,33.479999999999997,5490.7199999999993,1.5251999999999999,1.2964199999999999,1296.4199999999998,1422.8999999999999]
["23.02.2022 01:00",1274,168,180,0.85,33.479999999999997,5624.6399999999994,1.5623999999999998,1.3280399999999999,1328.04,1422.8999999999999]
["23.02.2022 02:00",1275,164,180,0.85,33.479999999999997,5490.7199999999993,1.5251999999999999,1.2964199999999999,1296.4199999999998,1422.8999999999999]
["23.02.2022 03:00",1276,172,180,0.85,33.479999999999997,5758.5599999999995,1.5995999999999999,1.3596599999999999,1359.6599999999999,1422.8999999999999]
["23.02.2022 04:00",1277,167,180,0.85,33.479999999999997,5591.16,1.5530999999999999,1.3201349999999998,1320.1349999999998,1422.8999999999999]
["23.02.2022 05:00",1278,172,180,0.85,33.479999999999997,5758.5599999999995,1.5995999999999999,1.3596599999999999,1359.6599999999999,1422.8999999999999]
["23.02.2022 06:00",1279,167,180,0.85,33.479999999999997,5591.16,1.5530999999999999,1.3201349999999998,1320.1349999999998,1422.8999999999999]
["23.02.2022 07:00",1280,168,180,0.85,33.479999999999997,5624.6399999999994,1.5623999999999998,1.3280399999999999,1328.04,1422.8999999999999]
["23.02.2022 08:00",1281,168,180,0.85,33.479999999999997,5624.6399999999994,{"$f":"G1282/3600","v":1.5623999999999998},1.3280399999999999,1328.04,1422.8999999999999]
["23.02.2022 09:00",{"$f":"B1282+1","v":1282},168,180,0.85,33.479999999999997,{"$f":"C1283*F1283","v":5624.6399999999994},1.5623999999999998,{"$f":"H1283*E1283","v":1.3280399999999999},{"$f":"I1283*1000/1","v":1328.04},1422.8999999999999]
["23.02.2022 10:00",1283,168,180,{"$f":"E1283","v":0.85},{"$f":"F1283","v":33.479999999999997},5624.6399999999994,1.5623999999999998,1.3280399999999999,1328.04,1422.8999999999999]
["23.02.2022 11:00",1284,160,179,0.85,33.479999999999997,5356.7999999999993,1.4879999999999998,1.2647999999999997,1264.7999999999997,1414.9949999999999]
["23.02.2022 12:00",1285,160,179,0.85,33.479999999999997,5356.7999999999993,1.4879999999999998,1.2647999999999997,1264.7999999999997,1414.9949999999999]
["23.02.2022 13:00",1286,160,179,0.85,33.479999999999997,5356.7999999999993,1.4879999999999998,1.2647999999999997,1264.7999999999997,1414.9949999999999]
["23.02.2022 14:00",1287,160,179,0.85,33.479999999999997,5356.7999999999993,1.4879999999999998,1.2647999999999997,1264.7999999999997,1414.9949999999999]
["23.02.2022 15:00",1288,159,179,0.85,33.479999999999997,5323.32,1.4786999999999999,1.2568949999999999,1256.895,1414.9949999999999]
["23.02.2022 16:00",1289,155,179,0.85,33.479999999999997,5189.3999999999996,1.4415,1.2252749999999999,1225.2749999999999,1414.9949999999999]
["23.02.2022 17:00",1290,156,179,0.85,33.479999999999997,5222.8799999999992,1.4507999999999999,1.2331799999999999,1233.1799999999998,1414.9949999999999]
["23.02.2022 18:00",1291,163,179,0.85,33.479999999999997,5457.24,1.5159,1.2885150000000001,1288.5150000000001,1414.9949999999999]
["23.02.2022 19:00",1292,164,179,0.85,33.479999999999997,5490.7199999999993,1.5251999999999999,1.2964199999999999,1296.4199999999998,1414.9949999999999]
["23.02.2022 20:00",1293,172,179,0.85,33.479999999999997,5758.5599999999995,1.5995999999999999,1.3596599999999999,1359.6599999999999,1414.9949999999999]
["23.02.2022 21:00",1294,174,179,0.85,33.479999999999997,5825.5199999999995,1.6181999999999999,1.3754699999999997,1375.4699999999998,1414.9949999999999]
["23.02.2022 22:00",1295,177,179,0.85,33.479999999999997,5925.9599999999991,1.6460999999999997,1.3991849999999997,1399.1849999999997,1414.9949999999999]
["23.02.2022 23:00",1296,173,179,0.85,33.479999999999997,5792.0399999999991,1.6088999999999998,1.3675649999999997,1367.5649999999996,1414.9949999999999]
["24.02.2022 00:00",1297,185,179,0.85,33.479999999999997,6193.7999999999993,1.7204999999999997,1.4624249999999996,1462.4249999999997,1414.9949999999999]
["24.02.2022 01:00",1298,177,179,0.85,33.479999999999997,5925.9599999999991,1.6460999999999997,1.3991849999999997,1399.1849999999997,1414.9949999999999]
["24.02.2022 02:00",1299,181,179,0.85,33.479999999999997,6059.8799999999992,1.6832999999999998,1.4308049999999999,1430.8049999999998,1414.9949999999999]
["24.02.2022 03:00",1300,185,179,0.85,33.479999999999997,6193.7999999999993,1.7204999999999997,1.4624249999999996,1462.4249999999997,1414.9949999999999]
["24.02.2022 04:00",1301,181,179,0.85,33.479999999999997,6059.8799999999992,1.6832999999999998,1.4308049999999999,1430.8049999999998,1414.9949999999999]
["24.02.2022 05:00",1302,184,179,0.85,33.479999999999997,6160.32,1.7111999999999998,1.4545199999999998,1454.5199999999998,1414.9949999999999]
["24.02.2022 06:00",1303,185,179,0.85,33.479999999999997,6193.7999999999993,1.7204999999999997,1.4624249999999996,1462.4249999999997,1414.9949999999999]
["24.02.2022 07:00",1304,189,179,0.85,33.479999999999997,6327.7199999999993,1.7576999999999998,1.4940449999999998,1494.0449999999998,1414.9949999999999]
["24.02.2022 08:00",1305,110,179,0.85,33.479999999999997,3682.7999999999997,1.0229999999999999,0.86954999999999993,869.55,1414.9949999999999]
["24.02.2022 09:00",1306,95,179,0.85,33.479999999999997,3180.6,0.88349999999999995,0.75097499999999995,750.97499999999991,1414.9949999999999]
["24.02.2022 10:00",1307,132,179,0.85,33.479999999999997,4419.3599999999997,1.2275999999999998,1.0434599999999998,1043.4599999999998,1414.9949999999999]
["24.02.2022 11:00",1308,128,179,0.85,33.479999999999997,4285.4399999999996,1.1903999999999999,1.0118399999999999,1011.8399999999998,1414.9949999999999]
["24.02.2022 12:00",1309,127,179,0.85,33.479999999999997,4251.96,1.1811,1.003935,1003.9350000000001,1414.9949999999999]
["24.02.2022 13:00",1310,126,179,0.85,33.479999999999997,4218.4799999999996,1.1718,0.99602999999999997,996.03,1414.9949999999999]
["24.02.2022 14:00",1311,123,179,0.85,33.479999999999997,4118.04,1.1438999999999999,0.97231499999999993,972.31499999999994,1414.9949999999999]
["24.02.2022 15:00",1312,131,179,0.85,33.479999999999997,4385.8799999999992,1.2182999999999997,1.0355549999999998,1035.5549999999998,1414.9949999999999]
["24.02.2022 16:00",1313,130,179,0.85,33.479999999999997,4352.3999999999996,1.2089999999999999,1.02765,1027.6499999999999,1414.9949999999999]
["24.02.2022 17:00",1314,135,179,0.85,33.479999999999997,4519.7999999999993,1.2554999999999998,1.0671749999999998,1067.1749999999997,1414.9949999999999]
["24.02.2022 18:00",1315,130,179,0.85,33.479999999999997,4352.3999999999996,1.2089999999999999,1.02765,1027.6499999999999,1414.9949999999999]
["24.02.2022 19:00",1316,131,179,0.85,33.479999999999997,4385.8799999999992,1.2182999999999997,1.0355549999999998,1035.5549999999998,1414.9949999999999]
["24.02.2022 20:00",1317,131,179,0.85,33.479999999999997,4385.8799999999992,1.2182999999999997,1.0355549999999998,1035.5549999999998,1414.9949999999999]
["24.02.2022 21:00",1318,135,178,0.85,33.479999999999997,4519.7999999999993,1.2554999999999998,1.0671749999999998,1067.1749999999997,1407.09]
["24.02.2022 22:00",1319,139,178,0.85,33.479999999999997,4653.7199999999993,1.2926999999999997,1.0987949999999997,1098.7949999999998,1407.09]
["24.02.2022 23:00",1320,139,178,0.85,33.479999999999997,4653.7199999999993,1.2926999999999997,1.0987949999999997,1098.7949999999998,1407.09]
["25.02.2022 00:00",1321,132,178,0.85,33.479999999999997,4419.3599999999997,1.2275999999999998,1.0434599999999998,1043.4599999999998,1407.09]
["25.02.2022 01:00",1322,135,178,0.85,33.479999999999997,4519.7999999999993,1.2554999999999998,1.0671749999999998,1067.1749999999997,1407.09]
["25.02.2022 02:00",1323,135,178,0.85,33.479999999999997,4519.7999999999993,1.2554999999999998,1.0671749999999998,1067.1749999999997,1407.09]
["25.02.2022 03:00",1324,139,178,0.85,33.479999999999997,4653.7199999999993,1.2926999999999997,1.0987949999999997,1098.7949999999998,1407.09]
["25.02.2022 04:00",1325,135,178,0.85,33.479999999999997,4519.7999999999993,1.2554999999999998,1.0671749999999998,1067.1749999999997,1407.09]
["25.02.2022 05:00",1326,139,178,0.85,33.479999999999997,4653.7199999999993,1.2926999999999997,1.0987949999999997,1098.7949999999998,1407.09]
["25.02.2022 06:00",1327,139,178,0.85,33.479999999999997,4653.7199999999993,1.2926999999999997,1.0987949999999997,1098.7949999999998,1407.09]
["25.02.2022 07:00",1328,144,178,0.85,33.479999999999997,4821.12,1.3391999999999999,1.13832,1138.32,1407.09]
["25.02.2022 08:00",1329,139,178,0.85,33.479999999999997,4653.7199999999993,1.2926999999999997,1.0987949999999997,1098.7949999999998,1407.09]
["25.02.2022 09:00",1330,136,178,0.85,33.479999999999997,4553.28,1.2647999999999999,1.0750799999999998,1075.08,1407.09]
["25.02.2022 10:00",1331,135,178,0.85,33.479999999999997,4519.7999999999993,1.2554999999999998,1.0671749999999998,1067.1749999999997,1407.09]
["25.02.2022 11:00",1332,209,178,0.85,33.479999999999997,6997.32,1.9437,1.652145,1652.145,1407.09]
["25.02.2022 12:00",1333,173,178,0.85,33.479999999999997,5792.0399999999991,1.6088999999999998,1.3675649999999997,1367.5649999999996,1407.09]
["25.02.2022 13:00",1334,152,178,0.85,33.479999999999997,5088.9599999999991,1.4135999999999997,1.2015599999999997,1201.5599999999997,1407.09]
["25.02.2022 14:00",1335,148,178,0.85,33.479999999999997,4955.04,1.3764000000000001,1.16994,1169.94,1407.09]
["25.02.2022 15:00",1336,148,178,0.85,33.479999999999997,4955.04,1.3764000000000001,1.16994,1169.94,1407.09]
["25.02.2022 16:00",1337,147,178,0.85,33.479999999999997,4921.5599999999995,1.3670999999999998,1.1620349999999997,1162.0349999999996,1407.09]
["25.02.2022 17:00",1338,147,178,0.85,33.479999999999997,4921.5599999999995,1.3670999999999998,1.1620349999999997,1162.0349999999996,1407.09]
["25.02.2022 18:00",1339,155,178,0.85,33.479999999999997,5189.3999999999996,1.4415,1.2252749999999999,1225.2749999999999,1407.09]
["25.02.2022 19:00",1340,152,178,0.85,33.479999999999997,5088.9599999999991,1.4135999999999997,1.2015599999999997,1201.5599999999997,1407.09]
["25.02.2022 20:00",1341,160,178,0.85,33.479999999999997,5356.7999999999993,1.4879999999999998,1.2647999999999997,1264.7999999999997,1407.09]
["25.02.2022 21:00",1342,157,178,0.85,33.479999999999997,5256.36,1.4601,1.241085,1241.085,1407.09]
["25.02.2022 22:00",1343,156,178,0.85,33.479999999999997,5222.8799999999992,1.4507999999999999,1.2331799999999999,1233.1799999999998,1407.09]
["25.02.2022 23:00",1344,157,178,0.85,33.479999999999997,5256.36,1.4601,1.241085,1241.085,1407.09]
["26.02.2022 00:00",1345,160,178,0.85,33.479999999999997,5356.7999999999993,{"$f":"G1346/3600","v":1.4879999999999998},1.2647999999999997,1264.7999999999997,1407.09]
["26.02.2022 01:00",{"$f":"B1346+1","v":1346},161,178,0.85,33.479999999999997,{"$f":"C1347*F1347","v":5390.28},1.4972999999999999,{"$f":"H1347*E1347","v":1.2727049999999998},{"$f":"I1347*1000/1","v":1272.7049999999997},1407.09]
["26.02.2022 02:00",1347,160,178,{"$f":"E1347","v":0.85},{"$f":"F1347","v":33.479999999999997},5356.7999999999993,1.4879999999999998,1.2647999999999997,1264.7999999999997,1407.09]
["26.02.2022 03:00",1348,160,178,0.85,33.479999999999997,5356.7999999999993,1.4879999999999998,1.2647999999999997,1264.7999999999997,1407.09]
["26.02.2022 04:00",1349,161,178,0.85,33.479999999999997,5390.28,1.4972999999999999,1.2727049999999998,1272.7049999999997,1407.09]
["26.02.2022 05:00",1350,160,177,0.85,33.479999999999997,5356.7999999999993,1.4879999999999998,1.2647999999999997,1264.7999999999997,1399.1849999999997]
["26.02.2022 06:00",1351,160,177,0.85,33.479999999999997,5356.7999999999993,1.4879999999999998,1.2647999999999997,1264.7999999999997,1399.1849999999997]
["26.02.2022 07:00",1352,164,177,0.85,33.479999999999997,5490.7199999999993,1.5251999999999999,1.2964199999999999,1296.4199999999998,1399.1849999999997]
["26.02.2022 08:00",1353,164,177,0.85,33.479999999999997,5490.7199999999993,1.5251999999999999,1.2964199999999999,1296.4199999999998,1399.1849999999997]
["26.02.2022 09:00",1354,155,177,0.85,33.479999999999997,5189.3999999999996,1.4415,1.2252749999999999,1225.2749999999999,1399.1849999999997]
["26.02.2022 10:00",1355,156,177,0.85,33.479999999999997,5222.8799999999992,1.4507999999999999,1.2331799999999999,1233.1799999999998,1399.1849999999997]
["26.02.2022 11:00",1356,157,177,0.85,33.479999999999997,5256.36,1.4601,1.241085,1241.085,1399.1849999999997]
["26.02.2022 12:00",1357,160,177,0.85,33.479999999999997,5356.7999999999993,1.4879999999999998,1.2647999999999997,1264.7999999999997,1399.1849999999997]
["26.02.2022 13:00",1358,153,177,0.85,33.479999999999997,5122.4399999999996,1.4228999999999998,1.2094649999999998,1209.4649999999997,1399.1849999999997]
["26.02.2022 14:00",1359,152,177,0.85,33.479999999999997,5088.9599999999991,1.4135999999999997,1.2015599999999997,1201.5599999999997,1399.1849999999997]
["26.02.2022 15:00",1360,160,177,0.85,33.479999999999997,5356.7999999999993,1.4879999999999998,1.2647999999999997,1264.7999999999997,1399.1849999999997]
["26.02.2022 16:00",1361,161,177,0.85,33.479999999999997,5390.28,1.4972999999999999,1.2727049999999998,1272.7049999999997,1399.1849999999997]
["26.02.2022 17:00",1362,156,177,0.85,33.479999999999997,5222.8799999999992,1.4507999999999999,1.2331799999999999,1233.1799999999998,1399.1849999999997]
["26.02.2022 18:00",1363,156,177,0.85,33.479999999999997,5222.8799999999992,1.4507999999999999,1.2331799999999999,1233.1799999999998,1399.1849999999997]
["26.02.2022 19:00",1364,161,177,0.85,33.479999999999997,5390.28,1.4972999999999999,1.2727049999999998,1272.7049999999997,1399.1849999999997]
["26.02.2022 20:00",1365,165,177,0.85,33.479999999999997,5524.2,1.5345,1.304325,1304.325,1399.1849999999997]
["26.02.2022 21:00",1366,157,177,0.85,33.479999999999997,5256.36,1.4601,1.241085,1241.085,1399.1849999999997]
["26.02.2022 22:00",1367,161,177,0.85,33.479999999999997,5390.28,1.4972999999999999,1.2727049999999998,1272.7049999999997,1399.1849999999997]
["26.02.2022 23:00",1368,161,177,0.85,33.479999999999997,5390.28,1.4972999999999999,1.2727049999999998,1272.7049999999997,1399.1849999999997]
["27.02.2022 00:00",1369,165,177,0.85,33.479999999999997,5524.2,1.5345,1.304325,1304.325,1399.1849999999997]
["27.02.2022 01:00",1370,165,177,0.85,33.479999999999997,5524.2,1.5345,1.304325,1304.325,1399.1849999999997]
["27.02.2022 02:00",1371,157,177,0.85,33.479999999999997,5256.36,1.4601,1.241085,1241.085,1399.1849999999997]
["27.02.2022 03:00",1372,161,177,0.85,33.479999999999997,5390.28,1.4972999999999999,1.2727049999999998,1272.7049999999997,1399.1849999999997]
["27.02.2022 04:00",1373,169,177,0.85,33.479999999999997,5658.12,1.5716999999999999,1.3359449999999999,1335.9449999999999,1399.1849999999997]
["27.02.2022 05:00",1374,160,177,0.85,33.479999999999997,5356.7999999999993,1.4879999999999998,1.2647999999999997,1264.7999999999997,1399.1849999999997]
["27.02.2022 06:00",1375,165,177,0.85,33.479999999999997,5524.2,1.5345,1.304325,1304.325,1399.1849999999997]
["27.02.2022 07:00",1376,169,177,0.85,33.479999999999997,5658.12,1.5716999999999999,1.3359449999999999,1335.9449999999999,1399.1849999999997]
["27.02.2022 08:00",1377,164,177,0.85,33.479999999999997,5490.7199999999993,1.5251999999999999,1.2964199999999999,1296.4199999999998,1399.1849999999997]
["27.02.2022 09:00",1378,157,177,0.85,33.479999999999997,5256.36,1.4601,1.241085,1241.085,1399.1849999999997]
["27.02.2022 10:00",1379,145,177,0.85,33.479999999999997,4854.5999999999995,1.3484999999999998,1.1462249999999998,1146.2249999999999,1399.1849999999997]
["27.02.2022 11:00",1380,153,177,0.85,33.479999999999997,5122.4399999999996,1.4228999999999998,1.2094649999999998,1209.4649999999997,1399.1849999999997]
["27.02.2022 12:00",1381,149,177,0.85,33.479999999999997,4988.5199999999995,1.3856999999999999,1.1778449999999998,1177.8449999999998,1399.1849999999997]
["27.02.2022 13:00",1382,149,177,0.85,33.479999999999997,4988.5199999999995,1.3856999999999999,1.1778449999999998,1177.8449999999998,1399.1849999999997]
["27.02.2022 14:00",1383,144,177,0.85,33.479999999999997,4821.12,1.3391999999999999,1.13832,1138.32,1399.1849999999997]
["27.02.2022 15:00",1384,140,177,0.85,33.479999999999997,4687.2,1.302,1.1067,1106.7,1399.1849999999997]
["27.02.2022 16:00",1385,148,177,0.85,33.479999999999997,4955.04,1.3764000000000001,1.16994,1169.94,1399.1849999999997]
["27.02.2022 17:00",1386,148,177,0.85,33.479999999999997,4955.04,1.3764000000000001,1.16994,1169.94,1399.1849999999997]
["27.02.2022 18:00",1387,152,177,0.85,33.479999999999997,5088.9599999999991,1.4135999999999997,1.2015599999999997,1201.5599999999997,1399.1849999999997]
["27.02.2022 19:00",1388,160,177,0.85,33.479999999999997,5356.7999999999993,1.4879999999999998,1.2647999999999997,1264.7999999999997,1399.1849999999997]
["27.02.2022 20:00",1389,164,177,0.85,33.479999999999997,5490.7199999999993,1.5251999999999999,1.2964199999999999,1296.4199999999998,1399.1849999999997]
["27.02.2022 21:00",1390,161,177,0.85,33.479999999999997,5390.28,1.4972999999999999,1.2727049999999998,1272.7049999999997,1399.1849999999997]
["27.02.2022 22:00",1391,166,177,0.85,33.479999999999997,5557.6799999999994,1.5437999999999998,1.3122299999999998,1312.2299999999998,1399.1849999999997]
["27.02.2022 23:00",1392,165,177,0.85,33.479999999999997,5524.2,1.5345,1.304325,1304.325,1399.1849999999997]
["28.02.2022 00:00",1393,170,177,0.85,33.479999999999997,5691.5999999999995,1.5809999999999997,1.3438499999999998,1343.8499999999997,1399.1849999999997]
["28.02.2022 01:00",1394,169,177,0.85,33.479999999999997,5658.12,1.5716999999999999,1.3359449999999999,1335.9449999999999,1399.1849999999997]
["28.02.2022 02:00",1395,169,176,0.85,33.479999999999997,5658.12,1.5716999999999999,1.3359449999999999,1335.9449999999999,1391.2799999999997]
["28.02.2022 03:00",1396,174,176,0.85,33.479999999999997,5825.5199999999995,1.6181999999999999,1.3754699999999997,1375.4699999999998,1391.2799999999997]
["28.02.2022 04:00",1397,169,176,0.85,33.479999999999997,5658.12,1.5716999999999999,1.3359449999999999,1335.9449999999999,1391.2799999999997]
["28.02.2022 05:00",1398,173,176,0.85,33.479999999999997,5792.0399999999991,1.6088999999999998,1.3675649999999997,1367.5649999999996,1391.2799999999997]
["28.02.2022 06:00",1399,168,176,0.85,33.479999999999997,5624.6399999999994,1.5623999999999998,1.3280399999999999,1328.04,1391.2799999999997]
["28.02.2022 07:00",1400,178,176,0.85,33.479999999999997,5959.44,1.6554,1.40709,1407.09,1391.2799999999997]
["28.02.2022 08:00",1401,173,176,0.85,33.479999999999997,5792.0399999999991,1.6088999999999998,1.3675649999999997,1367.5649999999996,1391.2799999999997]
["28.02.2022 09:00",1402,166,176,0.85,33.479999999999997,5557.6799999999994,1.5437999999999998,1.3122299999999998,1312.2299999999998,1391.2799999999997]
["28.02.2022 10:00",1403,182,176,0.85,33.479999999999997,6093.36,1.6925999999999999,1.4387099999999999,1438.71,1391.2799999999997]
["28.02.2022 11:00",1404,202,176,0.85,33.479999999999997,6762.9599999999991,1.8785999999999998,1.5968099999999998,1596.81,1391.2799999999997]
["28.02.2022 12:00",1405,174,176,0.85,33.479999999999997,5825.5199999999995,1.6181999999999999,1.3754699999999997,1375.4699999999998,1391.2799999999997]
["28.02.2022 13:00",1406,165,176,0.85,33.479999999999997,5524.2,1.5345,1.304325,1304.325,1391.2799999999997]
["28.02.2022 14:00",1407,174,176,0.85,33.479999999999997,5825.5199999999995,1.6181999999999999,1.3754699999999997,1375.4699999999998,1391.2799999999997]
["28.02.2022 15:00",1408,173,176,0.85,33.479999999999997,5792.0399999999991,1.6088999999999998,1.3675649999999997,1367.5649999999996,1391.2799999999997]
["28.02.2022 16:00",1409,165,176,0.85,33.479999999999997,5524.2,{"$f":"G1410/3600","v":1.5345},1.304325,1304.325,1391.2799999999997]
["28.02.2022 17:00",{"$f":"B1410+1","v":1410},160,176,0.85,33.479999999999997,{"$f":"C1411*F1411","v":5356.7999999999993},1.4879999999999998,{"$f":"H1411*E1411","v":1.2647999999999997},{"$f":"I1411*1000/1","v":1264.7999999999997},1391.2799999999997]
["28.02.2022 18:00",1411,177,176,{"$f":"E1411","v":0.85},{"$f":"F1411","v":33.479999999999997},5925.9599999999991,1.6460999999999997,1.3991849999999997,1399.1849999999997,1391.2799999999997]
["28.02.2022 19:00",1412,181,176,0.85,33.479999999999997,6059.8799999999992,1.6832999999999998,1.4308049999999999,1430.8049999999998,1391.2799999999997]
["28.02.2022 20:00",1413,182,176,0.85,33.479999999999997,6093.36,1.6925999999999999,1.4387099999999999,1438.71,1391.2799999999997]
["28.02.2022 21:00",1414,178,176,0.85,33.479999999999997,5959.44,1.6554,1.40709,1407.09,1391.2799999999997]
["28.02.2022 22:00",1415,186,176,0.85,33.479999999999997,6227.28,1.7298,1.4703299999999999,1470.33,1391.2799999999997]
["28.02.2022 23:00",1416,190,176,0.85,33.479999999999997,6361.2,1.7669999999999999,1.5019499999999999,1501.9499999999998,1391.2799999999997]
["01.03.2022 00:00",1417,182,176,0.85,33.479999999999997,6093.36,1.6925999999999999,1.4387099999999999,1438.71,1391.2799999999997]
["01.03.2022 01:00",1418,186,176,0.85,33.479999999999997,6227.28,1.7298,1.4703299999999999,1470.33,1391.2799999999997]
["01.03.2022 02:00",1419,186,176,0.85,33.479999999999997,6227.28,1.7298,1.4703299999999999,1470.33,1391.2799999999997]
["01.03.2022 03:00",1420,191,176,0.85,33.479999999999997,6394.6799999999994,1.7762999999999998,1.5098549999999997,1509.8549999999998,1391.2799999999997]
["01.03.2022 04:00",1421,190,176,0.85,33.479999999999997,6361.2,1.7669999999999999,1.5019499999999999,1501.9499999999998,1391.2799999999997]
["01.03.2022 05:00",1422,190,176,0.85,33.479999999999997,6361.2,1.7669999999999999,1.5019499999999999,1501.9499999999998,1391.2799999999997]
["01.03.2022 06:00",1423,198,176,0.85,33.479999999999997,6629.0399999999991,1.8413999999999997,1.5651899999999996,1565.1899999999996,1391.2799999999997]
["01.03.2022 07:00",1424,194,176,0.85,33.479999999999997,6495.119999999999,1.8041999999999998,1.5335699999999999,1533.57,1391.2799999999997]
["01.03.2022 08:00",1425,191,176,0.85,33.479999999999997,6394.6799999999994,1.7762999999999998,1.5098549999999997,1509.8549999999998,1391.2799999999997]
["01.03.2022 09:00",1426,182,176,0.85,33.479999999999997,6093.36,1.6925999999999999,1.4387099999999999,1438.71,1391.2799999999997]
["01.03.2022 10:00",1427,187,176,0.85,33.479999999999997,6260.7599999999993,1.7390999999999999,1.4782349999999997,1478.2349999999997,1391.2799999999997]
["01.03.2022 11:00",1428,174,176,0.85,33.479999999999997,5825.5199999999995,1.6181999999999999,1.3754699999999997,1375.4699999999998,1391.2799999999997]
["01.03.2022 12:00",1429,186,176,0.85,33.479999999999997,6227.28,1.7298,1.4703299999999999,1470.33,1391.2799999999997]
["01.03.2022 13:00",1430,174,176,0.85,33.479999999999997,5825.5199999999995,1.6181999999999999,1.3754699999999997,1375.4699999999998,1391.2799999999997]
["01.03.2022 14:00",1431,177,176,0.85,33.479999999999997,5925.9599999999991,1.6460999999999997,1.3991849999999997,1399.1849999999997,1391.2799999999997]
["01.03.2022 15:00",1432,174,176,0.85,33.479999999999997,5825.5199999999995,1.6181999999999999,1.3754699999999997,1375.4699999999998,1391.2799999999997]
["01.03.2022 16:00",1433,164,176,0.85,33.479999999999997,5490.7199999999993,1.5251999999999999,1.2964199999999999,1296.4199999999998,1391.2799999999997]
["01.03.2022 17:00",1434,169,176,0.85,33.479999999999997,5658.12,1.5716999999999999,1.3359449999999999,1335.9449999999999,1391.2799999999997]
["01.03.2022 18:00",1435,180,176,0.85,33.479999999999997,6026.4,1.6739999999999999,1.4228999999999998,1422.8999999999999,1391.2799999999997]
["01.03.2022 19:00",1436,189,176,0.85,33.479999999999997,6327.7199999999993,1.7576999999999998,1.4940449999999998,1494.0449999999998,1391.2799999999997]
["01.03.2022 20:00",1437,186,176,0.85,33.479999999999997,6227.28,1.7298,1.4703299999999999,1470.33,1391.2799999999997]
["01.03.2022 21:00",1438,189,175,0.85,33.479999999999997,6327.7199999999993,1.7576999999999998,1.4940449999999998,1494.0449999999998,1383.3749999999998]
["01.03.2022 22:00",1439,195,175,0.85,33.479999999999997,6528.5999999999995,1.8134999999999999,1.5414749999999999,1541.4749999999999,1383.3749999999998]
["01.03.2022 23:00",1440,191,175,0.85,33.479999999999997,6394.6799999999994,1.7762999999999998,1.5098549999999997,1509.8549999999998,1383.3749999999998]
["02.03.2022 00:00",1441,191,175,0.85,33.479999999999997,6394.6799999999994,1.7762999999999998,1.5098549999999997,1509.8549999999998,1383.3749999999998]
["02.03.2022 01:00",1442,195,175,0.85,33.479999999999997,6528.5999999999995,1.8134999999999999,1.5414749999999999,1541.4749999999999,1383.3749999999998]
["02.03.2022 02:00",1443,194,175,0.85,33.479999999999997,6495.119999999999,1.8041999999999998,1.5335699999999999,1533.57,1383.3749999999998]
["02.03.2022 03:00",1444,195,175,0.85,33.479999999999997,6528.5999999999995,1.8134999999999999,1.5414749999999999,1541.4749999999999,1383.3749999999998]
["02.03.2022 04:00",1445,194,175,0.85,33.479999999999997,6495.119999999999,1.8041999999999998,1.5335699999999999,1533.57,1383.3749999999998]
["02.03.2022 05:00",1446,198,175,0.85,33.479999999999997,6629.0399999999991,1.8413999999999997,1.5651899999999996,1565.1899999999996,1383.3749999999998]
["02.03.2022 06:00",1447,198,175,0.85,33.479999999999997,6629.0399999999991,1.8413999999999997,1.5651899999999996,1565.1899999999996,1383.3749999999998]
["02.03.2022 07:00",1448,198,175,0.85,33.479999999999997,6629.0399999999991,1.8413999999999997,1.5651899999999996,1565.1899999999996,1383.3749999999998]
["02.03.2022 08:00",1449,199,175,0.85,33.479999999999997,6662.5199999999995,1.8506999999999998,1.5730949999999997,1573.0949999999998,1383.3749999999998]
["02.03.2022 09:00",1450,194,175,0.85,33.479999999999997,6495.119999999999,1.8041999999999998,1.5335699999999999,1533.57,1383.3749999999998]
["02.03.2022 10:00",1451,195,175,0.85,33.479999999999997,6528.5999999999995,1.8134999999999999,1.5414749999999999,1541.4749999999999,1383.3749999999998]
["02.03.2022 11:00",1452,177,175,0.85,33.479999999999997,5925.9599999999991,1.6460999999999997,1.3991849999999997,1399.1849999999997,1383.3749999999998]
["02.03.2022 12:00",1453,174,175,0.85,33.479999999999997,5825.5199999999995,1.6181999999999999,1.3754699999999997,1375.4699999999998,1383.3749999999998]
["02.03.2022 13:00",1454,174,175,0.85,33.479999999999997,5825.5199999999995,1.6181999999999999,1.3754699999999997,1375.4699999999998,1383.3749999999998]
["02.03.2022 14:00",1455,165,175,0.85,33.479999999999997,5524.2,1.5345,1.304325,1304.325,1383.3749999999998]
["02.03.2022 15:00",1456,161,175,0.85,33.479999999999997,5390.28,1.4972999999999999,1.2727049999999998,1272.7049999999997,1383.3749999999998]
["02.03.2022 16:00",1457,165,175,0.85,33.479999999999997,5524.2,1.5345,1.304325,1304.325,1383.3749999999998]
["02.03.2022 17:00",1458,168,175,0.85,33.479999999999997,5624.6399999999994,1.5623999999999998,1.3280399999999999,1328.04,1383.3749999999998]
["02.03.2022 18:00",1459,168,175,0.85,33.479999999999997,5624.6399999999994,1.5623999999999998,1.3280399999999999,1328.04,1383.3749999999998]
["02.03.2022 19:00",1460,177,175,0.85,33.479999999999997,5925.9599999999991,1.6460999999999997,1.3991849999999997,1399.1849999999997,1383.3749999999998]
["02.03.2022 20:00",1461,189,175,0.85,33.479999999999997,6327.7199999999993,1.7576999999999998,1.4940449999999998,1494.0449999999998,1383.3749999999998]
["02.03.2022 21:00",1462,181,175,0.85,33.479999999999997,6059.8799999999992,1.6832999999999998,1.4308049999999999,1430.8049999999998,1383.3749999999998]
["02.03.2022 22:00",1463,182,175,0.85,33.479999999999997,6093.36,1.6925999999999999,1.4387099999999999,1438.71,1383.3749999999998]
["02.03.2022 23:00",1464,187,175,0.85,33.479999999999997,6260.7599999999993,1.7390999999999999,1.4782349999999997,1478.2349999999997,1383.3749999999998]
["03.03.2022 00:00",1465,190,175,0.85,33.479999999999997,6361.2,1.7669999999999999,1.5019499999999999,1501.9499999999998,1383.3749999999998]
["03.03.2022 01:00",1466,190,175,0.85,33.479999999999997,6361.2,1.7669999999999999,1.5019499999999999,1501.9499999999998,1383.3749999999998]
["03.03.2022 02:00",1467,187,175,0.85,33.479999999999997,6260.7599999999993,1.7390999999999999,1.4782349999999997,1478.2349999999997,1383.3749999999998]
["03.03.2022 03:00",1468,189,175,0.85,33.479999999999997,6327.7199999999993,1.7576999999999998,1.4940449999999998,1494.0449999999998,1383.3749999999998]
["03.03.2022 04:00",1469,190,175,0.85,33.479999999999997,6361.2,1.7669999999999999,1.5019499999999999,1501.9499999999998,1383.3749999999998]
["03.03.2022 05:00",1470,190,175,0.85,33.479999999999997,6361.2,1.7669999999999999,1.5019499999999999,1501.9499999999998,1383.3749999999998]
["03.03.2022 06:00",1471,193,175,0.85,33.479999999999997,6461.6399999999994,1.7948999999999999,1.5256649999999998,1525.6649999999997,1383.3749999999998]
["03.03.2022 07:00",1472,198,174,0.85,33.479999999999997,6629.0399999999991,1.8413999999999997,1.5651899999999996,1565.1899999999996,1375.4699999999998]
["03.03.2022 08:00",1473,199,174,0.85,33.479999999999997,6662.5199999999995,{"$f":"G1474/3600","v":1.8506999999999998},1.5730949999999997,1573.0949999999998,1375.4699999999998]
["03.03.2022 09:00",{"$f":"B1474+1","v":1474},185,174,0.85,33.479999999999997,{"$f":"C1475*F1475","v":6193.7999999999993},1.7204999999999997,{"$f":"H1475*E1475","v":1.4624249999999996},{"$f":"I1475*1000/1","v":1462.4249999999997},1375.4699999999998]
["03.03.2022 10:00",1475,190,174,{"$f":"E1475","v":0.85},{"$f":"F1475","v":33.479999999999997},6361.2,1.7669999999999999,1.5019499999999999,1501.9499999999998,1375.4699999999998]
["03.03.2022 11:00",1476,182,174,0.85,33.479999999999997,6093.36,1.6925999999999999,1.4387099999999999,1438.71,1375.4699999999998]
["03.03.2022 12:00",1477,169,174,0.85,33.479999999999997,5658.12,1.5716999999999999,1.3359449999999999,1335.9449999999999,1375.4699999999998]
["03.03.2022 13:00",1478,165,174,0.85,33.479999999999997,5524.2,1.5345,1.304325,1304.325,1375.4699999999998]
["03.03.2022 14:00",1479,169,174,0.85,33.479999999999997,5658.12,1.5716999999999999,1.3359449999999999,1335.9449999999999,1375.4699999999998]
["03.03.2022 15:00",1480,173,174,0.85,33.479999999999997,5792.0399999999991,1.6088999999999998,1.3675649999999997,1367.5649999999996,1375.4699999999998]
["03.03.2022 16:00",1481,164,174,0.85,33.479999999999997,5490.7199999999993,1.5251999999999999,1.2964199999999999,1296.4199999999998,1375.4699999999998]
["03.03.2022 17:00",1482,164,174,0.85,33.479999999999997,5490.7199999999993,1.5251999999999999,1.2964199999999999,1296.4199999999998,1375.4699999999998]
["03.03.2022 18:00",1483,70,174,0.85,33.479999999999997,2343.6,0.65100000000000002,0.55335000000000001,553.35,1375.4699999999998]
["03.03.2022 19:00",1484,103,174,0.85,33.479999999999997,3448.4399999999996,0.95789999999999986,0.81421499999999991,814.21499999999992,1375.4699999999998]
["03.03.2022 20:00",1485,132,174,0.85,33.479999999999997,4419.3599999999997,1.2275999999999998,1.0434599999999998,1043.4599999999998,1375.4699999999998]
["03.03.2022 21:00",1486,136,174,0.85,33.479999999999997,4553.28,1.2647999999999999,1.0750799999999998,1075.08,1375.4699999999998]
["03.03.2022 22:00",1487,133,174,0.85,33.479999999999997,4452.8399999999992,1.2368999999999999,1.0513649999999999,1051.3649999999998,1375.4699999999998]
["03.03.2022 23:00",1488,140,174,0.85,33.479999999999997,4687.2,1.302,1.1067,1106.7,1375.4699999999998]
["04.03.2022 00:00",1489,137,174,0.85,33.479999999999997,4586.7599999999993,1.2740999999999998,1.0829849999999999,1082.9849999999999,1375.4699999999998]
["04.03.2022 01:00",1490,140,174,0.85,33.479999999999997,4687.2,1.302,1.1067,1106.7,1375.4699999999998]
["04.03.2022 02:00",1491,136,174,0.85,33.479999999999997,4553.28,1.2647999999999999,1.0750799999999998,1075.08,1375.4699999999998]
["04.03.2022 03:00",1492,137,174,0.85,33.479999999999997,4586.7599999999993,1.2740999999999998,1.0829849999999999,1082.9849999999999,1375.4699999999998]
["04.03.2022 04:00",1493,140,174,0.85,33.479999999999997,4687.2,1.302,1.1067,1106.7,1375.4699999999998]
["04.03.2022 05:00",1494,140,174,0.85,33.479999999999997,4687.2,1.302,1.1067,1106.7,1375.4699999999998]
["04.03.2022 06:00",1495,143,174,0.85,33.479999999999997,4787.6399999999994,1.3298999999999999,1.1304149999999999,1130.415,1375.4699999999998]
["04.03.2022 07:00",1496,141,174,0.85,33.479999999999997,4720.6799999999994,1.3112999999999999,1.1146049999999998,1114.6049999999998,1375.4699999999998]
["04.03.2022 08:00",1497,140,174,0.85,33.479999999999997,4687.2,1.302,1.1067,1106.7,1375.4699999999998]
["04.03.2022 09:00",1498,140,174,0.85,33.479999999999997,4687.2,1.302,1.1067,1106.7,1375.4699999999998]
["04.03.2022 10:00",1499,145,174,0.85,33.479999999999997,4854.5999999999995,1.3484999999999998,1.1462249999999998,1146.2249999999999,1375.4699999999998]
["04.03.2022 11:00",1500,246,174,0.85,33.479999999999997,8236.08,2.2877999999999998,1.9446299999999999,1944.6299999999999,1375.4699999999998]
["04.03.2022 12:00",1501,231,174,0.85,33.479999999999997,7733.8799999999992,2.1482999999999999,1.8260549999999998,1826.0549999999998,1375.4699999999998]
["04.03.2022 13:00",1502,186,174,0.85,33.479999999999997,6227.28,1.7298,1.4703299999999999,1470.33,1375.4699999999998]
["04.03.2022 14:00",1503,181,174,0.85,33.479999999999997,6059.8799999999992,1.6832999999999998,1.4308049999999999,1430.8049999999998,1375.4699999999998]
["04.03.2022 15:00",1504,178,174,0.85,33.479999999999997,5959.44,1.6554,1.40709,1407.09,1375.4699999999998]
["04.03.2022 16:00",1505,181,174,0.85,33.479999999999997,6059.8799999999992,1.6832999999999998,1.4308049999999999,1430.8049999999998,1375.4699999999998]
["04.03.2022 17:00",1506,181,173,0.85,33.479999999999997,6059.8799999999992,1.6832999999999998,1.4308049999999999,1430.8049999999998,1367.5649999999996]
["04.03.2022 18:00",1507,189,173,0.85,33.479999999999997,6327.7199999999993,1.7576999999999998,1.4940449999999998,1494.0449999999998,1367.5649999999996]
["04.03.2022 19:00",1508,185,173,0.85,33.479999999999997,6193.7999999999993,1.7204999999999997,1.4624249999999996,1462.4249999999997,1367.5649999999996]
["04.03.2022 20:00",1509,182,173,0.85,33.479999999999997,6093.36,1.6925999999999999,1.4387099999999999,1438.71,1367.5649999999996]
["04.03.2022 21:00",1510,190,173,0.85,33.479999999999997,6361.2,1.7669999999999999,1.5019499999999999,1501.9499999999998,1367.5649999999996]
["04.03.2022 22:00",1511,185,173,0.85,33.479999999999997,6193.7999999999993,1.7204999999999997,1.4624249999999996,1462.4249999999997,1367.5649999999996]
["04.03.2022 23:00",1512,187,173,0.85,33.479999999999997,6260.7599999999993,1.7390999999999999,1.4782349999999997,1478.2349999999997,1367.5649999999996]
["05.03.2022 00:00",1513,186,173,0.85,33.479999999999997,6227.28,1.7298,1.4703299999999999,1470.33,1367.5649999999996]
["05.03.2022 01:00",1514,190,173,0.85,33.479999999999997,6361.2,1.7669999999999999,1.5019499999999999,1501.9499999999998,1367.5649999999996]
["05.03.2022 02:00",1515,190,173,0.85,33.479999999999997,6361.2,1.7669999999999999,1.5019499999999999,1501.9499999999998,1367.5649999999996]
["05.03.2022 03:00",1516,186,173,0.85,33.479999999999997,6227.28,1.7298,1.4703299999999999,1470.33,1367.5649999999996]
["05.03.2022 04:00",1517,189,173,0.85,33.479999999999997,6327.7199999999993,1.7576999999999998,1.4940449999999998,1494.0449999999998,1367.5649999999996]
["05.03.2022 05:00",1518,190,173,0.85,33.479999999999997,6361.2,1.7669999999999999,1.5019499999999999,1501.9499999999998,1367.5649999999996]
["05.03.2022 06:00",1519,194,173,0.85,33.479999999999997,6495.119999999999,1.8041999999999998,1.5335699999999999,1533.57,1367.5649999999996]
["05.03.2022 07:00",1520,190,173,0.85,33.479999999999997,6361.2,1.7669999999999999,1.5019499999999999,1501.9499999999998,1367.5649999999996]
["05.03.2022 08:00",1521,185,173,0.85,33.479999999999997,6193.7999999999993,1.7204999999999997,1.4624249999999996,1462.4249999999997,1367.5649999999996]
["05.03.2022 09:00",1522,182,173,0.85,33.479999999999997,6093.36,1.6925999999999999,1.4387099999999999,1438.71,1367.5649999999996]
["05.03.2022 10:00",1523,181,173,0.85,33.479999999999997,6059.8799999999992,1.6832999999999998,1.4308049999999999,1430.8049999999998,1367.5649999999996]
["05.03.2022 11:00",1524,162,173,0.85,33.479999999999997,5423.7599999999993,1.5065999999999997,1.2806099999999998,1280.6099999999999,1367.5649999999996]
["05.03.2022 12:00",1525,169,173,0.85,33.479999999999997,5658.12,1.5716999999999999,1.3359449999999999,1335.9449999999999,1367.5649999999996]
["05.03.2022 13:00",1526,170,173,0.85,33.479999999999997,5691.5999999999995,1.5809999999999997,1.3438499999999998,1343.8499999999997,1367.5649999999996]
["05.03.2022 14:00",1527,165,173,0.85,33.479999999999997,5524.2,1.5345,1.304325,1304.325,1367.5649999999996]
["05.03.2022 15:00",1528,173,173,0.85,33.479999999999997,5792.0399999999991,1.6088999999999998,1.3675649999999997,1367.5649999999996,1367.5649999999996]
["05.03.2022 16:00",1529,173,173,0.85,33.479999999999997,5792.0399999999991,1.6088999999999998,1.3675649999999997,1367.5649999999996,1367.5649999999996]
["05.03.2022 17:00",1530,178,173,0.85,33.479999999999997,5959.44,1.6554,1.40709,1407.09,1367.5649999999996]
["05.03.2022 18:00",1531,180,173,0.85,33.479999999999997,6026.4,1.6739999999999999,1.4228999999999998,1422.8999999999999,1367.5649999999996]
["05.03.2022 19:00",1532,182,173,0.85,33.479999999999997,6093.36,1.6925999999999999,1.4387099999999999,1438.71,1367.5649999999996]
["05.03.2022 20:00",1533,181,173,0.85,33.479999999999997,6059.8799999999992,1.6832999999999998,1.4308049999999999,1430.8049999999998,1367.5649999999996]
["05.03.2022 21:00",1534,186,173,0.85,33.479999999999997,6227.28,1.7298,1.4703299999999999,1470.33,1367.5649999999996]
["05.03.2022 22:00",1535,182,173,0.85,33.479999999999997,6093.36,1.6925999999999999,1.4387099999999999,1438.71,1367.5649999999996]
["05.03.2022 23:00",1536,187,173,0.85,33.479999999999997,6260.7599999999993,1.7390999999999999,1.4782349999999997,1478.2349999999997,1367.5649999999996]
["06.03.2022 00:00",1537,191,173,0.85,33.479999999999997,6394.6799999999994,{"$f":"G1538/3600","v":1.7762999999999998},1.5098549999999997,1509.8549999999998,1367.5649999999996]
["06.03.2022 01:00",{"$f":"B1538+1","v":1538},187,173,0.85,33.479999999999997,{"$f":"C1539*F1539","v":6260.7599999999993},1.7390999999999999,{"$f":"H1539*E1539","v":1.4782349999999997},{"$f":"I1539*1000/1","v":1478.2349999999997},1367.5649999999996]
["06.03.2022 02:00",1539,186,173,{"$f":"E1539","v":0.85},{"$f":"F1539","v":33.479999999999997},6227.28,1.7298,1.4703299999999999,1470.33,1367.5649999999996]
["06.03.2022 03:00",1540,191,173,0.85,33.479999999999997,6394.6799999999994,1.7762999999999998,1.5098549999999997,1509.8549999999998,1367.5649999999996]
["06.03.2022 04:00",1541,190,173,0.85,33.479999999999997,6361.2,1.7669999999999999,1.5019499999999999,1501.9499999999998,1367.5649999999996]
["06.03.2022 05:00",1542,190,173,0.85,33.479999999999997,6361.2,1.7669999999999999,1.5019499999999999,1501.9499999999998,1367.5649999999996]
["06.03.2022 06:00",1543,190,173,0.85,33.479999999999997,6361.2,1.7669999999999999,1.5019499999999999,1501.9499999999998,1367.5649999999996]
["06.03.2022 07:00",1544,190,173,0.85,33.479999999999997,6361.2,1.7669999999999999,1.5019499999999999,1501.9499999999998,1367.5649999999996]
["06.03.2022 08:00",1545,190,173,0.85,33.479999999999997,6361.2,1.7669999999999999,1.5019499999999999,1501.9499999999998,1367.5649999999996]
["06.03.2022 09:00",1546,190,173,0.85,33.479999999999997,6361.2,1.7669999999999999,1.5019499999999999,1501.9499999999998,1367.5649999999996]
["06.03.2022 10:00",1547,183,172,0.85,33.479999999999997,6126.8399999999992,1.7018999999999997,1.4466149999999998,1446.6149999999998,1359.6599999999999]
["06.03.2022 11:00",1548,230,172,0.85,33.479999999999997,7700.4,2.1389999999999998,1.8181499999999997,1818.1499999999996,1359.6599999999999]
["06.03.2022 12:00",1549,203,172,0.85,33.479999999999997,6796.44,1.8878999999999999,1.6047149999999999,1604.7149999999999,1359.6599999999999]
["06.03.2022 13:00",1550,194,172,0.85,33.479999999999997,6495.119999999999,1.8041999999999998,1.5335699999999999,1533.57,1359.6599999999999]
["06.03.2022 14:00",1551,199,172,0.85,33.479999999999997,6662.5199999999995,1.8506999999999998,1.5730949999999997,1573.0949999999998,1359.6599999999999]
["06.03.2022 15:00",1552,194,172,0.85,33.479999999999997,6495.119999999999,1.8041999999999998,1.5335699999999999,1533.57,1359.6599999999999]
["06.03.2022 16:00",1553,202,172,0.85,33.479999999999997,6762.9599999999991,1.8785999999999998,1.5968099999999998,1596.81,1359.6599999999999]
["06.03.2022 17:00",1554,194,172,0.85,33.479999999999997,6495.119999999999,1.8041999999999998,1.5335699999999999,1533.57,1359.6599999999999]
["06.03.2022 18:00",1555,202,172,0.85,33.479999999999997,6762.9599999999991,1.8785999999999998,1.5968099999999998,1596.81,1359.6599999999999]
["06.03.2022 19:00",1556,202,172,0.85,33.479999999999997,6762.9599999999991,1.8785999999999998,1.5968099999999998,1596.81,1359.6599999999999]
["06.03.2022 20:00",1557,199,172,0.85,33.479999999999997,6662.5199999999995,1.8506999999999998,1.5730949999999997,1573.0949999999998,1359.6599999999999]
["06.03.2022 21:00",1558,203,172,0.85,33.479999999999997,6796.44,1.8878999999999999,1.6047149999999999,1604.7149999999999,1359.6599999999999]
["06.03.2022 22:00",1559,203,172,0.85,33.479999999999997,6796.44,1.8878999999999999,1.6047149999999999,1604.7149999999999,1359.6599999999999]
["06.03.2022 23:00",1560,203,172,0.85,33.479999999999997,6796.44,1.8878999999999999,1.6047149999999999,1604.7149999999999,1359.6599999999999]
["07.03.2022 00:00",1561,199,172,0.85,33.479999999999997,6662.5199999999995,1.8506999999999998,1.5730949999999997,1573.0949999999998,1359.6599999999999]
["07.03.2022 01:00",1562,198,172,0.85,33.479999999999997,6629.0399999999991,1.8413999999999997,1.5651899999999996,1565.1899999999996,1359.6599999999999]
["07.03.2022 02:00",1563,207,172,0.85,33.479999999999997,6930.36,1.9250999999999998,1.6363349999999999,1636.3349999999998,1359.6599999999999]
["07.03.2022 03:00",1564,203,172,0.85,33.479999999999997,6796.44,1.8878999999999999,1.6047149999999999,1604.7149999999999,1359.6599999999999]
["07.03.2022 04:00",1565,202,172,0.85,33.479999999999997,6762.9599999999991,1.8785999999999998,1.5968099999999998,1596.81,1359.6599999999999]
["07.03.2022 05:00",1566,205,172,0.85,33.479999999999997,6863.4,1.9064999999999999,1.6205249999999998,1620.5249999999999,1359.6599999999999]
["07.03.2022 06:00",1567,206,172,0.85,33.479999999999997,6896.8799999999992,1.9157999999999997,1.6284299999999998,1628.4299999999998,1359.6599999999999]
["07.03.2022 07:00",1568,207,172,0.85,33.479999999999997,6930.36,1.9250999999999998,1.6363349999999999,1636.3349999999998,1359.6599999999999]
["07.03.2022 08:00",1569,207,172,0.85,33.479999999999997,6930.36,1.9250999999999998,1.6363349999999999,1636.3349999999998,1359.6599999999999]
["07.03.2022 09:00",1570,203,172,0.85,33.479999999999997,6796.44,1.8878999999999999,1.6047149999999999,1604.7149999999999,1359.6599999999999]
["07.03.2022 10:00",1571,194,172,0.85,33.479999999999997,6495.119999999999,1.8041999999999998,1.5335699999999999,1533.57,1359.6599999999999]
["07.03.2022 11:00",1572,191,172,0.85,33.479999999999997,6394.6799999999994,1.7762999999999998,1.5098549999999997,1509.8549999999998,1359.6599999999999]
["07.03.2022 12:00",1573,190,172,0.85,33.479999999999997,6361.2,1.7669999999999999,1.5019499999999999,1501.9499999999998,1359.6599999999999]
["07.03.2022 13:00",1574,190,172,0.85,33.479999999999997,6361.2,1.7669999999999999,1.5019499999999999,1501.9499999999998,1359.6599999999999]
["07.03.2022 14:00",1575,190,172,0.85,33.479999999999997,6361.2,1.7669999999999999,1.5019499999999999,1501.9499999999998,1359.6599999999999]
["07.03.2022 15:00",1576,181,172,0.85,33.479999999999997,6059.8799999999992,1.6832999999999998,1.4308049999999999,1430.8049999999998,1359.6599999999999]
["07.03.2022 16:00",1577,190,172,0.85,33.479999999999997,6361.2,1.7669999999999999,1.5019499999999999,1501.9499999999998,1359.6599999999999]
["07.03.2022 17:00",1578,181,172,0.85,33.479999999999997,6059.8799999999992,1.6832999999999998,1.4308049999999999,1430.8049999999998,1359.6599999999999]
["07.03.2022 18:00",1579,190,172,0.85,33.479999999999997,6361.2,1.7669999999999999,1.5019499999999999,1501.9499999999998,1359.6599999999999]
["07.03.2022 19:00",1580,190,172,0.85,33.479999999999997,6361.2,1.7669999999999999,1.5019499999999999,1501.9499999999998,1359.6599999999999]
["07.03.2022 20:00",1581,198,172,0.85,33.479999999999997,6629.0399999999991,1.8413999999999997,1.5651899999999996,1565.1899999999996,1359.6599999999999]
["07.03.2022 21:00",1582,194,172,0.85,33.479999999999997,6495.119999999999,1.8041999999999998,1.5335699999999999,1533.57,1359.6599999999999]
["07.03.2022 22:00",1583,199,172,0.85,33.479999999999997,6662.5199999999995,1.8506999999999998,1.5730949999999997,1573.0949999999998,1359.6599999999999]
["07.03.2022 23:00",1584,203,172,0.85,33.479999999999997,6796.44,1.8878999999999999,1.6047149999999999,1604.7149999999999,1359.6599999999999]
["08.03.2022 00:00",1585,203,172,0.85,33.479999999999997,6796.44,1.8878999999999999,1.6047149999999999,1604.7149999999999,1359.6599999999999]
["08.03.2022 01:00",1586,203,171,0.85,33.479999999999997,6796.44,1.8878999999999999,1.6047149999999999,1604.7149999999999,1351.7549999999999]
["08.03.2022 02:00",1587,203,171,0.85,33.479999999999997,6796.44,1.8878999999999999,1.6047149999999999,1604.7149999999999,1351.7549999999999]
["08.03.2022 03:00",1588,211,171,0.85,33.479999999999997,7064.28,1.9622999999999999,1.6679549999999999,1667.9549999999999,1351.7549999999999]
["08.03.2022 04:00",1589,207,171,0.85,33.479999999999997,6930.36,1.9250999999999998,1.6363349999999999,1636.3349999999998,1351.7549999999999]
["08.03.2022 05:00",1590,206,171,0.85,33.479999999999997,6896.8799999999992,1.9157999999999997,1.6284299999999998,1628.4299999999998,1351.7549999999999]
["08.03.2022 06:00",1591,210,171,0.85,33.479999999999997,7030.7999999999993,1.9529999999999998,1.6600499999999998,1660.0499999999997,1351.7549999999999]
["08.03.2022 07:00",1592,216,171,0.85,33.479999999999997,7231.6799999999994,2.0087999999999999,1.7074799999999999,1707.4799999999998,1351.7549999999999]
["08.03.2022 08:00",1593,206,171,0.85,33.479999999999997,6896.8799999999992,1.9157999999999997,1.6284299999999998,1628.4299999999998,1351.7549999999999]
["08.03.2022 09:00",1594,200,171,0.85,33.479999999999997,6695.9999999999991,1.8599999999999997,1.5809999999999997,1580.9999999999998,1351.7549999999999]
["08.03.2022 10:00",1595,187,171,0.85,33.479999999999997,6260.7599999999993,1.7390999999999999,1.4782349999999997,1478.2349999999997,1351.7549999999999]
["08.03.2022 11:00",1596,182,171,0.85,33.479999999999997,6093.36,1.6925999999999999,1.4387099999999999,1438.71,1351.7549999999999]
["08.03.2022 12:00",1597,153,171,0.85,33.479999999999997,5122.4399999999996,1.4228999999999998,1.2094649999999998,1209.4649999999997,1351.7549999999999]
["08.03.2022 13:00",1598,161,171,0.85,33.479999999999997,5390.28,1.4972999999999999,1.2727049999999998,1272.7049999999997,1351.7549999999999]
["08.03.2022 14:00",1599,173,171,0.85,33.479999999999997,5792.0399999999991,1.6088999999999998,1.3675649999999997,1367.5649999999996,1351.7549999999999]
["08.03.2022 15:00",1600,169,171,0.85,33.479999999999997,5658.12,1.5716999999999999,1.3359449999999999,1335.9449999999999,1351.7549999999999]
["08.03.2022 16:00",1601,161,171,0.85,33.479999999999997,5390.28,{"$f":"G1602/3600","v":1.4972999999999999},1.2727049999999998,1272.7049999999997,1351.7549999999999]
["08.03.2022 17:00",{"$f":"B1602+1","v":1602},161,171,0.85,33.479999999999997,{"$f":"C1603*F1603","v":5390.28},1.4972999999999999,{"$f":"H1603*E1603","v":1.2727049999999998},{"$f":"I1603*1000/1","v":1272.7049999999997},1351.7549999999999]
["08.03.2022 18:00",1603,176,171,{"$f":"E1603","v":0.85},{"$f":"F1603","v":33.479999999999997},5892.48,1.6367999999999998,1.3912799999999999,1391.2799999999997,1351.7549999999999]
["08.03.2022 19:00",1604,169,171,0.85,33.479999999999997,5658.12,1.5716999999999999,1.3359449999999999,1335.9449999999999,1351.7549999999999]
["08.03.2022 20:00",1605,177,171,0.85,33.479999999999997,5925.9599999999991,1.6460999999999997,1.3991849999999997,1399.1849999999997,1351.7549999999999]
["08.03.2022 21:00",1606,182,171,0.85,33.479999999999997,6093.36,1.6925999999999999,1.4387099999999999,1438.71,1351.7549999999999]
["08.03.2022 22:00",1607,191,171,0.85,33.479999999999997,6394.6799999999994,1.7762999999999998,1.5098549999999997,1509.8549999999998,1351.7549999999999]
["08.03.2022 23:00",1608,190,171,0.85,33.479999999999997,6361.2,1.7669999999999999,1.5019499999999999,1501.9499999999998,1351.7549999999999]
["09.03.2022 00:00",1609,187,171,0.85,33.479999999999997,6260.7599999999993,1.7390999999999999,1.4782349999999997,1478.2349999999997,1351.7549999999999]
["09.03.2022 01:00",1610,191,171,0.85,33.479999999999997,6394.6799999999994,1.7762999999999998,1.5098549999999997,1509.8549999999998,1351.7549999999999]
["09.03.2022 02:00",1611,198,171,0.85,33.479999999999997,6629.0399999999991,1.8413999999999997,1.5651899999999996,1565.1899999999996,1351.7549999999999]
["09.03.2022 03:00",1612,192,171,0.85,33.479999999999997,6428.16,1.7855999999999999,1.5177599999999998,1517.7599999999998,1351.7549999999999]
["09.03.2022 04:00",1613,194,171,0.85,33.479999999999997,6495.119999999999,1.8041999999999998,1.5335699999999999,1533.57,1351.7549999999999]
["09.03.2022 05:00",1614,198,171,0.85,33.479999999999997,6629.0399999999991,1.8413999999999997,1.5651899999999996,1565.1899999999996,1351.7549999999999]
["09.03.2022 06:00",1615,198,171,0.85,33.479999999999997,6629.0399999999991,1.8413999999999997,1.5651899999999996,1565.1899999999996,1351.7549999999999]
["09.03.2022 07:00",1616,161,171,0.85,33.479999999999997,5390.28,1.4972999999999999,1.2727049999999998,1272.7049999999997,1351.7549999999999]
["09.03.2022 08:00",1617,212,171,0.85,33.479999999999997,7097.7599999999993,1.9715999999999998,1.6758599999999997,1675.8599999999997,1351.7549999999999]
["09.03.2022 09:00",1618,195,171,0.85,33.479999999999997,6528.5999999999995,1.8134999999999999,1.5414749999999999,1541.4749999999999,1351.7549999999999]
["09.03.2022 10:00",1619,182,171,0.85,33.479999999999997,6093.36,1.6925999999999999,1.4387099999999999,1438.71,1351.7549999999999]
["09.03.2022 11:00",1620,171,170,0.85,33.479999999999997,5725.079999999999,1.5902999999999998,1.3517549999999998,1351.7549999999999,1343.8499999999997]
["09.03.2022 12:00",1621,165,170,0.85,33.479999999999997,5524.2,1.5345,1.304325,1304.325,1343.8499999999997]
["09.03.2022 13:00",1622,166,170,0.85,33.479999999999997,5557.6799999999994,1.5437999999999998,1.3122299999999998,1312.2299999999998,1343.8499999999997]
["09.03.2022 14:00",1623,161,170,0.85,33.479999999999997,5390.28,1.4972999999999999,1.2727049999999998,1272.7049999999997,1343.8499999999997]
["09.03.2022 15:00",1624,156,170,0.85,33.479999999999997,5222.8799999999992,1.4507999999999999,1.2331799999999999,1233.1799999999998,1343.8499999999997]
["09.03.2022 16:00",1625,156,170,0.85,33.479999999999997,5222.8799999999992,1.4507999999999999,1.2331799999999999,1233.1799999999998,1343.8499999999997]
["09.03.2022 17:00",1626,153,170,0.85,33.479999999999997,5122.4399999999996,1.4228999999999998,1.2094649999999998,1209.4649999999997,1343.8499999999997]
["09.03.2022 18:00",1627,160,170,0.85,33.479999999999997,5356.7999999999993,1.4879999999999998,1.2647999999999997,1264.7999999999997,1343.8499999999997]
["09.03.2022 19:00",1628,168,170,0.85,33.479999999999997,5624.6399999999994,1.5623999999999998,1.3280399999999999,1328.04,1343.8499999999997]
["09.03.2022 20:00",1629,173,170,0.85,33.479999999999997,5792.0399999999991,1.6088999999999998,1.3675649999999997,1367.5649999999996,1343.8499999999997]
["09.03.2022 21:00",1630,169,170,0.85,33.479999999999997,5658.12,1.5716999999999999,1.3359449999999999,1335.9449999999999,1343.8499999999997]
["09.03.2022 22:00",1631,129,170,0.85,33.479999999999997,4318.9199999999992,1.1996999999999998,1.0197449999999997,1019.7449999999997,1343.8499999999997]
["09.03.2022 23:00",1632,203,170,0.85,33.479999999999997,6796.44,1.8878999999999999,1.6047149999999999,1604.7149999999999,1343.8499999999997]
["10.03.2022 00:00",1633,195,170,0.85,33.479999999999997,6528.5999999999995,1.8134999999999999,1.5414749999999999,1541.4749999999999,1343.8499999999997]
["10.03.2022 01:00",1634,191,170,0.85,33.479999999999997,6394.6799999999994,1.7762999999999998,1.5098549999999997,1509.8549999999998,1343.8499999999997]
["10.03.2022 02:00",1635,186,170,0.85,33.479999999999997,6227.28,1.7298,1.4703299999999999,1470.33,1343.8499999999997]
["10.03.2022 03:00",1636,195,170,0.85,33.479999999999997,6528.5999999999995,1.8134999999999999,1.5414749999999999,1541.4749999999999,1343.8499999999997]
["10.03.2022 04:00",1637,194,170,0.85,33.479999999999997,6495.119999999999,1.8041999999999998,1.5335699999999999,1533.57,1343.8499999999997]
["10.03.2022 05:00",1638,194,170,0.85,33.479999999999997,6495.119999999999,1.8041999999999998,1.5335699999999999,1533.57,1343.8499999999997]
["10.03.2022 06:00",1639,198,170,0.85,33.479999999999997,6629.0399999999991,1.8413999999999997,1.5651899999999996,1565.1899999999996,1343.8499999999997]
["10.03.2022 07:00",1640,199,170,0.85,33.479999999999997,6662.5199999999995,1.8506999999999998,1.5730949999999997,1573.0949999999998,1343.8499999999997]
["10.03.2022 08:00",1641,187,169,0.85,33.479999999999997,6260.7599999999993,1.7390999999999999,1.4782349999999997,1478.2349999999997,1335.9449999999999]
["10.03.2022 09:00",1642,183,169,0.85,33.479999999999997,6126.8399999999992,1.7018999999999997,1.4466149999999998,1446.6149999999998,1335.9449999999999]
["10.03.2022 10:00",1643,175,169,0.85,33.479999999999997,5858.9999999999991,1.6274999999999997,1.3833749999999998,1383.3749999999998,1335.9449999999999]
["10.03.2022 11:00",1644,166,169,0.85,33.479999999999997,5557.6799999999994,1.5437999999999998,1.3122299999999998,1312.2299999999998,1335.9449999999999]
["10.03.2022 12:00",1645,162,169,0.85,33.479999999999997,5423.7599999999993,1.5065999999999997,1.2806099999999998,1280.6099999999999,1335.9449999999999]
["10.03.2022 13:00",1646,157,169,0.85,33.479999999999997,5256.36,1.4601,1.241085,1241.085,1335.9449999999999]
["10.03.2022 14:00",1647,153,169,0.85,33.479999999999997,5122.4399999999996,1.4228999999999998,1.2094649999999998,1209.4649999999997,1335.9449999999999]
["10.03.2022 15:00",1648,149,169,0.85,33.479999999999997,4988.5199999999995,1.3856999999999999,1.1778449999999998,1177.8449999999998,1335.9449999999999]
["10.03.2022 16:00",1649,152,169,0.85,33.479999999999997,5088.9599999999991,1.4135999999999997,1.2015599999999997,1201.5599999999997,1335.9449999999999]
["10.03.2022 17:00",1650,153,169,0.85,33.479999999999997,5122.4399999999996,1.4228999999999998,1.2094649999999998,1209.4649999999997,1335.9449999999999]
["10.03.2022 18:00",1651,164,169,0.85,33.479999999999997,5490.7199999999993,1.5251999999999999,1.2964199999999999,1296.4199999999998,1335.9449999999999]
["10.03.2022 19:00",1652,165,169,0.85,33.479999999999997,5524.2,1.5345,1.304325,1304.325,1335.9449999999999]
["10.03.2022 20:00",1653,169,169,0.85,33.479999999999997,5658.12,1.5716999999999999,1.3359449999999999,1335.9449999999999,1335.9449999999999]
["10.03.2022 21:00",1654,178,169,0.85,33.479999999999997,5959.44,1.6554,1.40709,1407.09,1335.9449999999999]
["10.03.2022 22:00",1655,178,169,0.85,33.479999999999997,5959.44,1.6554,1.40709,1407.09,1335.9449999999999]
["10.03.2022 23:00",1656,178,169,0.85,33.479999999999997,5959.44,1.6554,1.40709,1407.09,1335.9449999999999]
["11.03.2022 00:00",1657,178,169,0.85,33.479999999999997,5959.44,1.6554,1.40709,1407.09,1335.9449999999999]
["11.03.2022 01:00",1658,178,169,0.85,33.479999999999997,5959.44,1.6554,1.40709,1407.09,1335.9449999999999]
["11.03.2022 02:00",1659,182,169,0.85,33.479999999999997,6093.36,1.6925999999999999,1.4387099999999999,1438.71,1335.9449999999999]
["11.03.2022 03:00",1660,183,169,0.85,33.479999999999997,6126.8399999999992,1.7018999999999997,1.4466149999999998,1446.6149999999998,1335.9449999999999]
["11.03.2022 04:00",1661,178,169,0.85,33.479999999999997,5959.44,1.6554,1.40709,1407.09,1335.9449999999999]
["11.03.2022 05:00",1662,186,169,0.85,33.479999999999997,6227.28,1.7298,1.4703299999999999,1470.33,1335.9449999999999]
["11.03.2022 06:00",1663,186,169,0.85,33.479999999999997,6227.28,1.7298,1.4703299999999999,1470.33,1335.9449999999999]
["11.03.2022 07:00",1664,178,169,0.85,33.479999999999997,5959.44,1.6554,1.40709,1407.09,1335.9449999999999]
["11.03.2022 08:00",1665,183,169,0.85,33.479999999999997,6126.8399999999992,{"$f":"G1666/3600","v":1.7018999999999997},1.4466149999999998,1446.6149999999998,1335.9449999999999]
["11.03.2022 09:00",{"$f":"B1666+1","v":1666},187,169,0.85,33.479999999999997,{"$f":"C1667*F1667","v":6260.7599999999993},1.7390999999999999,{"$f":"H1667*E1667","v":1.4782349999999997},{"$f":"I1667*1000/1","v":1478.2349999999997},1335.9449999999999]
["11.03.2022 10:00",1667,166,169,{"$f":"E1667","v":0.85},{"$f":"F1667","v":33.479999999999997},5557.6799999999994,1.5437999999999998,1.3122299999999998,1312.2299999999998,1335.9449999999999]
["11.03.2022 11:00",1668,166,169,0.85,33.479999999999997,5557.6799999999994,1.5437999999999998,1.3122299999999998,1312.2299999999998,1335.9449999999999]
["11.03.2022 12:00",1669,166,169,0.85,33.479999999999997,5557.6799999999994,1.5437999999999998,1.3122299999999998,1312.2299999999998,1335.9449999999999]
["11.03.2022 13:00",1670,149,169,0.85,33.479999999999997,4988.5199999999995,1.3856999999999999,1.1778449999999998,1177.8449999999998,1335.9449999999999]
["11.03.2022 14:00",1671,166,169,0.85,33.479999999999997,5557.6799999999994,1.5437999999999998,1.3122299999999998,1312.2299999999998,1335.9449999999999]
["11.03.2022 15:00",1672,162,169,0.85,33.479999999999997,5423.7599999999993,1.5065999999999997,1.2806099999999998,1280.6099999999999,1335.9449999999999]
["11.03.2022 16:00",1673,165,169,0.85,33.479999999999997,5524.2,1.5345,1.304325,1304.325,1335.9449999999999]
["11.03.2022 17:00",1674,153,169,0.85,33.479999999999997,5122.4399999999996,1.4228999999999998,1.2094649999999998,1209.4649999999997,1335.9449999999999]
["11.03.2022 18:00",1675,161,169,0.85,33.479999999999997,5390.28,1.4972999999999999,1.2727049999999998,1272.7049999999997,1335.9449999999999]
["11.03.2022 19:00",1676,165,169,0.85,33.479999999999997,5524.2,1.5345,1.304325,1304.325,1335.9449999999999]
["11.03.2022 20:00",1677,170,168,0.85,33.479999999999997,5691.5999999999995,1.5809999999999997,1.3438499999999998,1343.8499999999997,1328.04]
["11.03.2022 21:00",1678,165,168,0.85,33.479999999999997,5524.2,1.5345,1.304325,1304.325,1328.04]
["11.03.2022 22:00",1679,170,168,0.85,33.479999999999997,5691.5999999999995,1.5809999999999997,1.3438499999999998,1343.8499999999997,1328.04]
["11.03.2022 23:00",1680,174,168,0.85,33.479999999999997,5825.5199999999995,1.6181999999999999,1.3754699999999997,1375.4699999999998,1328.04]
["12.03.2022 00:00",1681,183,168,0.85,33.479999999999997,6126.8399999999992,1.7018999999999997,1.4466149999999998,1446.6149999999998,1328.04]
["12.03.2022 01:00",1682,178,168,0.85,33.479999999999997,5959.44,1.6554,1.40709,1407.09,1328.04]
["12.03.2022 02:00",1683,178,168,0.85,33.479999999999997,5959.44,1.6554,1.40709,1407.09,1328.04]
["12.03.2022 03:00",1684,179,168,0.85,33.479999999999997,5992.9199999999992,1.6646999999999998,1.4149949999999998,1414.9949999999999,1328.04]
["12.03.2022 04:00",1685,186,168,0.85,33.479999999999997,6227.28,1.7298,1.4703299999999999,1470.33,1328.04]
["12.03.2022 05:00",1686,178,168,0.85,33.479999999999997,5959.44,1.6554,1.40709,1407.09,1328.04]
["12.03.2022 06:00",1687,186,168,0.85,33.479999999999997,6227.28,1.7298,1.4703299999999999,1470.33,1328.04]
["12.03.2022 07:00",1688,177,168,0.85,33.479999999999997,5925.9599999999991,1.6460999999999997,1.3991849999999997,1399.1849999999997,1328.04]
["12.03.2022 08:00",1689,174,168,0.85,33.479999999999997,5825.5199999999995,1.6181999999999999,1.3754699999999997,1375.4699999999998,1328.04]
["12.03.2022 09:00",1690,170,168,0.85,33.479999999999997,5691.5999999999995,1.5809999999999997,1.3438499999999998,1343.8499999999997,1328.04]
["12.03.2022 10:00",1691,167,168,0.85,33.479999999999997,5591.16,1.5530999999999999,1.3201349999999998,1320.1349999999998,1328.04]
["12.03.2022 11:00",1692,161,168,0.85,33.479999999999997,5390.28,1.4972999999999999,1.2727049999999998,1272.7049999999997,1328.04]
["12.03.2022 12:00",1693,158,168,0.85,33.479999999999997,5289.8399999999992,1.4693999999999998,1.2489899999999998,1248.9899999999998,1328.04]
["12.03.2022 13:00",1694,148,168,0.85,33.479999999999997,4955.04,1.3764000000000001,1.16994,1169.94,1328.04]
["12.03.2022 14:00",1695,157,168,0.85,33.479999999999997,5256.36,1.4601,1.241085,1241.085,1328.04]
["12.03.2022 15:00",1696,152,168,0.85,33.479999999999997,5088.9599999999991,1.4135999999999997,1.2015599999999997,1201.5599999999997,1328.04]
["12.03.2022 16:00",1697,152,168,0.85,33.479999999999997,5088.9599999999991,1.4135999999999997,1.2015599999999997,1201.5599999999997,1328.04]
["12.03.2022 17:00",1698,152,168,0.85,33.479999999999997,5088.9599999999991,1.4135999999999997,1.2015599999999997,1201.5599999999997,1328.04]
["12.03.2022 18:00",1699,157,168,0.85,33.479999999999997,5256.36,1.4601,1.241085,1241.085,1328.04]
["12.03.2022 19:00",1700,165,168,0.85,33.479999999999997,5524.2,1.5345,1.304325,1304.325,1328.04]
["12.03.2022 20:00",1701,165,168,0.85,33.479999999999997,5524.2,1.5345,1.304325,1304.325,1328.04]
["12.03.2022 21:00",1702,165,168,0.85,33.479999999999997,5524.2,1.5345,1.304325,1304.325,1328.04]
["12.03.2022 22:00",1703,170,168,0.85,33.479999999999997,5691.5999999999995,1.5809999999999997,1.3438499999999998,1343.8499999999997,1328.04]
["12.03.2022 23:00",1704,170,168,0.85,33.479999999999997,5691.5999999999995,1.5809999999999997,1.3438499999999998,1343.8499999999997,1328.04]
["13.03.2022 00:00",1705,174,168,0.85,33.479999999999997,5825.5199999999995,1.6181999999999999,1.3754699999999997,1375.4699999999998,1328.04]
["13.03.2022 01:00",1706,173,168,0.85,33.479999999999997,5792.0399999999991,1.6088999999999998,1.3675649999999997,1367.5649999999996,1328.04]
["13.03.2022 02:00",1707,179,168,0.85,33.479999999999997,5992.9199999999992,1.6646999999999998,1.4149949999999998,1414.9949999999999,1328.04]
["13.03.2022 03:00",1708,177,168,0.85,33.479999999999997,5925.9599999999991,1.6460999999999997,1.3991849999999997,1399.1849999999997,1328.04]
["13.03.2022 04:00",1709,178,168,0.85,33.479999999999997,5959.44,1.6554,1.40709,1407.09,1328.04]
["13.03.2022 05:00",1710,182,168,0.85,33.479999999999997,6093.36,1.6925999999999999,1.4387099999999999,1438.71,1328.04]
["13.03.2022 06:00",1711,182,168,0.85,33.479999999999997,6093.36,1.6925999999999999,1.4387099999999999,1438.71,1328.04]
["13.03.2022 07:00",1712,178,168,0.85,33.479999999999997,5959.44,1.6554,1.40709,1407.09,1328.04]
["13.03.2022 08:00",1713,166,168,0.85,33.479999999999997,5557.6799999999994,1.5437999999999998,1.3122299999999998,1312.2299999999998,1328.04]
["13.03.2022 09:00",1714,162,168,0.85,33.479999999999997,5423.7599999999993,1.5065999999999997,1.2806099999999998,1280.6099999999999,1328.04]
["13.03.2022 10:00",1715,157,168,0.85,33.479999999999997,5256.36,1.4601,1.241085,1241.085,1328.04]
["13.03.2022 11:00",1716,153,168,0.85,33.479999999999997,5122.4399999999996,1.4228999999999998,1.2094649999999998,1209.4649999999997,1328.04]
["13.03.2022 12:00",1717,148,168,0.85,33.479999999999997,4955.04,1.3764000000000001,1.16994,1169.94,1328.04]
["13.03.2022 13:00",1718,144,168,0.85,33.479999999999997,4821.12,1.3391999999999999,1.13832,1138.32,1328.04]
["13.03.2022 14:00",1719,144,168,0.85,33.479999999999997,4821.12,1.3391999999999999,1.13832,1138.32,1328.04]
["13.03.2022 15:00",1720,140,168,0.85,33.479999999999997,4687.2,1.302,1.1067,1106.7,1328.04]
["13.03.2022 16:00",1721,148,168,0.85,33.479999999999997,4955.04,1.3764000000000001,1.16994,1169.94,1328.04]
["13.03.2022 17:00",1722,148,168,0.85,33.479999999999997,4955.04,1.3764000000000001,1.16994,1169.94,1328.04]
["13.03.2022 18:00",1723,148,168,0.85,33.479999999999997,4955.04,1.3764000000000001,1.16994,1169.94,1328.04]
["13.03.2022 19:00",1724,148,168,0.85,33.479999999999997,4955.04,1.3764000000000001,1.16994,1169.94,1328.04]
["13.03.2022 20:00",1725,153,168,0.85,33.479999999999997,5122.4399999999996,1.4228999999999998,1.2094649999999998,1209.4649999999997,1328.04]
["13.03.2022 21:00",1726,157,168,0.85,33.479999999999997,5256.36,1.4601,1.241085,1241.085,1328.04]
["13.03.2022 22:00",1727,161,168,0.85,33.479999999999997,5390.28,1.4972999999999999,1.2727049999999998,1272.7049999999997,1328.04]
["13.03.2022 23:00",1728,153,168,0.85,33.479999999999997,5122.4399999999996,1.4228999999999998,1.2094649999999998,1209.4649999999997,1328.04]
["14.03.2022 00:00",1729,156,168,0.85,33.479999999999997,5222.8799999999992,{"$f":"G1730/3600","v":1.4507999999999999},1.2331799999999999,1233.1799999999998,1328.04]
["14.03.2022 01:00",{"$f":"B1730+1","v":1730},161,168,0.85,33.479999999999997,{"$f":"C1731*F1731","v":5390.28},1.4972999999999999,{"$f":"H1731*E1731","v":1.2727049999999998},{"$f":"I1731*1000/1","v":1272.7049999999997},1328.04]
["14.03.2022 02:00",1731,160,168,{"$f":"E1731","v":0.85},{"$f":"F1731","v":33.479999999999997},5356.7999999999993,1.4879999999999998,1.2647999999999997,1264.7999999999997,1328.04]
["14.03.2022 03:00",1732,165,168,0.85,33.479999999999997,5524.2,1.5345,1.304325,1304.325,1328.04]
["14.03.2022 04:00",1733,165,168,0.85,33.479999999999997,5524.2,1.5345,1.304325,1304.325,1328.04]
["14.03.2022 05:00",1734,169,168,0.85,33.479999999999997,5658.12,1.5716999999999999,1.3359449999999999,1335.9449999999999,1328.04]
["14.03.2022 06:00",1735,168,168,0.85,33.479999999999997,5624.6399999999994,1.5623999999999998,1.3280399999999999,1328.04,1328.04]
["14.03.2022 07:00",1736,165,168,0.85,33.479999999999997,5524.2,1.5345,1.304325,1304.325,1328.04]
["14.03.2022 08:00",1737,157,168,0.85,33.479999999999997,5256.36,1.4601,1.241085,1241.085,1328.04]
["14.03.2022 09:00",1738,157,168,0.85,33.479999999999997,5256.36,1.4601,1.241085,1241.085,1328.04]
["14.03.2022 10:00",1739,153,168,0.85,33.479999999999997,5122.4399999999996,1.4228999999999998,1.2094649999999998,1209.4649999999997,1328.04]
["14.03.2022 11:00",1740,148,168,0.85,33.479999999999997,4955.04,1.3764000000000001,1.16994,1169.94,1328.04]
["14.03.2022 12:00",1741,148,168,0.85,33.479999999999997,4955.04,1.3764000000000001,1.16994,1169.94,1328.04]
["14.03.2022 13:00",1742,144,168,0.85,33.479999999999997,4821.12,1.3391999999999999,1.13832,1138.32,1328.04]
["14.03.2022 14:00",1743,136,168,0.85,33.479999999999997,4553.28,1.2647999999999999,1.0750799999999998,1075.08,1328.04]
["14.03.2022 15:00",1744,132,168,0.85,33.479999999999997,4419.3599999999997,1.2275999999999998,1.0434599999999998,1043.4599999999998,1328.04]
["14.03.2022 16:00",1745,131,168,0.85,33.479999999999997,4385.8799999999992,1.2182999999999997,1.0355549999999998,1035.5549999999998,1328.04]
["14.03.2022 17:00",1746,136,168,0.85,33.479999999999997,4553.28,1.2647999999999999,1.0750799999999998,1075.08,1328.04]
["14.03.2022 18:00",1747,143,168,0.85,33.479999999999997,4787.6399999999994,1.3298999999999999,1.1304149999999999,1130.415,1328.04]
["14.03.2022 19:00",1748,143,167,0.85,33.479999999999997,4787.6399999999994,1.3298999999999999,1.1304149999999999,1130.415,1320.1349999999998]
["14.03.2022 20:00",1749,149,167,0.85,33.479999999999997,4988.5199999999995,1.3856999999999999,1.1778449999999998,1177.8449999999998,1320.1349999999998]
["14.03.2022 21:00",1750,144,167,0.85,33.479999999999997,4821.12,1.3391999999999999,1.13832,1138.32,1320.1349999999998]
["14.03.2022 22:00",1751,148,167,0.85,33.479999999999997,4955.04,1.3764000000000001,1.16994,1169.94,1320.1349999999998]
["14.03.2022 23:00",1752,157,167,0.85,33.479999999999997,5256.36,1.4601,1.241085,1241.085,1320.1349999999998]
["15.03.2022 00:00",1753,156,167,0.85,33.479999999999997,5222.8799999999992,1.4507999999999999,1.2331799999999999,1233.1799999999998,1320.1349999999998]
["15.03.2022 01:00",1754,157,167,0.85,33.479999999999997,5256.36,1.4601,1.241085,1241.085,1320.1349999999998]
["15.03.2022 02:00",1755,157,167,0.85,33.479999999999997,5256.36,1.4601,1.241085,1241.085,1320.1349999999998]
["15.03.2022 03:00",1756,160,167,0.85,33.479999999999997,5356.7999999999993,1.4879999999999998,1.2647999999999997,1264.7999999999997,1320.1349999999998]
["15.03.2022 04:00",1757,161,167,0.85,33.479999999999997,5390.28,1.4972999999999999,1.2727049999999998,1272.7049999999997,1320.1349999999998]
["15.03.2022 05:00",1758,164,167,0.85,33.479999999999997,5490.7199999999993,1.5251999999999999,1.2964199999999999,1296.4199999999998,1320.1349999999998]
["15.03.2022 06:00",1759,169,167,0.85,33.479999999999997,5658.12,1.5716999999999999,1.3359449999999999,1335.9449999999999,1320.1349999999998]
["15.03.2022 07:00",1760,174,167,0.85,33.479999999999997,5825.5199999999995,1.6181999999999999,1.3754699999999997,1375.4699999999998,1320.1349999999998]
["15.03.2022 08:00",1761,165,167,0.85,33.479999999999997,5524.2,1.5345,1.304325,1304.325,1320.1349999999998]
["15.03.2022 09:00",1762,153,167,0.85,33.479999999999997,5122.4399999999996,1.4228999999999998,1.2094649999999998,1209.4649999999997,1320.1349999999998]
["15.03.2022 10:00",1763,153,167,0.85,33.479999999999997,5122.4399999999996,1.4228999999999998,1.2094649999999998,1209.4649999999997,1320.1349999999998]
["15.03.2022 11:00",1764,148,167,0.85,33.479999999999997,4955.04,1.3764000000000001,1.16994,1169.94,1320.1349999999998]
["15.03.2022 12:00",1765,132,167,0.85,33.479999999999997,4419.3599999999997,1.2275999999999998,1.0434599999999998,1043.4599999999998,1320.1349999999998]
["15.03.2022 13:00",1766,132,167,0.85,33.479999999999997,4419.3599999999997,1.2275999999999998,1.0434599999999998,1043.4599999999998,1320.1349999999998]
["15.03.2022 14:00",1767,135,167,0.85,33.479999999999997,4519.7999999999993,1.2554999999999998,1.0671749999999998,1067.1749999999997,1320.1349999999998]
["15.03.2022 15:00",1768,135,167,0.85,33.479999999999997,4519.7999999999993,1.2554999999999998,1.0671749999999998,1067.1749999999997,1320.1349999999998]
["15.03.2022 16:00",1769,135,167,0.85,33.479999999999997,4519.7999999999993,1.2554999999999998,1.0671749999999998,1067.1749999999997,1320.1349999999998]
["15.03.2022 17:00",1770,139,167,0.85,33.479999999999997,4653.7199999999993,1.2926999999999997,1.0987949999999997,1098.7949999999998,1320.1349999999998]
["15.03.2022 18:00",1771,139,167,0.85,33.479999999999997,4653.7199999999993,1.2926999999999997,1.0987949999999997,1098.7949999999998,1320.1349999999998]
["15.03.2022 19:00",1772,143,167,0.85,33.479999999999997,4787.6399999999994,1.3298999999999999,1.1304149999999999,1130.415,1320.1349999999998]
["15.03.2022 20:00",1773,140,167,0.85,33.479999999999997,4687.2,1.302,1.1067,1106.7,1320.1349999999998]
["15.03.2022 21:00",1774,136,167,0.85,33.479999999999997,4553.28,1.2647999999999999,1.0750799999999998,1075.08,1320.1349999999998]
["15.03.2022 22:00",1775,147,167,0.85,33.479999999999997,4921.5599999999995,1.3670999999999998,1.1620349999999997,1162.0349999999996,1320.1349999999998]
["15.03.2022 23:00",1776,148,167,0.85,33.479999999999997,4955.04,1.3764000000000001,1.16994,1169.94,1320.1349999999998]
["16.03.2022 00:00",1777,148,167,0.85,33.479999999999997,4955.04,1.3764000000000001,1.16994,1169.94,1320.1349999999998]
["16.03.2022 01:00",1778,148,167,0.85,33.479999999999997,4955.04,1.3764000000000001,1.16994,1169.94,1320.1349999999998]
["16.03.2022 02:00",1779,148,167,0.85,33.479999999999997,4955.04,1.3764000000000001,1.16994,1169.94,1320.1349999999998]
["16.03.2022 03:00",1780,147,167,0.85,33.479999999999997,4921.5599999999995,1.3670999999999998,1.1620349999999997,1162.0349999999996,1320.1349999999998]
["16.03.2022 04:00",1781,148,167,0.85,33.479999999999997,4955.04,1.3764000000000001,1.16994,1169.94,1320.1349999999998]
["16.03.2022 05:00",1782,148,167,0.85,33.479999999999997,4955.04,1.3764000000000001,1.16994,1169.94,1320.1349999999998]
["16.03.2022 06:00",1783,152,167,0.85,33.479999999999997,5088.9599999999991,1.4135999999999997,1.2015599999999997,1201.5599999999997,1320.1349999999998]
["16.03.2022 07:00",1784,151,166,0.85,33.479999999999997,5055.4799999999996,1.4042999999999999,1.1936549999999999,1193.655,1312.2299999999998]
["16.03.2022 08:00",1785,145,166,0.85,33.479999999999997,4854.5999999999995,1.3484999999999998,1.1462249999999998,1146.2249999999999,1312.2299999999998]
["16.03.2022 09:00",1786,140,166,0.85,33.479999999999997,4687.2,1.302,1.1067,1106.7,1312.2299999999998]
["16.03.2022 10:00",1787,144,166,0.85,33.479999999999997,4821.12,1.3391999999999999,1.13832,1138.32,1312.2299999999998]
["16.03.2022 11:00",1788,111,166,0.85,33.479999999999997,3716.2799999999997,1.0323,0.87745499999999998,877.45500000000004,1312.2299999999998]
["16.03.2022 12:00",1789,123,166,0.85,33.479999999999997,4118.04,1.1438999999999999,0.97231499999999993,972.31499999999994,1312.2299999999998]
["16.03.2022 13:00",1790,127,166,0.85,33.479999999999997,4251.96,1.1811,1.003935,1003.9350000000001,1312.2299999999998]
["16.03.2022 14:00",1791,123,166,0.85,33.479999999999997,4118.04,1.1438999999999999,0.97231499999999993,972.31499999999994,1312.2299999999998]
["16.03.2022 15:00",1792,123,166,0.85,33.479999999999997,4118.04,1.1438999999999999,0.97231499999999993,972.31499999999994,1312.2299999999998]
["16.03.2022 16:00",1793,115,166,0.85,33.479999999999997,3850.2,{"$f":"G1794/3600","v":1.0694999999999999},0.90907499999999986,909.07499999999982,1312.2299999999998]
["16.03.2022 17:00",{"$f":"B1794+1","v":1794},118,166,0.85,33.479999999999997,{"$f":"C1795*F1795","v":3950.6399999999994},1.0973999999999999,{"$f":"H1795*E1795","v":0.9327899999999999},{"$f":"I1795*1000/1","v":932.78999999999985},1312.2299999999998]
["16.03.2022 18:00",1795,123,166,{"$f":"E1795","v":0.85},{"$f":"F1795","v":33.479999999999997},4118.04,1.1438999999999999,0.97231499999999993,972.31499999999994,1312.2299999999998]
["16.03.2022 19:00",1796,127,166,0.85,33.479999999999997,4251.96,1.1811,1.003935,1003.9350000000001,1312.2299999999998]
["16.03.2022 20:00",1797,136,166,0.85,33.479999999999997,4553.28,1.2647999999999999,1.0750799999999998,1075.08,1312.2299999999998]
["16.03.2022 21:00",1798,135,166,0.85,33.479999999999997,4519.7999999999993,1.2554999999999998,1.0671749999999998,1067.1749999999997,1312.2299999999998]
["16.03.2022 22:00",1799,148,166,0.85,33.479999999999997,4955.04,1.3764000000000001,1.16994,1169.94,1312.2299999999998]
["16.03.2022 23:00",1800,140,166,0.85,33.479999999999997,4687.2,1.302,1.1067,1106.7,1312.2299999999998]
["17.03.2022 00:00",1801,144,166,0.85,33.479999999999997,4821.12,1.3391999999999999,1.13832,1138.32,1312.2299999999998]
["17.03.2022 01:00",1802,144,166,0.85,33.479999999999997,4821.12,1.3391999999999999,1.13832,1138.32,1312.2299999999998]
["17.03.2022 02:00",1803,149,166,0.85,33.479999999999997,4988.5199999999995,1.3856999999999999,1.1778449999999998,1177.8449999999998,1312.2299999999998]
["17.03.2022 03:00",1804,147,166,0.85,33.479999999999997,4921.5599999999995,1.3670999999999998,1.1620349999999997,1162.0349999999996,1312.2299999999998]
["17.03.2022 04:00",1805,144,166,0.85,33.479999999999997,4821.12,1.3391999999999999,1.13832,1138.32,1312.2299999999998]
["17.03.2022 05:00",1806,149,166,0.85,33.479999999999997,4988.5199999999995,1.3856999999999999,1.1778449999999998,1177.8449999999998,1312.2299999999998]
["17.03.2022 06:00",1807,156,166,0.85,33.479999999999997,5222.8799999999992,1.4507999999999999,1.2331799999999999,1233.1799999999998,1312.2299999999998]
["17.03.2022 07:00",1808,148,165,0.85,33.479999999999997,4955.04,1.3764000000000001,1.16994,1169.94,1304.325]
["17.03.2022 08:00",1809,144,165,0.85,33.479999999999997,4821.12,1.3391999999999999,1.13832,1138.32,1304.325]
["17.03.2022 09:00",1810,140,165,0.85,33.479999999999997,4687.2,1.302,1.1067,1106.7,1304.325]
["17.03.2022 10:00",1811,141,165,0.85,33.479999999999997,4720.6799999999994,1.3112999999999999,1.1146049999999998,1114.6049999999998,1304.325]
["17.03.2022 11:00",1812,127,165,0.85,33.479999999999997,4251.96,1.1811,1.003935,1003.9350000000001,1304.325]
["17.03.2022 12:00",1813,124,165,0.85,33.479999999999997,4151.5199999999995,1.1531999999999998,0.98021999999999976,980.2199999999998,1304.325]
["17.03.2022 13:00",1814,119,165,0.85,33.479999999999997,3984.1199999999994,1.1066999999999998,0.94069499999999984,940.69499999999982,1304.325]
["17.03.2022 14:00",1815,122,165,0.85,33.479999999999997,4084.5599999999995,1.1345999999999998,0.96440999999999988,964.40999999999985,1304.325]
["17.03.2022 15:00",1816,119,165,0.85,33.479999999999997,3984.1199999999994,1.1066999999999998,0.94069499999999984,940.69499999999982,1304.325]
["17.03.2022 16:00",1817,119,165,0.85,33.479999999999997,3984.1199999999994,1.1066999999999998,0.94069499999999984,940.69499999999982,1304.325]
["17.03.2022 17:00",1818,122,165,0.85,33.479999999999997,4084.5599999999995,1.1345999999999998,0.96440999999999988,964.40999999999985,1304.325]
["17.03.2022 18:00",1819,127,165,0.85,33.479999999999997,4251.96,1.1811,1.003935,1003.9350000000001,1304.325]
["17.03.2022 19:00",1820,127,165,0.85,33.479999999999997,4251.96,1.1811,1.003935,1003.9350000000001,1304.325]
["17.03.2022 20:00",1821,128,165,0.85,33.479999999999997,4285.4399999999996,1.1903999999999999,1.0118399999999999,1011.8399999999998,1304.325]
["17.03.2022 21:00",1822,131,165,0.85,33.479999999999997,4385.8799999999992,1.2182999999999997,1.0355549999999998,1035.5549999999998,1304.325]
["17.03.2022 22:00",1823,132,165,0.85,33.479999999999997,4419.3599999999997,1.2275999999999998,1.0434599999999998,1043.4599999999998,1304.325]
["17.03.2022 23:00",1824,131,165,0.85,33.479999999999997,4385.8799999999992,1.2182999999999997,1.0355549999999998,1035.5549999999998,1304.325]
["18.03.2022 00:00",1825,128,165,0.85,33.479999999999997,4285.4399999999996,1.1903999999999999,1.0118399999999999,1011.8399999999998,1304.325]
["18.03.2022 01:00",1826,132,165,0.85,33.479999999999997,4419.3599999999997,1.2275999999999998,1.0434599999999998,1043.4599999999998,1304.325]
["18.03.2022 02:00",1827,136,165,0.85,33.479999999999997,4553.28,1.2647999999999999,1.0750799999999998,1075.08,1304.325]
["18.03.2022 03:00",1828,136,165,0.85,33.479999999999997,4553.28,1.2647999999999999,1.0750799999999998,1075.08,1304.325]
["18.03.2022 04:00",1829,132,165,0.85,33.479999999999997,4419.3599999999997,1.2275999999999998,1.0434599999999998,1043.4599999999998,1304.325]
["18.03.2022 05:00",1830,135,165,0.85,33.479999999999997,4519.7999999999993,1.2554999999999998,1.0671749999999998,1067.1749999999997,1304.325]
["18.03.2022 06:00",1831,140,165,0.85,33.479999999999997,4687.2,1.302,1.1067,1106.7,1304.325]
["18.03.2022 07:00",1832,132,165,0.85,33.479999999999997,4419.3599999999997,1.2275999999999998,1.0434599999999998,1043.4599999999998,1304.325]
["18.03.2022 08:00",1833,132,165,0.85,33.479999999999997,4419.3599999999997,1.2275999999999998,1.0434599999999998,1043.4599999999998,1304.325]
["18.03.2022 09:00",1834,124,165,0.85,33.479999999999997,4151.5199999999995,1.1531999999999998,0.98021999999999976,980.2199999999998,1304.325]
["18.03.2022 10:00",1835,128,165,0.85,33.479999999999997,4285.4399999999996,1.1903999999999999,1.0118399999999999,1011.8399999999998,1304.325]
["18.03.2022 11:00",1836,115,165,0.85,33.479999999999997,3850.2,1.0694999999999999,0.90907499999999986,909.07499999999982,1304.325]
["18.03.2022 12:00",1837,116,165,0.85,33.479999999999997,3883.68,1.0788,0.91697999999999991,916.9799999999999,1304.325]
["18.03.2022 13:00",1838,115,165,0.85,33.479999999999997,3850.2,1.0694999999999999,0.90907499999999986,909.07499999999982,1304.325]
["18.03.2022 14:00",1839,115,165,0.85,33.479999999999997,3850.2,1.0694999999999999,0.90907499999999986,909.07499999999982,1304.325]
["18.03.2022 15:00",1840,114,165,0.85,33.479999999999997,3816.72,1.0602,0.90117000000000003,901.17000000000007,1304.325]
["18.03.2022 16:00",1841,111,165,0.85,33.479999999999997,3716.2799999999997,1.0323,0.87745499999999998,877.45500000000004,1304.325]
["18.03.2022 17:00",1842,106,165,0.85,33.479999999999997,3548.8799999999997,0.9857999999999999,0.83792999999999984,837.92999999999984,1304.325]
["18.03.2022 18:00",1843,115,165,0.85,33.479999999999997,3850.2,1.0694999999999999,0.90907499999999986,909.07499999999982,1304.325]
["18.03.2022 19:00",1844,124,165,0.85,33.479999999999997,4151.5199999999995,1.1531999999999998,0.98021999999999976,980.2199999999998,1304.325]
["18.03.2022 20:00",1845,123,165,0.85,33.479999999999997,4118.04,1.1438999999999999,0.97231499999999993,972.31499999999994,1304.325]
["18.03.2022 21:00",1846,128,165,0.85,33.479999999999997,4285.4399999999996,1.1903999999999999,1.0118399999999999,1011.8399999999998,1304.325]
["18.03.2022 22:00",1847,128,165,0.85,33.479999999999997,4285.4399999999996,1.1903999999999999,1.0118399999999999,1011.8399999999998,1304.325]
["18.03.2022 23:00",1848,127,165,0.85,33.479999999999997,4251.96,1.1811,1.003935,1003.9350000000001,1304.325]
["19.03.2022 00:00",1849,128,165,0.85,33.479999999999997,4285.4399999999996,1.1903999999999999,1.0118399999999999,1011.8399999999998,1304.325]
["19.03.2022 01:00",1850,133,165,0.85,33.479999999999997,4452.8399999999992,1.2368999999999999,1.0513649999999999,1051.3649999999998,1304.325]
["19.03.2022 02:00",1851,132,165,0.85,33.479999999999997,4419.3599999999997,1.2275999999999998,1.0434599999999998,1043.4599999999998,1304.325]
["19.03.2022 03:00",1852,136,165,0.85,33.479999999999997,4553.28,1.2647999999999999,1.0750799999999998,1075.08,1304.325]
["19.03.2022 04:00",1853,136,165,0.85,33.479999999999997,4553.28,1.2647999999999999,1.0750799999999998,1075.08,1304.325]
["19.03.2022 05:00",1854,136,165,0.85,33.479999999999997,4553.28,1.2647999999999999,1.0750799999999998,1075.08,1304.325]
["19.03.2022 06:00",1855,141,165,0.85,33.479999999999997,4720.6799999999994,1.3112999999999999,1.1146049999999998,1114.6049999999998,1304.325]
["19.03.2022 07:00",1856,136,165,0.85,33.479999999999997,4553.28,1.2647999999999999,1.0750799999999998,1075.08,1304.325]
["19.03.2022 08:00",1857,132,165,0.85,33.479999999999997,4419.3599999999997,{"$f":"G1858/3600","v":1.2275999999999998},1.0434599999999998,1043.4599999999998,1304.325]
["19.03.2022 09:00",{"$f":"B1858+1","v":1858},132,165,0.85,33.479999999999997,{"$f":"C1859*F1859","v":4419.3599999999997},1.2275999999999998,{"$f":"H1859*E1859","v":1.0434599999999998},{"$f":"I1859*1000/1","v":1043.4599999999998},1304.325]
["19.03.2022 10:00",1859,133,165,{"$f":"E1859","v":0.85},{"$f":"F1859","v":33.479999999999997},4452.8399999999992,1.2368999999999999,1.0513649999999999,1051.3649999999998,1304.325]
["19.03.2022 11:00",1860,128,165,0.85,33.479999999999997,4285.4399999999996,1.1903999999999999,1.0118399999999999,1011.8399999999998,1304.325]
["19.03.2022 12:00",1861,124,165,0.85,33.479999999999997,4151.5199999999995,1.1531999999999998,0.98021999999999976,980.2199999999998,1304.325]
["19.03.2022 13:00",1862,123,165,0.85,33.479999999999997,4118.04,1.1438999999999999,0.97231499999999993,972.31499999999994,1304.325]
["19.03.2022 14:00",1863,124,165,0.85,33.479999999999997,4151.5199999999995,1.1531999999999998,0.98021999999999976,980.2199999999998,1304.325]
["19.03.2022 15:00",1864,119,165,0.85,33.479999999999997,3984.1199999999994,1.1066999999999998,0.94069499999999984,940.69499999999982,1304.325]
["19.03.2022 16:00",1865,123,165,0.85,33.479999999999997,4118.04,1.1438999999999999,0.97231499999999993,972.31499999999994,1304.325]
["19.03.2022 17:00",1866,119,165,0.85,33.479999999999997,3984.1199999999994,1.1066999999999998,0.94069499999999984,940.69499999999982,1304.325]
["19.03.2022 18:00",1867,127,165,0.85,33.479999999999997,4251.96,1.1811,1.003935,1003.9350000000001,1304.325]
["19.03.2022 19:00",1868,128,165,0.85,33.479999999999997,4285.4399999999996,1.1903999999999999,1.0118399999999999,1011.8399999999998,1304.325]
["19.03.2022 20:00",1869,127,165,0.85,33.479999999999997,4251.96,1.1811,1.003935,1003.9350000000001,1304.325]
["19.03.2022 21:00",1870,137,165,0.85,33.479999999999997,4586.7599999999993,1.2740999999999998,1.0829849999999999,1082.9849999999999,1304.325]
["19.03.2022 22:00",1871,144,165,0.85,33.479999999999997,4821.12,1.3391999999999999,1.13832,1138.32,1304.325]
["19.03.2022 23:00",1872,140,165,0.85,33.479999999999997,4687.2,1.302,1.1067,1106.7,1304.325]
["20.03.2022 00:00",1873,141,165,0.85,33.479999999999997,4720.6799999999994,1.3112999999999999,1.1146049999999998,1114.6049999999998,1304.325]
["20.03.2022 01:00",1874,144,164,0.85,33.479999999999997,4821.12,1.3391999999999999,1.13832,1138.32,1296.4199999999998]
["20.03.2022 02:00",1875,145,164,0.85,33.479999999999997,4854.5999999999995,1.3484999999999998,1.1462249999999998,1146.2249999999999,1296.4199999999998]
["20.03.2022 03:00",1876,140,164,0.85,33.479999999999997,4687.2,1.302,1.1067,1106.7,1296.4199999999998]
["20.03.2022 04:00",1877,145,164,0.85,33.479999999999997,4854.5999999999995,1.3484999999999998,1.1462249999999998,1146.2249999999999,1296.4199999999998]
["20.03.2022 05:00",1878,152,164,0.85,33.479999999999997,5088.9599999999991,1.4135999999999997,1.2015599999999997,1201.5599999999997,1296.4199999999998]
["20.03.2022 06:00",1879,149,164,0.85,33.479999999999997,4988.5199999999995,1.3856999999999999,1.1778449999999998,1177.8449999999998,1296.4199999999998]
["20.03.2022 07:00",1880,140,164,0.85,33.479999999999997,4687.2,1.302,1.1067,1106.7,1296.4199999999998]
["20.03.2022 08:00",1881,133,164,0.85,33.479999999999997,4452.8399999999992,1.2368999999999999,1.0513649999999999,1051.3649999999998,1296.4199999999998]
["20.03.2022 09:00",1882,132,164,0.85,33.479999999999997,4419.3599999999997,1.2275999999999998,1.0434599999999998,1043.4599999999998,1296.4199999999998]
["20.03.2022 10:00",1883,128,164,0.85,33.479999999999997,4285.4399999999996,1.1903999999999999,1.0118399999999999,1011.8399999999998,1296.4199999999998]
["20.03.2022 11:00",1884,98,164,0.85,33.479999999999997,3281.0399999999995,0.91139999999999988,0.77468999999999988,774.68999999999983,1296.4199999999998]
["20.03.2022 12:00",1885,62,164,0.85,33.479999999999997,2075.7599999999998,0.57659999999999989,0.49010999999999988,490.1099999999999,1296.4199999999998]
["20.03.2022 13:00",1886,57,164,0.85,33.479999999999997,1908.36,0.53010000000000002,0.45058500000000001,450.58500000000004,1296.4199999999998]
["20.03.2022 14:00",1887,62,164,0.85,33.479999999999997,2075.7599999999998,0.57659999999999989,0.49010999999999988,490.1099999999999,1296.4199999999998]
["20.03.2022 15:00",1888,94,164,0.85,33.479999999999997,3147.12,0.87419999999999998,0.74307000000000001,743.07,1296.4199999999998]
["20.03.2022 16:00",1889,274,164,0.85,33.479999999999997,9173.5199999999986,2.5481999999999996,2.1659699999999997,2165.9699999999998,1296.4199999999998]
["20.03.2022 17:00",1890,107,164,0.85,33.479999999999997,3582.3599999999997,0.99509999999999987,0.84583499999999989,845.83499999999992,1296.4199999999998]
["20.03.2022 18:00",1891,110,164,0.85,33.479999999999997,3682.7999999999997,1.0229999999999999,0.86954999999999993,869.55,1296.4199999999998]
["20.03.2022 19:00",1892,128,164,0.85,33.479999999999997,4285.4399999999996,1.1903999999999999,1.0118399999999999,1011.8399999999998,1296.4199999999998]
["20.03.2022 20:00",1893,127,164,0.85,33.479999999999997,4251.96,1.1811,1.003935,1003.9350000000001,1296.4199999999998]
["20.03.2022 21:00",1894,128,164,0.85,33.479999999999997,4285.4399999999996,1.1903999999999999,1.0118399999999999,1011.8399999999998,1296.4199999999998]
["20.03.2022 22:00",1895,127,164,0.85,33.479999999999997,4251.96,1.1811,1.003935,1003.9350000000001,1296.4199999999998]
["20.03.2022 23:00",1896,132,164,0.85,33.479999999999997,4419.3599999999997,1.2275999999999998,1.0434599999999998,1043.4599999999998,1296.4199999999998]
["21.03.2022 00:00",1897,140,164,0.85,33.479999999999997,4687.2,1.302,1.1067,1106.7,1296.4199999999998]
["21.03.2022 01:00",1898,136,164,0.85,33.479999999999997,4553.28,1.2647999999999999,1.0750799999999998,1075.08,1296.4199999999998]
["21.03.2022 02:00",1899,144,164,0.85,33.479999999999997,4821.12,1.3391999999999999,1.13832,1138.32,1296.4199999999998]
["21.03.2022 03:00",1900,144,164,0.85,33.479999999999997,4821.12,1.3391999999999999,1.13832,1138.32,1296.4199999999998]
["21.03.2022 04:00",1901,148,164,0.85,33.479999999999997,4955.04,1.3764000000000001,1.16994,1169.94,1296.4199999999998]
["21.03.2022 05:00",1902,144,164,0.85,33.479999999999997,4821.12,1.3391999999999999,1.13832,1138.32,1296.4199999999998]
["21.03.2022 06:00",1903,152,164,0.85,33.479999999999997,5088.9599999999991,1.4135999999999997,1.2015599999999997,1201.5599999999997,1296.4199999999998]
["21.03.2022 07:00",1904,144,164,0.85,33.479999999999997,4821.12,1.3391999999999999,1.13832,1138.32,1296.4199999999998]
["21.03.2022 08:00",1905,132,164,0.85,33.479999999999997,4419.3599999999997,1.2275999999999998,1.0434599999999998,1043.4599999999998,1296.4199999999998]
["21.03.2022 09:00",1906,137,164,0.85,33.479999999999997,4586.7599999999993,1.2740999999999998,1.0829849999999999,1082.9849999999999,1296.4199999999998]
["21.03.2022 10:00",1907,132,164,0.85,33.479999999999997,4419.3599999999997,1.2275999999999998,1.0434599999999998,1043.4599999999998,1296.4199999999998]
["21.03.2022 11:00",1908,128,164,0.85,33.479999999999997,4285.4399999999996,1.1903999999999999,1.0118399999999999,1011.8399999999998,1296.4199999999998]
["21.03.2022 12:00",1909,119,164,0.85,33.479999999999997,3984.1199999999994,1.1066999999999998,0.94069499999999984,940.69499999999982,1296.4199999999998]
["21.03.2022 13:00",1910,107,164,0.85,33.479999999999997,3582.3599999999997,0.99509999999999987,0.84583499999999989,845.83499999999992,1296.4199999999998]
["21.03.2022 14:00",1911,115,164,0.85,33.479999999999997,3850.2,1.0694999999999999,0.90907499999999986,909.07499999999982,1296.4199999999998]
["21.03.2022 15:00",1912,114,164,0.85,33.479999999999997,3816.72,1.0602,0.90117000000000003,901.17000000000007,1296.4199999999998]
["21.03.2022 16:00",1913,107,164,0.85,33.479999999999997,3582.3599999999997,0.99509999999999987,0.84583499999999989,845.83499999999992,1296.4199999999998]
["21.03.2022 17:00",1914,106,164,0.85,33.479999999999997,3548.8799999999997,0.9857999999999999,0.83792999999999984,837.92999999999984,1296.4199999999998]
["21.03.2022 18:00",1915,110,164,0.85,33.479999999999997,3682.7999999999997,1.0229999999999999,0.86954999999999993,869.55,1296.4199999999998]
["21.03.2022 19:00",1916,123,164,0.85,33.479999999999997,4118.04,1.1438999999999999,0.97231499999999993,972.31499999999994,1296.4199999999998]
["21.03.2022 20:00",1917,128,164,0.85,33.479999999999997,4285.4399999999996,1.1903999999999999,1.0118399999999999,1011.8399999999998,1296.4199999999998]
["21.03.2022 21:00",1918,131,164,0.85,33.479999999999997,4385.8799999999992,1.2182999999999997,1.0355549999999998,1035.5549999999998,1296.4199999999998]
["21.03.2022 22:00",1919,132,164,0.85,33.479999999999997,4419.3599999999997,1.2275999999999998,1.0434599999999998,1043.4599999999998,1296.4199999999998]
["21.03.2022 23:00",1920,140,164,0.85,33.479999999999997,4687.2,1.302,1.1067,1106.7,1296.4199999999998]
["22.03.2022 00:00",1921,136,164,0.85,33.479999999999997,4553.28,{"$f":"G1922/3600","v":1.2647999999999999},1.0750799999999998,1075.08,1296.4199999999998]
["22.03.2022 01:00",{"$f":"B1922+1","v":1922},140,164,0.85,33.479999999999997,{"$f":"C1923*F1923","v":4687.2},1.302,{"$f":"H1923*E1923","v":1.1067},{"$f":"I1923*1000/1","v":1106.7},1296.4199999999998]
["22.03.2022 02:00",1923,140,164,{"$f":"E1923","v":0.85},{"$f":"F1923","v":33.479999999999997},4687.2,1.302,1.1067,1106.7,1296.4199999999998]
["22.03.2022 03:00",1924,144,164,0.85,33.479999999999997,4821.12,1.3391999999999999,1.13832,1138.32,1296.4199999999998]
["22.03.2022 04:00",1925,149,164,0.85,33.479999999999997,4988.5199999999995,1.3856999999999999,1.1778449999999998,1177.8449999999998,1296.4199999999998]
["22.03.2022 05:00",1926,144,164,0.85,33.479999999999997,4821.12,1.3391999999999999,1.13832,1138.32,1296.4199999999998]
["22.03.2022 06:00",1927,148,164,0.85,33.479999999999997,4955.04,1.3764000000000001,1.16994,1169.94,1296.4199999999998]
["22.03.2022 07:00",1928,144,164,0.85,33.479999999999997,4821.12,1.3391999999999999,1.13832,1138.32,1296.4199999999998]
["22.03.2022 08:00",1929,144,164,0.85,33.479999999999997,4821.12,1.3391999999999999,1.13832,1138.32,1296.4199999999998]
["22.03.2022 09:00",1930,132,164,0.85,33.479999999999997,4419.3599999999997,1.2275999999999998,1.0434599999999998,1043.4599999999998,1296.4199999999998]
["22.03.2022 10:00",1931,124,164,0.85,33.479999999999997,4151.5199999999995,1.1531999999999998,0.98021999999999976,980.2199999999998,1296.4199999999998]
["22.03.2022 11:00",1932,111,164,0.85,33.479999999999997,3716.2799999999997,1.0323,0.87745499999999998,877.45500000000004,1296.4199999999998]
["22.03.2022 12:00",1933,102,164,0.85,33.479999999999997,3414.9599999999996,0.94859999999999989,0.80630999999999986,806.30999999999983,1296.4199999999998]
["22.03.2022 13:00",1934,102,164,0.85,33.479999999999997,3414.9599999999996,0.94859999999999989,0.80630999999999986,806.30999999999983,1296.4199999999998]
["22.03.2022 14:00",1935,111,164,0.85,33.479999999999997,3716.2799999999997,1.0323,0.87745499999999998,877.45500000000004,1296.4199999999998]
["22.03.2022 15:00",1936,106,164,0.85,33.479999999999997,3548.8799999999997,0.9857999999999999,0.83792999999999984,837.92999999999984,1296.4199999999998]
["22.03.2022 16:00",1937,101,164,0.85,33.479999999999997,3381.4799999999996,0.93929999999999991,0.79840499999999992,798.40499999999997,1296.4199999999998]
["22.03.2022 17:00",1938,102,164,0.85,33.479999999999997,3414.9599999999996,0.94859999999999989,0.80630999999999986,806.30999999999983,1296.4199999999998]
["22.03.2022 18:00",1939,102,164,0.85,33.479999999999997,3414.9599999999996,0.94859999999999989,0.80630999999999986,806.30999999999983,1296.4199999999998]
["22.03.2022 19:00",1940,110,164,0.85,33.479999999999997,3682.7999999999997,1.0229999999999999,0.86954999999999993,869.55,1296.4199999999998]
["22.03.2022 20:00",1941,119,164,0.85,33.479999999999997,3984.1199999999994,1.1066999999999998,0.94069499999999984,940.69499999999982,1296.4199999999998]
["22.03.2022 21:00",1942,119,164,0.85,33.479999999999997,3984.1199999999994,1.1066999999999998,0.94069499999999984,940.69499999999982,1296.4199999999998]
["22.03.2022 22:00",1943,127,164,0.85,33.479999999999997,4251.96,1.1811,1.003935,1003.9350000000001,1296.4199999999998]
["22.03.2022 23:00",1944,123,164,0.85,33.479999999999997,4118.04,1.1438999999999999,0.97231499999999993,972.31499999999994,1296.4199999999998]
["23.03.2022 00:00",1945,123,164,0.85,33.479999999999997,4118.04,1.1438999999999999,0.97231499999999993,972.31499999999994,1296.4199999999998]
["23.03.2022 01:00",1946,123,164,0.85,33.479999999999997,4118.04,1.1438999999999999,0.97231499999999993,972.31499999999994,1296.4199999999998]
["23.03.2022 02:00",1947,136,164,0.85,33.479999999999997,4553.28,1.2647999999999999,1.0750799999999998,1075.08,1296.4199999999998]
["23.03.2022 03:00",1948,136,164,0.85,33.479999999999997,4553.28,1.2647999999999999,1.0750799999999998,1075.08,1296.4199999999998]
["23.03.2022 04:00",1949,131,164,0.85,33.479999999999997,4385.8799999999992,1.2182999999999997,1.0355549999999998,1035.5549999999998,1296.4199999999998]
["23.03.2022 05:00",1950,140,164,0.85,33.479999999999997,4687.2,1.302,1.1067,1106.7,1296.4199999999998]
["23.03.2022 06:00",1951,143,164,0.85,33.479999999999997,4787.6399999999994,1.3298999999999999,1.1304149999999999,1130.415,1296.4199999999998]
["23.03.2022 07:00",1952,132,164,0.85,33.479999999999997,4419.3599999999997,1.2275999999999998,1.0434599999999998,1043.4599999999998,1296.4199999999998]
["23.03.2022 08:00",1953,132,164,0.85,33.479999999999997,4419.3599999999997,1.2275999999999998,1.0434599999999998,1043.4599999999998,1296.4199999999998]
["23.03.2022 09:00",1954,123,164,0.85,33.479999999999997,4118.04,1.1438999999999999,0.97231499999999993,972.31499999999994,1296.4199999999998]
["23.03.2022 10:00",1955,107,164,0.85,33.479999999999997,3582.3599999999997,0.99509999999999987,0.84583499999999989,845.83499999999992,1296.4199999999998]
["23.03.2022 11:00",1956,111,164,0.85,33.479999999999997,3716.2799999999997,1.0323,0.87745499999999998,877.45500000000004,1296.4199999999998]
["23.03.2022 12:00",1957,106,163,0.85,33.479999999999997,3548.8799999999997,0.9857999999999999,0.83792999999999984,837.92999999999984,1288.5150000000001]
["23.03.2022 13:00",1958,98,163,0.85,33.479999999999997,3281.0399999999995,0.91139999999999988,0.77468999999999988,774.68999999999983,1288.5150000000001]
["23.03.2022 14:00",1959,101,163,0.85,33.479999999999997,3381.4799999999996,0.93929999999999991,0.79840499999999992,798.40499999999997,1288.5150000000001]
["23.03.2022 15:00",1960,103,163,0.85,33.479999999999997,3448.4399999999996,0.95789999999999986,0.81421499999999991,814.21499999999992,1288.5150000000001]
["23.03.2022 16:00",1961,97,163,0.85,33.479999999999997,3247.5599999999995,0.9020999999999999,0.76678499999999994,766.78499999999997,1288.5150000000001]
["23.03.2022 17:00",1962,98,163,0.85,33.479999999999997,3281.0399999999995,0.91139999999999988,0.77468999999999988,774.68999999999983,1288.5150000000001]
["23.03.2022 18:00",1963,97,163,0.85,33.479999999999997,3247.5599999999995,0.9020999999999999,0.76678499999999994,766.78499999999997,1288.5150000000001]
["23.03.2022 19:00",1964,106,163,0.85,33.479999999999997,3548.8799999999997,0.9857999999999999,0.83792999999999984,837.92999999999984,1288.5150000000001]
["23.03.2022 20:00",1965,106,163,0.85,33.479999999999997,3548.8799999999997,0.9857999999999999,0.83792999999999984,837.92999999999984,1288.5150000000001]
["23.03.2022 21:00",1966,106,163,0.85,33.479999999999997,3548.8799999999997,0.9857999999999999,0.83792999999999984,837.92999999999984,1288.5150000000001]
["23.03.2022 22:00",1967,115,163,0.85,33.479999999999997,3850.2,1.0694999999999999,0.90907499999999986,909.07499999999982,1288.5150000000001]
["23.03.2022 23:00",1968,122,163,0.85,33.479999999999997,4084.5599999999995,1.1345999999999998,0.96440999999999988,964.40999999999985,1288.5150000000001]
["24.03.2022 00:00",1969,123,163,0.85,33.479999999999997,4118.04,1.1438999999999999,0.97231499999999993,972.31499999999994,1288.5150000000001]
["24.03.2022 01:00",1970,123,163,0.85,33.479999999999997,4118.04,1.1438999999999999,0.97231499999999993,972.31499999999994,1288.5150000000001]
["24.03.2022 02:00",1971,123,163,0.85,33.479999999999997,4118.04,1.1438999999999999,0.97231499999999993,972.31499999999994,1288.5150000000001]
["24.03.2022 03:00",1972,131,163,0.85,33.479999999999997,4385.8799999999992,1.2182999999999997,1.0355549999999998,1035.5549999999998,1288.5150000000001]
["24.03.2022 04:00",1973,127,163,0.85,33.479999999999997,4251.96,1.1811,1.003935,1003.9350000000001,1288.5150000000001]
["24.03.2022 05:00",1974,131,163,0.85,33.479999999999997,4385.8799999999992,1.2182999999999997,1.0355549999999998,1035.5549999999998,1288.5150000000001]
["24.03.2022 06:00",1975,131,163,0.85,33.479999999999997,4385.8799999999992,1.2182999999999997,1.0355549999999998,1035.5549999999998,1288.5150000000001]
["24.03.2022 07:00",1976,136,163,0.85,33.479999999999997,4553.28,1.2647999999999999,1.0750799999999998,1075.08,1288.5150000000001]
["24.03.2022 08:00",1977,123,163,0.85,33.479999999999997,4118.04,1.1438999999999999,0.97231499999999993,972.31499999999994,1288.5150000000001]
["24.03.2022 09:00",1978,124,163,0.85,33.479999999999997,4151.5199999999995,1.1531999999999998,0.98021999999999976,980.2199999999998,1288.5150000000001]
["24.03.2022 10:00",1979,110,163,0.85,33.479999999999997,3682.7999999999997,1.0229999999999999,0.86954999999999993,869.55,1288.5150000000001]
["24.03.2022 11:00",1980,102,163,0.85,33.479999999999997,3414.9599999999996,0.94859999999999989,0.80630999999999986,806.30999999999983,1288.5150000000001]
["24.03.2022 12:00",1981,99,163,0.85,33.479999999999997,3314.5199999999995,0.92069999999999985,0.78259499999999982,782.5949999999998,1288.5150000000001]
["24.03.2022 13:00",1982,102,163,0.85,33.479999999999997,3414.9599999999996,0.94859999999999989,0.80630999999999986,806.30999999999983,1288.5150000000001]
["24.03.2022 14:00",1983,102,163,0.85,33.479999999999997,3414.9599999999996,0.94859999999999989,0.80630999999999986,806.30999999999983,1288.5150000000001]
["24.03.2022 15:00",1984,101,163,0.85,33.479999999999997,3381.4799999999996,0.93929999999999991,0.79840499999999992,798.40499999999997,1288.5150000000001]
["24.03.2022 16:00",1985,97,163,0.85,33.479999999999997,3247.5599999999995,{"$f":"G1986/3600","v":0.9020999999999999},0.76678499999999994,766.78499999999997,1288.5150000000001]
["24.03.2022 17:00",{"$f":"B1986+1","v":1986},101,163,0.85,33.479999999999997,{"$f":"C1987*F1987","v":3381.4799999999996},0.93929999999999991,{"$f":"H1987*E1987","v":0.79840499999999992},{"$f":"I1987*1000/1","v":798.40499999999997},1288.5150000000001]
["24.03.2022 18:00",1987,98,163,{"$f":"E1987","v":0.85},{"$f":"F1987","v":33.479999999999997},3281.0399999999995,0.91139999999999988,0.77468999999999988,774.68999999999983,1288.5150000000001]
["24.03.2022 19:00",1988,105,163,0.85,33.479999999999997,3515.3999999999996,0.97649999999999992,0.8300249999999999,830.02499999999986,1288.5150000000001]
["24.03.2022 20:00",1989,110,163,0.85,33.479999999999997,3682.7999999999997,1.0229999999999999,0.86954999999999993,869.55,1288.5150000000001]
["24.03.2022 21:00",1990,115,163,0.85,33.479999999999997,3850.2,1.0694999999999999,0.90907499999999986,909.07499999999982,1288.5150000000001]
["24.03.2022 22:00",1991,118,163,0.85,33.479999999999997,3950.6399999999994,1.0973999999999999,0.9327899999999999,932.78999999999985,1288.5150000000001]
["24.03.2022 23:00",1992,127,163,0.85,33.479999999999997,4251.96,1.1811,1.003935,1003.9350000000001,1288.5150000000001]
["25.03.2022 00:00",1993,119,163,0.85,33.479999999999997,3984.1199999999994,1.1066999999999998,0.94069499999999984,940.69499999999982,1288.5150000000001]
["25.03.2022 01:00",1994,128,163,0.85,33.479999999999997,4285.4399999999996,1.1903999999999999,1.0118399999999999,1011.8399999999998,1288.5150000000001]
["25.03.2022 02:00",1995,122,163,0.85,33.479999999999997,4084.5599999999995,1.1345999999999998,0.96440999999999988,964.40999999999985,1288.5150000000001]
["25.03.2022 03:00",1996,132,163,0.85,33.479999999999997,4419.3599999999997,1.2275999999999998,1.0434599999999998,1043.4599999999998,1288.5150000000001]
["25.03.2022 04:00",1997,131,163,0.85,33.479999999999997,4385.8799999999992,1.2182999999999997,1.0355549999999998,1035.5549999999998,1288.5150000000001]
["25.03.2022 05:00",1998,131,163,0.85,33.479999999999997,4385.8799999999992,1.2182999999999997,1.0355549999999998,1035.5549999999998,1288.5150000000001]
["25.03.2022 06:00",1999,127,163,0.85,33.479999999999997,4251.96,1.1811,1.003935,1003.9350000000001,1288.5150000000001]
["25.03.2022 07:00",2000,132,163,0.85,33.479999999999997,4419.3599999999997,1.2275999999999998,1.0434599999999998,1043.4599999999998,1288.5150000000001]
["25.03.2022 08:00",2001,127,163,0.85,33.479999999999997,4251.96,1.1811,1.003935,1003.9350000000001,1288.5150000000001]
["25.03.2022 09:00",2002,119,163,0.85,33.479999999999997,3984.1199999999994,1.1066999999999998,0.94069499999999984,940.69499999999982,1288.5150000000001]
["25.03.2022 10:00",2003,103,163,0.85,33.479999999999997,3448.4399999999996,0.95789999999999986,0.81421499999999991,814.21499999999992,1288.5150000000001]
["25.03.2022 11:00",2004,106,163,0.85,33.479999999999997,3548.8799999999997,0.9857999999999999,0.83792999999999984,837.92999999999984,1288.5150000000001]
["25.03.2022 12:00",2005,98,163,0.85,33.479999999999997,3281.0399999999995,0.91139999999999988,0.77468999999999988,774.68999999999983,1288.5150000000001]
["25.03.2022 13:00",2006,97,163,0.85,33.479999999999997,3247.5599999999995,0.9020999999999999,0.76678499999999994,766.78499999999997,1288.5150000000001]
["25.03.2022 14:00",2007,94,163,0.85,33.479999999999997,3147.12,0.87419999999999998,0.74307000000000001,743.07,1288.5150000000001]
["25.03.2022 15:00",2008,98,163,0.85,33.479999999999997,3281.0399999999995,0.91139999999999988,0.77468999999999988,774.68999999999983,1288.5150000000001]
["25.03.2022 16:00",2009,97,163,0.85,33.479999999999997,3247.5599999999995,0.9020999999999999,0.76678499999999994,766.78499999999997,1288.5150000000001]
["25.03.2022 17:00",2010,94,162,0.85,33.479999999999997,3147.12,0.87419999999999998,0.74307000000000001,743.07,1280.6099999999999]
["25.03.2022 18:00",2011,93,162,0.85,33.479999999999997,3113.64,0.8649,0.73516499999999996,735.16499999999996,1280.6099999999999]
["25.03.2022 19:00",2012,98,162,0.85,33.479999999999997,3281.0399999999995,0.91139999999999988,0.77468999999999988,774.68999999999983,1280.6099999999999]
["25.03.2022 20:00",2013,106,162,0.85,33.479999999999997,3548.8799999999997,0.9857999999999999,0.83792999999999984,837.92999999999984,1280.6099999999999]
["25.03.2022 21:00",2014,106,162,0.85,33.479999999999997,3548.8799999999997,0.9857999999999999,0.83792999999999984,837.92999999999984,1280.6099999999999]
["25.03.2022 22:00",2015,110,162,0.85,33.479999999999997,3682.7999999999997,1.0229999999999999,0.86954999999999993,869.55,1280.6099999999999]
["25.03.2022 23:00",2016,115,162,0.85,33.479999999999997,3850.2,1.0694999999999999,0.90907499999999986,909.07499999999982,1280.6099999999999]
["26.03.2022 00:00",2017,110,162,0.85,33.479999999999997,3682.7999999999997,1.0229999999999999,0.86954999999999993,869.55,1280.6099999999999]
["26.03.2022 01:00",2018,107,162,0.85,33.479999999999997,3582.3599999999997,0.99509999999999987,0.84583499999999989,845.83499999999992,1280.6099999999999]
["26.03.2022 02:00",2019,115,162,0.85,33.479999999999997,3850.2,1.0694999999999999,0.90907499999999986,909.07499999999982,1280.6099999999999]
["26.03.2022 03:00",2020,114,162,0.85,33.479999999999997,3816.72,1.0602,0.90117000000000003,901.17000000000007,1280.6099999999999]
["26.03.2022 04:00",2021,119,162,0.85,33.479999999999997,3984.1199999999994,1.1066999999999998,0.94069499999999984,940.69499999999982,1280.6099999999999]
["26.03.2022 05:00",2022,119,162,0.85,33.479999999999997,3984.1199999999994,1.1066999999999998,0.94069499999999984,940.69499999999982,1280.6099999999999]
["26.03.2022 06:00",2023,119,162,0.85,33.479999999999997,3984.1199999999994,1.1066999999999998,0.94069499999999984,940.69499999999982,1280.6099999999999]
["26.03.2022 07:00",2024,115,162,0.85,33.479999999999997,3850.2,1.0694999999999999,0.90907499999999986,909.07499999999982,1280.6099999999999]
["26.03.2022 08:00",2025,115,162,0.85,33.479999999999997,3850.2,1.0694999999999999,0.90907499999999986,909.07499999999982,1280.6099999999999]
["26.03.2022 09:00",2026,103,162,0.85,33.479999999999997,3448.4399999999996,0.95789999999999986,0.81421499999999991,814.21499999999992,1280.6099999999999]
["26.03.2022 10:00",2027,98,162,0.85,33.479999999999997,3281.0399999999995,0.91139999999999988,0.77468999999999988,774.68999999999983,1280.6099999999999]
["26.03.2022 11:00",2028,95,162,0.85,33.479999999999997,3180.6,0.88349999999999995,0.75097499999999995,750.97499999999991,1280.6099999999999]
["26.03.2022 12:00",2029,97,162,0.85,33.479999999999997,3247.5599999999995,0.9020999999999999,0.76678499999999994,766.78499999999997,1280.6099999999999]
["26.03.2022 13:00",2030,90,162,0.85,33.479999999999997,3013.2,0.83699999999999997,0.71144999999999992,711.44999999999993,1280.6099999999999]
["26.03.2022 14:00",2031,94,162,0.85,33.479999999999997,3147.12,0.87419999999999998,0.74307000000000001,743.07,1280.6099999999999]
["26.03.2022 15:00",2032,94,162,0.85,33.479999999999997,3147.12,0.87419999999999998,0.74307000000000001,743.07,1280.6099999999999]
["26.03.2022 16:00",2033,93,162,0.85,33.479999999999997,3113.64,0.8649,0.73516499999999996,735.16499999999996,1280.6099999999999]
["26.03.2022 17:00",2034,89,162,0.85,33.479999999999997,2979.72,0.82769999999999999,0.70354499999999998,703.54499999999996,1280.6099999999999]
["26.03.2022 18:00",2035,93,162,0.85,33.479999999999997,3113.64,0.8649,0.73516499999999996,735.16499999999996,1280.6099999999999]
["26.03.2022 19:00",2036,94,162,0.85,33.479999999999997,3147.12,0.87419999999999998,0.74307000000000001,743.07,1280.6099999999999]
["26.03.2022 20:00",2037,93,162,0.85,33.479999999999997,3113.64,0.8649,0.73516499999999996,735.16499999999996,1280.6099999999999]
["26.03.2022 21:00",2038,97,161,0.85,33.479999999999997,3247.5599999999995,0.9020999999999999,0.76678499999999994,766.78499999999997,1272.7049999999997]
["26.03.2022 22:00",2039,94,161,0.85,33.479999999999997,3147.12,0.87419999999999998,0.74307000000000001,743.07,1272.7049999999997]
["26.03.2022 23:00",2040,98,161,0.85,33.479999999999997,3281.0399999999995,0.91139999999999988,0.77468999999999988,774.68999999999983,1272.7049999999997]
["27.03.2022 00:00",2041,99,161,0.85,33.479999999999997,3314.5199999999995,0.92069999999999985,0.78259499999999982,782.5949999999998,1272.7049999999997]
["27.03.2022 01:00",2042,102,161,0.85,33.479999999999997,3414.9599999999996,0.94859999999999989,0.80630999999999986,806.30999999999983,1272.7049999999997]
["27.03.2022 02:00",2043,107,161,0.85,33.479999999999997,3582.3599999999997,0.99509999999999987,0.84583499999999989,845.83499999999992,1272.7049999999997]
["27.03.2022 03:00",2044,111,161,0.85,33.479999999999997,3716.2799999999997,1.0323,0.87745499999999998,877.45500000000004,1272.7049999999997]
["27.03.2022 04:00",2045,110,161,0.85,33.479999999999997,3682.7999999999997,1.0229999999999999,0.86954999999999993,869.55,1272.7049999999997]
["27.03.2022 05:00",2046,114,161,0.85,33.479999999999997,3816.72,1.0602,0.90117000000000003,901.17000000000007,1272.7049999999997]
["27.03.2022 06:00",2047,110,161,0.85,33.479999999999997,3682.7999999999997,1.0229999999999999,0.86954999999999993,869.55,1272.7049999999997]
["27.03.2022 07:00",2048,111,161,0.85,33.479999999999997,3716.2799999999997,1.0323,0.87745499999999998,877.45500000000004,1272.7049999999997]
["27.03.2022 08:00",2049,106,161,0.85,33.479999999999997,3548.8799999999997,{"$f":"G2050/3600","v":0.9857999999999999},0.83792999999999984,837.92999999999984,1272.7049999999997]
["27.03.2022 09:00",{"$f":"B2050+1","v":2050},98,161,0.85,33.479999999999997,{"$f":"C2051*F2051","v":3281.0399999999995},0.91139999999999988,{"$f":"H2051*E2051","v":0.77468999999999988},{"$f":"I2051*1000/1","v":774.68999999999983},1272.7049999999997]
["27.03.2022 10:00",2051,98,161,{"$f":"E2051","v":0.85},{"$f":"F2051","v":33.479999999999997},3281.0399999999995,0.91139999999999988,0.77468999999999988,774.68999999999983,1272.7049999999997]
["27.03.2022 11:00",2052,99,161,0.85,33.479999999999997,3314.5199999999995,0.92069999999999985,0.78259499999999982,782.5949999999998,1272.7049999999997]
["27.03.2022 12:00",2053,89,161,0.85,33.479999999999997,2979.72,0.82769999999999999,0.70354499999999998,703.54499999999996,1272.7049999999997]
["27.03.2022 13:00",2054,91,161,0.85,33.479999999999997,3046.68,0.84629999999999994,0.71935499999999997,719.35500000000002,1272.7049999999997]
["27.03.2022 14:00",2055,89,161,0.85,33.479999999999997,2979.72,0.82769999999999999,0.70354499999999998,703.54499999999996,1272.7049999999997]
["27.03.2022 15:00",2056,89,161,0.85,33.479999999999997,2979.72,0.82769999999999999,0.70354499999999998,703.54499999999996,1272.7049999999997]
["27.03.2022 16:00",2057,89,161,0.85,33.479999999999997,2979.72,0.82769999999999999,0.70354499999999998,703.54499999999996,1272.7049999999997]
["27.03.2022 17:00",2058,89,161,0.85,33.479999999999997,2979.72,0.82769999999999999,0.70354499999999998,703.54499999999996,1272.7049999999997]
["27.03.2022 18:00",2059,89,161,0.85,33.479999999999997,2979.72,0.82769999999999999,0.70354499999999998,703.54499999999996,1272.7049999999997]
["27.03.2022 19:00",2060,97,161,0.85,33.479999999999997,3247.5599999999995,0.9020999999999999,0.76678499999999994,766.78499999999997,1272.7049999999997]
["27.03.2022 20:00",2061,98,161,0.85,33.479999999999997,3281.0399999999995,0.91139999999999988,0.77468999999999988,774.68999999999983,1272.7049999999997]
["27.03.2022 21:00",2062,94,161,0.85,33.479999999999997,3147.12,0.87419999999999998,0.74307000000000001,743.07,1272.7049999999997]
["27.03.2022 22:00",2063,98,161,0.85,33.479999999999997,3281.0399999999995,0.91139999999999988,0.77468999999999988,774.68999999999983,1272.7049999999997]
["27.03.2022 23:00",2064,106,161,0.85,33.479999999999997,3548.8799999999997,0.9857999999999999,0.83792999999999984,837.92999999999984,1272.7049999999997]
["28.03.2022 00:00",2065,107,161,0.85,33.479999999999997,3582.3599999999997,0.99509999999999987,0.84583499999999989,845.83499999999992,1272.7049999999997]
["28.03.2022 01:00",2066,102,161,0.85,33.479999999999997,3414.9599999999996,0.94859999999999989,0.80630999999999986,806.30999999999983,1272.7049999999997]
["28.03.2022 02:00",2067,110,161,0.85,33.479999999999997,3682.7999999999997,1.0229999999999999,0.86954999999999993,869.55,1272.7049999999997]
["28.03.2022 03:00",2068,110,161,0.85,33.479999999999997,3682.7999999999997,1.0229999999999999,0.86954999999999993,869.55,1272.7049999999997]
["28.03.2022 04:00",2069,114,161,0.85,33.479999999999997,3816.72,1.0602,0.90117000000000003,901.17000000000007,1272.7049999999997]
["28.03.2022 05:00",2070,115,161,0.85,33.479999999999997,3850.2,1.0694999999999999,0.90907499999999986,909.07499999999982,1272.7049999999997]
["28.03.2022 06:00",2071,118,161,0.85,33.479999999999997,3950.6399999999994,1.0973999999999999,0.9327899999999999,932.78999999999985,1272.7049999999997]
["28.03.2022 07:00",2072,115,161,0.85,33.479999999999997,3850.2,1.0694999999999999,0.90907499999999986,909.07499999999982,1272.7049999999997]
["28.03.2022 08:00",2073,110,161,0.85,33.479999999999997,3682.7999999999997,1.0229999999999999,0.86954999999999993,869.55,1272.7049999999997]
["28.03.2022 09:00",2074,106,161,0.85,33.479999999999997,3548.8799999999997,0.9857999999999999,0.83792999999999984,837.92999999999984,1272.7049999999997]
["28.03.2022 10:00",2075,98,161,0.85,33.479999999999997,3281.0399999999995,0.91139999999999988,0.77468999999999988,774.68999999999983,1272.7049999999997]
["28.03.2022 11:00",2076,98,161,0.85,33.479999999999997,3281.0399999999995,0.91139999999999988,0.77468999999999988,774.68999999999983,1272.7049999999997]
["28.03.2022 12:00",2077,93,161,0.85,33.479999999999997,3113.64,0.8649,0.73516499999999996,735.16499999999996,1272.7049999999997]
["28.03.2022 13:00",2078,90,161,0.85,33.479999999999997,3013.2,0.83699999999999997,0.71144999999999992,711.44999999999993,1272.7049999999997]
["28.03.2022 14:00",2079,97,161,0.85,33.479999999999997,3247.5599999999995,0.9020999999999999,0.76678499999999994,766.78499999999997,1272.7049999999997]
["28.03.2022 15:00",2080,89,161,0.85,33.479999999999997,2979.72,0.82769999999999999,0.70354499999999998,703.54499999999996,1272.7049999999997]
["28.03.2022 16:00",2081,92,161,0.85,33.479999999999997,3080.16,0.85559999999999992,0.72725999999999991,727.25999999999988,1272.7049999999997]
["28.03.2022 17:00",2082,89,161,0.85,33.479999999999997,2979.72,0.82769999999999999,0.70354499999999998,703.54499999999996,1272.7049999999997]
["28.03.2022 18:00",2083,92,161,0.85,33.479999999999997,3080.16,0.85559999999999992,0.72725999999999991,727.25999999999988,1272.7049999999997]
["28.03.2022 19:00",2084,97,161,0.85,33.479999999999997,3247.5599999999995,0.9020999999999999,0.76678499999999994,766.78499999999997,1272.7049999999997]
["28.03.2022 20:00",2085,97,161,0.85,33.479999999999997,3247.5599999999995,0.9020999999999999,0.76678499999999994,766.78499999999997,1272.7049999999997]
["28.03.2022 21:00",2086,97,161,0.85,33.479999999999997,3247.5599999999995,0.9020999999999999,0.76678499999999994,766.78499999999997,1272.7049999999997]
["28.03.2022 22:00",2087,98,160,0.85,33.479999999999997,3281.0399999999995,0.91139999999999988,0.77468999999999988,774.68999999999983,1264.7999999999997]
["28.03.2022 23:00",2088,101,160,0.85,33.479999999999997,3381.4799999999996,0.93929999999999991,0.79840499999999992,798.40499999999997,1264.7999999999997]
["29.03.2022 00:00",2089,102,160,0.85,33.479999999999997,3414.9599999999996,0.94859999999999989,0.80630999999999986,806.30999999999983,1264.7999999999997]
["29.03.2022 01:00",2090,96,160,0.85,33.479999999999997,3214.08,0.89279999999999993,0.75887999999999989,758.87999999999988,1264.7999999999997]
["29.03.2022 02:00",2091,97,160,0.85,33.479999999999997,3247.5599999999995,0.9020999999999999,0.76678499999999994,766.78499999999997,1264.7999999999997]
["29.03.2022 03:00",2092,101,160,0.85,33.479999999999997,3381.4799999999996,0.93929999999999991,0.79840499999999992,798.40499999999997,1264.7999999999997]
["29.03.2022 04:00",2093,101,160,0.85,33.479999999999997,3381.4799999999996,0.93929999999999991,0.79840499999999992,798.40499999999997,1264.7999999999997]
["29.03.2022 05:00",2094,105,160,0.85,33.479999999999997,3515.3999999999996,0.97649999999999992,0.8300249999999999,830.02499999999986,1264.7999999999997]
["29.03.2022 06:00",2095,110,160,0.85,33.479999999999997,3682.7999999999997,1.0229999999999999,0.86954999999999993,869.55,1264.7999999999997]
["29.03.2022 07:00",2096,110,160,0.85,33.479999999999997,3682.7999999999997,1.0229999999999999,0.86954999999999993,869.55,1264.7999999999997]
["29.03.2022 08:00",2097,105,160,0.85,33.479999999999997,3515.3999999999996,0.97649999999999992,0.8300249999999999,830.02499999999986,1264.7999999999997]
["29.03.2022 09:00",2098,102,160,0.85,33.479999999999997,3414.9599999999996,0.94859999999999989,0.80630999999999986,806.30999999999983,1264.7999999999997]
["29.03.2022 10:00",2099,105,160,0.85,33.479999999999997,3515.3999999999996,0.97649999999999992,0.8300249999999999,830.02499999999986,1264.7999999999997]
["29.03.2022 11:00",2100,102,160,0.85,33.479999999999997,3414.9599999999996,0.94859999999999989,0.80630999999999986,806.30999999999983,1264.7999999999997]
["29.03.2022 12:00",2101,97,160,0.85,33.479999999999997,3247.5599999999995,0.9020999999999999,0.76678499999999994,766.78499999999997,1264.7999999999997]
["29.03.2022 13:00",2102,97,160,0.85,33.479999999999997,3247.5599999999995,0.9020999999999999,0.76678499999999994,766.78499999999997,1264.7999999999997]
["29.03.2022 14:00",2103,101,160,0.85,33.479999999999997,3381.4799999999996,0.93929999999999991,0.79840499999999992,798.40499999999997,1264.7999999999997]
["29.03.2022 15:00",2104,101,160,0.85,33.479999999999997,3381.4799999999996,0.93929999999999991,0.79840499999999992,798.40499999999997,1264.7999999999997]
["29.03.2022 16:00",2105,92,160,0.85,33.479999999999997,3080.16,0.85559999999999992,0.72725999999999991,727.25999999999988,1264.7999999999997]
["29.03.2022 17:00",2106,96,160,0.85,33.479999999999997,3214.08,0.89279999999999993,0.75887999999999989,758.87999999999988,1264.7999999999997]
["29.03.2022 18:00",2107,101,160,0.85,33.479999999999997,3381.4799999999996,0.93929999999999991,0.79840499999999992,798.40499999999997,1264.7999999999997]
["29.03.2022 19:00",2108,105,160,0.85,33.479999999999997,3515.3999999999996,0.97649999999999992,0.8300249999999999,830.02499999999986,1264.7999999999997]
["29.03.2022 20:00",2109,102,160,0.85,33.479999999999997,3414.9599999999996,0.94859999999999989,0.80630999999999986,806.30999999999983,1264.7999999999997]
["29.03.2022 21:00",2110,100,160,0.85,33.479999999999997,3347.9999999999995,0.92999999999999983,0.79049999999999987,790.49999999999989,1264.7999999999997]
["29.03.2022 22:00",2111,105,160,0.85,33.479999999999997,3515.3999999999996,0.97649999999999992,0.8300249999999999,830.02499999999986,1264.7999999999997]
["29.03.2022 23:00",2112,110,160,0.85,33.479999999999997,3682.7999999999997,1.0229999999999999,0.86954999999999993,869.55,1264.7999999999997]
["30.03.2022 00:00",2113,106,160,0.85,33.479999999999997,3548.8799999999997,{"$f":"G2114/3600","v":0.9857999999999999},0.83792999999999984,837.92999999999984,1264.7999999999997]
["30.03.2022 01:00",{"$f":"B2114+1","v":2114},109,160,0.85,33.479999999999997,{"$f":"C2115*F2115","v":3649.3199999999997},1.0136999999999998,{"$f":"H2115*E2115","v":0.86164499999999977},{"$f":"I2115*1000/1","v":861.64499999999975},1264.7999999999997]
["30.03.2022 02:00",2115,113,160,{"$f":"E2115","v":0.85},{"$f":"F2115","v":33.479999999999997},3783.24,1.0508999999999999,0.89326499999999998,893.26499999999999,1264.7999999999997]
["30.03.2022 03:00",2116,113,160,0.85,33.479999999999997,3783.24,1.0508999999999999,0.89326499999999998,893.26499999999999,1264.7999999999997]
["30.03.2022 04:00",2117,113,160,0.85,33.479999999999997,3783.24,1.0508999999999999,0.89326499999999998,893.26499999999999,1264.7999999999997]
["30.03.2022 05:00",2118,114,160,0.85,33.479999999999997,3816.72,1.0602,0.90117000000000003,901.17000000000007,1264.7999999999997]
["30.03.2022 06:00",2119,122,160,0.85,33.479999999999997,4084.5599999999995,1.1345999999999998,0.96440999999999988,964.40999999999985,1264.7999999999997]
["30.03.2022 07:00",2120,117,160,0.85,33.479999999999997,3917.16,1.0881000000000001,0.92488500000000007,924.8850000000001,1264.7999999999997]
["30.03.2022 08:00",2121,118,160,0.85,33.479999999999997,3950.6399999999994,1.0973999999999999,0.9327899999999999,932.78999999999985,1264.7999999999997]
["30.03.2022 09:00",2122,109,160,0.85,33.479999999999997,3649.3199999999997,1.0136999999999998,0.86164499999999977,861.64499999999975,1264.7999999999997]
["30.03.2022 10:00",2123,117,160,0.85,33.479999999999997,3917.16,1.0881000000000001,0.92488500000000007,924.8850000000001,1264.7999999999997]
["30.03.2022 11:00",2124,114,160,0.85,33.479999999999997,3816.72,1.0602,0.90117000000000003,901.17000000000007,1264.7999999999997]
["30.03.2022 12:00",2125,113,160,0.85,33.479999999999997,3783.24,1.0508999999999999,0.89326499999999998,893.26499999999999,1264.7999999999997]
["30.03.2022 13:00",2126,110,160,0.85,33.479999999999997,3682.7999999999997,1.0229999999999999,0.86954999999999993,869.55,1264.7999999999997]
["30.03.2022 14:00",2127,117,160,0.85,33.479999999999997,3917.16,1.0881000000000001,0.92488500000000007,924.8850000000001,1264.7999999999997]
["30.03.2022 15:00",2128,113,160,0.85,33.479999999999997,3783.24,1.0508999999999999,0.89326499999999998,893.26499999999999,1264.7999999999997]
["30.03.2022 16:00",2129,113,160,0.85,33.479999999999997,3783.24,1.0508999999999999,0.89326499999999998,893.26499999999999,1264.7999999999997]
["30.03.2022 17:00",2130,118,160,0.85,33.479999999999997,3950.6399999999994,1.0973999999999999,0.9327899999999999,932.78999999999985,1264.7999999999997]
["30.03.2022 18:00",2131,113,160,0.85,33.479999999999997,3783.24,1.0508999999999999,0.89326499999999998,893.26499999999999,1264.7999999999997]
["30.03.2022 19:00",2132,118,160,0.85,33.479999999999997,3950.6399999999994,1.0973999999999999,0.9327899999999999,932.78999999999985,1264.7999999999997]
["30.03.2022 20:00",2133,114,160,0.85,33.479999999999997,3816.72,1.0602,0.90117000000000003,901.17000000000007,1264.7999999999997]
["30.03.2022 21:00",2134,114,160,0.85,33.479999999999997,3816.72,1.0602,0.90117000000000003,901.17000000000007,1264.7999999999997]
["30.03.2022 22:00",2135,121,160,0.85,33.479999999999997,4051.0799999999995,1.1252999999999997,0.95650499999999972,956.50499999999977,1264.7999999999997]
["30.03.2022 23:00",2136,122,160,0.85,33.479999999999997,4084.5599999999995,1.1345999999999998,0.96440999999999988,964.40999999999985,1264.7999999999997]
["31.03.2022 00:00",2137,118,160,0.85,33.479999999999997,3950.6399999999994,1.0973999999999999,0.9327899999999999,932.78999999999985,1264.7999999999997]
["31.03.2022 01:00",2138,114,160,0.85,33.479999999999997,3816.72,1.0602,0.90117000000000003,901.17000000000007,1264.7999999999997]
["31.03.2022 02:00",2139,122,160,0.85,33.479999999999997,4084.5599999999995,1.1345999999999998,0.96440999999999988,964.40999999999985,1264.7999999999997]
["31.03.2022 03:00",2140,121,160,0.85,33.479999999999997,4051.0799999999995,1.1252999999999997,0.95650499999999972,956.50499999999977,1264.7999999999997]
["31.03.2022 04:00",2141,122,160,0.85,33.479999999999997,4084.5599999999995,1.1345999999999998,0.96440999999999988,964.40999999999985,1264.7999999999997]
["31.03.2022 05:00",2142,126,160,0.85,33.479999999999997,4218.4799999999996,1.1718,0.99602999999999997,996.03,1264.7999999999997]
["31.03.2022 06:00",2143,129,160,0.85,33.479999999999997,4318.9199999999992,1.1996999999999998,1.0197449999999997,1019.7449999999997,1264.7999999999997]
["31.03.2022 07:00",2144,127,160,0.85,33.479999999999997,4251.96,1.1811,1.003935,1003.9350000000001,1264.7999999999997]
["31.03.2022 08:00",2145,122,160,0.85,33.479999999999997,4084.5599999999995,1.1345999999999998,0.96440999999999988,964.40999999999985,1264.7999999999997]
["31.03.2022 09:00",2146,122,160,0.85,33.479999999999997,4084.5599999999995,1.1345999999999998,0.96440999999999988,964.40999999999985,1264.7999999999997]
["31.03.2022 10:00",2147,138,160,0.85,33.479999999999997,4620.24,1.2833999999999999,1.0908899999999999,1090.8899999999999,1264.7999999999997]
["31.03.2022 11:00",2148,147,160,0.85,33.479999999999997,4921.5599999999995,1.3670999999999998,1.1620349999999997,1162.0349999999996,1264.7999999999997]
["31.03.2022 12:00",2149,126,160,0.85,33.479999999999997,4218.4799999999996,1.1718,0.99602999999999997,996.03,1264.7999999999997]
["31.03.2022 13:00",2150,130,160,0.85,33.479999999999997,4352.3999999999996,1.2089999999999999,1.02765,1027.6499999999999,1264.7999999999997]
["31.03.2022 14:00",2151,138,160,0.85,33.479999999999997,4620.24,1.2833999999999999,1.0908899999999999,1090.8899999999999,1264.7999999999997]
["31.03.2022 15:00",2152,138,160,0.85,33.479999999999997,4620.24,1.2833999999999999,1.0908899999999999,1090.8899999999999,1264.7999999999997]
["31.03.2022 16:00",2153,138,160,0.85,33.479999999999997,4620.24,1.2833999999999999,1.0908899999999999,1090.8899999999999,1264.7999999999997]
["31.03.2022 17:00",2154,134,160,0.85,33.479999999999997,4486.32,1.2462,1.0592699999999999,1059.27,1264.7999999999997]
["31.03.2022 18:00",2155,138,160,0.85,33.479999999999997,4620.24,1.2833999999999999,1.0908899999999999,1090.8899999999999,1264.7999999999997]
["31.03.2022 19:00",2156,138,160,0.85,33.479999999999997,4620.24,1.2833999999999999,1.0908899999999999,1090.8899999999999,1264.7999999999997]
["31.03.2022 20:00",2157,135,160,0.85,33.479999999999997,4519.7999999999993,1.2554999999999998,1.0671749999999998,1067.1749999999997,1264.7999999999997]
["31.03.2022 21:00",2158,138,160,0.85,33.479999999999997,4620.24,1.2833999999999999,1.0908899999999999,1090.8899999999999,1264.7999999999997]
["31.03.2022 22:00",2159,143,160,0.85,33.479999999999997,4787.6399999999994,1.3298999999999999,1.1304149999999999,1130.415,1264.7999999999997]
["31.03.2022 23:00",2160,143,160,0.85,33.479999999999997,4787.6399999999994,1.3298999999999999,1.1304149999999999,1130.415,1264.7999999999997]
["01.04.2022 00:00",2161,139,160,0.85,33.479999999999997,4653.7199999999993,1.2926999999999997,1.0987949999999997,1098.7949999999998,1264.7999999999997]
["01.04.2022 01:00",2162,142,160,0.85,33.479999999999997,4754.16,1.3206,1.1225099999999999,1122.51,1264.7999999999997]
["01.04.2022 02:00",2163,146,160,0.85,33.479999999999997,4888.08,1.3577999999999999,1.1541299999999999,1154.1299999999999,1264.7999999999997]
["01.04.2022 03:00",2164,143,159,0.85,33.479999999999997,4787.6399999999994,1.3298999999999999,1.1304149999999999,1130.415,1256.895]
["01.04.2022 04:00",2165,142,159,0.85,33.479999999999997,4754.16,1.3206,1.1225099999999999,1122.51,1256.895]
["01.04.2022 05:00",2166,142,159,0.85,33.479999999999997,4754.16,1.3206,1.1225099999999999,1122.51,1256.895]
["01.04.2022 06:00",2167,146,159,0.85,33.479999999999997,4888.08,1.3577999999999999,1.1541299999999999,1154.1299999999999,1256.895]
["01.04.2022 07:00",2168,142,159,0.85,33.479999999999997,4754.16,1.3206,1.1225099999999999,1122.51,1256.895]
["01.04.2022 08:00",2169,146,159,0.85,33.479999999999997,4888.08,1.3577999999999999,1.1541299999999999,1154.1299999999999,1256.895]
["01.04.2022 09:00",2170,143,159,0.85,33.479999999999997,4787.6399999999994,1.3298999999999999,1.1304149999999999,1130.415,1256.895]
["01.04.2022 10:00",2171,152,159,0.85,33.479999999999997,5088.9599999999991,1.4135999999999997,1.2015599999999997,1201.5599999999997,1256.895]
["01.04.2022 11:00",2172,147,159,0.85,33.479999999999997,4921.5599999999995,1.3670999999999998,1.1620349999999997,1162.0349999999996,1256.895]
["01.04.2022 12:00",2173,143,159,0.85,33.479999999999997,4787.6399999999994,1.3298999999999999,1.1304149999999999,1130.415,1256.895]
["01.04.2022 13:00",2174,147,159,0.85,33.479999999999997,4921.5599999999995,1.3670999999999998,1.1620349999999997,1162.0349999999996,1256.895]
["01.04.2022 14:00",2175,151,159,0.85,33.479999999999997,5055.4799999999996,1.4042999999999999,1.1936549999999999,1193.655,1256.895]
["01.04.2022 15:00",2176,143,159,0.85,33.479999999999997,4787.6399999999994,1.3298999999999999,1.1304149999999999,1130.415,1256.895]
["01.04.2022 16:00",2177,147,159,0.85,33.479999999999997,4921.5599999999995,{"$f":"G2178/3600","v":1.3670999999999998},1.1620349999999997,1162.0349999999996,1256.895]
["01.04.2022 17:00",{"$f":"B2178+1","v":2178},150,159,0.85,33.479999999999997,{"$f":"C2179*F2179","v":5021.9999999999991},1.3949999999999998,{"$f":"H2179*E2179","v":1.1857499999999999},{"$f":"I2179*1000/1","v":1185.7499999999998},1256.895]
["01.04.2022 18:00",2179,151,159,{"$f":"E2179","v":0.85},{"$f":"F2179","v":33.479999999999997},5055.4799999999996,1.4042999999999999,1.1936549999999999,1193.655,1256.895]
["01.04.2022 19:00",2180,142,159,0.85,33.479999999999997,4754.16,1.3206,1.1225099999999999,1122.51,1256.895]
["01.04.2022 20:00",2181,147,159,0.85,33.479999999999997,4921.5599999999995,1.3670999999999998,1.1620349999999997,1162.0349999999996,1256.895]
["01.04.2022 21:00",2182,151,159,0.85,33.479999999999997,5055.4799999999996,1.4042999999999999,1.1936549999999999,1193.655,1256.895]
["01.04.2022 22:00",2183,147,159,0.85,33.479999999999997,4921.5599999999995,1.3670999999999998,1.1620349999999997,1162.0349999999996,1256.895]
["01.04.2022 23:00",2184,147,159,0.85,33.479999999999997,4921.5599999999995,1.3670999999999998,1.1620349999999997,1162.0349999999996,1256.895]
["02.04.2022 00:00",2185,151,159,0.85,33.479999999999997,5055.4799999999996,1.4042999999999999,1.1936549999999999,1193.655,1256.895]
["02.04.2022 01:00",2186,156,159,0.85,33.479999999999997,5222.8799999999992,1.4507999999999999,1.2331799999999999,1233.1799999999998,1256.895]
["02.04.2022 02:00",2187,151,159,0.85,33.479999999999997,5055.4799999999996,1.4042999999999999,1.1936549999999999,1193.655,1256.895]
["02.04.2022 03:00",2188,151,159,0.85,33.479999999999997,5055.4799999999996,1.4042999999999999,1.1936549999999999,1193.655,1256.895]
["02.04.2022 04:00",2189,155,159,0.85,33.479999999999997,5189.3999999999996,1.4415,1.2252749999999999,1225.2749999999999,1256.895]
["02.04.2022 05:00",2190,159,159,0.85,33.479999999999997,5323.32,1.4786999999999999,1.2568949999999999,1256.895,1256.895]
["02.04.2022 06:00",2191,159,159,0.85,33.479999999999997,5323.32,1.4786999999999999,1.2568949999999999,1256.895,1256.895]
["02.04.2022 07:00",2192,155,159,0.85,33.479999999999997,5189.3999999999996,1.4415,1.2252749999999999,1225.2749999999999,1256.895]
["02.04.2022 08:00",2193,156,159,0.85,33.479999999999997,5222.8799999999992,1.4507999999999999,1.2331799999999999,1233.1799999999998,1256.895]
["02.04.2022 09:00",2194,151,159,0.85,33.479999999999997,5055.4799999999996,1.4042999999999999,1.1936549999999999,1193.655,1256.895]
["02.04.2022 10:00",2195,148,159,0.85,33.479999999999997,4955.04,1.3764000000000001,1.16994,1169.94,1256.895]
["02.04.2022 11:00",2196,139,159,0.85,33.479999999999997,4653.7199999999993,1.2926999999999997,1.0987949999999997,1098.7949999999998,1256.895]
["02.04.2022 12:00",2197,144,159,0.85,33.479999999999997,4821.12,1.3391999999999999,1.13832,1138.32,1256.895]
["02.04.2022 13:00",2198,139,159,0.85,33.479999999999997,4653.7199999999993,1.2926999999999997,1.0987949999999997,1098.7949999999998,1256.895]
["02.04.2022 14:00",2199,139,159,0.85,33.479999999999997,4653.7199999999993,1.2926999999999997,1.0987949999999997,1098.7949999999998,1256.895]
["02.04.2022 15:00",2200,138,159,0.85,33.479999999999997,4620.24,1.2833999999999999,1.0908899999999999,1090.8899999999999,1256.895]
["02.04.2022 16:00",2201,138,159,0.85,33.479999999999997,4620.24,1.2833999999999999,1.0908899999999999,1090.8899999999999,1256.895]
["02.04.2022 17:00",2202,147,159,0.85,33.479999999999997,4921.5599999999995,1.3670999999999998,1.1620349999999997,1162.0349999999996,1256.895]
["02.04.2022 18:00",2203,142,159,0.85,33.479999999999997,4754.16,1.3206,1.1225099999999999,1122.51,1256.895]
["02.04.2022 19:00",2204,143,159,0.85,33.479999999999997,4787.6399999999994,1.3298999999999999,1.1304149999999999,1130.415,1256.895]
["02.04.2022 20:00",2205,151,159,0.85,33.479999999999997,5055.4799999999996,1.4042999999999999,1.1936549999999999,1193.655,1256.895]
["02.04.2022 21:00",2206,156,159,0.85,33.479999999999997,5222.8799999999992,1.4507999999999999,1.2331799999999999,1233.1799999999998,1256.895]
["02.04.2022 22:00",2207,152,159,0.85,33.479999999999997,5088.9599999999991,1.4135999999999997,1.2015599999999997,1201.5599999999997,1256.895]
["02.04.2022 23:00",2208,153,159,0.85,33.479999999999997,5122.4399999999996,1.4228999999999998,1.2094649999999998,1209.4649999999997,1256.895]
["03.04.2022 00:00",2209,160,159,0.85,33.479999999999997,5356.7999999999993,1.4879999999999998,1.2647999999999997,1264.7999999999997,1256.895]
["03.04.2022 01:00",2210,159,159,0.85,33.479999999999997,5323.32,1.4786999999999999,1.2568949999999999,1256.895,1256.895]
["03.04.2022 02:00",2211,161,159,0.85,33.479999999999997,5390.28,1.4972999999999999,1.2727049999999998,1272.7049999999997,1256.895]
["03.04.2022 03:00",2212,155,159,0.85,33.479999999999997,5189.3999999999996,1.4415,1.2252749999999999,1225.2749999999999,1256.895]
["03.04.2022 04:00",2213,164,159,0.85,33.479999999999997,5490.7199999999993,1.5251999999999999,1.2964199999999999,1296.4199999999998,1256.895]
["03.04.2022 05:00",2214,172,159,0.85,33.479999999999997,5758.5599999999995,1.5995999999999999,1.3596599999999999,1359.6599999999999,1256.895]
["03.04.2022 06:00",2215,168,159,0.85,33.479999999999997,5624.6399999999994,1.5623999999999998,1.3280399999999999,1328.04,1256.895]
["03.04.2022 07:00",2216,160,159,0.85,33.479999999999997,5356.7999999999993,1.4879999999999998,1.2647999999999997,1264.7999999999997,1256.895]
["03.04.2022 08:00",2217,156,159,0.85,33.479999999999997,5222.8799999999992,1.4507999999999999,1.2331799999999999,1233.1799999999998,1256.895]
["03.04.2022 09:00",2218,156,159,0.85,33.479999999999997,5222.8799999999992,1.4507999999999999,1.2331799999999999,1233.1799999999998,1256.895]
["03.04.2022 10:00",2219,172,159,0.85,33.479999999999997,5758.5599999999995,1.5995999999999999,1.3596599999999999,1359.6599999999999,1256.895]
["03.04.2022 11:00",2220,168,159,0.85,33.479999999999997,5624.6399999999994,1.5623999999999998,1.3280399999999999,1328.04,1256.895]
["03.04.2022 12:00",2221,160,159,0.85,33.479999999999997,5356.7999999999993,1.4879999999999998,1.2647999999999997,1264.7999999999997,1256.895]
["03.04.2022 13:00",2222,156,159,0.85,33.479999999999997,5222.8799999999992,1.4507999999999999,1.2331799999999999,1233.1799999999998,1256.895]
["03.04.2022 14:00",2223,159,158,0.85,33.479999999999997,5323.32,1.4786999999999999,1.2568949999999999,1256.895,1248.9899999999998]
["03.04.2022 15:00",2224,155,158,0.85,33.479999999999997,5189.3999999999996,1.4415,1.2252749999999999,1225.2749999999999,1248.9899999999998]
["03.04.2022 16:00",2225,160,158,0.85,33.479999999999997,5356.7999999999993,1.4879999999999998,1.2647999999999997,1264.7999999999997,1248.9899999999998]
["03.04.2022 17:00",2226,159,158,0.85,33.479999999999997,5323.32,1.4786999999999999,1.2568949999999999,1256.895,1248.9899999999998]
["03.04.2022 18:00",2227,159,158,0.85,33.479999999999997,5323.32,1.4786999999999999,1.2568949999999999,1256.895,1248.9899999999998]
["03.04.2022 19:00",2228,162,158,0.85,33.479999999999997,5423.7599999999993,1.5065999999999997,1.2806099999999998,1280.6099999999999,1248.9899999999998]
["03.04.2022 20:00",2229,169,158,0.85,33.479999999999997,5658.12,1.5716999999999999,1.3359449999999999,1335.9449999999999,1248.9899999999998]
["03.04.2022 21:00",2230,164,158,0.85,33.479999999999997,5490.7199999999993,1.5251999999999999,1.2964199999999999,1296.4199999999998,1248.9899999999998]
["03.04.2022 22:00",2231,164,158,0.85,33.479999999999997,5490.7199999999993,1.5251999999999999,1.2964199999999999,1296.4199999999998,1248.9899999999998]
["03.04.2022 23:00",2232,164,158,0.85,33.479999999999997,5490.7199999999993,1.5251999999999999,1.2964199999999999,1296.4199999999998,1248.9899999999998]
["04.04.2022 00:00",2233,159,158,0.85,33.479999999999997,5323.32,1.4786999999999999,1.2568949999999999,1256.895,1248.9899999999998]
["04.04.2022 01:00",2234,165,158,0.85,33.479999999999997,5524.2,1.5345,1.304325,1304.325,1248.9899999999998]
["04.04.2022 02:00",2235,159,158,0.85,33.479999999999997,5323.32,1.4786999999999999,1.2568949999999999,1256.895,1248.9899999999998]
["04.04.2022 03:00",2236,168,158,0.85,33.479999999999997,5624.6399999999994,1.5623999999999998,1.3280399999999999,1328.04,1248.9899999999998]
["04.04.2022 04:00",2237,172,158,0.85,33.479999999999997,5758.5599999999995,1.5995999999999999,1.3596599999999999,1359.6599999999999,1248.9899999999998]
["04.04.2022 05:00",2238,171,158,0.85,33.479999999999997,5725.079999999999,1.5902999999999998,1.3517549999999998,1351.7549999999999,1248.9899999999998]
["04.04.2022 06:00",2239,167,158,0.85,33.479999999999997,5591.16,1.5530999999999999,1.3201349999999998,1320.1349999999998,1248.9899999999998]
["04.04.2022 07:00",2240,156,158,0.85,33.479999999999997,5222.8799999999992,1.4507999999999999,1.2331799999999999,1233.1799999999998,1248.9899999999998]
["04.04.2022 08:00",2241,152,158,0.85,33.479999999999997,5088.9599999999991,{"$f":"G2242/3600","v":1.4135999999999997},1.2015599999999997,1201.5599999999997,1248.9899999999998]
["04.04.2022 09:00",{"$f":"B2242+1","v":2242},147,158,0.85,33.479999999999997,{"$f":"C2243*F2243","v":4921.5599999999995},1.3670999999999998,{"$f":"H2243*E2243","v":1.1620349999999997},{"$f":"I2243*1000/1","v":1162.0349999999996},1248.9899999999998]
["04.04.2022 10:00",2243,148,158,{"$f":"E2243","v":0.85},{"$f":"F2243","v":33.479999999999997},4955.04,1.3764000000000001,1.16994,1169.94,1248.9899999999998]
["04.04.2022 11:00",2244,114,158,0.85,33.479999999999997,3816.72,1.0602,0.90117000000000003,901.17000000000007,1248.9899999999998]
["04.04.2022 12:00",2245,114,158,0.85,33.479999999999997,3816.72,1.0602,0.90117000000000003,901.17000000000007,1248.9899999999998]
["04.04.2022 13:00",2246,131,158,0.85,33.479999999999997,4385.8799999999992,1.2182999999999997,1.0355549999999998,1035.5549999999998,1248.9899999999998]
["04.04.2022 14:00",2247,130,158,0.85,33.479999999999997,4352.3999999999996,1.2089999999999999,1.02765,1027.6499999999999,1248.9899999999998]
["04.04.2022 15:00",2248,131,158,0.85,33.479999999999997,4385.8799999999992,1.2182999999999997,1.0355549999999998,1035.5549999999998,1248.9899999999998]
["04.04.2022 16:00",2249,125,158,0.85,33.479999999999997,4185,1.1625000000000001,0.98812500000000003,988.125,1248.9899999999998]
["04.04.2022 17:00",2250,134,157,0.85,33.479999999999997,4486.32,1.2462,1.0592699999999999,1059.27,1241.085]
["04.04.2022 18:00",2251,138,157,0.85,33.479999999999997,4620.24,1.2833999999999999,1.0908899999999999,1090.8899999999999,1241.085]
["04.04.2022 19:00",2252,138,157,0.85,33.479999999999997,4620.24,1.2833999999999999,1.0908899999999999,1090.8899999999999,1241.085]
["04.04.2022 20:00",2253,139,157,0.85,33.479999999999997,4653.7199999999993,1.2926999999999997,1.0987949999999997,1098.7949999999998,1241.085]
["04.04.2022 21:00",2254,139,157,0.85,33.479999999999997,4653.7199999999993,1.2926999999999997,1.0987949999999997,1098.7949999999998,1241.085]
["04.04.2022 22:00",2255,143,157,0.85,33.479999999999997,4787.6399999999994,1.3298999999999999,1.1304149999999999,1130.415,1241.085]
["04.04.2022 23:00",2256,138,157,0.85,33.479999999999997,4620.24,1.2833999999999999,1.0908899999999999,1090.8899999999999,1241.085]
["05.04.2022 00:00",2257,139,157,0.85,33.479999999999997,4653.7199999999993,1.2926999999999997,1.0987949999999997,1098.7949999999998,1241.085]
["05.04.2022 01:00",2258,139,157,0.85,33.479999999999997,4653.7199999999993,1.2926999999999997,1.0987949999999997,1098.7949999999998,1241.085]
["05.04.2022 02:00",2259,146,157,0.85,33.479999999999997,4888.08,1.3577999999999999,1.1541299999999999,1154.1299999999999,1241.085]
["05.04.2022 03:00",2260,143,157,0.85,33.479999999999997,4787.6399999999994,1.3298999999999999,1.1304149999999999,1130.415,1241.085]
["05.04.2022 04:00",2261,142,157,0.85,33.479999999999997,4754.16,1.3206,1.1225099999999999,1122.51,1241.085]
["05.04.2022 05:00",2262,150,157,0.85,33.479999999999997,5021.9999999999991,1.3949999999999998,1.1857499999999999,1185.7499999999998,1241.085]
["05.04.2022 06:00",2263,147,157,0.85,33.479999999999997,4921.5599999999995,1.3670999999999998,1.1620349999999997,1162.0349999999996,1241.085]
["05.04.2022 07:00",2264,142,157,0.85,33.479999999999997,4754.16,1.3206,1.1225099999999999,1122.51,1241.085]
["05.04.2022 08:00",2265,135,157,0.85,33.479999999999997,4519.7999999999993,1.2554999999999998,1.0671749999999998,1067.1749999999997,1241.085]
["05.04.2022 09:00",2266,134,157,0.85,33.479999999999997,4486.32,1.2462,1.0592699999999999,1059.27,1241.085]
["05.04.2022 10:00",2267,139,157,0.85,33.479999999999997,4653.7199999999993,1.2926999999999997,1.0987949999999997,1098.7949999999998,1241.085]
["05.04.2022 11:00",2268,134,157,0.85,33.479999999999997,4486.32,1.2462,1.0592699999999999,1059.27,1241.085]
["05.04.2022 12:00",2269,131,157,0.85,33.479999999999997,4385.8799999999992,1.2182999999999997,1.0355549999999998,1035.5549999999998,1241.085]
["05.04.2022 13:00",2270,138,157,0.85,33.479999999999997,4620.24,1.2833999999999999,1.0908899999999999,1090.8899999999999,1241.085]
["05.04.2022 14:00",2271,138,157,0.85,33.479999999999997,4620.24,1.2833999999999999,1.0908899999999999,1090.8899999999999,1241.085]
["05.04.2022 15:00",2272,134,157,0.85,33.479999999999997,4486.32,1.2462,1.0592699999999999,1059.27,1241.085]
["05.04.2022 16:00",2273,134,157,0.85,33.479999999999997,4486.32,1.2462,1.0592699999999999,1059.27,1241.085]
["05.04.2022 17:00",2274,134,157,0.85,33.479999999999997,4486.32,1.2462,1.0592699999999999,1059.27,1241.085]
["05.04.2022 18:00",2275,142,157,0.85,33.479999999999997,4754.16,1.3206,1.1225099999999999,1122.51,1241.085]
["05.04.2022 19:00",2276,138,157,0.85,33.479999999999997,4620.24,1.2833999999999999,1.0908899999999999,1090.8899999999999,1241.085]
["05.04.2022 20:00",2277,139,157,0.85,33.479999999999997,4653.7199999999993,1.2926999999999997,1.0987949999999997,1098.7949999999998,1241.085]
["05.04.2022 21:00",2278,142,157,0.85,33.479999999999997,4754.16,1.3206,1.1225099999999999,1122.51,1241.085]
["05.04.2022 22:00",2279,139,157,0.85,33.479999999999997,4653.7199999999993,1.2926999999999997,1.0987949999999997,1098.7949999999998,1241.085]
["05.04.2022 23:00",2280,134,157,0.85,33.479999999999997,4486.32,1.2462,1.0592699999999999,1059.27,1241.085]
["06.04.2022 00:00",2281,134,157,0.85,33.479999999999997,4486.32,1.2462,1.0592699999999999,1059.27,1241.085]
["06.04.2022 01:00",2282,139,157,0.85,33.479999999999997,4653.7199999999993,1.2926999999999997,1.0987949999999997,1098.7949999999998,1241.085]
["06.04.2022 02:00",2283,142,157,0.85,33.479999999999997,4754.16,1.3206,1.1225099999999999,1122.51,1241.085]
["06.04.2022 03:00",2284,138,157,0.85,33.479999999999997,4620.24,1.2833999999999999,1.0908899999999999,1090.8899999999999,1241.085]
["06.04.2022 04:00",2285,137,157,0.85,33.479999999999997,4586.7599999999993,1.2740999999999998,1.0829849999999999,1082.9849999999999,1241.085]
["06.04.2022 05:00",2286,142,157,0.85,33.479999999999997,4754.16,1.3206,1.1225099999999999,1122.51,1241.085]
["06.04.2022 06:00",2287,138,157,0.85,33.479999999999997,4620.24,1.2833999999999999,1.0908899999999999,1090.8899999999999,1241.085]
["06.04.2022 07:00",2288,134,156,0.85,33.479999999999997,4486.32,1.2462,1.0592699999999999,1059.27,1233.1799999999998]
["06.04.2022 08:00",2289,127,156,0.85,33.479999999999997,4251.96,1.1811,1.003935,1003.9350000000001,1233.1799999999998]
["06.04.2022 09:00",2290,122,156,0.85,33.479999999999997,4084.5599999999995,1.1345999999999998,0.96440999999999988,964.40999999999985,1233.1799999999998]
["06.04.2022 10:00",2291,121,156,0.85,33.479999999999997,4051.0799999999995,1.1252999999999997,0.95650499999999972,956.50499999999977,1233.1799999999998]
["06.04.2022 11:00",2292,106,156,0.85,33.479999999999997,3548.8799999999997,0.9857999999999999,0.83792999999999984,837.92999999999984,1233.1799999999998]
["06.04.2022 12:00",2293,113,156,0.85,33.479999999999997,3783.24,1.0508999999999999,0.89326499999999998,893.26499999999999,1233.1799999999998]
["06.04.2022 13:00",2294,113,156,0.85,33.479999999999997,3783.24,1.0508999999999999,0.89326499999999998,893.26499999999999,1233.1799999999998]
["06.04.2022 14:00",2295,109,156,0.85,33.479999999999997,3649.3199999999997,1.0136999999999998,0.86164499999999977,861.64499999999975,1233.1799999999998]
["06.04.2022 15:00",2296,105,156,0.85,33.479999999999997,3515.3999999999996,0.97649999999999992,0.8300249999999999,830.02499999999986,1233.1799999999998]
["06.04.2022 16:00",2297,105,156,0.85,33.479999999999997,3515.3999999999996,0.97649999999999992,0.8300249999999999,830.02499999999986,1233.1799999999998]
["06.04.2022 17:00",2298,105,156,0.85,33.479999999999997,3515.3999999999996,0.97649999999999992,0.8300249999999999,830.02499999999986,1233.1799999999998]
["06.04.2022 18:00",2299,109,156,0.85,33.479999999999997,3649.3199999999997,1.0136999999999998,0.86164499999999977,861.64499999999975,1233.1799999999998]
["06.04.2022 19:00",2300,109,156,0.85,33.479999999999997,3649.3199999999997,1.0136999999999998,0.86164499999999977,861.64499999999975,1233.1799999999998]
["06.04.2022 20:00",2301,109,156,0.85,33.479999999999997,3649.3199999999997,1.0136999999999998,0.86164499999999977,861.64499999999975,1233.1799999999998]
["06.04.2022 21:00",2302,117,156,0.85,33.479999999999997,3917.16,1.0881000000000001,0.92488500000000007,924.8850000000001,1233.1799999999998]
["06.04.2022 22:00",2303,114,156,0.85,33.479999999999997,3816.72,1.0602,0.90117000000000003,901.17000000000007,1233.1799999999998]
["06.04.2022 23:00",2304,114,156,0.85,33.479999999999997,3816.72,1.0602,0.90117000000000003,901.17000000000007,1233.1799999999998]
["07.04.2022 00:00",2305,109,156,0.85,33.479999999999997,3649.3199999999997,{"$f":"G2306/3600","v":1.0136999999999998},0.86164499999999977,861.64499999999975,1233.1799999999998]
["07.04.2022 01:00",{"$f":"B2306+1","v":2306},121,156,0.85,33.479999999999997,{"$f":"C2307*F2307","v":4051.0799999999995},1.1252999999999997,{"$f":"H2307*E2307","v":0.95650499999999972},{"$f":"I2307*1000/1","v":956.50499999999977},1233.1799999999998]
["07.04.2022 02:00",2307,129,156,{"$f":"E2307","v":0.85},{"$f":"F2307","v":33.479999999999997},4318.9199999999992,1.1996999999999998,1.0197449999999997,1019.7449999999997,1233.1799999999998]
["07.04.2022 03:00",2308,118,156,0.85,33.479999999999997,3950.6399999999994,1.0973999999999999,0.9327899999999999,932.78999999999985,1233.1799999999998]
["07.04.2022 04:00",2309,121,156,0.85,33.479999999999997,4051.0799999999995,1.1252999999999997,0.95650499999999972,956.50499999999977,1233.1799999999998]
["07.04.2022 05:00",2310,125,156,0.85,33.479999999999997,4185,1.1625000000000001,0.98812500000000003,988.125,1233.1799999999998]
["07.04.2022 06:00",2311,118,156,0.85,33.479999999999997,3950.6399999999994,1.0973999999999999,0.9327899999999999,932.78999999999985,1233.1799999999998]
["07.04.2022 07:00",2312,109,156,0.85,33.479999999999997,3649.3199999999997,1.0136999999999998,0.86164499999999977,861.64499999999975,1233.1799999999998]
["07.04.2022 08:00",2313,109,156,0.85,33.479999999999997,3649.3199999999997,1.0136999999999998,0.86164499999999977,861.64499999999975,1233.1799999999998]
["07.04.2022 09:00",2314,113,156,0.85,33.479999999999997,3783.24,1.0508999999999999,0.89326499999999998,893.26499999999999,1233.1799999999998]
["07.04.2022 10:00",2315,109,156,0.85,33.479999999999997,3649.3199999999997,1.0136999999999998,0.86164499999999977,861.64499999999975,1233.1799999999998]
["07.04.2022 11:00",2316,104,156,0.85,33.479999999999997,3481.9199999999996,0.96719999999999995,0.82211999999999996,822.12,1233.1799999999998]
["07.04.2022 12:00",2317,101,156,0.85,33.479999999999997,3381.4799999999996,0.93929999999999991,0.79840499999999992,798.40499999999997,1233.1799999999998]
["07.04.2022 13:00",2318,104,156,0.85,33.479999999999997,3481.9199999999996,0.96719999999999995,0.82211999999999996,822.12,1233.1799999999998]
["07.04.2022 14:00",2319,105,156,0.85,33.479999999999997,3515.3999999999996,0.97649999999999992,0.8300249999999999,830.02499999999986,1233.1799999999998]
["07.04.2022 15:00",2320,96,156,0.85,33.479999999999997,3214.08,0.89279999999999993,0.75887999999999989,758.87999999999988,1233.1799999999998]
["07.04.2022 16:00",2321,100,156,0.85,33.479999999999997,3347.9999999999995,0.92999999999999983,0.79049999999999987,790.49999999999989,1233.1799999999998]
["07.04.2022 17:00",2322,100,156,0.85,33.479999999999997,3347.9999999999995,0.92999999999999983,0.79049999999999987,790.49999999999989,1233.1799999999998]
["07.04.2022 18:00",2323,104,156,0.85,33.479999999999997,3481.9199999999996,0.96719999999999995,0.82211999999999996,822.12,1233.1799999999998]
["07.04.2022 19:00",2324,101,156,0.85,33.479999999999997,3381.4799999999996,0.93929999999999991,0.79840499999999992,798.40499999999997,1233.1799999999998]
["07.04.2022 20:00",2325,100,156,0.85,33.479999999999997,3347.9999999999995,0.92999999999999983,0.79049999999999987,790.49999999999989,1233.1799999999998]
["07.04.2022 21:00",2326,109,156,0.85,33.479999999999997,3649.3199999999997,1.0136999999999998,0.86164499999999977,861.64499999999975,1233.1799999999998]
["07.04.2022 22:00",2327,105,156,0.85,33.479999999999997,3515.3999999999996,0.97649999999999992,0.8300249999999999,830.02499999999986,1233.1799999999998]
["07.04.2022 23:00",2328,110,156,0.85,33.479999999999997,3682.7999999999997,1.0229999999999999,0.86954999999999993,869.55,1233.1799999999998]
["08.04.2022 00:00",2329,110,156,0.85,33.479999999999997,3682.7999999999997,1.0229999999999999,0.86954999999999993,869.55,1233.1799999999998]
["08.04.2022 01:00",2330,116,156,0.85,33.479999999999997,3883.68,1.0788,0.91697999999999991,916.9799999999999,1233.1799999999998]
["08.04.2022 02:00",2331,118,156,0.85,33.479999999999997,3950.6399999999994,1.0973999999999999,0.9327899999999999,932.78999999999985,1233.1799999999998]
["08.04.2022 03:00",2332,116,156,0.85,33.479999999999997,3883.68,1.0788,0.91697999999999991,916.9799999999999,1233.1799999999998]
["08.04.2022 04:00",2333,113,156,0.85,33.479999999999997,3783.24,1.0508999999999999,0.89326499999999998,893.26499999999999,1233.1799999999998]
["08.04.2022 05:00",2334,121,156,0.85,33.479999999999997,4051.0799999999995,1.1252999999999997,0.95650499999999972,956.50499999999977,1233.1799999999998]
["08.04.2022 06:00",2335,121,156,0.85,33.479999999999997,4051.0799999999995,1.1252999999999997,0.95650499999999972,956.50499999999977,1233.1799999999998]
["08.04.2022 07:00",2336,114,156,0.85,33.479999999999997,3816.72,1.0602,0.90117000000000003,901.17000000000007,1233.1799999999998]
["08.04.2022 08:00",2337,113,156,0.85,33.479999999999997,3783.24,1.0508999999999999,0.89326499999999998,893.26499999999999,1233.1799999999998]
["08.04.2022 09:00",2338,113,156,0.85,33.479999999999997,3783.24,1.0508999999999999,0.89326499999999998,893.26499999999999,1233.1799999999998]
["08.04.2022 10:00",2339,110,156,0.85,33.479999999999997,3682.7999999999997,1.0229999999999999,0.86954999999999993,869.55,1233.1799999999998]
["08.04.2022 11:00",2340,97,156,0.85,33.479999999999997,3247.5599999999995,0.9020999999999999,0.76678499999999994,766.78499999999997,1233.1799999999998]
["08.04.2022 12:00",2341,105,156,0.85,33.479999999999997,3515.3999999999996,0.97649999999999992,0.8300249999999999,830.02499999999986,1233.1799999999998]
["08.04.2022 13:00",2342,108,156,0.85,33.479999999999997,3615.8399999999997,1.0044,0.85373999999999994,853.7399999999999,1233.1799999999998]
["08.04.2022 14:00",2343,109,156,0.85,33.479999999999997,3649.3199999999997,1.0136999999999998,0.86164499999999977,861.64499999999975,1233.1799999999998]
["08.04.2022 15:00",2344,112,156,0.85,33.479999999999997,3749.7599999999998,1.0415999999999999,0.88535999999999981,885.35999999999979,1233.1799999999998]
["08.04.2022 16:00",2345,117,156,0.85,33.479999999999997,3917.16,1.0881000000000001,0.92488500000000007,924.8850000000001,1233.1799999999998]
["08.04.2022 17:00",2346,113,156,0.85,33.479999999999997,3783.24,1.0508999999999999,0.89326499999999998,893.26499999999999,1233.1799999999998]
["08.04.2022 18:00",2347,117,156,0.85,33.479999999999997,3917.16,1.0881000000000001,0.92488500000000007,924.8850000000001,1233.1799999999998]
["08.04.2022 19:00",2348,114,155,0.85,33.479999999999997,3816.72,1.0602,0.90117000000000003,901.17000000000007,1225.2749999999999]
["08.04.2022 20:00",2349,118,155,0.85,33.479999999999997,3950.6399999999994,1.0973999999999999,0.9327899999999999,932.78999999999985,1225.2749999999999]
["08.04.2022 21:00",2350,117,155,0.85,33.479999999999997,3917.16,1.0881000000000001,0.92488500000000007,924.8850000000001,1225.2749999999999]
["08.04.2022 22:00",2351,118,155,0.85,33.479999999999997,3950.6399999999994,1.0973999999999999,0.9327899999999999,932.78999999999985,1225.2749999999999]
["08.04.2022 23:00",2352,122,155,0.85,33.479999999999997,4084.5599999999995,1.1345999999999998,0.96440999999999988,964.40999999999985,1225.2749999999999]
["09.04.2022 00:00",2353,122,155,0.85,33.479999999999997,4084.5599999999995,1.1345999999999998,0.96440999999999988,964.40999999999985,1225.2749999999999]
["09.04.2022 01:00",2354,121,155,0.85,33.479999999999997,4051.0799999999995,1.1252999999999997,0.95650499999999972,956.50499999999977,1225.2749999999999]
["09.04.2022 02:00",2355,130,155,0.85,33.479999999999997,4352.3999999999996,1.2089999999999999,1.02765,1027.6499999999999,1225.2749999999999]
["09.04.2022 03:00",2356,125,155,0.85,33.479999999999997,4185,1.1625000000000001,0.98812500000000003,988.125,1225.2749999999999]
["09.04.2022 04:00",2357,126,155,0.85,33.479999999999997,4218.4799999999996,1.1718,0.99602999999999997,996.03,1225.2749999999999]
["09.04.2022 05:00",2358,125,155,0.85,33.479999999999997,4185,1.1625000000000001,0.98812500000000003,988.125,1225.2749999999999]
["09.04.2022 06:00",2359,130,155,0.85,33.479999999999997,4352.3999999999996,1.2089999999999999,1.02765,1027.6499999999999,1225.2749999999999]
["09.04.2022 07:00",2360,126,155,0.85,33.479999999999997,4218.4799999999996,1.1718,0.99602999999999997,996.03,1225.2749999999999]
["09.04.2022 08:00",2361,122,155,0.85,33.479999999999997,4084.5599999999995,1.1345999999999998,0.96440999999999988,964.40999999999985,1225.2749999999999]
["09.04.2022 09:00",2362,126,155,0.85,33.479999999999997,4218.4799999999996,1.1718,0.99602999999999997,996.03,1225.2749999999999]
["09.04.2022 10:00",2363,122,155,0.85,33.479999999999997,4084.5599999999995,1.1345999999999998,0.96440999999999988,964.40999999999985,1225.2749999999999]
["09.04.2022 11:00",2364,130,155,0.85,33.479999999999997,4352.3999999999996,1.2089999999999999,1.02765,1027.6499999999999,1225.2749999999999]
["09.04.2022 12:00",2365,118,155,0.85,33.479999999999997,3950.6399999999994,1.0973999999999999,0.9327899999999999,932.78999999999985,1225.2749999999999]
["09.04.2022 13:00",2366,122,155,0.85,33.479999999999997,4084.5599999999995,1.1345999999999998,0.96440999999999988,964.40999999999985,1225.2749999999999]
["09.04.2022 14:00",2367,126,155,0.85,33.479999999999997,4218.4799999999996,1.1718,0.99602999999999997,996.03,1225.2749999999999]
["09.04.2022 15:00",2368,118,155,0.85,33.479999999999997,3950.6399999999994,1.0973999999999999,0.9327899999999999,932.78999999999985,1225.2749999999999]
["09.04.2022 16:00",2369,118,155,0.85,33.479999999999997,3950.6399999999994,{"$f":"G2370/3600","v":1.0973999999999999},0.9327899999999999,932.78999999999985,1225.2749999999999]
["09.04.2022 17:00",{"$f":"B2370+1","v":2370},126,155,0.85,33.479999999999997,{"$f":"C2371*F2371","v":4218.4799999999996},1.1718,{"$f":"H2371*E2371","v":0.99602999999999997},{"$f":"I2371*1000/1","v":996.03},1225.2749999999999]
["09.04.2022 18:00",2371,122,155,{"$f":"E2371","v":0.85},{"$f":"F2371","v":33.479999999999997},4084.5599999999995,1.1345999999999998,0.96440999999999988,964.40999999999985,1225.2749999999999]
["09.04.2022 19:00",2372,131,155,0.85,33.479999999999997,4385.8799999999992,1.2182999999999997,1.0355549999999998,1035.5549999999998,1225.2749999999999]
["09.04.2022 20:00",2373,127,155,0.85,33.479999999999997,4251.96,1.1811,1.003935,1003.9350000000001,1225.2749999999999]
["09.04.2022 21:00",2374,138,155,0.85,33.479999999999997,4620.24,1.2833999999999999,1.0908899999999999,1090.8899999999999,1225.2749999999999]
["09.04.2022 22:00",2375,135,155,0.85,33.479999999999997,4519.7999999999993,1.2554999999999998,1.0671749999999998,1067.1749999999997,1225.2749999999999]
["09.04.2022 23:00",2376,135,155,0.85,33.479999999999997,4519.7999999999993,1.2554999999999998,1.0671749999999998,1067.1749999999997,1225.2749999999999]
["10.04.2022 00:00",2377,135,155,0.85,33.479999999999997,4519.7999999999993,1.2554999999999998,1.0671749999999998,1067.1749999999997,1225.2749999999999]
["10.04.2022 01:00",2378,134,155,0.85,33.479999999999997,4486.32,1.2462,1.0592699999999999,1059.27,1225.2749999999999]
["10.04.2022 02:00",2379,135,155,0.85,33.479999999999997,4519.7999999999993,1.2554999999999998,1.0671749999999998,1067.1749999999997,1225.2749999999999]
["10.04.2022 03:00",2380,135,155,0.85,33.479999999999997,4519.7999999999993,1.2554999999999998,1.0671749999999998,1067.1749999999997,1225.2749999999999]
["10.04.2022 04:00",2381,130,155,0.85,33.479999999999997,4352.3999999999996,1.2089999999999999,1.02765,1027.6499999999999,1225.2749999999999]
["10.04.2022 05:00",2382,135,155,0.85,33.479999999999997,4519.7999999999993,1.2554999999999998,1.0671749999999998,1067.1749999999997,1225.2749999999999]
["10.04.2022 06:00",2383,135,155,0.85,33.479999999999997,4519.7999999999993,1.2554999999999998,1.0671749999999998,1067.1749999999997,1225.2749999999999]
["10.04.2022 07:00",2384,130,155,0.85,33.479999999999997,4352.3999999999996,1.2089999999999999,1.02765,1027.6499999999999,1225.2749999999999]
["10.04.2022 08:00",2385,130,155,0.85,33.479999999999997,4352.3999999999996,1.2089999999999999,1.02765,1027.6499999999999,1225.2749999999999]
["10.04.2022 09:00",2386,135,155,0.85,33.479999999999997,4519.7999999999993,1.2554999999999998,1.0671749999999998,1067.1749999999997,1225.2749999999999]
["10.04.2022 10:00",2387,127,155,0.85,33.479999999999997,4251.96,1.1811,1.003935,1003.9350000000001,1225.2749999999999]
["10.04.2022 11:00",2388,126,155,0.85,33.479999999999997,4218.4799999999996,1.1718,0.99602999999999997,996.03,1225.2749999999999]
["10.04.2022 12:00",2389,123,155,0.85,33.479999999999997,4118.04,1.1438999999999999,0.97231499999999993,972.31499999999994,1225.2749999999999]
["10.04.2022 13:00",2390,126,155,0.85,33.479999999999997,4218.4799999999996,1.1718,0.99602999999999997,996.03,1225.2749999999999]
["10.04.2022 14:00",2391,123,155,0.85,33.479999999999997,4118.04,1.1438999999999999,0.97231499999999993,972.31499999999994,1225.2749999999999]
["10.04.2022 15:00",2392,118,155,0.85,33.479999999999997,3950.6399999999994,1.0973999999999999,0.9327899999999999,932.78999999999985,1225.2749999999999]
["10.04.2022 16:00",2393,123,155,0.85,33.479999999999997,4118.04,1.1438999999999999,0.97231499999999993,972.31499999999994,1225.2749999999999]
["10.04.2022 17:00",2394,121,155,0.85,33.479999999999997,4051.0799999999995,1.1252999999999997,0.95650499999999972,956.50499999999977,1225.2749999999999]
["10.04.2022 18:00",2395,126,155,0.85,33.479999999999997,4218.4799999999996,1.1718,0.99602999999999997,996.03,1225.2749999999999]
["10.04.2022 19:00",2396,123,155,0.85,33.479999999999997,4118.04,1.1438999999999999,0.97231499999999993,972.31499999999994,1225.2749999999999]
["10.04.2022 20:00",2397,131,155,0.85,33.479999999999997,4385.8799999999992,1.2182999999999997,1.0355549999999998,1035.5549999999998,1225.2749999999999]
["10.04.2022 21:00",2398,131,155,0.85,33.479999999999997,4385.8799999999992,1.2182999999999997,1.0355549999999998,1035.5549999999998,1225.2749999999999]
["10.04.2022 22:00",2399,131,155,0.85,33.479999999999997,4385.8799999999992,1.2182999999999997,1.0355549999999998,1035.5549999999998,1225.2749999999999]
["10.04.2022 23:00",2400,127,155,0.85,33.479999999999997,4251.96,1.1811,1.003935,1003.9350000000001,1225.2749999999999]
["11.04.2022 00:00",2401,134,155,0.85,33.479999999999997,4486.32,1.2462,1.0592699999999999,1059.27,1225.2749999999999]
["11.04.2022 01:00",2402,140,155,0.85,33.479999999999997,4687.2,1.302,1.1067,1106.7,1225.2749999999999]
["11.04.2022 02:00",2403,143,154,0.85,33.479999999999997,4787.6399999999994,1.3298999999999999,1.1304149999999999,1130.415,1217.3699999999997]
["11.04.2022 03:00",2404,138,154,0.85,33.479999999999997,4620.24,1.2833999999999999,1.0908899999999999,1090.8899999999999,1217.3699999999997]
["11.04.2022 04:00",2405,143,154,0.85,33.479999999999997,4787.6399999999994,1.3298999999999999,1.1304149999999999,1130.415,1217.3699999999997]
["11.04.2022 05:00",2406,151,154,0.85,33.479999999999997,5055.4799999999996,1.4042999999999999,1.1936549999999999,1193.655,1217.3699999999997]
["11.04.2022 06:00",2407,140,154,0.85,33.479999999999997,4687.2,1.302,1.1067,1106.7,1217.3699999999997]
["11.04.2022 07:00",2408,131,154,0.85,33.479999999999997,4385.8799999999992,1.2182999999999997,1.0355549999999998,1035.5549999999998,1217.3699999999997]
["11.04.2022 08:00",2409,127,154,0.85,33.479999999999997,4251.96,1.1811,1.003935,1003.9350000000001,1217.3699999999997]
["11.04.2022 09:00",2410,127,154,0.85,33.479999999999997,4251.96,1.1811,1.003935,1003.9350000000001,1217.3699999999997]
["11.04.2022 10:00",2411,135,154,0.85,33.479999999999997,4519.7999999999993,1.2554999999999998,1.0671749999999998,1067.1749999999997,1217.3699999999997]
["11.04.2022 11:00",2412,101,154,0.85,33.479999999999997,3381.4799999999996,0.93929999999999991,0.79840499999999992,798.40499999999997,1217.3699999999997]
["11.04.2022 12:00",2413,110,154,0.85,33.479999999999997,3682.7999999999997,1.0229999999999999,0.86954999999999993,869.55,1217.3699999999997]
["11.04.2022 13:00",2414,111,154,0.85,33.479999999999997,3716.2799999999997,1.0323,0.87745499999999998,877.45500000000004,1217.3699999999997]
["11.04.2022 14:00",2415,106,154,0.85,33.479999999999997,3548.8799999999997,0.9857999999999999,0.83792999999999984,837.92999999999984,1217.3699999999997]
["11.04.2022 15:00",2416,101,154,0.85,33.479999999999997,3381.4799999999996,0.93929999999999991,0.79840499999999992,798.40499999999997,1217.3699999999997]
["11.04.2022 16:00",2417,102,154,0.85,33.479999999999997,3414.9599999999996,0.94859999999999989,0.80630999999999986,806.30999999999983,1217.3699999999997]
["11.04.2022 17:00",2418,101,154,0.85,33.479999999999997,3381.4799999999996,0.93929999999999991,0.79840499999999992,798.40499999999997,1217.3699999999997]
["11.04.2022 18:00",2419,105,154,0.85,33.479999999999997,3515.3999999999996,0.97649999999999992,0.8300249999999999,830.02499999999986,1217.3699999999997]
["11.04.2022 19:00",2420,110,154,0.85,33.479999999999997,3682.7999999999997,1.0229999999999999,0.86954999999999993,869.55,1217.3699999999997]
["11.04.2022 20:00",2421,114,154,0.85,33.479999999999997,3816.72,1.0602,0.90117000000000003,901.17000000000007,1217.3699999999997]
["11.04.2022 21:00",2422,119,153,0.85,33.479999999999997,3984.1199999999994,1.1066999999999998,0.94069499999999984,940.69499999999982,1209.4649999999997]
["11.04.2022 22:00",2423,118,153,0.85,33.479999999999997,3950.6399999999994,1.0973999999999999,0.9327899999999999,932.78999999999985,1209.4649999999997]
["11.04.2022 23:00",2424,118,153,0.85,33.479999999999997,3950.6399999999994,1.0973999999999999,0.9327899999999999,932.78999999999985,1209.4649999999997]
["12.04.2022 00:00",2425,122,153,0.85,33.479999999999997,4084.5599999999995,1.1345999999999998,0.96440999999999988,964.40999999999985,1209.4649999999997]
["12.04.2022 01:00",2426,127,153,0.85,33.479999999999997,4251.96,1.1811,1.003935,1003.9350000000001,1209.4649999999997]
["12.04.2022 02:00",2427,131,153,0.85,33.479999999999997,4385.8799999999992,1.2182999999999997,1.0355549999999998,1035.5549999999998,1209.4649999999997]
["12.04.2022 03:00",2428,127,153,0.85,33.479999999999997,4251.96,1.1811,1.003935,1003.9350000000001,1209.4649999999997]
["12.04.2022 04:00",2429,131,153,0.85,33.479999999999997,4385.8799999999992,1.2182999999999997,1.0355549999999998,1035.5549999999998,1209.4649999999997]
["12.04.2022 05:00",2430,134,153,0.85,33.479999999999997,4486.32,1.2462,1.0592699999999999,1059.27,1209.4649999999997]
["12.04.2022 06:00",2431,131,153,0.85,33.479999999999997,4385.8799999999992,1.2182999999999997,1.0355549999999998,1035.5549999999998,1209.4649999999997]
["12.04.2022 07:00",2432,127,153,0.85,33.479999999999997,4251.96,1.1811,1.003935,1003.9350000000001,1209.4649999999997]
["12.04.2022 08:00",2433,119,153,0.85,33.479999999999997,3984.1199999999994,{"$f":"G2434/3600","v":1.1066999999999998},0.94069499999999984,940.69499999999982,1209.4649999999997]
["12.04.2022 09:00",{"$f":"B2434+1","v":2434},114,153,0.85,33.479999999999997,{"$f":"C2435*F2435","v":3816.72},1.0602,{"$f":"H2435*E2435","v":0.90117000000000003},{"$f":"I2435*1000/1","v":901.17000000000007},1209.4649999999997]
["12.04.2022 10:00",2435,114,153,{"$f":"E2435","v":0.85},{"$f":"F2435","v":33.479999999999997},3816.72,1.0602,0.90117000000000003,901.17000000000007,1209.4649999999997]
["12.04.2022 11:00",2436,94,153,0.85,33.479999999999997,3147.12,0.87419999999999998,0.74307000000000001,743.07,1209.4649999999997]
["12.04.2022 12:00",2437,97,153,0.85,33.479999999999997,3247.5599999999995,0.9020999999999999,0.76678499999999994,766.78499999999997,1209.4649999999997]
["12.04.2022 13:00",2438,98,153,0.85,33.479999999999997,3281.0399999999995,0.91139999999999988,0.77468999999999988,774.68999999999983,1209.4649999999997]
["12.04.2022 14:00",2439,102,153,0.85,33.479999999999997,3414.9599999999996,0.94859999999999989,0.80630999999999986,806.30999999999983,1209.4649999999997]
["12.04.2022 15:00",2440,97,153,0.85,33.479999999999997,3247.5599999999995,0.9020999999999999,0.76678499999999994,766.78499999999997,1209.4649999999997]
["12.04.2022 16:00",2441,93,153,0.85,33.479999999999997,3113.64,0.8649,0.73516499999999996,735.16499999999996,1209.4649999999997]
["12.04.2022 17:00",2442,93,153,0.85,33.479999999999997,3113.64,0.8649,0.73516499999999996,735.16499999999996,1209.4649999999997]
["12.04.2022 18:00",2443,97,153,0.85,33.479999999999997,3247.5599999999995,0.9020999999999999,0.76678499999999994,766.78499999999997,1209.4649999999997]
["12.04.2022 19:00",2444,93,153,0.85,33.479999999999997,3113.64,0.8649,0.73516499999999996,735.16499999999996,1209.4649999999997]
["12.04.2022 20:00",2445,101,153,0.85,33.479999999999997,3381.4799999999996,0.93929999999999991,0.79840499999999992,798.40499999999997,1209.4649999999997]
["12.04.2022 21:00",2446,102,153,0.85,33.479999999999997,3414.9599999999996,0.94859999999999989,0.80630999999999986,806.30999999999983,1209.4649999999997]
["12.04.2022 22:00",2447,110,153,0.85,33.479999999999997,3682.7999999999997,1.0229999999999999,0.86954999999999993,869.55,1209.4649999999997]
["12.04.2022 23:00",2448,106,153,0.85,33.479999999999997,3548.8799999999997,0.9857999999999999,0.83792999999999984,837.92999999999984,1209.4649999999997]
["13.04.2022 00:00",2449,106,153,0.85,33.479999999999997,3548.8799999999997,0.9857999999999999,0.83792999999999984,837.92999999999984,1209.4649999999997]
["13.04.2022 01:00",2450,114,153,0.85,33.479999999999997,3816.72,1.0602,0.90117000000000003,901.17000000000007,1209.4649999999997]
["13.04.2022 02:00",2451,118,153,0.85,33.479999999999997,3950.6399999999994,1.0973999999999999,0.9327899999999999,932.78999999999985,1209.4649999999997]
["13.04.2022 03:00",2452,118,153,0.85,33.479999999999997,3950.6399999999994,1.0973999999999999,0.9327899999999999,932.78999999999985,1209.4649999999997]
["13.04.2022 04:00",2453,113,152,0.85,33.479999999999997,3783.24,1.0508999999999999,0.89326499999999998,893.26499999999999,1201.5599999999997]
["13.04.2022 05:00",2454,122,152,0.85,33.479999999999997,4084.5599999999995,1.1345999999999998,0.96440999999999988,964.40999999999985,1201.5599999999997]
["13.04.2022 06:00",2455,122,152,0.85,33.479999999999997,4084.5599999999995,1.1345999999999998,0.96440999999999988,964.40999999999985,1201.5599999999997]
["13.04.2022 07:00",2456,119,152,0.85,33.479999999999997,3984.1199999999994,1.1066999999999998,0.94069499999999984,940.69499999999982,1201.5599999999997]
["13.04.2022 08:00",2457,106,152,0.85,33.479999999999997,3548.8799999999997,0.9857999999999999,0.83792999999999984,837.92999999999984,1201.5599999999997]
["13.04.2022 09:00",2458,101,152,0.85,33.479999999999997,3381.4799999999996,0.93929999999999991,0.79840499999999992,798.40499999999997,1201.5599999999997]
["13.04.2022 10:00",2459,93,152,0.85,33.479999999999997,3113.64,0.8649,0.73516499999999996,735.16499999999996,1201.5599999999997]
["13.04.2022 11:00",2460,73,152,0.85,33.479999999999997,2444.04,0.67889999999999995,0.57706499999999994,577.06499999999994,1201.5599999999997]
["13.04.2022 12:00",2461,73,152,0.85,33.479999999999997,2444.04,0.67889999999999995,0.57706499999999994,577.06499999999994,1201.5599999999997]
["13.04.2022 13:00",2462,77,152,0.85,33.479999999999997,2577.9599999999996,0.71609999999999985,0.60868499999999981,608.68499999999983,1201.5599999999997]
["13.04.2022 14:00",2463,77,152,0.85,33.479999999999997,2577.9599999999996,0.71609999999999985,0.60868499999999981,608.68499999999983,1201.5599999999997]
["13.04.2022 15:00",2464,81,152,0.85,33.479999999999997,2711.8799999999997,0.75329999999999986,0.6403049999999999,640.30499999999995,1201.5599999999997]
["13.04.2022 16:00",2465,77,152,0.85,33.479999999999997,2577.9599999999996,0.71609999999999985,0.60868499999999981,608.68499999999983,1201.5599999999997]
["13.04.2022 17:00",2466,72,152,0.85,33.479999999999997,2410.56,0.66959999999999997,0.56916,569.16,1201.5599999999997]
["13.04.2022 18:00",2467,77,152,0.85,33.479999999999997,2577.9599999999996,0.71609999999999985,0.60868499999999981,608.68499999999983,1201.5599999999997]
["13.04.2022 19:00",2468,80,152,0.85,33.479999999999997,2678.3999999999996,0.74399999999999988,0.63239999999999985,632.39999999999986,1201.5599999999997]
["13.04.2022 20:00",2469,84,152,0.85,33.479999999999997,2812.3199999999997,0.78119999999999989,0.66401999999999994,664.02,1201.5599999999997]
["13.04.2022 21:00",2470,85,152,0.85,33.479999999999997,2845.7999999999997,0.79049999999999987,0.67192499999999988,671.92499999999984,1201.5599999999997]
["13.04.2022 22:00",2471,81,152,0.85,33.479999999999997,2711.8799999999997,0.75329999999999986,0.6403049999999999,640.30499999999995,1201.5599999999997]
["13.04.2022 23:00",2472,86,152,0.85,33.479999999999997,2879.2799999999997,0.79979999999999996,0.67982999999999993,679.82999999999993,1201.5599999999997]
["14.04.2022 00:00",2473,90,152,0.85,33.479999999999997,3013.2,0.83699999999999997,0.71144999999999992,711.44999999999993,1201.5599999999997]
["14.04.2022 01:00",2474,93,152,0.85,33.479999999999997,3113.64,0.8649,0.73516499999999996,735.16499999999996,1201.5599999999997]
["14.04.2022 02:00",2475,94,152,0.85,33.479999999999997,3147.12,0.87419999999999998,0.74307000000000001,743.07,1201.5599999999997]
["14.04.2022 03:00",2476,89,152,0.85,33.479999999999997,2979.72,0.82769999999999999,0.70354499999999998,703.54499999999996,1201.5599999999997]
["14.04.2022 04:00",2477,97,152,0.85,33.479999999999997,3247.5599999999995,0.9020999999999999,0.76678499999999994,766.78499999999997,1201.5599999999997]
["14.04.2022 05:00",2478,101,152,0.85,33.479999999999997,3381.4799999999996,0.93929999999999991,0.79840499999999992,798.40499999999997,1201.5599999999997]
["14.04.2022 06:00",2479,98,152,0.85,33.479999999999997,3281.0399999999995,0.91139999999999988,0.77468999999999988,774.68999999999983,1201.5599999999997]
["14.04.2022 07:00",2480,85,152,0.85,33.479999999999997,2845.7999999999997,0.79049999999999987,0.67192499999999988,671.92499999999984,1201.5599999999997]
["14.04.2022 08:00",2481,81,152,0.85,33.479999999999997,2711.8799999999997,0.75329999999999986,0.6403049999999999,640.30499999999995,1201.5599999999997]
["14.04.2022 09:00",2482,85,152,0.85,33.479999999999997,2845.7999999999997,0.79049999999999987,0.67192499999999988,671.92499999999984,1201.5599999999997]
["14.04.2022 10:00",2483,81,152,0.85,33.479999999999997,2711.8799999999997,0.75329999999999986,0.6403049999999999,640.30499999999995,1201.5599999999997]
["14.04.2022 11:00",2484,81,152,0.85,33.479999999999997,2711.8799999999997,0.75329999999999986,0.6403049999999999,640.30499999999995,1201.5599999999997]
["14.04.2022 12:00",2485,73,152,0.85,33.479999999999997,2444.04,0.67889999999999995,0.57706499999999994,577.06499999999994,1201.5599999999997]
["14.04.2022 13:00",2486,81,152,0.85,33.479999999999997,2711.8799999999997,0.75329999999999986,0.6403049999999999,640.30499999999995,1201.5599999999997]
["14.04.2022 14:00",2487,76,152,0.85,33.479999999999997,2544.4799999999996,0.70679999999999987,0.60077999999999987,600.77999999999986,1201.5599999999997]
["14.04.2022 15:00",2488,77,152,0.85,33.479999999999997,2577.9599999999996,0.71609999999999985,0.60868499999999981,608.68499999999983,1201.5599999999997]
["14.04.2022 16:00",2489,72,152,0.85,33.479999999999997,2410.56,0.66959999999999997,0.56916,569.16,1201.5599999999997]
["14.04.2022 17:00",2490,76,152,0.85,33.479999999999997,2544.4799999999996,0.70679999999999987,0.60077999999999987,600.77999999999986,1201.5599999999997]
["14.04.2022 18:00",2491,76,152,0.85,33.479999999999997,2544.4799999999996,0.70679999999999987,0.60077999999999987,600.77999999999986,1201.5599999999997]
["14.04.2022 19:00",2492,76,152,0.85,33.479999999999997,2544.4799999999996,0.70679999999999987,0.60077999999999987,600.77999999999986,1201.5599999999997]
["14.04.2022 20:00",2493,76,152,0.85,33.479999999999997,2544.4799999999996,0.70679999999999987,0.60077999999999987,600.77999999999986,1201.5599999999997]
["14.04.2022 21:00",2494,81,152,0.85,33.479999999999997,2711.8799999999997,0.75329999999999986,0.6403049999999999,640.30499999999995,1201.5599999999997]
["14.04.2022 22:00",2495,81,152,0.85,33.479999999999997,2711.8799999999997,0.75329999999999986,0.6403049999999999,640.30499999999995,1201.5599999999997]
["14.04.2022 23:00",2496,82,152,0.85,33.479999999999997,2745.3599999999997,0.76259999999999994,0.64820999999999995,648.20999999999992,1201.5599999999997]
["15.04.2022 00:00",2497,77,152,0.85,33.479999999999997,2577.9599999999996,{"$f":"G2498/3600","v":0.71609999999999985},0.60868499999999981,608.68499999999983,1201.5599999999997]
["15.04.2022 01:00",{"$f":"B2498+1","v":2498},82,152,0.85,33.479999999999997,{"$f":"C2499*F2499","v":2745.3599999999997},0.76259999999999994,{"$f":"H2499*E2499","v":0.64820999999999995},{"$f":"I2499*1000/1","v":648.20999999999992},1201.5599999999997]
["15.04.2022 02:00",2499,81,152,{"$f":"E2499","v":0.85},{"$f":"F2499","v":33.479999999999997},2711.8799999999997,0.75329999999999986,0.6403049999999999,640.30499999999995,1201.5599999999997]
["15.04.2022 03:00",2500,85,152,0.85,33.479999999999997,2845.7999999999997,0.79049999999999987,0.67192499999999988,671.92499999999984,1201.5599999999997]
["15.04.2022 04:00",2501,82,152,0.85,33.479999999999997,2745.3599999999997,0.76259999999999994,0.64820999999999995,648.20999999999992,1201.5599999999997]
["15.04.2022 05:00",2502,84,151,0.85,33.479999999999997,2812.3199999999997,0.78119999999999989,0.66401999999999994,664.02,1193.655]
["15.04.2022 06:00",2503,81,151,0.85,33.479999999999997,2711.8799999999997,0.75329999999999986,0.6403049999999999,640.30499999999995,1193.655]
["15.04.2022 07:00",2504,85,151,0.85,33.479999999999997,2845.7999999999997,0.79049999999999987,0.67192499999999988,671.92499999999984,1193.655]
["15.04.2022 08:00",2505,80,151,0.85,33.479999999999997,2678.3999999999996,0.74399999999999988,0.63239999999999985,632.39999999999986,1193.655]
["15.04.2022 09:00",2506,81,151,0.85,33.479999999999997,2711.8799999999997,0.75329999999999986,0.6403049999999999,640.30499999999995,1193.655]
["15.04.2022 10:00",2507,97,151,0.85,33.479999999999997,3247.5599999999995,0.9020999999999999,0.76678499999999994,766.78499999999997,1193.655]
["15.04.2022 11:00",2508,93,151,0.85,33.479999999999997,3113.64,0.8649,0.73516499999999996,735.16499999999996,1193.655]
["15.04.2022 12:00",2509,89,151,0.85,33.479999999999997,2979.72,0.82769999999999999,0.70354499999999998,703.54499999999996,1193.655]
["15.04.2022 13:00",2510,85,151,0.85,33.479999999999997,2845.7999999999997,0.79049999999999987,0.67192499999999988,671.92499999999984,1193.655]
["15.04.2022 14:00",2511,89,151,0.85,33.479999999999997,2979.72,0.82769999999999999,0.70354499999999998,703.54499999999996,1193.655]
["15.04.2022 15:00",2512,84,151,0.85,33.479999999999997,2812.3199999999997,0.78119999999999989,0.66401999999999994,664.02,1193.655]
["15.04.2022 16:00",2513,89,151,0.85,33.479999999999997,2979.72,0.82769999999999999,0.70354499999999998,703.54499999999996,1193.655]
["15.04.2022 17:00",2514,93,151,0.85,33.479999999999997,3113.64,0.8649,0.73516499999999996,735.16499999999996,1193.655]
["15.04.2022 18:00",2515,89,151,0.85,33.479999999999997,2979.72,0.82769999999999999,0.70354499999999998,703.54499999999996,1193.655]
["15.04.2022 19:00",2516,93,151,0.85,33.479999999999997,3113.64,0.8649,0.73516499999999996,735.16499999999996,1193.655]
["15.04.2022 20:00",2517,93,151,0.85,33.479999999999997,3113.64,0.8649,0.73516499999999996,735.16499999999996,1193.655]
["15.04.2022 21:00",2518,89,151,0.85,33.479999999999997,2979.72,0.82769999999999999,0.70354499999999998,703.54499999999996,1193.655]
["15.04.2022 22:00",2519,94,151,0.85,33.479999999999997,3147.12,0.87419999999999998,0.74307000000000001,743.07,1193.655]
["15.04.2022 23:00",2520,101,151,0.85,33.479999999999997,3381.4799999999996,0.93929999999999991,0.79840499999999992,798.40499999999997,1193.655]
["16.04.2022 00:00",2521,98,151,0.85,33.479999999999997,3281.0399999999995,0.91139999999999988,0.77468999999999988,774.68999999999983,1193.655]
["16.04.2022 01:00",2522,102,151,0.85,33.479999999999997,3414.9599999999996,0.94859999999999989,0.80630999999999986,806.30999999999983,1193.655]
["16.04.2022 02:00",2523,102,151,0.85,33.479999999999997,3414.9599999999996,0.94859999999999989,0.80630999999999986,806.30999999999983,1193.655]
["16.04.2022 03:00",2524,102,151,0.85,33.479999999999997,3414.9599999999996,0.94859999999999989,0.80630999999999986,806.30999999999983,1193.655]
["16.04.2022 04:00",2525,106,151,0.85,33.479999999999997,3548.8799999999997,0.9857999999999999,0.83792999999999984,837.92999999999984,1193.655]
["16.04.2022 05:00",2526,105,151,0.85,33.479999999999997,3515.3999999999996,0.97649999999999992,0.8300249999999999,830.02499999999986,1193.655]
["16.04.2022 06:00",2527,106,151,0.85,33.479999999999997,3548.8799999999997,0.9857999999999999,0.83792999999999984,837.92999999999984,1193.655]
["16.04.2022 07:00",2528,106,151,0.85,33.479999999999997,3548.8799999999997,0.9857999999999999,0.83792999999999984,837.92999999999984,1193.655]
["16.04.2022 08:00",2529,106,151,0.85,33.479999999999997,3548.8799999999997,0.9857999999999999,0.83792999999999984,837.92999999999984,1193.655]
["16.04.2022 09:00",2530,102,151,0.85,33.479999999999997,3414.9599999999996,0.94859999999999989,0.80630999999999986,806.30999999999983,1193.655]
["16.04.2022 10:00",2531,102,151,0.85,33.479999999999997,3414.9599999999996,0.94859999999999989,0.80630999999999986,806.30999999999983,1193.655]
["16.04.2022 11:00",2532,98,151,0.85,33.479999999999997,3281.0399999999995,0.91139999999999988,0.77468999999999988,774.68999999999983,1193.655]
["16.04.2022 12:00",2533,93,151,0.85,33.479999999999997,3113.64,0.8649,0.73516499999999996,735.16499999999996,1193.655]
["16.04.2022 13:00",2534,99,151,0.85,33.479999999999997,3314.5199999999995,0.92069999999999985,0.78259499999999982,782.5949999999998,1193.655]
["16.04.2022 14:00",2535,85,151,0.85,33.479999999999997,2845.7999999999997,0.79049999999999987,0.67192499999999988,671.92499999999984,1193.655]
["16.04.2022 15:00",2536,89,151,0.85,33.479999999999997,2979.72,0.82769999999999999,0.70354499999999998,703.54499999999996,1193.655]
["16.04.2022 16:00",2537,85,151,0.85,33.479999999999997,2845.7999999999997,0.79049999999999987,0.67192499999999988,671.92499999999984,1193.655]
["16.04.2022 17:00",2538,89,151,0.85,33.479999999999997,2979.72,0.82769999999999999,0.70354499999999998,703.54499999999996,1193.655]
["16.04.2022 18:00",2539,90,150,0.85,33.479999999999997,3013.2,0.83699999999999997,0.71144999999999992,711.44999999999993,1185.7499999999998]
["16.04.2022 19:00",2540,93,150,0.85,33.479999999999997,3113.64,0.8649,0.73516499999999996,735.16499999999996,1185.7499999999998]
["16.04.2022 20:00",2541,97,150,0.85,33.479999999999997,3247.5599999999995,0.9020999999999999,0.76678499999999994,766.78499999999997,1185.7499999999998]
["16.04.2022 21:00",2542,106,150,0.85,33.479999999999997,3548.8799999999997,0.9857999999999999,0.83792999999999984,837.92999999999984,1185.7499999999998]
["16.04.2022 22:00",2543,102,150,0.85,33.479999999999997,3414.9599999999996,0.94859999999999989,0.80630999999999986,806.30999999999983,1185.7499999999998]
["16.04.2022 23:00",2544,106,150,0.85,33.479999999999997,3548.8799999999997,0.9857999999999999,0.83792999999999984,837.92999999999984,1185.7499999999998]
["17.04.2022 00:00",2545,111,150,0.85,33.479999999999997,3716.2799999999997,1.0323,0.87745499999999998,877.45500000000004,1185.7499999999998]
["17.04.2022 01:00",2546,110,150,0.85,33.479999999999997,3682.7999999999997,1.0229999999999999,0.86954999999999993,869.55,1185.7499999999998]
["17.04.2022 02:00",2547,111,150,0.85,33.479999999999997,3716.2799999999997,1.0323,0.87745499999999998,877.45500000000004,1185.7499999999998]
["17.04.2022 03:00",2548,110,150,0.85,33.479999999999997,3682.7999999999997,1.0229999999999999,0.86954999999999993,869.55,1185.7499999999998]
["17.04.2022 04:00",2549,114,150,0.85,33.479999999999997,3816.72,1.0602,0.90117000000000003,901.17000000000007,1185.7499999999998]
["17.04.2022 05:00",2550,115,150,0.85,33.479999999999997,3850.2,1.0694999999999999,0.90907499999999986,909.07499999999982,1185.7499999999998]
["17.04.2022 06:00",2551,110,150,0.85,33.479999999999997,3682.7999999999997,1.0229999999999999,0.86954999999999993,869.55,1185.7499999999998]
["17.04.2022 07:00",2552,106,150,0.85,33.479999999999997,3548.8799999999997,0.9857999999999999,0.83792999999999984,837.92999999999984,1185.7499999999998]
["17.04.2022 08:00",2553,102,150,0.85,33.479999999999997,3414.9599999999996,0.94859999999999989,0.80630999999999986,806.30999999999983,1185.7499999999998]
["17.04.2022 09:00",2554,102,150,0.85,33.479999999999997,3414.9599999999996,0.94859999999999989,0.80630999999999986,806.30999999999983,1185.7499999999998]
["17.04.2022 10:00",2555,94,150,0.85,33.479999999999997,3147.12,0.87419999999999998,0.74307000000000001,743.07,1185.7499999999998]
["17.04.2022 11:00",2556,77,150,0.85,33.479999999999997,2577.9599999999996,0.71609999999999985,0.60868499999999981,608.68499999999983,1185.7499999999998]
["17.04.2022 12:00",2557,80,150,0.85,33.479999999999997,2678.3999999999996,0.74399999999999988,0.63239999999999985,632.39999999999986,1185.7499999999998]
["17.04.2022 13:00",2558,86,150,0.85,33.479999999999997,2879.2799999999997,0.79979999999999996,0.67982999999999993,679.82999999999993,1185.7499999999998]
["17.04.2022 14:00",2559,85,150,0.85,33.479999999999997,2845.7999999999997,0.79049999999999987,0.67192499999999988,671.92499999999984,1185.7499999999998]
["17.04.2022 15:00",2560,82,150,0.85,33.479999999999997,2745.3599999999997,0.76259999999999994,0.64820999999999995,648.20999999999992,1185.7499999999998]
["17.04.2022 16:00",2561,80,150,0.85,33.479999999999997,2678.3999999999996,{"$f":"G2562/3600","v":0.74399999999999988},0.63239999999999985,632.39999999999986,1185.7499999999998]
["17.04.2022 17:00",{"$f":"B2562+1","v":2562},85,150,0.85,33.479999999999997,{"$f":"C2563*F2563","v":2845.7999999999997},0.79049999999999987,{"$f":"H2563*E2563","v":0.67192499999999988},{"$f":"I2563*1000/1","v":671.92499999999984},1185.7499999999998]
["17.04.2022 18:00",2563,85,150,{"$f":"E2563","v":0.85},{"$f":"F2563","v":33.479999999999997},2845.7999999999997,0.79049999999999987,0.67192499999999988,671.92499999999984,1185.7499999999998]
["17.04.2022 19:00",2564,89,149,0.85,33.479999999999997,2979.72,0.82769999999999999,0.70354499999999998,703.54499999999996,1177.8449999999998]
["17.04.2022 20:00",2565,92,149,0.85,33.479999999999997,3080.16,0.85559999999999992,0.72725999999999991,727.25999999999988,1177.8449999999998]
["17.04.2022 21:00",2566,94,149,0.85,33.479999999999997,3147.12,0.87419999999999998,0.74307000000000001,743.07,1177.8449999999998]
["17.04.2022 22:00",2567,101,149,0.85,33.479999999999997,3381.4799999999996,0.93929999999999991,0.79840499999999992,798.40499999999997,1177.8449999999998]
["17.04.2022 23:00",2568,98,149,0.85,33.479999999999997,3281.0399999999995,0.91139999999999988,0.77468999999999988,774.68999999999983,1177.8449999999998]
["18.04.2022 00:00",2569,97,149,0.85,33.479999999999997,3247.5599999999995,0.9020999999999999,0.76678499999999994,766.78499999999997,1177.8449999999998]
["18.04.2022 01:00",2570,102,149,0.85,33.479999999999997,3414.9599999999996,0.94859999999999989,0.80630999999999986,806.30999999999983,1177.8449999999998]
["18.04.2022 02:00",2571,102,149,0.85,33.479999999999997,3414.9599999999996,0.94859999999999989,0.80630999999999986,806.30999999999983,1177.8449999999998]
["18.04.2022 03:00",2572,101,149,0.85,33.479999999999997,3381.4799999999996,0.93929999999999991,0.79840499999999992,798.40499999999997,1177.8449999999998]
["18.04.2022 04:00",2573,106,149,0.85,33.479999999999997,3548.8799999999997,0.9857999999999999,0.83792999999999984,837.92999999999984,1177.8449999999998]
["18.04.2022 05:00",2574,105,149,0.85,33.479999999999997,3515.3999999999996,0.97649999999999992,0.8300249999999999,830.02499999999986,1177.8449999999998]
["18.04.2022 06:00",2575,98,149,0.85,33.479999999999997,3281.0399999999995,0.91139999999999988,0.77468999999999988,774.68999999999983,1177.8449999999998]
["18.04.2022 07:00",2576,102,149,0.85,33.479999999999997,3414.9599999999996,0.94859999999999989,0.80630999999999986,806.30999999999983,1177.8449999999998]
["18.04.2022 08:00",2577,89,149,0.85,33.479999999999997,2979.72,0.82769999999999999,0.70354499999999998,703.54499999999996,1177.8449999999998]
["18.04.2022 09:00",2578,89,149,0.85,33.479999999999997,2979.72,0.82769999999999999,0.70354499999999998,703.54499999999996,1177.8449999999998]
["18.04.2022 10:00",2579,89,149,0.85,33.479999999999997,2979.72,0.82769999999999999,0.70354499999999998,703.54499999999996,1177.8449999999998]
["18.04.2022 11:00",2580,85,149,0.85,33.479999999999997,2845.7999999999997,0.79049999999999987,0.67192499999999988,671.92499999999984,1177.8449999999998]
["18.04.2022 12:00",2581,76,149,0.85,33.479999999999997,2544.4799999999996,0.70679999999999987,0.60077999999999987,600.77999999999986,1177.8449999999998]
["18.04.2022 13:00",2582,81,149,0.85,33.479999999999997,2711.8799999999997,0.75329999999999986,0.6403049999999999,640.30499999999995,1177.8449999999998]
["18.04.2022 14:00",2583,81,149,0.85,33.479999999999997,2711.8799999999997,0.75329999999999986,0.6403049999999999,640.30499999999995,1177.8449999999998]
["18.04.2022 15:00",2584,86,149,0.85,33.479999999999997,2879.2799999999997,0.79979999999999996,0.67982999999999993,679.82999999999993,1177.8449999999998]
["18.04.2022 16:00",2585,76,149,0.85,33.479999999999997,2544.4799999999996,0.70679999999999987,0.60077999999999987,600.77999999999986,1177.8449999999998]
["18.04.2022 17:00",2586,80,149,0.85,33.479999999999997,2678.3999999999996,0.74399999999999988,0.63239999999999985,632.39999999999986,1177.8449999999998]
["18.04.2022 18:00",2587,80,149,0.85,33.479999999999997,2678.3999999999996,0.74399999999999988,0.63239999999999985,632.39999999999986,1177.8449999999998]
["18.04.2022 19:00",2588,77,149,0.85,33.479999999999997,2577.9599999999996,0.71609999999999985,0.60868499999999981,608.68499999999983,1177.8449999999998]
["18.04.2022 20:00",2589,81,149,0.85,33.479999999999997,2711.8799999999997,0.75329999999999986,0.6403049999999999,640.30499999999995,1177.8449999999998]
["18.04.2022 21:00",2590,89,149,0.85,33.479999999999997,2979.72,0.82769999999999999,0.70354499999999998,703.54499999999996,1177.8449999999998]
["18.04.2022 22:00",2591,89,149,0.85,33.479999999999997,2979.72,0.82769999999999999,0.70354499999999998,703.54499999999996,1177.8449999999998]
["18.04.2022 23:00",2592,93,149,0.85,33.479999999999997,3113.64,0.8649,0.73516499999999996,735.16499999999996,1177.8449999999998]
["19.04.2022 00:00",2593,94,149,0.85,33.479999999999997,3147.12,0.87419999999999998,0.74307000000000001,743.07,1177.8449999999998]
["19.04.2022 01:00",2594,97,149,0.85,33.479999999999997,3247.5599999999995,0.9020999999999999,0.76678499999999994,766.78499999999997,1177.8449999999998]
["19.04.2022 02:00",2595,94,149,0.85,33.479999999999997,3147.12,0.87419999999999998,0.74307000000000001,743.07,1177.8449999999998]
["19.04.2022 03:00",2596,97,149,0.85,33.479999999999997,3247.5599999999995,0.9020999999999999,0.76678499999999994,766.78499999999997,1177.8449999999998]
["19.04.2022 04:00",2597,101,149,0.85,33.479999999999997,3381.4799999999996,0.93929999999999991,0.79840499999999992,798.40499999999997,1177.8449999999998]
["19.04.2022 05:00",2598,101,149,0.85,33.479999999999997,3381.4799999999996,0.93929999999999991,0.79840499999999992,798.40499999999997,1177.8449999999998]
["19.04.2022 06:00",2599,97,149,0.85,33.479999999999997,3247.5599999999995,0.9020999999999999,0.76678499999999994,766.78499999999997,1177.8449999999998]
["19.04.2022 07:00",2600,90,148,0.85,33.479999999999997,3013.2,0.83699999999999997,0.71144999999999992,711.44999999999993,1169.94]
["19.04.2022 08:00",2601,92,148,0.85,33.479999999999997,3080.16,0.85559999999999992,0.72725999999999991,727.25999999999988,1169.94]
["19.04.2022 09:00",2602,85,148,0.85,33.479999999999997,2845.7999999999997,0.79049999999999987,0.67192499999999988,671.92499999999984,1169.94]
["19.04.2022 10:00",2603,81,148,0.85,33.479999999999997,2711.8799999999997,0.75329999999999986,0.6403049999999999,640.30499999999995,1169.94]
["19.04.2022 11:00",2604,80,148,0.85,33.479999999999997,2678.3999999999996,0.74399999999999988,0.63239999999999985,632.39999999999986,1169.94]
["19.04.2022 12:00",2605,85,148,0.85,33.479999999999997,2845.7999999999997,0.79049999999999987,0.67192499999999988,671.92499999999984,1169.94]
["19.04.2022 13:00",2606,92,148,0.85,33.479999999999997,3080.16,0.85559999999999992,0.72725999999999991,727.25999999999988,1169.94]
["19.04.2022 14:00",2607,93,148,0.85,33.479999999999997,3113.64,0.8649,0.73516499999999996,735.16499999999996,1169.94]
["19.04.2022 15:00",2608,89,148,0.85,33.479999999999997,2979.72,0.82769999999999999,0.70354499999999998,703.54499999999996,1169.94]
["19.04.2022 16:00",2609,81,148,0.85,33.479999999999997,2711.8799999999997,0.75329999999999986,0.6403049999999999,640.30499999999995,1169.94]
["19.04.2022 17:00",2610,84,148,0.85,33.479999999999997,2812.3199999999997,0.78119999999999989,0.66401999999999994,664.02,1169.94]
["19.04.2022 18:00",2611,89,148,0.85,33.479999999999997,2979.72,0.82769999999999999,0.70354499999999998,703.54499999999996,1169.94]
["19.04.2022 19:00",2612,89,148,0.85,33.479999999999997,2979.72,0.82769999999999999,0.70354499999999998,703.54499999999996,1169.94]
["19.04.2022 20:00",2613,93,148,0.85,33.479999999999997,3113.64,0.8649,0.73516499999999996,735.16499999999996,1169.94]
["19.04.2022 21:00",2614,93,148,0.85,33.479999999999997,3113.64,0.8649,0.73516499999999996,735.16499999999996,1169.94]
["19.04.2022 22:00",2615,102,148,0.85,33.479999999999997,3414.9599999999996,0.94859999999999989,0.80630999999999986,806.30999999999983,1169.94]
["19.04.2022 23:00",2616,101,148,0.85,33.479999999999997,3381.4799999999996,0.93929999999999991,0.79840499999999992,798.40499999999997,1169.94]
["20.04.2022 00:00",2617,97,148,0.85,33.479999999999997,3247.5599999999995,0.9020999999999999,0.76678499999999994,766.78499999999997,1169.94]
["20.04.2022 01:00",2618,114,148,0.85,33.479999999999997,3816.72,1.0602,0.90117000000000003,901.17000000000007,1169.94]
["20.04.2022 02:00",2619,114,148,0.85,33.479999999999997,3816.72,1.0602,0.90117000000000003,901.17000000000007,1169.94]
["20.04.2022 03:00",2620,118,148,0.85,33.479999999999997,3950.6399999999994,1.0973999999999999,0.9327899999999999,932.78999999999985,1169.94]
["20.04.2022 04:00",2621,118,148,0.85,33.479999999999997,3950.6399999999994,1.0973999999999999,0.9327899999999999,932.78999999999985,1169.94]
["20.04.2022 05:00",2622,113,148,0.85,33.479999999999997,3783.24,1.0508999999999999,0.89326499999999998,893.26499999999999,1169.94]
["20.04.2022 06:00",2623,122,148,0.85,33.479999999999997,4084.5599999999995,1.1345999999999998,0.96440999999999988,964.40999999999985,1169.94]
["20.04.2022 07:00",2624,118,148,0.85,33.479999999999997,3950.6399999999994,1.0973999999999999,0.9327899999999999,932.78999999999985,1169.94]
["20.04.2022 08:00",2625,114,148,0.85,33.479999999999997,3816.72,{"$f":"G2626/3600","v":1.0602},0.90117000000000003,901.17000000000007,1169.94]
["20.04.2022 09:00",{"$f":"B2626+1","v":2626},110,148,0.85,33.479999999999997,{"$f":"C2627*F2627","v":3682.7999999999997},1.0229999999999999,{"$f":"H2627*E2627","v":0.86954999999999993},{"$f":"I2627*1000/1","v":869.55},1169.94]
["20.04.2022 10:00",2627,114,148,{"$f":"E2627","v":0.85},{"$f":"F2627","v":33.479999999999997},3816.72,1.0602,0.90117000000000003,901.17000000000007,1169.94]
["20.04.2022 11:00",2628,110,148,0.85,33.479999999999997,3682.7999999999997,1.0229999999999999,0.86954999999999993,869.55,1169.94]
["20.04.2022 12:00",2629,105,148,0.85,33.479999999999997,3515.3999999999996,0.97649999999999992,0.8300249999999999,830.02499999999986,1169.94]
["20.04.2022 13:00",2630,106,148,0.85,33.479999999999997,3548.8799999999997,0.9857999999999999,0.83792999999999984,837.92999999999984,1169.94]
["20.04.2022 14:00",2631,106,148,0.85,33.479999999999997,3548.8799999999997,0.9857999999999999,0.83792999999999984,837.92999999999984,1169.94]
["20.04.2022 15:00",2632,109,148,0.85,33.479999999999997,3649.3199999999997,1.0136999999999998,0.86164499999999977,861.64499999999975,1169.94]
["20.04.2022 16:00",2633,109,148,0.85,33.479999999999997,3649.3199999999997,1.0136999999999998,0.86164499999999977,861.64499999999975,1169.94]
["20.04.2022 17:00",2634,101,148,0.85,33.479999999999997,3381.4799999999996,0.93929999999999991,0.79840499999999992,798.40499999999997,1169.94]
["20.04.2022 18:00",2635,106,148,0.85,33.479999999999997,3548.8799999999997,0.9857999999999999,0.83792999999999984,837.92999999999984,1169.94]
["20.04.2022 19:00",2636,101,148,0.85,33.479999999999997,3381.4799999999996,0.93929999999999991,0.79840499999999992,798.40499999999997,1169.94]
["20.04.2022 20:00",2637,109,148,0.85,33.479999999999997,3649.3199999999997,1.0136999999999998,0.86164499999999977,861.64499999999975,1169.94]
["20.04.2022 21:00",2638,110,148,0.85,33.479999999999997,3682.7999999999997,1.0229999999999999,0.86954999999999993,869.55,1169.94]
["20.04.2022 22:00",2639,105,148,0.85,33.479999999999997,3515.3999999999996,0.97649999999999992,0.8300249999999999,830.02499999999986,1169.94]
["20.04.2022 23:00",2640,106,148,0.85,33.479999999999997,3548.8799999999997,0.9857999999999999,0.83792999999999984,837.92999999999984,1169.94]
["21.04.2022 00:00",2641,113,148,0.85,33.479999999999997,3783.24,1.0508999999999999,0.89326499999999998,893.26499999999999,1169.94]
["21.04.2022 01:00",2642,114,148,0.85,33.479999999999997,3816.72,1.0602,0.90117000000000003,901.17000000000007,1169.94]
["21.04.2022 02:00",2643,109,148,0.85,33.479999999999997,3649.3199999999997,1.0136999999999998,0.86164499999999977,861.64499999999975,1169.94]
["21.04.2022 03:00",2644,109,148,0.85,33.479999999999997,3649.3199999999997,1.0136999999999998,0.86164499999999977,861.64499999999975,1169.94]
["21.04.2022 04:00",2645,113,148,0.85,33.479999999999997,3783.24,1.0508999999999999,0.89326499999999998,893.26499999999999,1169.94]
["21.04.2022 05:00",2646,114,148,0.85,33.479999999999997,3816.72,1.0602,0.90117000000000003,901.17000000000007,1169.94]
["21.04.2022 06:00",2647,109,148,0.85,33.479999999999997,3649.3199999999997,1.0136999999999998,0.86164499999999977,861.64499999999975,1169.94]
["21.04.2022 07:00",2648,106,148,0.85,33.479999999999997,3548.8799999999997,0.9857999999999999,0.83792999999999984,837.92999999999984,1169.94]
["21.04.2022 08:00",2649,113,148,0.85,33.479999999999997,3783.24,1.0508999999999999,0.89326499999999998,893.26499999999999,1169.94]
["21.04.2022 09:00",2650,105,148,0.85,33.479999999999997,3515.3999999999996,0.97649999999999992,0.8300249999999999,830.02499999999986,1169.94]
["21.04.2022 10:00",2651,110,148,0.85,33.479999999999997,3682.7999999999997,1.0229999999999999,0.86954999999999993,869.55,1169.94]
["21.04.2022 11:00",2652,105,148,0.85,33.479999999999997,3515.3999999999996,0.97649999999999992,0.8300249999999999,830.02499999999986,1169.94]
["21.04.2022 12:00",2653,97,148,0.85,33.479999999999997,3247.5599999999995,0.9020999999999999,0.76678499999999994,766.78499999999997,1169.94]
["21.04.2022 13:00",2654,101,148,0.85,33.479999999999997,3381.4799999999996,0.93929999999999991,0.79840499999999992,798.40499999999997,1169.94]
["21.04.2022 14:00",2655,105,148,0.85,33.479999999999997,3515.3999999999996,0.97649999999999992,0.8300249999999999,830.02499999999986,1169.94]
["21.04.2022 15:00",2656,93,148,0.85,33.479999999999997,3113.64,0.8649,0.73516499999999996,735.16499999999996,1169.94]
["21.04.2022 16:00",2657,97,148,0.85,33.479999999999997,3247.5599999999995,0.9020999999999999,0.76678499999999994,766.78499999999997,1169.94]
["21.04.2022 17:00",2658,92,148,0.85,33.479999999999997,3080.16,0.85559999999999992,0.72725999999999991,727.25999999999988,1169.94]
["21.04.2022 18:00",2659,105,148,0.85,33.479999999999997,3515.3999999999996,0.97649999999999992,0.8300249999999999,830.02499999999986,1169.94]
["21.04.2022 19:00",2660,101,148,0.85,33.479999999999997,3381.4799999999996,0.93929999999999991,0.79840499999999992,798.40499999999997,1169.94]
["21.04.2022 20:00",2661,94,148,0.85,33.479999999999997,3147.12,0.87419999999999998,0.74307000000000001,743.07,1169.94]
["21.04.2022 21:00",2662,97,148,0.85,33.479999999999997,3247.5599999999995,0.9020999999999999,0.76678499999999994,766.78499999999997,1169.94]
["21.04.2022 22:00",2663,105,148,0.85,33.479999999999997,3515.3999999999996,0.97649999999999992,0.8300249999999999,830.02499999999986,1169.94]
["21.04.2022 23:00",2664,101,148,0.85,33.479999999999997,3381.4799999999996,0.93929999999999991,0.79840499999999992,798.40499999999997,1169.94]
["22.04.2022 00:00",2665,110,148,0.85,33.479999999999997,3682.7999999999997,1.0229999999999999,0.86954999999999993,869.55,1169.94]
["22.04.2022 01:00",2666,113,148,0.85,33.479999999999997,3783.24,1.0508999999999999,0.89326499999999998,893.26499999999999,1169.94]
["22.04.2022 02:00",2667,117,148,0.85,33.479999999999997,3917.16,1.0881000000000001,0.92488500000000007,924.8850000000001,1169.94]
["22.04.2022 03:00",2668,117,148,0.85,33.479999999999997,3917.16,1.0881000000000001,0.92488500000000007,924.8850000000001,1169.94]
["22.04.2022 04:00",2669,113,148,0.85,33.479999999999997,3783.24,1.0508999999999999,0.89326499999999998,893.26499999999999,1169.94]
["22.04.2022 05:00",2670,114,148,0.85,33.479999999999997,3816.72,1.0602,0.90117000000000003,901.17000000000007,1169.94]
["22.04.2022 06:00",2671,117,148,0.85,33.479999999999997,3917.16,1.0881000000000001,0.92488500000000007,924.8850000000001,1169.94]
["22.04.2022 07:00",2672,109,148,0.85,33.479999999999997,3649.3199999999997,1.0136999999999998,0.86164499999999977,861.64499999999975,1169.94]
["22.04.2022 08:00",2673,101,148,0.85,33.479999999999997,3381.4799999999996,0.93929999999999991,0.79840499999999992,798.40499999999997,1169.94]
["22.04.2022 09:00",2674,97,148,0.85,33.479999999999997,3247.5599999999995,0.9020999999999999,0.76678499999999994,766.78499999999997,1169.94]
["22.04.2022 10:00",2675,93,148,0.85,33.479999999999997,3113.64,0.8649,0.73516499999999996,735.16499999999996,1169.94]
["22.04.2022 11:00",2676,72,148,0.85,33.479999999999997,2410.56,0.66959999999999997,0.56916,569.16,1169.94]
["22.04.2022 12:00",2677,77,148,0.85,33.479999999999997,2577.9599999999996,0.71609999999999985,0.60868499999999981,608.68499999999983,1169.94]
["22.04.2022 13:00",2678,80,148,0.85,33.479999999999997,2678.3999999999996,0.74399999999999988,0.63239999999999985,632.39999999999986,1169.94]
["22.04.2022 14:00",2679,80,148,0.85,33.479999999999997,2678.3999999999996,0.74399999999999988,0.63239999999999985,632.39999999999986,1169.94]
["22.04.2022 15:00",2680,84,147,0.85,33.479999999999997,2812.3199999999997,0.78119999999999989,0.66401999999999994,664.02,1162.0349999999996]
["22.04.2022 16:00",2681,85,147,0.85,33.479999999999997,2845.7999999999997,0.79049999999999987,0.67192499999999988,671.92499999999984,1162.0349999999996]
["22.04.2022 17:00",2682,84,147,0.85,33.479999999999997,2812.3199999999997,0.78119999999999989,0.66401999999999994,664.02,1162.0349999999996]
["22.04.2022 18:00",2683,80,147,0.85,33.479999999999997,2678.3999999999996,0.74399999999999988,0.63239999999999985,632.39999999999986,1162.0349999999996]
["22.04.2022 19:00",2684,84,147,0.85,33.479999999999997,2812.3199999999997,0.78119999999999989,0.66401999999999994,664.02,1162.0349999999996]
["22.04.2022 20:00",2685,88,147,0.85,33.479999999999997,2946.24,0.81839999999999991,0.69563999999999993,695.63999999999987,1162.0349999999996]
["22.04.2022 21:00",2686,89,147,0.85,33.479999999999997,2979.72,0.82769999999999999,0.70354499999999998,703.54499999999996,1162.0349999999996]
["22.04.2022 22:00",2687,84,147,0.85,33.479999999999997,2812.3199999999997,0.78119999999999989,0.66401999999999994,664.02,1162.0349999999996]
["22.04.2022 23:00",2688,90,147,0.85,33.479999999999997,3013.2,0.83699999999999997,0.71144999999999992,711.44999999999993,1162.0349999999996]
["23.04.2022 00:00",2689,89,147,0.85,33.479999999999997,2979.72,{"$f":"G2690/3600","v":0.82769999999999999},0.70354499999999998,703.54499999999996,1162.0349999999996]
["23.04.2022 01:00",{"$f":"B2690+1","v":2690},97,147,0.85,33.479999999999997,{"$f":"C2691*F2691","v":3247.5599999999995},0.9020999999999999,{"$f":"H2691*E2691","v":0.76678499999999994},{"$f":"I2691*1000/1","v":766.78499999999997},1162.0349999999996]
["23.04.2022 02:00",2691,97,147,{"$f":"E2691","v":0.85},{"$f":"F2691","v":33.479999999999997},3247.5599999999995,0.9020999999999999,0.76678499999999994,766.78499999999997,1162.0349999999996]
["23.04.2022 03:00",2692,96,147,0.85,33.479999999999997,3214.08,0.89279999999999993,0.75887999999999989,758.87999999999988,1162.0349999999996]
["23.04.2022 04:00",2693,105,147,0.85,33.479999999999997,3515.3999999999996,0.97649999999999992,0.8300249999999999,830.02499999999986,1162.0349999999996]
["23.04.2022 05:00",2694,101,147,0.85,33.479999999999997,3381.4799999999996,0.93929999999999991,0.79840499999999992,798.40499999999997,1162.0349999999996]
["23.04.2022 06:00",2695,100,147,0.85,33.479999999999997,3347.9999999999995,0.92999999999999983,0.79049999999999987,790.49999999999989,1162.0349999999996]
["23.04.2022 07:00",2696,85,147,0.85,33.479999999999997,2845.7999999999997,0.79049999999999987,0.67192499999999988,671.92499999999984,1162.0349999999996]
["23.04.2022 08:00",2697,89,147,0.85,33.479999999999997,2979.72,0.82769999999999999,0.70354499999999998,703.54499999999996,1162.0349999999996]
["23.04.2022 09:00",2698,84,147,0.85,33.479999999999997,2812.3199999999997,0.78119999999999989,0.66401999999999994,664.02,1162.0349999999996]
["23.04.2022 10:00",2699,89,147,0.85,33.479999999999997,2979.72,0.82769999999999999,0.70354499999999998,703.54499999999996,1162.0349999999996]
["23.04.2022 11:00",2700,81,147,0.85,33.479999999999997,2711.8799999999997,0.75329999999999986,0.6403049999999999,640.30499999999995,1162.0349999999996]
["23.04.2022 12:00",2701,81,147,0.85,33.479999999999997,2711.8799999999997,0.75329999999999986,0.6403049999999999,640.30499999999995,1162.0349999999996]
["23.04.2022 13:00",2702,77,147,0.85,33.479999999999997,2577.9599999999996,0.71609999999999985,0.60868499999999981,608.68499999999983,1162.0349999999996]
["23.04.2022 14:00",2703,76,147,0.85,33.479999999999997,2544.4799999999996,0.70679999999999987,0.60077999999999987,600.77999999999986,1162.0349999999996]
["23.04.2022 15:00",2704,76,147,0.85,33.479999999999997,2544.4799999999996,0.70679999999999987,0.60077999999999987,600.77999999999986,1162.0349999999996]
["23.04.2022 16:00",2705,80,147,0.85,33.479999999999997,2678.3999999999996,0.74399999999999988,0.63239999999999985,632.39999999999986,1162.0349999999996]
["23.04.2022 17:00",2706,76,147,0.85,33.479999999999997,2544.4799999999996,0.70679999999999987,0.60077999999999987,600.77999999999986,1162.0349999999996]
["23.04.2022 18:00",2707,80,147,0.85,33.479999999999997,2678.3999999999996,0.74399999999999988,0.63239999999999985,632.39999999999986,1162.0349999999996]
["23.04.2022 19:00",2708,80,147,0.85,33.479999999999997,2678.3999999999996,0.74399999999999988,0.63239999999999985,632.39999999999986,1162.0349999999996]
["23.04.2022 20:00",2709,80,147,0.85,33.479999999999997,2678.3999999999996,0.74399999999999988,0.63239999999999985,632.39999999999986,1162.0349999999996]
["23.04.2022 21:00",2710,80,147,0.85,33.479999999999997,2678.3999999999996,0.74399999999999988,0.63239999999999985,632.39999999999986,1162.0349999999996]
["23.04.2022 22:00",2711,89,147,0.85,33.479999999999997,2979.72,0.82769999999999999,0.70354499999999998,703.54499999999996,1162.0349999999996]
["23.04.2022 23:00",2712,89,147,0.85,33.479999999999997,2979.72,0.82769999999999999,0.70354499999999998,703.54499999999996,1162.0349999999996]
["24.04.2022 00:00",2713,92,147,0.85,33.479999999999997,3080.16,0.85559999999999992,0.72725999999999991,727.25999999999988,1162.0349999999996]
["24.04.2022 01:00",2714,94,147,0.85,33.479999999999997,3147.12,0.87419999999999998,0.74307000000000001,743.07,1162.0349999999996]
["24.04.2022 02:00",2715,96,147,0.85,33.479999999999997,3214.08,0.89279999999999993,0.75887999999999989,758.87999999999988,1162.0349999999996]
["24.04.2022 03:00",2716,97,146,0.85,33.479999999999997,3247.5599999999995,0.9020999999999999,0.76678499999999994,766.78499999999997,1154.1299999999999]
["24.04.2022 04:00",2717,100,146,0.85,33.479999999999997,3347.9999999999995,0.92999999999999983,0.79049999999999987,790.49999999999989,1154.1299999999999]
["24.04.2022 05:00",2718,97,146,0.85,33.479999999999997,3247.5599999999995,0.9020999999999999,0.76678499999999994,766.78499999999997,1154.1299999999999]
["24.04.2022 06:00",2719,96,146,0.85,33.479999999999997,3214.08,0.89279999999999993,0.75887999999999989,758.87999999999988,1154.1299999999999]
["24.04.2022 07:00",2720,93,146,0.85,33.479999999999997,3113.64,0.8649,0.73516499999999996,735.16499999999996,1154.1299999999999]
["24.04.2022 08:00",2721,88,146,0.85,33.479999999999997,2946.24,0.81839999999999991,0.69563999999999993,695.63999999999987,1154.1299999999999]
["24.04.2022 09:00",2722,80,146,0.85,33.479999999999997,2678.3999999999996,0.74399999999999988,0.63239999999999985,632.39999999999986,1154.1299999999999]
["24.04.2022 10:00",2723,81,146,0.85,33.479999999999997,2711.8799999999997,0.75329999999999986,0.6403049999999999,640.30499999999995,1154.1299999999999]
["24.04.2022 11:00",2724,104,146,0.85,33.479999999999997,3481.9199999999996,0.96719999999999995,0.82211999999999996,822.12,1154.1299999999999]
["24.04.2022 12:00",2725,92,146,0.85,33.479999999999997,3080.16,0.85559999999999992,0.72725999999999991,727.25999999999988,1154.1299999999999]
["24.04.2022 13:00",2726,96,146,0.85,33.479999999999997,3214.08,0.89279999999999993,0.75887999999999989,758.87999999999988,1154.1299999999999]
["24.04.2022 14:00",2727,100,146,0.85,33.479999999999997,3347.9999999999995,0.92999999999999983,0.79049999999999987,790.49999999999989,1154.1299999999999]
["24.04.2022 15:00",2728,97,146,0.85,33.479999999999997,3247.5599999999995,0.9020999999999999,0.76678499999999994,766.78499999999997,1154.1299999999999]
["24.04.2022 16:00",2729,96,146,0.85,33.479999999999997,3214.08,0.89279999999999993,0.75887999999999989,758.87999999999988,1154.1299999999999]
["24.04.2022 17:00",2730,100,146,0.85,33.479999999999997,3347.9999999999995,0.92999999999999983,0.79049999999999987,790.49999999999989,1154.1299999999999]
["24.04.2022 18:00",2731,96,146,0.85,33.479999999999997,3214.08,0.89279999999999993,0.75887999999999989,758.87999999999988,1154.1299999999999]
["24.04.2022 19:00",2732,100,146,0.85,33.479999999999997,3347.9999999999995,0.92999999999999983,0.79049999999999987,790.49999999999989,1154.1299999999999]
["24.04.2022 20:00",2733,105,146,0.85,33.479999999999997,3515.3999999999996,0.97649999999999992,0.8300249999999999,830.02499999999986,1154.1299999999999]
["24.04.2022 21:00",2734,105,146,0.85,33.479999999999997,3515.3999999999996,0.97649999999999992,0.8300249999999999,830.02499999999986,1154.1299999999999]
["24.04.2022 22:00",2735,97,146,0.85,33.479999999999997,3247.5599999999995,0.9020999999999999,0.76678499999999994,766.78499999999997,1154.1299999999999]
["24.04.2022 23:00",2736,97,146,0.85,33.479999999999997,3247.5599999999995,0.9020999999999999,0.76678499999999994,766.78499999999997,1154.1299999999999]
["25.04.2022 00:00",2737,105,146,0.85,33.479999999999997,3515.3999999999996,0.97649999999999992,0.8300249999999999,830.02499999999986,1154.1299999999999]
["25.04.2022 01:00",2738,105,146,0.85,33.479999999999997,3515.3999999999996,0.97649999999999992,0.8300249999999999,830.02499999999986,1154.1299999999999]
["25.04.2022 02:00",2739,105,146,0.85,33.479999999999997,3515.3999999999996,0.97649999999999992,0.8300249999999999,830.02499999999986,1154.1299999999999]
["25.04.2022 03:00",2740,104,146,0.85,33.479999999999997,3481.9199999999996,0.96719999999999995,0.82211999999999996,822.12,1154.1299999999999]
["25.04.2022 04:00",2741,109,146,0.85,33.479999999999997,3649.3199999999997,1.0136999999999998,0.86164499999999977,861.64499999999975,1154.1299999999999]
["25.04.2022 05:00",2742,105,146,0.85,33.479999999999997,3515.3999999999996,0.97649999999999992,0.8300249999999999,830.02499999999986,1154.1299999999999]
["25.04.2022 06:00",2743,104,146,0.85,33.479999999999997,3481.9199999999996,0.96719999999999995,0.82211999999999996,822.12,1154.1299999999999]
["25.04.2022 07:00",2744,101,146,0.85,33.479999999999997,3381.4799999999996,0.93929999999999991,0.79840499999999992,798.40499999999997,1154.1299999999999]
["25.04.2022 08:00",2745,97,145,0.85,33.479999999999997,3247.5599999999995,0.9020999999999999,0.76678499999999994,766.78499999999997,1146.2249999999999]
["25.04.2022 09:00",2746,93,145,0.85,33.479999999999997,3113.64,0.8649,0.73516499999999996,735.16499999999996,1146.2249999999999]
["25.04.2022 10:00",2747,116,145,0.85,33.479999999999997,3883.68,1.0788,0.91697999999999991,916.9799999999999,1146.2249999999999]
["25.04.2022 11:00",2748,113,145,0.85,33.479999999999997,3783.24,1.0508999999999999,0.89326499999999998,893.26499999999999,1146.2249999999999]
["25.04.2022 12:00",2749,93,145,0.85,33.479999999999997,3113.64,0.8649,0.73516499999999996,735.16499999999996,1146.2249999999999]
["25.04.2022 13:00",2750,96,145,0.85,33.479999999999997,3214.08,0.89279999999999993,0.75887999999999989,758.87999999999988,1146.2249999999999]
["25.04.2022 14:00",2751,97,145,0.85,33.479999999999997,3247.5599999999995,0.9020999999999999,0.76678499999999994,766.78499999999997,1146.2249999999999]
["25.04.2022 15:00",2752,93,145,0.85,33.479999999999997,3113.64,0.8649,0.73516499999999996,735.16499999999996,1146.2249999999999]
["25.04.2022 16:00",2753,92,145,0.85,33.479999999999997,3080.16,{"$f":"G2754/3600","v":0.85559999999999992},0.72725999999999991,727.25999999999988,1146.2249999999999]
["25.04.2022 17:00",{"$f":"B2754+1","v":2754},93,145,0.85,33.479999999999997,{"$f":"C2755*F2755","v":3113.64},0.8649,{"$f":"H2755*E2755","v":0.73516499999999996},{"$f":"I2755*1000/1","v":735.16499999999996},1146.2249999999999]
["25.04.2022 18:00",2755,92,145,{"$f":"E2755","v":0.85},{"$f":"F2755","v":33.479999999999997},3080.16,0.85559999999999992,0.72725999999999991,727.25999999999988,1146.2249999999999]
["25.04.2022 19:00",2756,97,145,0.85,33.479999999999997,3247.5599999999995,0.9020999999999999,0.76678499999999994,766.78499999999997,1146.2249999999999]
["25.04.2022 20:00",2757,96,145,0.85,33.479999999999997,3214.08,0.89279999999999993,0.75887999999999989,758.87999999999988,1146.2249999999999]
["25.04.2022 21:00",2758,105,145,0.85,33.479999999999997,3515.3999999999996,0.97649999999999992,0.8300249999999999,830.02499999999986,1146.2249999999999]
["25.04.2022 22:00",2759,113,145,0.85,33.479999999999997,3783.24,1.0508999999999999,0.89326499999999998,893.26499999999999,1146.2249999999999]
["25.04.2022 23:00",2760,110,145,0.85,33.479999999999997,3682.7999999999997,1.0229999999999999,0.86954999999999993,869.55,1146.2249999999999]
["26.04.2022 00:00",2761,113,145,0.85,33.479999999999997,3783.24,1.0508999999999999,0.89326499999999998,893.26499999999999,1146.2249999999999]
["26.04.2022 01:00",2762,117,145,0.85,33.479999999999997,3917.16,1.0881000000000001,0.92488500000000007,924.8850000000001,1146.2249999999999]
["26.04.2022 02:00",2763,117,145,0.85,33.479999999999997,3917.16,1.0881000000000001,0.92488500000000007,924.8850000000001,1146.2249999999999]
["26.04.2022 03:00",2764,113,145,0.85,33.479999999999997,3783.24,1.0508999999999999,0.89326499999999998,893.26499999999999,1146.2249999999999]
["26.04.2022 04:00",2765,117,145,0.85,33.479999999999997,3917.16,1.0881000000000001,0.92488500000000007,924.8850000000001,1146.2249999999999]
["26.04.2022 05:00",2766,122,145,0.85,33.479999999999997,4084.5599999999995,1.1345999999999998,0.96440999999999988,964.40999999999985,1146.2249999999999]
["26.04.2022 06:00",2767,121,145,0.85,33.479999999999997,4051.0799999999995,1.1252999999999997,0.95650499999999972,956.50499999999977,1146.2249999999999]
["26.04.2022 07:00",2768,114,145,0.85,33.479999999999997,3816.72,1.0602,0.90117000000000003,901.17000000000007,1146.2249999999999]
["26.04.2022 08:00",2769,109,145,0.85,33.479999999999997,3649.3199999999997,1.0136999999999998,0.86164499999999977,861.64499999999975,1146.2249999999999]
["26.04.2022 09:00",2770,102,145,0.85,33.479999999999997,3414.9599999999996,0.94859999999999989,0.80630999999999986,806.30999999999983,1146.2249999999999]
["26.04.2022 10:00",2771,81,145,0.85,33.479999999999997,2711.8799999999997,0.75329999999999986,0.6403049999999999,640.30499999999995,1146.2249999999999]
["26.04.2022 11:00",2772,80,145,0.85,33.479999999999997,2678.3999999999996,0.74399999999999988,0.63239999999999985,632.39999999999986,1146.2249999999999]
["26.04.2022 12:00",2773,81,145,0.85,33.479999999999997,2711.8799999999997,0.75329999999999986,0.6403049999999999,640.30499999999995,1146.2249999999999]
["26.04.2022 13:00",2774,84,144,0.85,33.479999999999997,2812.3199999999997,0.78119999999999989,0.66401999999999994,664.02,1138.32]
["26.04.2022 14:00",2775,89,144,0.85,33.479999999999997,2979.72,0.82769999999999999,0.70354499999999998,703.54499999999996,1138.32]
["26.04.2022 15:00",2776,84,144,0.85,33.479999999999997,2812.3199999999997,0.78119999999999989,0.66401999999999994,664.02,1138.32]
["26.04.2022 16:00",2777,85,144,0.85,33.479999999999997,2845.7999999999997,0.79049999999999987,0.67192499999999988,671.92499999999984,1138.32]
["26.04.2022 17:00",2778,84,144,0.85,33.479999999999997,2812.3199999999997,0.78119999999999989,0.66401999999999994,664.02,1138.32]
["26.04.2022 18:00",2779,84,144,0.85,33.479999999999997,2812.3199999999997,0.78119999999999989,0.66401999999999994,664.02,1138.32]
["26.04.2022 19:00",2780,84,144,0.85,33.479999999999997,2812.3199999999997,0.78119999999999989,0.66401999999999994,664.02,1138.32]
["26.04.2022 20:00",2781,85,144,0.85,33.479999999999997,2845.7999999999997,0.79049999999999987,0.67192499999999988,671.92499999999984,1138.32]
["26.04.2022 21:00",2782,88,144,0.85,33.479999999999997,2946.24,0.81839999999999991,0.69563999999999993,695.63999999999987,1138.32]
["26.04.2022 22:00",2783,89,144,0.85,33.479999999999997,2979.72,0.82769999999999999,0.70354499999999998,703.54499999999996,1138.32]
["26.04.2022 23:00",2784,93,144,0.85,33.479999999999997,3113.64,0.8649,0.73516499999999996,735.16499999999996,1138.32]
["27.04.2022 00:00",2785,90,144,0.85,33.479999999999997,3013.2,0.83699999999999997,0.71144999999999992,711.44999999999993,1138.32]
["27.04.2022 01:00",2786,101,144,0.85,33.479999999999997,3381.4799999999996,0.93929999999999991,0.79840499999999992,798.40499999999997,1138.32]
["27.04.2022 02:00",2787,105,144,0.85,33.479999999999997,3515.3999999999996,0.97649999999999992,0.8300249999999999,830.02499999999986,1138.32]
["27.04.2022 03:00",2788,105,144,0.85,33.479999999999997,3515.3999999999996,0.97649999999999992,0.8300249999999999,830.02499999999986,1138.32]
["27.04.2022 04:00",2789,109,144,0.85,33.479999999999997,3649.3199999999997,1.0136999999999998,0.86164499999999977,861.64499999999975,1138.32]
["27.04.2022 05:00",2790,105,144,0.85,33.479999999999997,3515.3999999999996,0.97649999999999992,0.8300249999999999,830.02499999999986,1138.32]
["27.04.2022 06:00",2791,105,144,0.85,33.479999999999997,3515.3999999999996,0.97649999999999992,0.8300249999999999,830.02499999999986,1138.32]
["27.04.2022 07:00",2792,102,144,0.85,33.479999999999997,3414.9599999999996,0.94859999999999989,0.80630999999999986,806.30999999999983,1138.32]
["27.04.2022 08:00",2793,97,144,0.85,33.479999999999997,3247.5599999999995,0.9020999999999999,0.76678499999999994,766.78499999999997,1138.32]
["27.04.2022 09:00",2794,89,144,0.85,33.479999999999997,2979.72,0.82769999999999999,0.70354499999999998,703.54499999999996,1138.32]
["27.04.2022 10:00",2795,85,144,0.85,33.479999999999997,2845.7999999999997,0.79049999999999987,0.67192499999999988,671.92499999999984,1138.32]
["27.04.2022 11:00",2796,76,144,0.85,33.479999999999997,2544.4799999999996,0.70679999999999987,0.60077999999999987,600.77999999999986,1138.32]
["27.04.2022 12:00",2797,81,144,0.85,33.479999999999997,2711.8799999999997,0.75329999999999986,0.6403049999999999,640.30499999999995,1138.32]
["27.04.2022 13:00",2798,84,144,0.85,33.479999999999997,2812.3199999999997,0.78119999999999989,0.66401999999999994,664.02,1138.32]
["27.04.2022 14:00",2799,80,144,0.85,33.479999999999997,2678.3999999999996,0.74399999999999988,0.63239999999999985,632.39999999999986,1138.32]
["27.04.2022 15:00",2800,81,144,0.85,33.479999999999997,2711.8799999999997,0.75329999999999986,0.6403049999999999,640.30499999999995,1138.32]
["27.04.2022 16:00",2801,84,144,0.85,33.479999999999997,2812.3199999999997,0.78119999999999989,0.66401999999999994,664.02,1138.32]
["27.04.2022 17:00",2802,80,144,0.85,33.479999999999997,2678.3999999999996,0.74399999999999988,0.63239999999999985,632.39999999999986,1138.32]
["27.04.2022 18:00",2803,76,144,0.85,33.479999999999997,2544.4799999999996,0.70679999999999987,0.60077999999999987,600.77999999999986,1138.32]
["27.04.2022 19:00",2804,81,144,0.85,33.479999999999997,2711.8799999999997,0.75329999999999986,0.6403049999999999,640.30499999999995,1138.32]
["27.04.2022 20:00",2805,85,144,0.85,33.479999999999997,2845.7999999999997,0.79049999999999987,0.67192499999999988,671.92499999999984,1138.32]
["27.04.2022 21:00",2806,89,144,0.85,33.479999999999997,2979.72,0.82769999999999999,0.70354499999999998,703.54499999999996,1138.32]
["27.04.2022 22:00",2807,84,144,0.85,33.479999999999997,2812.3199999999997,0.78119999999999989,0.66401999999999994,664.02,1138.32]
["27.04.2022 23:00",2808,89,144,0.85,33.479999999999997,2979.72,0.82769999999999999,0.70354499999999998,703.54499999999996,1138.32]
["28.04.2022 00:00",2809,94,144,0.85,33.479999999999997,3147.12,0.87419999999999998,0.74307000000000001,743.07,1138.32]
["28.04.2022 01:00",2810,97,144,0.85,33.479999999999997,3247.5599999999995,0.9020999999999999,0.76678499999999994,766.78499999999997,1138.32]
["28.04.2022 02:00",2811,97,144,0.85,33.479999999999997,3247.5599999999995,0.9020999999999999,0.76678499999999994,766.78499999999997,1138.32]
["28.04.2022 03:00",2812,101,144,0.85,33.479999999999997,3381.4799999999996,0.93929999999999991,0.79840499999999992,798.40499999999997,1138.32]
["28.04.2022 04:00",2813,97,144,0.85,33.479999999999997,3247.5599999999995,0.9020999999999999,0.76678499999999994,766.78499999999997,1138.32]
["28.04.2022 05:00",2814,106,144,0.85,33.479999999999997,3548.8799999999997,0.9857999999999999,0.83792999999999984,837.92999999999984,1138.32]
["28.04.2022 06:00",2815,101,144,0.85,33.479999999999997,3381.4799999999996,0.93929999999999991,0.79840499999999992,798.40499999999997,1138.32]
["28.04.2022 07:00",2816,93,144,0.85,33.479999999999997,3113.64,0.8649,0.73516499999999996,735.16499999999996,1138.32]
["28.04.2022 08:00",2817,86,144,0.85,33.479999999999997,2879.2799999999997,{"$f":"G2818/3600","v":0.79979999999999996},0.67982999999999993,679.82999999999993,1138.32]
["28.04.2022 09:00",{"$f":"B2818+1","v":2818},84,144,0.85,33.479999999999997,{"$f":"C2819*F2819","v":2812.3199999999997},0.78119999999999989,{"$f":"H2819*E2819","v":0.66401999999999994},{"$f":"I2819*1000/1","v":664.02},1138.32]
["28.04.2022 10:00",2819,105,144,{"$f":"E2819","v":0.85},{"$f":"F2819","v":33.479999999999997},3515.3999999999996,0.97649999999999992,0.8300249999999999,830.02499999999986,1138.32]
["28.04.2022 11:00",2820,73,144,0.85,33.479999999999997,2444.04,0.67889999999999995,0.57706499999999994,577.06499999999994,1138.32]
["28.04.2022 12:00",2821,69,144,0.85,33.479999999999997,2310.12,0.64169999999999994,0.54544499999999996,545.44499999999994,1138.32]
["28.04.2022 13:00",2822,73,144,0.85,33.479999999999997,2444.04,0.67889999999999995,0.57706499999999994,577.06499999999994,1138.32]
["28.04.2022 14:00",2823,76,144,0.85,33.479999999999997,2544.4799999999996,0.70679999999999987,0.60077999999999987,600.77999999999986,1138.32]
["28.04.2022 15:00",2824,73,144,0.85,33.479999999999997,2444.04,0.67889999999999995,0.57706499999999994,577.06499999999994,1138.32]
["28.04.2022 16:00",2825,73,144,0.85,33.479999999999997,2444.04,0.67889999999999995,0.57706499999999994,577.06499999999994,1138.32]
["28.04.2022 17:00",2826,72,144,0.85,33.479999999999997,2410.56,0.66959999999999997,0.56916,569.16,1138.32]
["28.04.2022 18:00",2827,72,144,0.85,33.479999999999997,2410.56,0.66959999999999997,0.56916,569.16,1138.32]
["28.04.2022 19:00",2828,76,144,0.85,33.479999999999997,2544.4799999999996,0.70679999999999987,0.60077999999999987,600.77999999999986,1138.32]
["28.04.2022 20:00",2829,72,144,0.85,33.479999999999997,2410.56,0.66959999999999997,0.56916,569.16,1138.32]
["28.04.2022 21:00",2830,81,144,0.85,33.479999999999997,2711.8799999999997,0.75329999999999986,0.6403049999999999,640.30499999999995,1138.32]
["28.04.2022 22:00",2831,81,144,0.85,33.479999999999997,2711.8799999999997,0.75329999999999986,0.6403049999999999,640.30499999999995,1138.32]
["28.04.2022 23:00",2832,77,144,0.85,33.479999999999997,2577.9599999999996,0.71609999999999985,0.60868499999999981,608.68499999999983,1138.32]
["29.04.2022 00:00",2833,81,144,0.85,33.479999999999997,2711.8799999999997,0.75329999999999986,0.6403049999999999,640.30499999999995,1138.32]
["29.04.2022 01:00",2834,94,144,0.85,33.479999999999997,3147.12,0.87419999999999998,0.74307000000000001,743.07,1138.32]
["29.04.2022 02:00",2835,93,144,0.85,33.479999999999997,3113.64,0.8649,0.73516499999999996,735.16499999999996,1138.32]
["29.04.2022 03:00",2836,96,144,0.85,33.479999999999997,3214.08,0.89279999999999993,0.75887999999999989,758.87999999999988,1138.32]
["29.04.2022 04:00",2837,97,144,0.85,33.479999999999997,3247.5599999999995,0.9020999999999999,0.76678499999999994,766.78499999999997,1138.32]
["29.04.2022 05:00",2838,93,144,0.85,33.479999999999997,3113.64,0.8649,0.73516499999999996,735.16499999999996,1138.32]
["29.04.2022 06:00",2839,85,143,0.85,33.479999999999997,2845.7999999999997,0.79049999999999987,0.67192499999999988,671.92499999999984,1130.415]
["29.04.2022 07:00",2840,86,143,0.85,33.479999999999997,2879.2799999999997,0.79979999999999996,0.67982999999999993,679.82999999999993,1130.415]
["29.04.2022 08:00",2841,76,143,0.85,33.479999999999997,2544.4799999999996,0.70679999999999987,0.60077999999999987,600.77999999999986,1130.415]
["29.04.2022 09:00",2842,77,143,0.85,33.479999999999997,2577.9599999999996,0.71609999999999985,0.60868499999999981,608.68499999999983,1130.415]
["29.04.2022 10:00",2843,85,143,0.85,33.479999999999997,2845.7999999999997,0.79049999999999987,0.67192499999999988,671.92499999999984,1130.415]
["29.04.2022 11:00",2844,86,143,0.85,33.479999999999997,2879.2799999999997,0.79979999999999996,0.67982999999999993,679.82999999999993,1130.415]
["29.04.2022 12:00",2845,52,143,0.85,33.479999999999997,1740.9599999999998,0.48359999999999997,0.41105999999999998,411.06,1130.415]
["29.04.2022 13:00",2846,64,143,0.85,33.479999999999997,2142.7199999999998,0.59519999999999995,0.50591999999999993,505.9199999999999,1130.415]
["29.04.2022 14:00",2847,65,143,0.85,33.479999999999997,2176.1999999999998,0.60449999999999993,0.51382499999999998,513.82499999999993,1130.415]
["29.04.2022 15:00",2848,65,143,0.85,33.479999999999997,2176.1999999999998,0.60449999999999993,0.51382499999999998,513.82499999999993,1130.415]
["29.04.2022 16:00",2849,64,143,0.85,33.479999999999997,2142.7199999999998,0.59519999999999995,0.50591999999999993,505.9199999999999,1130.415]
["29.04.2022 17:00",2850,60,143,0.85,33.479999999999997,2008.7999999999997,0.55799999999999994,0.47429999999999994,474.29999999999995,1130.415]
["29.04.2022 18:00",2851,64,143,0.85,33.479999999999997,2142.7199999999998,0.59519999999999995,0.50591999999999993,505.9199999999999,1130.415]
["29.04.2022 19:00",2852,64,143,0.85,33.479999999999997,2142.7199999999998,0.59519999999999995,0.50591999999999993,505.9199999999999,1130.415]
["29.04.2022 20:00",2853,72,143,0.85,33.479999999999997,2410.56,0.66959999999999997,0.56916,569.16,1130.415]
["29.04.2022 21:00",2854,68,143,0.85,33.479999999999997,2276.64,0.63239999999999996,0.53753999999999991,537.54,1130.415]
["29.04.2022 22:00",2855,73,143,0.85,33.479999999999997,2444.04,0.67889999999999995,0.57706499999999994,577.06499999999994,1130.415]
["29.04.2022 23:00",2856,69,143,0.85,33.479999999999997,2310.12,0.64169999999999994,0.54544499999999996,545.44499999999994,1130.415]
["30.04.2022 00:00",2857,73,143,0.85,33.479999999999997,2444.04,0.67889999999999995,0.57706499999999994,577.06499999999994,1130.415]
["30.04.2022 01:00",2858,77,143,0.85,33.479999999999997,2577.9599999999996,0.71609999999999985,0.60868499999999981,608.68499999999983,1130.415]
["30.04.2022 02:00",2859,77,143,0.85,33.479999999999997,2577.9599999999996,0.71609999999999985,0.60868499999999981,608.68499999999983,1130.415]
["30.04.2022 03:00",2860,77,143,0.85,33.479999999999997,2577.9599999999996,0.71609999999999985,0.60868499999999981,608.68499999999983,1130.415]
["30.04.2022 04:00",2861,77,143,0.85,33.479999999999997,2577.9599999999996,0.71609999999999985,0.60868499999999981,608.68499999999983,1130.415]
["30.04.2022 05:00",2862,85,143,0.85,33.479999999999997,2845.7999999999997,0.79049999999999987,0.67192499999999988,671.92499999999984,1130.415]
["30.04.2022 06:00",2863,77,143,0.85,33.479999999999997,2577.9599999999996,0.71609999999999985,0.60868499999999981,608.68499999999983,1130.415]
["30.04.2022 07:00",2864,68,143,0.85,33.479999999999997,2276.64,0.63239999999999996,0.53753999999999991,537.54,1130.415]
["30.04.2022 08:00",2865,69,143,0.85,33.479999999999997,2310.12,0.64169999999999994,0.54544499999999996,545.44499999999994,1130.415]
["30.04.2022 09:00",2866,72,143,0.85,33.479999999999997,2410.56,0.66959999999999997,0.56916,569.16,1130.415]
["30.04.2022 10:00",2867,69,143,0.85,33.479999999999997,2310.12,0.64169999999999994,0.54544499999999996,545.44499999999994,1130.415]
["30.04.2022 11:00",2868,69,143,0.85,33.479999999999997,2310.12,0.64169999999999994,0.54544499999999996,545.44499999999994,1130.415]
["30.04.2022 12:00",2869,61,143,0.85,33.479999999999997,2042.2799999999997,0.56729999999999992,0.48220499999999994,482.20499999999993,1130.415]
["30.04.2022 13:00",2870,64,143,0.85,33.479999999999997,2142.7199999999998,0.59519999999999995,0.50591999999999993,505.9199999999999,1130.415]
["30.04.2022 14:00",2871,65,143,0.85,33.479999999999997,2176.1999999999998,0.60449999999999993,0.51382499999999998,513.82499999999993,1130.415]
["30.04.2022 15:00",2872,64,143,0.85,33.479999999999997,2142.7199999999998,0.59519999999999995,0.50591999999999993,505.9199999999999,1130.415]
["30.04.2022 16:00",2873,64,143,0.85,33.479999999999997,2142.7199999999998,0.59519999999999995,0.50591999999999993,505.9199999999999,1130.415]
["30.04.2022 17:00",2874,60,143,0.85,33.479999999999997,2008.7999999999997,0.55799999999999994,0.47429999999999994,474.29999999999995,1130.415]
["30.04.2022 18:00",2875,64,143,0.85,33.479999999999997,2142.7199999999998,0.59519999999999995,0.50591999999999993,505.9199999999999,1130.415]
["30.04.2022 19:00",2876,64,143,0.85,33.479999999999997,2142.7199999999998,0.59519999999999995,0.50591999999999993,505.9199999999999,1130.415]
["30.04.2022 20:00",2877,68,143,0.85,33.479999999999997,2276.64,0.63239999999999996,0.53753999999999991,537.54,1130.415]
["30.04.2022 21:00",2878,68,143,0.85,33.479999999999997,2276.64,0.63239999999999996,0.53753999999999991,537.54,1130.415]
["30.04.2022 22:00",2879,73,143,0.85,33.479999999999997,2444.04,0.67889999999999995,0.57706499999999994,577.06499999999994,1130.415]
["30.04.2022 23:00",2880,69,143,0.85,33.479999999999997,2310.12,0.64169999999999994,0.54544499999999996,545.44499999999994,1130.415]
["01.05.2022 00:00",2881,73,143,0.85,33.479999999999997,2444.04,{"$f":"G2882/3600","v":0.67889999999999995},0.57706499999999994,577.06499999999994,1130.415]
["01.05.2022 01:00",{"$f":"B2882+1","v":2882},76,143,0.85,33.479999999999997,{"$f":"C2883*F2883","v":2544.4799999999996},0.70679999999999987,{"$f":"H2883*E2883","v":0.60077999999999987},{"$f":"I2883*1000/1","v":600.77999999999986},1130.415]
["01.05.2022 02:00",2883,82,143,{"$f":"E2883","v":0.85},{"$f":"F2883","v":33.479999999999997},2745.3599999999997,0.76259999999999994,0.64820999999999995,648.20999999999992,1130.415]
["01.05.2022 03:00",2884,81,143,0.85,33.479999999999997,2711.8799999999997,0.75329999999999986,0.6403049999999999,640.30499999999995,1130.415]
["01.05.2022 04:00",2885,76,142,0.85,33.479999999999997,2544.4799999999996,0.70679999999999987,0.60077999999999987,600.77999999999986,1122.51]
["01.05.2022 05:00",2886,81,142,0.85,33.479999999999997,2711.8799999999997,0.75329999999999986,0.6403049999999999,640.30499999999995,1122.51]
["01.05.2022 06:00",2887,76,142,0.85,33.479999999999997,2544.4799999999996,0.70679999999999987,0.60077999999999987,600.77999999999986,1122.51]
["01.05.2022 07:00",2888,73,142,0.85,33.479999999999997,2444.04,0.67889999999999995,0.57706499999999994,577.06499999999994,1122.51]
["01.05.2022 08:00",2889,68,142,0.85,33.479999999999997,2276.64,0.63239999999999996,0.53753999999999991,537.54,1122.51]
["01.05.2022 09:00",2890,69,142,0.85,33.479999999999997,2310.12,0.64169999999999994,0.54544499999999996,545.44499999999994,1122.51]
["01.05.2022 10:00",2891,64,142,0.85,33.479999999999997,2142.7199999999998,0.59519999999999995,0.50591999999999993,505.9199999999999,1122.51]
["01.05.2022 11:00",2892,72,142,0.85,33.479999999999997,2410.56,0.66959999999999997,0.56916,569.16,1122.51]
["01.05.2022 12:00",2893,65,142,0.85,33.479999999999997,2176.1999999999998,0.60449999999999993,0.51382499999999998,513.82499999999993,1122.51]
["01.05.2022 13:00",2894,60,142,0.85,33.479999999999997,2008.7999999999997,0.55799999999999994,0.47429999999999994,474.29999999999995,1122.51]
["01.05.2022 14:00",2895,64,142,0.85,33.479999999999997,2142.7199999999998,0.59519999999999995,0.50591999999999993,505.9199999999999,1122.51]
["01.05.2022 15:00",2896,61,142,0.85,33.479999999999997,2042.2799999999997,0.56729999999999992,0.48220499999999994,482.20499999999993,1122.51]
["01.05.2022 16:00",2897,64,142,0.85,33.479999999999997,2142.7199999999998,0.59519999999999995,0.50591999999999993,505.9199999999999,1122.51]
["01.05.2022 17:00",2898,59,142,0.85,33.479999999999997,1975.3199999999997,0.54869999999999997,0.46639499999999995,466.39499999999992,1122.51]
["01.05.2022 18:00",2899,64,142,0.85,33.479999999999997,2142.7199999999998,0.59519999999999995,0.50591999999999993,505.9199999999999,1122.51]
["01.05.2022 19:00",2900,64,142,0.85,33.479999999999997,2142.7199999999998,0.59519999999999995,0.50591999999999993,505.9199999999999,1122.51]
["01.05.2022 20:00",2901,68,142,0.85,33.479999999999997,2276.64,0.63239999999999996,0.53753999999999991,537.54,1122.51]
["01.05.2022 21:00",2902,72,142,0.85,33.479999999999997,2410.56,0.66959999999999997,0.56916,569.16,1122.51]
["01.05.2022 22:00",2903,69,142,0.85,33.479999999999997,2310.12,0.64169999999999994,0.54544499999999996,545.44499999999994,1122.51]
["01.05.2022 23:00",2904,77,142,0.85,33.479999999999997,2577.9599999999996,0.71609999999999985,0.60868499999999981,608.68499999999983,1122.51]
["02.05.2022 00:00",2905,73,142,0.85,33.479999999999997,2444.04,0.67889999999999995,0.57706499999999994,577.06499999999994,1122.51]
["02.05.2022 01:00",2906,73,142,0.85,33.479999999999997,2444.04,0.67889999999999995,0.57706499999999994,577.06499999999994,1122.51]
["02.05.2022 02:00",2907,73,142,0.85,33.479999999999997,2444.04,0.67889999999999995,0.57706499999999994,577.06499999999994,1122.51]
["02.05.2022 03:00",2908,76,142,0.85,33.479999999999997,2544.4799999999996,0.70679999999999987,0.60077999999999987,600.77999999999986,1122.51]
["02.05.2022 04:00",2909,80,142,0.85,33.479999999999997,2678.3999999999996,0.74399999999999988,0.63239999999999985,632.39999999999986,1122.51]
["02.05.2022 05:00",2910,80,141,0.85,33.479999999999997,2678.3999999999996,0.74399999999999988,0.63239999999999985,632.39999999999986,1114.6049999999998]
["02.05.2022 06:00",2911,72,141,0.85,33.479999999999997,2410.56,0.66959999999999997,0.56916,569.16,1114.6049999999998]
["02.05.2022 07:00",2912,77,141,0.85,33.479999999999997,2577.9599999999996,0.71609999999999985,0.60868499999999981,608.68499999999983,1114.6049999999998]
["02.05.2022 08:00",2913,76,141,0.85,33.479999999999997,2544.4799999999996,0.70679999999999987,0.60077999999999987,600.77999999999986,1114.6049999999998]
["02.05.2022 09:00",2914,72,141,0.85,33.479999999999997,2410.56,0.66959999999999997,0.56916,569.16,1114.6049999999998]
["02.05.2022 10:00",2915,68,141,0.85,33.479999999999997,2276.64,0.63239999999999996,0.53753999999999991,537.54,1114.6049999999998]
["02.05.2022 11:00",2916,81,141,0.85,33.479999999999997,2711.8799999999997,0.75329999999999986,0.6403049999999999,640.30499999999995,1114.6049999999998]
["02.05.2022 12:00",2917,64,141,0.85,33.479999999999997,2142.7199999999998,0.59519999999999995,0.50591999999999993,505.9199999999999,1114.6049999999998]
["02.05.2022 13:00",2918,64,141,0.85,33.479999999999997,2142.7199999999998,0.59519999999999995,0.50591999999999993,505.9199999999999,1114.6049999999998]
["02.05.2022 14:00",2919,64,141,0.85,33.479999999999997,2142.7199999999998,0.59519999999999995,0.50591999999999993,505.9199999999999,1114.6049999999998]
["02.05.2022 15:00",2920,64,141,0.85,33.479999999999997,2142.7199999999998,0.59519999999999995,0.50591999999999993,505.9199999999999,1114.6049999999998]
["02.05.2022 16:00",2921,64,141,0.85,33.479999999999997,2142.7199999999998,0.59519999999999995,0.50591999999999993,505.9199999999999,1114.6049999999998]
["02.05.2022 17:00",2922,64,141,0.85,33.479999999999997,2142.7199999999998,0.59519999999999995,0.50591999999999993,505.9199999999999,1114.6049999999998]
["02.05.2022 18:00",2923,67,141,0.85,33.479999999999997,2243.16,0.62309999999999999,0.52963499999999997,529.63499999999999,1114.6049999999998]
["02.05.2022 19:00",2924,63,141,0.85,33.479999999999997,2109.2399999999998,0.58589999999999998,0.49801499999999999,498.01499999999999,1114.6049999999998]
["02.05.2022 20:00",2925,68,141,0.85,33.479999999999997,2276.64,0.63239999999999996,0.53753999999999991,537.54,1114.6049999999998]
["02.05.2022 21:00",2926,69,141,0.85,33.479999999999997,2310.12,0.64169999999999994,0.54544499999999996,545.44499999999994,1114.6049999999998]
["02.05.2022 22:00",2927,72,141,0.85,33.479999999999997,2410.56,0.66959999999999997,0.56916,569.16,1114.6049999999998]
["02.05.2022 23:00",2928,68,141,0.85,33.479999999999997,2276.64,0.63239999999999996,0.53753999999999991,537.54,1114.6049999999998]
["03.05.2022 00:00",2929,69,141,0.85,33.479999999999997,2310.12,0.64169999999999994,0.54544499999999996,545.44499999999994,1114.6049999999998]
["03.05.2022 01:00",2930,73,141,0.85,33.479999999999997,2444.04,0.67889999999999995,0.57706499999999994,577.06499999999994,1114.6049999999998]
["03.05.2022 02:00",2931,72,141,0.85,33.479999999999997,2410.56,0.66959999999999997,0.56916,569.16,1114.6049999999998]
["03.05.2022 03:00",2932,73,141,0.85,33.479999999999997,2444.04,0.67889999999999995,0.57706499999999994,577.06499999999994,1114.6049999999998]
["03.05.2022 04:00",2933,76,141,0.85,33.479999999999997,2544.4799999999996,0.70679999999999987,0.60077999999999987,600.77999999999986,1114.6049999999998]
["03.05.2022 05:00",2934,76,141,0.85,33.479999999999997,2544.4799999999996,0.70679999999999987,0.60077999999999987,600.77999999999986,1114.6049999999998]
["03.05.2022 06:00",2935,76,141,0.85,33.479999999999997,2544.4799999999996,0.70679999999999987,0.60077999999999987,600.77999999999986,1114.6049999999998]
["03.05.2022 07:00",2936,89,141,0.85,33.479999999999997,2979.72,0.82769999999999999,0.70354499999999998,703.54499999999996,1114.6049999999998]
["03.05.2022 08:00",2937,121,141,0.85,33.479999999999997,4051.0799999999995,1.1252999999999997,0.95650499999999972,956.50499999999977,1114.6049999999998]
["03.05.2022 09:00",2938,76,141,0.85,33.479999999999997,2544.4799999999996,0.70679999999999987,0.60077999999999987,600.77999999999986,1114.6049999999998]
["03.05.2022 10:00",2939,69,141,0.85,33.479999999999997,2310.12,0.64169999999999994,0.54544499999999996,545.44499999999994,1114.6049999999998]
["03.05.2022 11:00",2940,72,141,0.85,33.479999999999997,2410.56,0.66959999999999997,0.56916,569.16,1114.6049999999998]
["03.05.2022 12:00",2941,60,140,0.85,33.479999999999997,2008.7999999999997,0.55799999999999994,0.47429999999999994,474.29999999999995,1106.7]
["03.05.2022 13:00",2942,65,140,0.85,33.479999999999997,2176.1999999999998,0.60449999999999993,0.51382499999999998,513.82499999999993,1106.7]
["03.05.2022 14:00",2943,59,140,0.85,33.479999999999997,1975.3199999999997,0.54869999999999997,0.46639499999999995,466.39499999999992,1106.7]
["03.05.2022 15:00",2944,64,140,0.85,33.479999999999997,2142.7199999999998,0.59519999999999995,0.50591999999999993,505.9199999999999,1106.7]
["03.05.2022 16:00",2945,64,140,0.85,33.479999999999997,2142.7199999999998,{"$f":"G2946/3600","v":0.59519999999999995},0.50591999999999993,505.9199999999999,1106.7]
["03.05.2022 17:00",{"$f":"B2946+1","v":2946},59,140,0.85,33.479999999999997,{"$f":"C2947*F2947","v":1975.3199999999997},0.54869999999999997,{"$f":"H2947*E2947","v":0.46639499999999995},{"$f":"I2947*1000/1","v":466.39499999999992},1106.7]
["03.05.2022 18:00",2947,64,140,{"$f":"E2947","v":0.85},{"$f":"F2947","v":33.479999999999997},2142.7199999999998,0.59519999999999995,0.50591999999999993,505.9199999999999,1106.7]
["03.05.2022 19:00",2948,59,140,0.85,33.479999999999997,1975.3199999999997,0.54869999999999997,0.46639499999999995,466.39499999999992,1106.7]
["03.05.2022 20:00",2949,64,140,0.85,33.479999999999997,2142.7199999999998,0.59519999999999995,0.50591999999999993,505.9199999999999,1106.7]
["03.05.2022 21:00",2950,64,140,0.85,33.479999999999997,2142.7199999999998,0.59519999999999995,0.50591999999999993,505.9199999999999,1106.7]
["03.05.2022 22:00",2951,69,140,0.85,33.479999999999997,2310.12,0.64169999999999994,0.54544499999999996,545.44499999999994,1106.7]
["03.05.2022 23:00",2952,68,140,0.85,33.479999999999997,2276.64,0.63239999999999996,0.53753999999999991,537.54,1106.7]
["04.05.2022 00:00",2953,69,140,0.85,33.479999999999997,2310.12,0.64169999999999994,0.54544499999999996,545.44499999999994,1106.7]
["04.05.2022 01:00",2954,73,140,0.85,33.479999999999997,2444.04,0.67889999999999995,0.57706499999999994,577.06499999999994,1106.7]
["04.05.2022 02:00",2955,69,140,0.85,33.479999999999997,2310.12,0.64169999999999994,0.54544499999999996,545.44499999999994,1106.7]
["04.05.2022 03:00",2956,81,140,0.85,33.479999999999997,2711.8799999999997,0.75329999999999986,0.6403049999999999,640.30499999999995,1106.7]
["04.05.2022 04:00",2957,88,140,0.85,33.479999999999997,2946.24,0.81839999999999991,0.69563999999999993,695.63999999999987,1106.7]
["04.05.2022 05:00",2958,80,140,0.85,33.479999999999997,2678.3999999999996,0.74399999999999988,0.63239999999999985,632.39999999999986,1106.7]
["04.05.2022 06:00",2959,68,140,0.85,33.479999999999997,2276.64,0.63239999999999996,0.53753999999999991,537.54,1106.7]
["04.05.2022 07:00",2960,68,140,0.85,33.479999999999997,2276.64,0.63239999999999996,0.53753999999999991,537.54,1106.7]
["04.05.2022 08:00",2961,68,140,0.85,33.479999999999997,2276.64,0.63239999999999996,0.53753999999999991,537.54,1106.7]
["04.05.2022 09:00",2962,73,140,0.85,33.479999999999997,2444.04,0.67889999999999995,0.57706499999999994,577.06499999999994,1106.7]
["04.05.2022 10:00",2963,76,140,0.85,33.479999999999997,2544.4799999999996,0.70679999999999987,0.60077999999999987,600.77999999999986,1106.7]
["04.05.2022 11:00",2964,68,140,0.85,33.479999999999997,2276.64,0.63239999999999996,0.53753999999999991,537.54,1106.7]
["04.05.2022 12:00",2965,64,140,0.85,33.479999999999997,2142.7199999999998,0.59519999999999995,0.50591999999999993,505.9199999999999,1106.7]
["04.05.2022 13:00",2966,64,140,0.85,33.479999999999997,2142.7199999999998,0.59519999999999995,0.50591999999999993,505.9199999999999,1106.7]
["04.05.2022 14:00",2967,56,140,0.85,33.479999999999997,1874.8799999999999,0.52079999999999993,0.44267999999999991,442.67999999999989,1106.7]
["04.05.2022 15:00",2968,56,140,0.85,33.479999999999997,1874.8799999999999,0.52079999999999993,0.44267999999999991,442.67999999999989,1106.7]
["04.05.2022 16:00",2969,63,140,0.85,33.479999999999997,2109.2399999999998,0.58589999999999998,0.49801499999999999,498.01499999999999,1106.7]
["04.05.2022 17:00",2970,64,140,0.85,33.479999999999997,2142.7199999999998,0.59519999999999995,0.50591999999999993,505.9199999999999,1106.7]
["04.05.2022 18:00",2971,55,140,0.85,33.479999999999997,1841.3999999999999,0.51149999999999995,0.43477499999999997,434.77499999999998,1106.7]
["04.05.2022 19:00",2972,59,140,0.85,33.479999999999997,1975.3199999999997,0.54869999999999997,0.46639499999999995,466.39499999999992,1106.7]
["04.05.2022 20:00",2973,60,140,0.85,33.479999999999997,2008.7999999999997,0.55799999999999994,0.47429999999999994,474.29999999999995,1106.7]
["04.05.2022 21:00",2974,64,140,0.85,33.479999999999997,2142.7199999999998,0.59519999999999995,0.50591999999999993,505.9199999999999,1106.7]
["04.05.2022 22:00",2975,64,140,0.85,33.479999999999997,2142.7199999999998,0.59519999999999995,0.50591999999999993,505.9199999999999,1106.7]
["04.05.2022 23:00",2976,65,140,0.85,33.479999999999997,2176.1999999999998,0.60449999999999993,0.51382499999999998,513.82499999999993,1106.7]
["05.05.2022 00:00",2977,56,140,0.85,33.479999999999997,1874.8799999999999,0.52079999999999993,0.44267999999999991,442.67999999999989,1106.7]
["05.05.2022 01:00",2978,61,140,0.85,33.479999999999997,2042.2799999999997,0.56729999999999992,0.48220499999999994,482.20499999999993,1106.7]
["05.05.2022 02:00",2979,64,140,0.85,33.479999999999997,2142.7199999999998,0.59519999999999995,0.50591999999999993,505.9199999999999,1106.7]
["05.05.2022 03:00",2980,64,140,0.85,33.479999999999997,2142.7199999999998,0.59519999999999995,0.50591999999999993,505.9199999999999,1106.7]
["05.05.2022 04:00",2981,64,140,0.85,33.479999999999997,2142.7199999999998,0.59519999999999995,0.50591999999999993,505.9199999999999,1106.7]
["05.05.2022 05:00",2982,64,140,0.85,33.479999999999997,2142.7199999999998,0.59519999999999995,0.50591999999999993,505.9199999999999,1106.7]
["05.05.2022 06:00",2983,60,140,0.85,33.479999999999997,2008.7999999999997,0.55799999999999994,0.47429999999999994,474.29999999999995,1106.7]
["05.05.2022 07:00",2984,64,140,0.85,33.479999999999997,2142.7199999999998,0.59519999999999995,0.50591999999999993,505.9199999999999,1106.7]
["05.05.2022 08:00",2985,64,140,0.85,33.479999999999997,2142.7199999999998,0.59519999999999995,0.50591999999999993,505.9199999999999,1106.7]
["05.05.2022 09:00",2986,56,140,0.85,33.479999999999997,1874.8799999999999,0.52079999999999993,0.44267999999999991,442.67999999999989,1106.7]
["05.05.2022 10:00",2987,53,140,0.85,33.479999999999997,1774.4399999999998,0.49289999999999995,0.41896499999999992,418.96499999999992,1106.7]
["05.05.2022 11:00",2988,55,140,0.85,33.479999999999997,1841.3999999999999,0.51149999999999995,0.43477499999999997,434.77499999999998,1106.7]
["05.05.2022 12:00",2989,64,140,0.85,33.479999999999997,2142.7199999999998,0.59519999999999995,0.50591999999999993,505.9199999999999,1106.7]
["05.05.2022 13:00",2990,64,140,0.85,33.479999999999997,2142.7199999999998,0.59519999999999995,0.50591999999999993,505.9199999999999,1106.7]
["05.05.2022 14:00",2991,60,140,0.85,33.479999999999997,2008.7999999999997,0.55799999999999994,0.47429999999999994,474.29999999999995,1106.7]
["05.05.2022 15:00",2992,64,140,0.85,33.479999999999997,2142.7199999999998,0.59519999999999995,0.50591999999999993,505.9199999999999,1106.7]
["05.05.2022 16:00",2993,60,140,0.85,33.479999999999997,2008.7999999999997,0.55799999999999994,0.47429999999999994,474.29999999999995,1106.7]
["05.05.2022 17:00",2994,55,140,0.85,33.479999999999997,1841.3999999999999,0.51149999999999995,0.43477499999999997,434.77499999999998,1106.7]
["05.05.2022 18:00",2995,64,140,0.85,33.479999999999997,2142.7199999999998,0.59519999999999995,0.50591999999999993,505.9199999999999,1106.7]
["05.05.2022 19:00",2996,63,140,0.85,33.479999999999997,2109.2399999999998,0.58589999999999998,0.49801499999999999,498.01499999999999,1106.7]
["05.05.2022 20:00",2997,64,140,0.85,33.479999999999997,2142.7199999999998,0.59519999999999995,0.50591999999999993,505.9199999999999,1106.7]
["05.05.2022 21:00",2998,60,140,0.85,33.479999999999997,2008.7999999999997,0.55799999999999994,0.47429999999999994,474.29999999999995,1106.7]
["05.05.2022 22:00",2999,64,140,0.85,33.479999999999997,2142.7199999999998,0.59519999999999995,0.50591999999999993,505.9199999999999,1106.7]
["05.05.2022 23:00",3000,61,140,0.85,33.479999999999997,2042.2799999999997,0.56729999999999992,0.48220499999999994,482.20499999999993,1106.7]
["06.05.2022 00:00",3001,64,140,0.85,33.479999999999997,2142.7199999999998,0.59519999999999995,0.50591999999999993,505.9199999999999,1106.7]
["06.05.2022 01:00",3002,65,140,0.85,33.479999999999997,2176.1999999999998,0.60449999999999993,0.51382499999999998,513.82499999999993,1106.7]
["06.05.2022 02:00",3003,65,140,0.85,33.479999999999997,2176.1999999999998,0.60449999999999993,0.51382499999999998,513.82499999999993,1106.7]
["06.05.2022 03:00",3004,69,140,0.85,33.479999999999997,2310.12,0.64169999999999994,0.54544499999999996,545.44499999999994,1106.7]
["06.05.2022 04:00",3005,72,140,0.85,33.479999999999997,2410.56,0.66959999999999997,0.56916,569.16,1106.7]
["06.05.2022 05:00",3006,72,140,0.85,33.479999999999997,2410.56,0.66959999999999997,0.56916,569.16,1106.7]
["06.05.2022 06:00",3007,68,140,0.85,33.479999999999997,2276.64,0.63239999999999996,0.53753999999999991,537.54,1106.7]
["06.05.2022 07:00",3008,68,140,0.85,33.479999999999997,2276.64,0.63239999999999996,0.53753999999999991,537.54,1106.7]
["06.05.2022 08:00",3009,64,140,0.85,33.479999999999997,2142.7199999999998,{"$f":"G3010/3600","v":0.59519999999999995},0.50591999999999993,505.9199999999999,1106.7]
["06.05.2022 09:00",{"$f":"B3010+1","v":3010},60,139,0.85,33.479999999999997,{"$f":"C3011*F3011","v":2008.7999999999997},0.55799999999999994,{"$f":"H3011*E3011","v":0.47429999999999994},{"$f":"I3011*1000/1","v":474.29999999999995},1098.7949999999998]
["06.05.2022 10:00",3011,81,139,{"$f":"E3011","v":0.85},{"$f":"F3011","v":33.479999999999997},2711.8799999999997,0.75329999999999986,0.6403049999999999,640.30499999999995,1098.7949999999998]
["06.05.2022 11:00",3012,56,139,0.85,33.479999999999997,1874.8799999999999,0.52079999999999993,0.44267999999999991,442.67999999999989,1098.7949999999998]
["06.05.2022 12:00",3013,56,139,0.85,33.479999999999997,1874.8799999999999,0.52079999999999993,0.44267999999999991,442.67999999999989,1098.7949999999998]
["06.05.2022 13:00",3014,56,139,0.85,33.479999999999997,1874.8799999999999,0.52079999999999993,0.44267999999999991,442.67999999999989,1098.7949999999998]
["06.05.2022 14:00",3015,60,139,0.85,33.479999999999997,2008.7999999999997,0.55799999999999994,0.47429999999999994,474.29999999999995,1098.7949999999998]
["06.05.2022 15:00",3016,64,139,0.85,33.479999999999997,2142.7199999999998,0.59519999999999995,0.50591999999999993,505.9199999999999,1098.7949999999998]
["06.05.2022 16:00",3017,56,139,0.85,33.479999999999997,1874.8799999999999,0.52079999999999993,0.44267999999999991,442.67999999999989,1098.7949999999998]
["06.05.2022 17:00",3018,56,139,0.85,33.479999999999997,1874.8799999999999,0.52079999999999993,0.44267999999999991,442.67999999999989,1098.7949999999998]
["06.05.2022 18:00",3019,63,139,0.85,33.479999999999997,2109.2399999999998,0.58589999999999998,0.49801499999999999,498.01499999999999,1098.7949999999998]
["06.05.2022 19:00",3020,64,139,0.85,33.479999999999997,2142.7199999999998,0.59519999999999995,0.50591999999999993,505.9199999999999,1098.7949999999998]
["06.05.2022 20:00",3021,64,139,0.85,33.479999999999997,2142.7199999999998,0.59519999999999995,0.50591999999999993,505.9199999999999,1098.7949999999998]
["06.05.2022 21:00",3022,64,139,0.85,33.479999999999997,2142.7199999999998,0.59519999999999995,0.50591999999999993,505.9199999999999,1098.7949999999998]
["06.05.2022 22:00",3023,60,139,0.85,33.479999999999997,2008.7999999999997,0.55799999999999994,0.47429999999999994,474.29999999999995,1098.7949999999998]
["06.05.2022 23:00",3024,65,139,0.85,33.479999999999997,2176.1999999999998,0.60449999999999993,0.51382499999999998,513.82499999999993,1098.7949999999998]
["07.05.2022 00:00",3025,65,139,0.85,33.479999999999997,2176.1999999999998,0.60449999999999993,0.51382499999999998,513.82499999999993,1098.7949999999998]
["07.05.2022 01:00",3026,65,139,0.85,33.479999999999997,2176.1999999999998,0.60449999999999993,0.51382499999999998,513.82499999999993,1098.7949999999998]
["07.05.2022 02:00",3027,64,139,0.85,33.479999999999997,2142.7199999999998,0.59519999999999995,0.50591999999999993,505.9199999999999,1098.7949999999998]
["07.05.2022 03:00",3028,73,139,0.85,33.479999999999997,2444.04,0.67889999999999995,0.57706499999999994,577.06499999999994,1098.7949999999998]
["07.05.2022 04:00",3029,76,139,0.85,33.479999999999997,2544.4799999999996,0.70679999999999987,0.60077999999999987,600.77999999999986,1098.7949999999998]
["07.05.2022 05:00",3030,68,139,0.85,33.479999999999997,2276.64,0.63239999999999996,0.53753999999999991,537.54,1098.7949999999998]
["07.05.2022 06:00",3031,64,139,0.85,33.479999999999997,2142.7199999999998,0.59519999999999995,0.50591999999999993,505.9199999999999,1098.7949999999998]
["07.05.2022 07:00",3032,64,139,0.85,33.479999999999997,2142.7199999999998,0.59519999999999995,0.50591999999999993,505.9199999999999,1098.7949999999998]
["07.05.2022 08:00",3033,69,139,0.85,33.479999999999997,2310.12,0.64169999999999994,0.54544499999999996,545.44499999999994,1098.7949999999998]
["07.05.2022 09:00",3034,60,139,0.85,33.479999999999997,2008.7999999999997,0.55799999999999994,0.47429999999999994,474.29999999999995,1098.7949999999998]
["07.05.2022 10:00",3035,60,139,0.85,33.479999999999997,2008.7999999999997,0.55799999999999994,0.47429999999999994,474.29999999999995,1098.7949999999998]
["07.05.2022 11:00",3036,65,139,0.85,33.479999999999997,2176.1999999999998,0.60449999999999993,0.51382499999999998,513.82499999999993,1098.7949999999998]
["07.05.2022 12:00",3037,56,139,0.85,33.479999999999997,1874.8799999999999,0.52079999999999993,0.44267999999999991,442.67999999999989,1098.7949999999998]
["07.05.2022 13:00",3038,56,139,0.85,33.479999999999997,1874.8799999999999,0.52079999999999993,0.44267999999999991,442.67999999999989,1098.7949999999998]
["07.05.2022 14:00",3039,56,139,0.85,33.479999999999997,1874.8799999999999,0.52079999999999993,0.44267999999999991,442.67999999999989,1098.7949999999998]
["07.05.2022 15:00",3040,56,139,0.85,33.479999999999997,1874.8799999999999,0.52079999999999993,0.44267999999999991,442.67999999999989,1098.7949999999998]
["07.05.2022 16:00",3041,64,139,0.85,33.479999999999997,2142.7199999999998,0.59519999999999995,0.50591999999999993,505.9199999999999,1098.7949999999998]
["07.05.2022 17:00",3042,52,139,0.85,33.479999999999997,1740.9599999999998,0.48359999999999997,0.41105999999999998,411.06,1098.7949999999998]
["07.05.2022 18:00",3043,51,139,0.85,33.479999999999997,1707.4799999999998,0.47429999999999994,0.40315499999999993,403.15499999999992,1098.7949999999998]
["07.05.2022 19:00",3044,60,139,0.85,33.479999999999997,2008.7999999999997,0.55799999999999994,0.47429999999999994,474.29999999999995,1098.7949999999998]
["07.05.2022 20:00",3045,59,139,0.85,33.479999999999997,1975.3199999999997,0.54869999999999997,0.46639499999999995,466.39499999999992,1098.7949999999998]
["07.05.2022 21:00",3046,65,139,0.85,33.479999999999997,2176.1999999999998,0.60449999999999993,0.51382499999999998,513.82499999999993,1098.7949999999998]
["07.05.2022 22:00",3047,60,139,0.85,33.479999999999997,2008.7999999999997,0.55799999999999994,0.47429999999999994,474.29999999999995,1098.7949999999998]
["07.05.2022 23:00",3048,65,139,0.85,33.479999999999997,2176.1999999999998,0.60449999999999993,0.51382499999999998,513.82499999999993,1098.7949999999998]
["08.05.2022 00:00",3049,65,139,0.85,33.479999999999997,2176.1999999999998,0.60449999999999993,0.51382499999999998,513.82499999999993,1098.7949999999998]
["08.05.2022 01:00",3050,60,139,0.85,33.479999999999997,2008.7999999999997,0.55799999999999994,0.47429999999999994,474.29999999999995,1098.7949999999998]
["08.05.2022 02:00",3051,64,139,0.85,33.479999999999997,2142.7199999999998,0.59519999999999995,0.50591999999999993,505.9199999999999,1098.7949999999998]
["08.05.2022 03:00",3052,69,139,0.85,33.479999999999997,2310.12,0.64169999999999994,0.54544499999999996,545.44499999999994,1098.7949999999998]
["08.05.2022 04:00",3053,68,139,0.85,33.479999999999997,2276.64,0.63239999999999996,0.53753999999999991,537.54,1098.7949999999998]
["08.05.2022 05:00",3054,68,139,0.85,33.479999999999997,2276.64,0.63239999999999996,0.53753999999999991,537.54,1098.7949999999998]
["08.05.2022 06:00",3055,68,139,0.85,33.479999999999997,2276.64,0.63239999999999996,0.53753999999999991,537.54,1098.7949999999998]
["08.05.2022 07:00",3056,61,139,0.85,33.479999999999997,2042.2799999999997,0.56729999999999992,0.48220499999999994,482.20499999999993,1098.7949999999998]
["08.05.2022 08:00",3057,64,139,0.85,33.479999999999997,2142.7199999999998,0.59519999999999995,0.50591999999999993,505.9199999999999,1098.7949999999998]
["08.05.2022 09:00",3058,65,139,0.85,33.479999999999997,2176.1999999999998,0.60449999999999993,0.51382499999999998,513.82499999999993,1098.7949999999998]
["08.05.2022 10:00",3059,60,139,0.85,33.479999999999997,2008.7999999999997,0.55799999999999994,0.47429999999999994,474.29999999999995,1098.7949999999998]
["08.05.2022 11:00",3060,56,139,0.85,33.479999999999997,1874.8799999999999,0.52079999999999993,0.44267999999999991,442.67999999999989,1098.7949999999998]
["08.05.2022 12:00",3061,56,139,0.85,33.479999999999997,1874.8799999999999,0.52079999999999993,0.44267999999999991,442.67999999999989,1098.7949999999998]
["08.05.2022 13:00",3062,64,138,0.85,33.479999999999997,2142.7199999999998,0.59519999999999995,0.50591999999999993,505.9199999999999,1090.8899999999999]
["08.05.2022 14:00",3063,56,138,0.85,33.479999999999997,1874.8799999999999,0.52079999999999993,0.44267999999999991,442.67999999999989,1090.8899999999999]
["08.05.2022 15:00",3064,56,138,0.85,33.479999999999997,1874.8799999999999,0.52079999999999993,0.44267999999999991,442.67999999999989,1090.8899999999999]
["08.05.2022 16:00",3065,60,138,0.85,33.479999999999997,2008.7999999999997,0.55799999999999994,0.47429999999999994,474.29999999999995,1090.8899999999999]
["08.05.2022 17:00",3066,59,138,0.85,33.479999999999997,1975.3199999999997,0.54869999999999997,0.46639499999999995,466.39499999999992,1090.8899999999999]
["08.05.2022 18:00",3067,59,138,0.85,33.479999999999997,1975.3199999999997,0.54869999999999997,0.46639499999999995,466.39499999999992,1090.8899999999999]
["08.05.2022 19:00",3068,56,138,0.85,33.479999999999997,1874.8799999999999,0.52079999999999993,0.44267999999999991,442.67999999999989,1090.8899999999999]
["08.05.2022 20:00",3069,60,138,0.85,33.479999999999997,2008.7999999999997,0.55799999999999994,0.47429999999999994,474.29999999999995,1090.8899999999999]
["08.05.2022 21:00",3070,60,138,0.85,33.479999999999997,2008.7999999999997,0.55799999999999994,0.47429999999999994,474.29999999999995,1090.8899999999999]
["08.05.2022 22:00",3071,64,138,0.85,33.479999999999997,2142.7199999999998,0.59519999999999995,0.50591999999999993,505.9199999999999,1090.8899999999999]
["08.05.2022 23:00",3072,65,138,0.85,33.479999999999997,2176.1999999999998,0.60449999999999993,0.51382499999999998,513.82499999999993,1090.8899999999999]
["09.05.2022 00:00",3073,60,138,0.85,33.479999999999997,2008.7999999999997,{"$f":"G3074/3600","v":0.55799999999999994},0.47429999999999994,474.29999999999995,1090.8899999999999]
["09.05.2022 01:00",{"$f":"B3074+1","v":3074},65,138,0.85,33.479999999999997,{"$f":"C3075*F3075","v":2176.1999999999998},0.60449999999999993,{"$f":"H3075*E3075","v":0.51382499999999998},{"$f":"I3075*1000/1","v":513.82499999999993},1090.8899999999999]
["09.05.2022 02:00",3075,65,138,{"$f":"E3075","v":0.85},{"$f":"F3075","v":33.479999999999997},2176.1999999999998,0.60449999999999993,0.51382499999999998,513.82499999999993,1090.8899999999999]
["09.05.2022 03:00",3076,68,138,0.85,33.479999999999997,2276.64,0.63239999999999996,0.53753999999999991,537.54,1090.8899999999999]
["09.05.2022 04:00",3077,72,138,0.85,33.479999999999997,2410.56,0.66959999999999997,0.56916,569.16,1090.8899999999999]
["09.05.2022 05:00",3078,73,138,0.85,33.479999999999997,2444.04,0.67889999999999995,0.57706499999999994,577.06499999999994,1090.8899999999999]
["09.05.2022 06:00",3079,68,138,0.85,33.479999999999997,2276.64,0.63239999999999996,0.53753999999999991,537.54,1090.8899999999999]
["09.05.2022 07:00",3080,64,138,0.85,33.479999999999997,2142.7199999999998,0.59519999999999995,0.50591999999999993,505.9199999999999,1090.8899999999999]
["09.05.2022 08:00",3081,64,138,0.85,33.479999999999997,2142.7199999999998,0.59519999999999995,0.50591999999999993,505.9199999999999,1090.8899999999999]
["09.05.2022 09:00",3082,68,138,0.85,33.479999999999997,2276.64,0.63239999999999996,0.53753999999999991,537.54,1090.8899999999999]
["09.05.2022 10:00",3083,68,138,0.85,33.479999999999997,2276.64,0.63239999999999996,0.53753999999999991,537.54,1090.8899999999999]
["09.05.2022 11:00",3084,64,138,0.85,33.479999999999997,2142.7199999999998,0.59519999999999995,0.50591999999999993,505.9199999999999,1090.8899999999999]
["09.05.2022 12:00",3085,40,138,0.85,33.479999999999997,1339.1999999999998,0.37199999999999994,0.31619999999999993,316.19999999999993,1090.8899999999999]
["09.05.2022 13:00",3086,0,138,0.85,33.479999999999997,0,0,0,0,1090.8899999999999]
["09.05.2022 14:00",3087,0,138,0.85,33.479999999999997,0,0,0,0,1090.8899999999999]
["09.05.2022 15:00",3088,0,138,0.85,33.479999999999997,0,0,0,0,1090.8899999999999]
["09.05.2022 16:00",3089,0,138,0.85,33.479999999999997,0,0,0,0,1090.8899999999999]
["09.05.2022 17:00",3090,0,138,0.85,33.479999999999997,0,0,0,0,1090.8899999999999]
["09.05.2022 18:00",3091,0,138,0.85,33.479999999999997,0,0,0,0,1090.8899999999999]
["09.05.2022 19:00",3092,0,138,0.85,33.479999999999997,0,0,0,0,1090.8899999999999]
["09.05.2022 20:00",3093,0,138,0.85,33.479999999999997,0,0,0,0,1090.8899999999999]
["09.05.2022 21:00",3094,0,138,0.85,33.479999999999997,0,0,0,0,1090.8899999999999]
["09.05.2022 22:00",3095,0,137,0.85,33.479999999999997,0,0,0,0,1082.9849999999999]
["09.05.2022 23:00",3096,0,137,0.85,33.479999999999997,0,0,0,0,1082.9849999999999]
["10.05.2022 00:00",3097,0,137,0.85,33.479999999999997,0,0,0,0,1082.9849999999999]
["10.05.2022 01:00",3098,0,137,0.85,33.479999999999997,0,0,0,0,1082.9849999999999]
["10.05.2022 02:00",3099,0,137,0.85,33.479999999999997,0,0,0,0,1082.9849999999999]
["10.05.2022 03:00",3100,0,137,0.85,33.479999999999997,0,0,0,0,1082.9849999999999]
["10.05.2022 04:00",3101,0,137,0.85,33.479999999999997,0,0,0,0,1082.9849999999999]
["10.05.2022 05:00",3102,0,137,0.85,33.479999999999997,0,0,0,0,1082.9849999999999]
["10.05.2022 06:00",3103,0,137,0.85,33.479999999999997,0,0,0,0,1082.9849999999999]
["10.05.2022 07:00",3104,0,137,0.85,33.479999999999997,0,0,0,0,1082.9849999999999]
["10.05.2022 08:00",3105,0,137,0.85,33.479999999999997,0,0,0,0,1082.9849999999999]
["10.05.2022 09:00",3106,0,137,0.85,33.479999999999997,0,0,0,0,1082.9849999999999]
["10.05.2022 10:00",3107,0,137,0.85,33.479999999999997,0,0,0,0,1082.9849999999999]
["10.05.2022 11:00",3108,0,137,0.85,33.479999999999997,0,0,0,0,1082.9849999999999]
["10.05.2022 12:00",3109,0,137,0.85,33.479999999999997,0,0,0,0,1082.9849999999999]
["10.05.2022 13:00",3110,0,137,0.85,33.479999999999997,0,0,0,0,1082.9849999999999]
["10.05.2022 14:00",3111,0,137,0.85,33.479999999999997,0,0,0,0,1082.9849999999999]
["10.05.2022 15:00",3112,0,136,0.85,33.479999999999997,0,0,0,0,1075.08]
["10.05.2022 16:00",3113,0,136,0.85,33.479999999999997,0,0,0,0,1075.08]
["10.05.2022 17:00",3114,0,136,0.85,33.479999999999997,0,0,0,0,1075.08]
["10.05.2022 18:00",3115,0,136,0.85,33.479999999999997,0,0,0,0,1075.08]
["10.05.2022 19:00",3116,0,136,0.85,33.479999999999997,0,0,0,0,1075.08]
["10.05.2022 20:00",3117,0,136,0.85,33.479999999999997,0,0,0,0,1075.08]
["10.05.2022 21:00",3118,0,136,0.85,33.479999999999997,0,0,0,0,1075.08]
["10.05.2022 22:00",3119,0,136,0.85,33.479999999999997,0,0,0,0,1075.08]
["10.05.2022 23:00",3120,0,136,0.85,33.479999999999997,0,0,0,0,1075.08]
["11.05.2022 00:00",3121,0,136,0.85,33.479999999999997,0,0,0,0,1075.08]
["11.05.2022 01:00",3122,0,136,0.85,33.479999999999997,0,0,0,0,1075.08]
["11.05.2022 02:00",3123,0,136,0.85,33.479999999999997,0,0,0,0,1075.08]
["11.05.2022 03:00",3124,0,136,0.85,33.479999999999997,0,0,0,0,1075.08]
["11.05.2022 04:00",3125,0,136,0.85,33.479999999999997,0,0,0,0,1075.08]
["11.05.2022 05:00",3126,0,136,0.85,33.479999999999997,0,0,0,0,1075.08]
["11.05.2022 06:00",3127,0,136,0.85,33.479999999999997,0,0,0,0,1075.08]
["11.05.2022 07:00",3128,0,136,0.85,33.479999999999997,0,0,0,0,1075.08]
["11.05.2022 08:00",3129,0,136,0.85,33.479999999999997,0,0,0,0,1075.08]
["11.05.2022 09:00",3130,0,136,0.85,33.479999999999997,0,0,0,0,1075.08]
["11.05.2022 10:00",3131,0,136,0.85,33.479999999999997,0,0,0,0,1075.08]
["11.05.2022 11:00",3132,0,136,0.85,33.479999999999997,0,0,0,0,1075.08]
["11.05.2022 12:00",3133,0,136,0.85,33.479999999999997,0,0,0,0,1075.08]
["11.05.2022 13:00",3134,0,136,0.85,33.479999999999997,0,0,0,0,1075.08]
["11.05.2022 14:00",3135,0,136,0.85,33.479999999999997,0,0,0,0,1075.08]
["11.05.2022 15:00",3136,0,136,0.85,33.479999999999997,0,0,0,0,1075.08]
["11.05.2022 16:00",3137,0,136,0.85,33.479999999999997,0,{"$f":"G3138/3600","v":0},0,0,1075.08]
["11.05.2022 17:00",{"$f":"B3138+1","v":3138},0,136,0.85,33.479999999999997,{"$f":"C3139*F3139","v":0},0,{"$f":"H3139*E3139","v":0},{"$f":"I3139*1000/1","v":0},1075.08]
["11.05.2022 18:00",3139,0,136,{"$f":"E3139","v":0.85},{"$f":"F3139","v":33.479999999999997},0,0,0,0,1075.08]
["11.05.2022 19:00",3140,0,136,0.85,33.479999999999997,0,0,0,0,1075.08]
["11.05.2022 20:00",3141,0,136,0.85,33.479999999999997,0,0,0,0,1075.08]
["11.05.2022 21:00",3142,0,136,0.85,33.479999999999997,0,0,0,0,1075.08]
["11.05.2022 22:00",3143,0,136,0.85,33.479999999999997,0,0,0,0,1075.08]
["11.05.2022 23:00",3144,0,136,0.85,33.479999999999997,0,0,0,0,1075.08]
["12.05.2022 00:00",3145,0,136,0.85,33.479999999999997,0,0,0,0,1075.08]
["12.05.2022 01:00",3146,0,136,0.85,33.479999999999997,0,0,0,0,1075.08]
["12.05.2022 02:00",3147,0,136,0.85,33.479999999999997,0,0,0,0,1075.08]
["12.05.2022 03:00",3148,0,136,0.85,33.479999999999997,0,0,0,0,1075.08]
["12.05.2022 04:00",3149,0,136,0.85,33.479999999999997,0,0,0,0,1075.08]
["12.05.2022 05:00",3150,0,136,0.85,33.479999999999997,0,0,0,0,1075.08]
["12.05.2022 06:00",3151,0,136,0.85,33.479999999999997,0,0,0,0,1075.08]
["12.05.2022 07:00",3152,0,136,0.85,33.479999999999997,0,0,0,0,1075.08]
["12.05.2022 08:00",3153,0,136,0.85,33.479999999999997,0,0,0,0,1075.08]
["12.05.2022 09:00",3154,0,136,0.85,33.479999999999997,0,0,0,0,1075.08]
["12.05.2022 10:00",3155,0,136,0.85,33.479999999999997,0,0,0,0,1075.08]
["12.05.2022 11:00",3156,0,136,0.85,33.479999999999997,0,0,0,0,1075.08]
["12.05.2022 12:00",3157,0,136,0.85,33.479999999999997,0,0,0,0,1075.08]
["12.05.2022 13:00",3158,0,136,0.85,33.479999999999997,0,0,0,0,1075.08]
["12.05.2022 14:00",3159,0,136,0.85,33.479999999999997,0,0,0,0,1075.08]
["12.05.2022 15:00",3160,0,136,0.85,33.479999999999997,0,0,0,0,1075.08]
["12.05.2022 16:00",3161,0,136,0.85,33.479999999999997,0,0,0,0,1075.08]
["12.05.2022 17:00",3162,0,136,0.85,33.479999999999997,0,0,0,0,1075.08]
["12.05.2022 18:00",3163,0,136,0.85,33.479999999999997,0,0,0,0,1075.08]
["12.05.2022 19:00",3164,0,136,0.85,33.479999999999997,0,0,0,0,1075.08]
["12.05.2022 20:00",3165,0,136,0.85,33.479999999999997,0,0,0,0,1075.08]
["12.05.2022 21:00",3166,0,136,0.85,33.479999999999997,0,0,0,0,1075.08]
["12.05.2022 22:00",3167,0,136,0.85,33.479999999999997,0,0,0,0,1075.08]
["12.05.2022 23:00",3168,0,136,0.85,33.479999999999997,0,0,0,0,1075.08]
["13.05.2022 00:00",3169,0,135,0.85,33.479999999999997,0,0,0,0,1067.1749999999997]
["13.05.2022 01:00",3170,0,135,0.85,33.479999999999997,0,0,0,0,1067.1749999999997]
["13.05.2022 02:00",3171,0,135,0.85,33.479999999999997,0,0,0,0,1067.1749999999997]
["13.05.2022 03:00",3172,0,135,0.85,33.479999999999997,0,0,0,0,1067.1749999999997]
["13.05.2022 04:00",3173,0,135,0.85,33.479999999999997,0,0,0,0,1067.1749999999997]
["13.05.2022 05:00",3174,0,135,0.85,33.479999999999997,0,0,0,0,1067.1749999999997]
["13.05.2022 06:00",3175,0,135,0.85,33.479999999999997,0,0,0,0,1067.1749999999997]
["13.05.2022 07:00",3176,0,135,0.85,33.479999999999997,0,0,0,0,1067.1749999999997]
["13.05.2022 08:00",3177,0,135,0.85,33.479999999999997,0,0,0,0,1067.1749999999997]
["13.05.2022 09:00",3178,0,135,0.85,33.479999999999997,0,0,0,0,1067.1749999999997]
["13.05.2022 10:00",3179,0,135,0.85,33.479999999999997,0,0,0,0,1067.1749999999997]
["13.05.2022 11:00",3180,0,135,0.85,33.479999999999997,0,0,0,0,1067.1749999999997]
["13.05.2022 12:00",3181,0,135,0.85,33.479999999999997,0,0,0,0,1067.1749999999997]
["13.05.2022 13:00",3182,0,135,0.85,33.479999999999997,0,0,0,0,1067.1749999999997]
["13.05.2022 14:00",3183,0,135,0.85,33.479999999999997,0,0,0,0,1067.1749999999997]
["13.05.2022 15:00",3184,0,135,0.85,33.479999999999997,0,0,0,0,1067.1749999999997]
["13.05.2022 16:00",3185,0,135,0.85,33.479999999999997,0,0,0,0,1067.1749999999997]
["13.05.2022 17:00",3186,0,135,0.85,33.479999999999997,0,0,0,0,1067.1749999999997]
["13.05.2022 18:00",3187,0,135,0.85,33.479999999999997,0,0,0,0,1067.1749999999997]
["13.05.2022 19:00",3188,0,135,0.85,33.479999999999997,0,0,0,0,1067.1749999999997]
["13.05.2022 20:00",3189,0,135,0.85,33.479999999999997,0,0,0,0,1067.1749999999997]
["13.05.2022 21:00",3190,0,135,0.85,33.479999999999997,0,0,0,0,1067.1749999999997]
["13.05.2022 22:00",3191,0,135,0.85,33.479999999999997,0,0,0,0,1067.1749999999997]
["13.05.2022 23:00",3192,0,135,0.85,33.479999999999997,0,0,0,0,1067.1749999999997]
["14.05.2022 00:00",3193,0,135,0.85,33.479999999999997,0,0,0,0,1067.1749999999997]
["14.05.2022 01:00",3194,0,135,0.85,33.479999999999997,0,0,0,0,1067.1749999999997]
["14.05.2022 02:00",3195,0,135,0.85,33.479999999999997,0,0,0,0,1067.1749999999997]
["14.05.2022 03:00",3196,0,135,0.85,33.479999999999997,0,0,0,0,1067.1749999999997]
["14.05.2022 04:00",3197,0,135,0.85,33.479999999999997,0,0,0,0,1067.1749999999997]
["14.05.2022 05:00",3198,0,135,0.85,33.479999999999997,0,0,0,0,1067.1749999999997]
["14.05.2022 06:00",3199,0,135,0.85,33.479999999999997,0,0,0,0,1067.1749999999997]
["14.05.2022 07:00",3200,0,135,0.85,33.479999999999997,0,0,0,0,1067.1749999999997]
["14.05.2022 08:00",3201,0,135,0.85,33.479999999999997,0,{"$f":"G3202/3600","v":0},0,0,1067.1749999999997]
["14.05.2022 09:00",{"$f":"B3202+1","v":3202},0,135,0.85,33.479999999999997,{"$f":"C3203*F3203","v":0},0,{"$f":"H3203*E3203","v":0},{"$f":"I3203*1000/1","v":0},1067.1749999999997]
["14.05.2022 10:00",3203,0,135,{"$f":"E3203","v":0.85},{"$f":"F3203","v":33.479999999999997},0,0,0,0,1067.1749999999997]
["14.05.2022 11:00",3204,0,135,0.85,33.479999999999997,0,0,0,0,1067.1749999999997]
["14.05.2022 12:00",3205,0,135,0.85,33.479999999999997,0,0,0,0,1067.1749999999997]
["14.05.2022 13:00",3206,0,135,0.85,33.479999999999997,0,0,0,0,1067.1749999999997]
["14.05.2022 14:00",3207,0,135,0.85,33.479999999999997,0,0,0,0,1067.1749999999997]
["14.05.2022 15:00",3208,0,135,0.85,33.479999999999997,0,0,0,0,1067.1749999999997]
["14.05.2022 16:00",3209,0,135,0.85,33.479999999999997,0,0,0,0,1067.1749999999997]
["14.05.2022 17:00",3210,0,135,0.85,33.479999999999997,0,0,0,0,1067.1749999999997]
["14.05.2022 18:00",3211,0,135,0.85,33.479999999999997,0,0,0,0,1067.1749999999997]
["14.05.2022 19:00",3212,0,135,0.85,33.479999999999997,0,0,0,0,1067.1749999999997]
["14.05.2022 20:00",3213,0,135,0.85,33.479999999999997,0,0,0,0,1067.1749999999997]
["14.05.2022 21:00",3214,0,135,0.85,33.479999999999997,0,0,0,0,1067.1749999999997]
["14.05.2022 22:00",3215,0,135,0.85,33.479999999999997,0,0,0,0,1067.1749999999997]
["14.05.2022 23:00",3216,0,135,0.85,33.479999999999997,0,0,0,0,1067.1749999999997]
["15.05.2022 00:00",3217,0,135,0.85,33.479999999999997,0,0,0,0,1067.1749999999997]
["15.05.2022 01:00",3218,0,135,0.85,33.479999999999997,0,0,0,0,1067.1749999999997]
["15.05.2022 02:00",3219,0,135,0.85,33.479999999999997,0,0,0,0,1067.1749999999997]
["15.05.2022 03:00",3220,0,135,0.85,33.479999999999997,0,0,0,0,1067.1749999999997]
["15.05.2022 04:00",3221,0,134,0.85,33.479999999999997,0,0,0,0,1059.27]
["15.05.2022 05:00",3222,0,134,0.85,33.479999999999997,0,0,0,0,1059.27]
["15.05.2022 06:00",3223,0,134,0.85,33.479999999999997,0,0,0,0,1059.27]
["15.05.2022 07:00",3224,0,134,0.85,33.479999999999997,0,0,0,0,1059.27]
["15.05.2022 08:00",3225,0,134,0.85,33.479999999999997,0,0,0,0,1059.27]
["15.05.2022 09:00",3226,0,134,0.85,33.479999999999997,0,0,0,0,1059.27]
["15.05.2022 10:00",3227,0,134,0.85,33.479999999999997,0,0,0,0,1059.27]
["15.05.2022 11:00",3228,0,134,0.85,33.479999999999997,0,0,0,0,1059.27]
["15.05.2022 12:00",3229,0,134,0.85,33.479999999999997,0,0,0,0,1059.27]
["15.05.2022 13:00",3230,0,134,0.85,33.479999999999997,0,0,0,0,1059.27]
["15.05.2022 14:00",3231,0,134,0.85,33.479999999999997,0,0,0,0,1059.27]
["15.05.2022 15:00",3232,0,134,0.85,33.479999999999997,0,0,0,0,1059.27]
["15.05.2022 16:00",3233,0,134,0.85,33.479999999999997,0,0,0,0,1059.27]
["15.05.2022 17:00",3234,0,134,0.85,33.479999999999997,0,0,0,0,1059.27]
["15.05.2022 18:00",3235,0,134,0.85,33.479999999999997,0,0,0,0,1059.27]
["15.05.2022 19:00",3236,0,134,0.85,33.479999999999997,0,0,0,0,1059.27]
["15.05.2022 20:00",3237,0,134,0.85,33.479999999999997,0,0,0,0,1059.27]
["15.05.2022 21:00",3238,0,134,0.85,33.479999999999997,0,0,0,0,1059.27]
["15.05.2022 22:00",3239,0,134,0.85,33.479999999999997,0,0,0,0,1059.27]
["15.05.2022 23:00",3240,0,134,0.85,33.479999999999997,0,0,0,0,1059.27]
["16.05.2022 00:00",3241,0,134,0.85,33.479999999999997,0,0,0,0,1059.27]
["16.05.2022 01:00",3242,0,134,0.85,33.479999999999997,0,0,0,0,1059.27]
["16.05.2022 02:00",3243,0,134,0.85,33.479999999999997,0,0,0,0,1059.27]
["16.05.2022 03:00",3244,0,134,0.85,33.479999999999997,0,0,0,0,1059.27]
["16.05.2022 04:00",3245,0,134,0.85,33.479999999999997,0,0,0,0,1059.27]
["16.05.2022 05:00",3246,0,134,0.85,33.479999999999997,0,0,0,0,1059.27]
["16.05.2022 06:00",3247,0,134,0.85,33.479999999999997,0,0,0,0,1059.27]
["16.05.2022 07:00",3248,0,134,0.85,33.479999999999997,0,0,0,0,1059.27]
["16.05.2022 08:00",3249,0,134,0.85,33.479999999999997,0,0,0,0,1059.27]
["16.05.2022 09:00",3250,0,134,0.85,33.479999999999997,0,0,0,0,1059.27]
["16.05.2022 10:00",3251,0,134,0.85,33.479999999999997,0,0,0,0,1059.27]
["16.05.2022 11:00",3252,0,134,0.85,33.479999999999997,0,0,0,0,1059.27]
["16.05.2022 12:00",3253,0,134,0.85,33.479999999999997,0,0,0,0,1059.27]
["16.05.2022 13:00",3254,0,134,0.85,33.479999999999997,0,0,0,0,1059.27]
["16.05.2022 14:00",3255,0,134,0.85,33.479999999999997,0,0,0,0,1059.27]
["16.05.2022 15:00",3256,0,134,0.85,33.479999999999997,0,0,0,0,1059.27]
["16.05.2022 16:00",3257,0,134,0.85,33.479999999999997,0,0,0,0,1059.27]
["16.05.2022 17:00",3258,0,134,0.85,33.479999999999997,0,0,0,0,1059.27]
["16.05.2022 18:00",3259,0,133,0.85,33.479999999999997,0,0,0,0,1051.3649999999998]
["16.05.2022 19:00",3260,0,133,0.85,33.479999999999997,0,0,0,0,1051.3649999999998]
["16.05.2022 20:00",3261,0,133,0.85,33.479999999999997,0,0,0,0,1051.3649999999998]
["16.05.2022 21:00",3262,0,133,0.85,33.479999999999997,0,0,0,0,1051.3649999999998]
["16.05.2022 22:00",3263,0,133,0.85,33.479999999999997,0,0,0,0,1051.3649999999998]
["16.05.2022 23:00",3264,0,133,0.85,33.479999999999997,0,0,0,0,1051.3649999999998]
["17.05.2022 00:00",3265,0,133,0.85,33.479999999999997,0,{"$f":"G3266/3600","v":0},0,0,1051.3649999999998]
["17.05.2022 01:00",{"$f":"B3266+1","v":3266},0,133,0.85,33.479999999999997,{"$f":"C3267*F3267","v":0},0,{"$f":"H3267*E3267","v":0},{"$f":"I3267*1000/1","v":0},1051.3649999999998]
["17.05.2022 02:00",3267,0,133,{"$f":"E3267","v":0.85},{"$f":"F3267","v":33.479999999999997},0,0,0,0,1051.3649999999998]
["17.05.2022 03:00",3268,0,133,0.85,33.479999999999997,0,0,0,0,1051.3649999999998]
["17.05.2022 04:00",3269,0,132,0.85,33.479999999999997,0,0,0,0,1043.4599999999998]
["17.05.2022 05:00",3270,0,132,0.85,33.479999999999997,0,0,0,0,1043.4599999999998]
["17.05.2022 06:00",3271,0,132,0.85,33.479999999999997,0,0,0,0,1043.4599999999998]
["17.05.2022 07:00",3272,0,132,0.85,33.479999999999997,0,0,0,0,1043.4599999999998]
["17.05.2022 08:00",3273,0,132,0.85,33.479999999999997,0,0,0,0,1043.4599999999998]
["17.05.2022 09:00",3274,0,132,0.85,33.479999999999997,0,0,0,0,1043.4599999999998]
["17.05.2022 10:00",3275,0,132,0.85,33.479999999999997,0,0,0,0,1043.4599999999998]
["17.05.2022 11:00",3276,0,132,0.85,33.479999999999997,0,0,0,0,1043.4599999999998]
["17.05.2022 12:00",3277,0,132,0.85,33.479999999999997,0,0,0,0,1043.4599999999998]
["17.05.2022 13:00",3278,0,132,0.85,33.479999999999997,0,0,0,0,1043.4599999999998]
["17.05.2022 14:00",3279,0,132,0.85,33.479999999999997,0,0,0,0,1043.4599999999998]
["17.05.2022 15:00",3280,0,132,0.85,33.479999999999997,0,0,0,0,1043.4599999999998]
["17.05.2022 16:00",3281,0,132,0.85,33.479999999999997,0,0,0,0,1043.4599999999998]
["17.05.2022 17:00",3282,0,132,0.85,33.479999999999997,0,0,0,0,1043.4599999999998]
["17.05.2022 18:00",3283,0,132,0.85,33.479999999999997,0,0,0,0,1043.4599999999998]
["17.05.2022 19:00",3284,0,132,0.85,33.479999999999997,0,0,0,0,1043.4599999999998]
["17.05.2022 20:00",3285,0,132,0.85,33.479999999999997,0,0,0,0,1043.4599999999998]
["17.05.2022 21:00",3286,0,132,0.85,33.479999999999997,0,0,0,0,1043.4599999999998]
["17.05.2022 22:00",3287,0,132,0.85,33.479999999999997,0,0,0,0,1043.4599999999998]
["17.05.2022 23:00",3288,0,132,0.85,33.479999999999997,0,0,0,0,1043.4599999999998]
["18.05.2022 00:00",3289,0,132,0.85,33.479999999999997,0,0,0,0,1043.4599999999998]
["18.05.2022 01:00",3290,0,132,0.85,33.479999999999997,0,0,0,0,1043.4599999999998]
["18.05.2022 02:00",3291,0,132,0.85,33.479999999999997,0,0,0,0,1043.4599999999998]
["18.05.2022 03:00",3292,0,132,0.85,33.479999999999997,0,0,0,0,1043.4599999999998]
["18.05.2022 04:00",3293,0,132,0.85,33.479999999999997,0,0,0,0,1043.4599999999998]
["18.05.2022 05:00",3294,0,132,0.85,33.479999999999997,0,0,0,0,1043.4599999999998]
["18.05.2022 06:00",3295,0,132,0.85,33.479999999999997,0,0,0,0,1043.4599999999998]
["18.05.2022 07:00",3296,0,132,0.85,33.479999999999997,0,0,0,0,1043.4599999999998]
["18.05.2022 08:00",3297,0,132,0.85,33.479999999999997,0,0,0,0,1043.4599999999998]
["18.05.2022 09:00",3298,0,132,0.85,33.479999999999997,0,0,0,0,1043.4599999999998]
["18.05.2022 10:00",3299,0,132,0.85,33.479999999999997,0,0,0,0,1043.4599999999998]
["18.05.2022 11:00",3300,0,132,0.85,33.479999999999997,0,0,0,0,1043.4599999999998]
["18.05.2022 12:00",3301,0,132,0.85,33.479999999999997,0,0,0,0,1043.4599999999998]
["18.05.2022 13:00",3302,0,132,0.85,33.479999999999997,0,0,0,0,1043.4599999999998]
["18.05.2022 14:00",3303,0,132,0.85,33.479999999999997,0,0,0,0,1043.4599999999998]
["18.05.2022 15:00",3304,0,132,0.85,33.479999999999997,0,0,0,0,1043.4599999999998]
["18.05.2022 16:00",3305,0,132,0.85,33.479999999999997,0,0,0,0,1043.4599999999998]
["18.05.2022 17:00",3306,0,132,0.85,33.479999999999997,0,0,0,0,1043.4599999999998]
["18.05.2022 18:00",3307,0,132,0.85,33.479999999999997,0,0,0,0,1043.4599999999998]
["18.05.2022 19:00",3308,0,132,0.85,33.479999999999997,0,0,0,0,1043.4599999999998]
["18.05.2022 20:00",3309,0,132,0.85,33.479999999999997,0,0,0,0,1043.4599999999998]
["18.05.2022 21:00",3310,0,132,0.85,33.479999999999997,0,0,0,0,1043.4599999999998]
["18.05.2022 22:00",3311,0,132,0.85,33.479999999999997,0,0,0,0,1043.4599999999998]
["18.05.2022 23:00",3312,0,132,0.85,33.479999999999997,0,0,0,0,1043.4599999999998]
["19.05.2022 00:00",3313,0,132,0.85,33.479999999999997,0,0,0,0,1043.4599999999998]
["19.05.2022 01:00",3314,0,132,0.85,33.479999999999997,0,0,0,0,1043.4599999999998]
["19.05.2022 02:00",3315,0,132,0.85,33.479999999999997,0,0,0,0,1043.4599999999998]
["19.05.2022 03:00",3316,0,131,0.85,33.479999999999997,0,0,0,0,1035.5549999999998]
["19.05.2022 04:00",3317,0,131,0.85,33.479999999999997,0,0,0,0,1035.5549999999998]
["19.05.2022 05:00",3318,0,131,0.85,33.479999999999997,0,0,0,0,1035.5549999999998]
["19.05.2022 06:00",3319,0,131,0.85,33.479999999999997,0,0,0,0,1035.5549999999998]
["19.05.2022 07:00",3320,0,131,0.85,33.479999999999997,0,0,0,0,1035.5549999999998]
["19.05.2022 08:00",3321,0,131,0.85,33.479999999999997,0,0,0,0,1035.5549999999998]
["19.05.2022 09:00",3322,0,131,0.85,33.479999999999997,0,0,0,0,1035.5549999999998]
["19.05.2022 10:00",3323,0,131,0.85,33.479999999999997,0,0,0,0,1035.5549999999998]
["19.05.2022 11:00",3324,0,131,0.85,33.479999999999997,0,0,0,0,1035.5549999999998]
["19.05.2022 12:00",3325,0,131,0.85,33.479999999999997,0,0,0,0,1035.5549999999998]
["19.05.2022 13:00",3326,0,131,0.85,33.479999999999997,0,0,0,0,1035.5549999999998]
["19.05.2022 14:00",3327,0,131,0.85,33.479999999999997,0,0,0,0,1035.5549999999998]
["19.05.2022 15:00",3328,0,131,0.85,33.479999999999997,0,0,0,0,1035.5549999999998]
["19.05.2022 16:00",3329,0,131,0.85,33.479999999999997,0,{"$f":"G3330/3600","v":0},0,0,1035.5549999999998]
["19.05.2022 17:00",{"$f":"B3330+1","v":3330},0,131,0.85,33.479999999999997,{"$f":"C3331*F3331","v":0},0,{"$f":"H3331*E3331","v":0},{"$f":"I3331*1000/1","v":0},1035.5549999999998]
["19.05.2022 18:00",3331,0,131,{"$f":"E3331","v":0.85},{"$f":"F3331","v":33.479999999999997},0,0,0,0,1035.5549999999998]
["19.05.2022 19:00",3332,0,131,0.85,33.479999999999997,0,0,0,0,1035.5549999999998]
["19.05.2022 20:00",3333,0,131,0.85,33.479999999999997,0,0,0,0,1035.5549999999998]
["19.05.2022 21:00",3334,0,131,0.85,33.479999999999997,0,0,0,0,1035.5549999999998]
["19.05.2022 22:00",3335,0,131,0.85,33.479999999999997,0,0,0,0,1035.5549999999998]
["19.05.2022 23:00",3336,0,131,0.85,33.479999999999997,0,0,0,0,1035.5549999999998]
["20.05.2022 00:00",3337,0,131,0.85,33.479999999999997,0,0,0,0,1035.5549999999998]
["20.05.2022 01:00",3338,0,131,0.85,33.479999999999997,0,0,0,0,1035.5549999999998]
["20.05.2022 02:00",3339,0,131,0.85,33.479999999999997,0,0,0,0,1035.5549999999998]
["20.05.2022 03:00",3340,0,131,0.85,33.479999999999997,0,0,0,0,1035.5549999999998]
["20.05.2022 04:00",3341,0,131,0.85,33.479999999999997,0,0,0,0,1035.5549999999998]
["20.05.2022 05:00",3342,0,131,0.85,33.479999999999997,0,0,0,0,1035.5549999999998]
["20.05.2022 06:00",3343,0,131,0.85,33.479999999999997,0,0,0,0,1035.5549999999998]
["20.05.2022 07:00",3344,0,131,0.85,33.479999999999997,0,0,0,0,1035.5549999999998]
["20.05.2022 08:00",3345,0,131,0.85,33.479999999999997,0,0,0,0,1035.5549999999998]
["20.05.2022 09:00",3346,0,131,0.85,33.479999999999997,0,0,0,0,1035.5549999999998]
["20.05.2022 10:00",3347,0,131,0.85,33.479999999999997,0,0,0,0,1035.5549999999998]
["20.05.2022 11:00",3348,0,131,0.85,33.479999999999997,0,0,0,0,1035.5549999999998]
["20.05.2022 12:00",3349,0,131,0.85,33.479999999999997,0,0,0,0,1035.5549999999998]
["20.05.2022 13:00",3350,0,131,0.85,33.479999999999997,0,0,0,0,1035.5549999999998]
["20.05.2022 14:00",3351,0,131,0.85,33.479999999999997,0,0,0,0,1035.5549999999998]
["20.05.2022 15:00",3352,0,131,0.85,33.479999999999997,0,0,0,0,1035.5549999999998]
["20.05.2022 16:00",3353,0,131,0.85,33.479999999999997,0,0,0,0,1035.5549999999998]
["20.05.2022 17:00",3354,0,131,0.85,33.479999999999997,0,0,0,0,1035.5549999999998]
["20.05.2022 18:00",3355,0,131,0.85,33.479999999999997,0,0,0,0,1035.5549999999998]
["20.05.2022 19:00",3356,0,131,0.85,33.479999999999997,0,0,0,0,1035.5549999999998]
["20.05.2022 20:00",3357,0,131,0.85,33.479999999999997,0,0,0,0,1035.5549999999998]
["20.05.2022 21:00",3358,0,131,0.85,33.479999999999997,0,0,0,0,1035.5549999999998]
["20.05.2022 22:00",3359,0,131,0.85,33.479999999999997,0,0,0,0,1035.5549999999998]
["20.05.2022 23:00",3360,0,131,0.85,33.479999999999997,0,0,0,0,1035.5549999999998]
["21.05.2022 00:00",3361,0,131,0.85,33.479999999999997,0,0,0,0,1035.5549999999998]
["21.05.2022 01:00",3362,0,131,0.85,33.479999999999997,0,0,0,0,1035.5549999999998]
["21.05.2022 02:00",3363,0,131,0.85,33.479999999999997,0,0,0,0,1035.5549999999998]
["21.05.2022 03:00",3364,0,131,0.85,33.479999999999997,0,0,0,0,1035.5549999999998]
["21.05.2022 04:00",3365,0,131,0.85,33.479999999999997,0,0,0,0,1035.5549999999998]
["21.05.2022 05:00",3366,0,131,0.85,33.479999999999997,0,0,0,0,1035.5549999999998]
["21.05.2022 06:00",3367,0,130,0.85,33.479999999999997,0,0,0,0,1027.6499999999999]
["21.05.2022 07:00",3368,0,130,0.85,33.479999999999997,0,0,0,0,1027.6499999999999]
["21.05.2022 08:00",3369,0,130,0.85,33.479999999999997,0,0,0,0,1027.6499999999999]
["21.05.2022 09:00",3370,0,130,0.85,33.479999999999997,0,0,0,0,1027.6499999999999]
["21.05.2022 10:00",3371,0,130,0.85,33.479999999999997,0,0,0,0,1027.6499999999999]
["21.05.2022 11:00",3372,0,130,0.85,33.479999999999997,0,0,0,0,1027.6499999999999]
["21.05.2022 12:00",3373,0,130,0.85,33.479999999999997,0,0,0,0,1027.6499999999999]
["21.05.2022 13:00",3374,0,130,0.85,33.479999999999997,0,0,0,0,1027.6499999999999]
["21.05.2022 14:00",3375,0,130,0.85,33.479999999999997,0,0,0,0,1027.6499999999999]
["21.05.2022 15:00",3376,0,130,0.85,33.479999999999997,0,0,0,0,1027.6499999999999]
["21.05.2022 16:00",3377,0,130,0.85,33.479999999999997,0,0,0,0,1027.6499999999999]
["21.05.2022 17:00",3378,0,130,0.85,33.479999999999997,0,0,0,0,1027.6499999999999]
["21.05.2022 18:00",3379,0,130,0.85,33.479999999999997,0,0,0,0,1027.6499999999999]
["21.05.2022 19:00",3380,0,130,0.85,33.479999999999997,0,0,0,0,1027.6499999999999]
["21.05.2022 20:00",3381,0,130,0.85,33.479999999999997,0,0,0,0,1027.6499999999999]
["21.05.2022 21:00",3382,0,130,0.85,33.479999999999997,0,0,0,0,1027.6499999999999]
["21.05.2022 22:00",3383,0,130,0.85,33.479999999999997,0,0,0,0,1027.6499999999999]
["21.05.2022 23:00",3384,0,130,0.85,33.479999999999997,0,0,0,0,1027.6499999999999]
["22.05.2022 00:00",3385,0,130,0.85,33.479999999999997,0,0,0,0,1027.6499999999999]
["22.05.2022 01:00",3386,0,130,0.85,33.479999999999997,0,0,0,0,1027.6499999999999]
["22.05.2022 02:00",3387,0,130,0.85,33.479999999999997,0,0,0,0,1027.6499999999999]
["22.05.2022 03:00",3388,0,129,0.85,33.479999999999997,0,0,0,0,1019.7449999999997]
["22.05.2022 04:00",3389,0,129,0.85,33.479999999999997,0,0,0,0,1019.7449999999997]
["22.05.2022 05:00",3390,0,129,0.85,33.479999999999997,0,0,0,0,1019.7449999999997]
["22.05.2022 06:00",3391,0,129,0.85,33.479999999999997,0,0,0,0,1019.7449999999997]
["22.05.2022 07:00",3392,0,129,0.85,33.479999999999997,0,0,0,0,1019.7449999999997]
["22.05.2022 08:00",3393,0,129,0.85,33.479999999999997,0,{"$f":"G3394/3600","v":0},0,0,1019.7449999999997]
["22.05.2022 09:00",{"$f":"B3394+1","v":3394},0,129,0.85,33.479999999999997,{"$f":"C3395*F3395","v":0},0,{"$f":"H3395*E3395","v":0},{"$f":"I3395*1000/1","v":0},1019.7449999999997]
["22.05.2022 10:00",3395,0,129,{"$f":"E3395","v":0.85},{"$f":"F3395","v":33.479999999999997},0,0,0,0,1019.7449999999997]
["22.05.2022 11:00",3396,0,128,0.85,33.479999999999997,0,0,0,0,1011.8399999999998]
["22.05.2022 12:00",3397,0,128,0.85,33.479999999999997,0,0,0,0,1011.8399999999998]
["22.05.2022 13:00",3398,0,128,0.85,33.479999999999997,0,0,0,0,1011.8399999999998]
["22.05.2022 14:00",3399,0,128,0.85,33.479999999999997,0,0,0,0,1011.8399999999998]
["22.05.2022 15:00",3400,0,128,0.85,33.479999999999997,0,0,0,0,1011.8399999999998]
["22.05.2022 16:00",3401,0,128,0.85,33.479999999999997,0,0,0,0,1011.8399999999998]
["22.05.2022 17:00",3402,0,128,0.85,33.479999999999997,0,0,0,0,1011.8399999999998]
["22.05.2022 18:00",3403,0,128,0.85,33.479999999999997,0,0,0,0,1011.8399999999998]
["22.05.2022 19:00",3404,0,128,0.85,33.479999999999997,0,0,0,0,1011.8399999999998]
["22.05.2022 20:00",3405,0,128,0.85,33.479999999999997,0,0,0,0,1011.8399999999998]
["22.05.2022 21:00",3406,0,128,0.85,33.479999999999997,0,0,0,0,1011.8399999999998]
["22.05.2022 22:00",3407,0,128,0.85,33.479999999999997,0,0,0,0,1011.8399999999998]
["22.05.2022 23:00",3408,0,128,0.85,33.479999999999997,0,0,0,0,1011.8399999999998]
["23.05.2022 00:00",3409,0,128,0.85,33.479999999999997,0,0,0,0,1011.8399999999998]
["23.05.2022 01:00",3410,0,128,0.85,33.479999999999997,0,0,0,0,1011.8399999999998]
["23.05.2022 02:00",3411,0,128,0.85,33.479999999999997,0,0,0,0,1011.8399999999998]
["23.05.2022 03:00",3412,0,128,0.85,33.479999999999997,0,0,0,0,1011.8399999999998]
["23.05.2022 04:00",3413,0,128,0.85,33.479999999999997,0,0,0,0,1011.8399999999998]
["23.05.2022 05:00",3414,0,128,0.85,33.479999999999997,0,0,0,0,1011.8399999999998]
["23.05.2022 06:00",3415,0,128,0.85,33.479999999999997,0,0,0,0,1011.8399999999998]
["23.05.2022 07:00",3416,0,128,0.85,33.479999999999997,0,0,0,0,1011.8399999999998]
["23.05.2022 08:00",3417,0,128,0.85,33.479999999999997,0,0,0,0,1011.8399999999998]
["23.05.2022 09:00",3418,0,128,0.85,33.479999999999997,0,0,0,0,1011.8399999999998]
["23.05.2022 10:00",3419,0,128,0.85,33.479999999999997,0,0,0,0,1011.8399999999998]
["23.05.2022 11:00",3420,0,128,0.85,33.479999999999997,0,0,0,0,1011.8399999999998]
["23.05.2022 12:00",3421,0,128,0.85,33.479999999999997,0,0,0,0,1011.8399999999998]
["23.05.2022 13:00",3422,0,128,0.85,33.479999999999997,0,0,0,0,1011.8399999999998]
["23.05.2022 14:00",3423,0,128,0.85,33.479999999999997,0,0,0,0,1011.8399999999998]
["23.05.2022 15:00",3424,0,128,0.85,33.479999999999997,0,0,0,0,1011.8399999999998]
["23.05.2022 16:00",3425,0,128,0.85,33.479999999999997,0,0,0,0,1011.8399999999998]
["23.05.2022 17:00",3426,0,128,0.85,33.479999999999997,0,0,0,0,1011.8399999999998]
["23.05.2022 18:00",3427,0,128,0.85,33.479999999999997,0,0,0,0,1011.8399999999998]
["23.05.2022 19:00",3428,0,128,0.85,33.479999999999997,0,0,0,0,1011.8399999999998]
["23.05.2022 20:00",3429,0,127,0.85,33.479999999999997,0,0,0,0,1003.9350000000001]
["23.05.2022 21:00",3430,0,127,0.85,33.479999999999997,0,0,0,0,1003.9350000000001]
["23.05.2022 22:00",3431,0,127,0.85,33.479999999999997,0,0,0,0,1003.9350000000001]
["23.05.2022 23:00",3432,0,127,0.85,33.479999999999997,0,0,0,0,1003.9350000000001]
["24.05.2022 00:00",3433,0,127,0.85,33.479999999999997,0,0,0,0,1003.9350000000001]
["24.05.2022 01:00",3434,0,127,0.85,33.479999999999997,0,0,0,0,1003.9350000000001]
["24.05.2022 02:00",3435,0,127,0.85,33.479999999999997,0,0,0,0,1003.9350000000001]
["24.05.2022 03:00",3436,0,127,0.85,33.479999999999997,0,0,0,0,1003.9350000000001]
["24.05.2022 04:00",3437,0,127,0.85,33.479999999999997,0,0,0,0,1003.9350000000001]
["24.05.2022 05:00",3438,0,127,0.85,33.479999999999997,0,0,0,0,1003.9350000000001]
["24.05.2022 06:00",3439,0,127,0.85,33.479999999999997,0,0,0,0,1003.9350000000001]
["24.05.2022 07:00",3440,0,127,0.85,33.479999999999997,0,0,0,0,1003.9350000000001]
["24.05.2022 08:00",3441,0,127,0.85,33.479999999999997,0,0,0,0,1003.9350000000001]
["24.05.2022 09:00",3442,0,127,0.85,33.479999999999997,0,0,0,0,1003.9350000000001]
["24.05.2022 10:00",3443,0,127,0.85,33.479999999999997,0,0,0,0,1003.9350000000001]
["24.05.2022 11:00",3444,0,127,0.85,33.479999999999997,0,0,0,0,1003.9350000000001]
["24.05.2022 12:00",3445,0,127,0.85,33.479999999999997,0,0,0,0,1003.9350000000001]
["24.05.2022 13:00",3446,0,127,0.85,33.479999999999997,0,0,0,0,1003.9350000000001]
["24.05.2022 14:00",3447,0,127,0.85,33.479999999999997,0,0,0,0,1003.9350000000001]
["24.05.2022 15:00",3448,0,127,0.85,33.479999999999997,0,0,0,0,1003.9350000000001]
["24.05.2022 16:00",3449,0,127,0.85,33.479999999999997,0,0,0,0,1003.9350000000001]
["24.05.2022 17:00",3450,0,127,0.85,33.479999999999997,0,0,0,0,1003.9350000000001]
["24.05.2022 18:00",3451,0,127,0.85,33.479999999999997,0,0,0,0,1003.9350000000001]
["24.05.2022 19:00",3452,0,127,0.85,33.479999999999997,0,0,0,0,1003.9350000000001]
["24.05.2022 20:00",3453,0,127,0.85,33.479999999999997,0,0,0,0,1003.9350000000001]
["24.05.2022 21:00",3454,0,127,0.85,33.479999999999997,0,0,0,0,1003.9350000000001]
["24.05.2022 22:00",3455,0,127,0.85,33.479999999999997,0,0,0,0,1003.9350000000001]
["24.05.2022 23:00",3456,0,127,0.85,33.479999999999997,0,0,0,0,1003.9350000000001]
["25.05.2022 00:00",3457,0,127,0.85,33.479999999999997,0,{"$f":"G3458/3600","v":0},0,0,1003.9350000000001]
["25.05.2022 01:00",{"$f":"B3458+1","v":3458},0,127,0.85,33.479999999999997,{"$f":"C3459*F3459","v":0},0,{"$f":"H3459*E3459","v":0},{"$f":"I3459*1000/1","v":0},1003.9350000000001]
["25.05.2022 02:00",3459,0,127,{"$f":"E3459","v":0.85},{"$f":"F3459","v":33.479999999999997},0,0,0,0,1003.9350000000001]
["25.05.2022 03:00",3460,0,127,0.85,33.479999999999997,0,0,0,0,1003.9350000000001]
["25.05.2022 04:00",3461,0,127,0.85,33.479999999999997,0,0,0,0,1003.9350000000001]
["25.05.2022 05:00",3462,0,127,0.85,33.479999999999997,0,0,0,0,1003.9350000000001]
["25.05.2022 06:00",3463,0,127,0.85,33.479999999999997,0,0,0,0,1003.9350000000001]
["25.05.2022 07:00",3464,0,127,0.85,33.479999999999997,0,0,0,0,1003.9350000000001]
["25.05.2022 08:00",3465,0,127,0.85,33.479999999999997,0,0,0,0,1003.9350000000001]
["25.05.2022 09:00",3466,0,127,0.85,33.479999999999997,0,0,0,0,1003.9350000000001]
["25.05.2022 10:00",3467,0,127,0.85,33.479999999999997,0,0,0,0,1003.9350000000001]
["25.05.2022 11:00",3468,0,127,0.85,33.479999999999997,0,0,0,0,1003.9350000000001]
["25.05.2022 12:00",3469,0,127,0.85,33.479999999999997,0,0,0,0,1003.9350000000001]
["25.05.2022 13:00",3470,0,127,0.85,33.479999999999997,0,0,0,0,1003.9350000000001]
["25.05.2022 14:00",3471,0,127,0.85,33.479999999999997,0,0,0,0,1003.9350000000001]
["25.05.2022 15:00",3472,0,127,0.85,33.479999999999997,0,0,0,0,1003.9350000000001]
["25.05.2022 16:00",3473,0,127,0.85,33.479999999999997,0,0,0,0,1003.9350000000001]
["25.05.2022 17:00",3474,0,127,0.85,33.479999999999997,0,0,0,0,1003.9350000000001]
["25.05.2022 18:00",3475,0,127,0.85,33.479999999999997,0,0,0,0,1003.9350000000001]
["25.05.2022 19:00",3476,0,127,0.85,33.479999999999997,0,0,0,0,1003.9350000000001]
["25.05.2022 20:00",3477,0,127,0.85,33.479999999999997,0,0,0,0,1003.9350000000001]
["25.05.2022 21:00",3478,0,127,0.85,33.479999999999997,0,0,0,0,1003.9350000000001]
["25.05.2022 22:00",3479,0,127,0.85,33.479999999999997,0,0,0,0,1003.9350000000001]
["25.05.2022 23:00",3480,0,127,0.85,33.479999999999997,0,0,0,0,1003.9350000000001]
["26.05.2022 00:00",3481,0,127,0.85,33.479999999999997,0,0,0,0,1003.9350000000001]
["26.05.2022 01:00",3482,0,127,0.85,33.479999999999997,0,0,0,0,1003.9350000000001]
["26.05.2022 02:00",3483,0,127,0.85,33.479999999999997,0,0,0,0,1003.9350000000001]
["26.05.2022 03:00",3484,0,127,0.85,33.479999999999997,0,0,0,0,1003.9350000000001]
["26.05.2022 04:00",3485,0,127,0.85,33.479999999999997,0,0,0,0,1003.9350000000001]
["26.05.2022 05:00",3486,0,127,0.85,33.479999999999997,0,0,0,0,1003.9350000000001]
["26.05.2022 06:00",3487,0,127,0.85,33.479999999999997,0,0,0,0,1003.9350000000001]
["26.05.2022 07:00",3488,0,127,0.85,33.479999999999997,0,0,0,0,1003.9350000000001]
["26.05.2022 08:00",3489,0,127,0.85,33.479999999999997,0,0,0,0,1003.9350000000001]
["26.05.2022 09:00",3490,0,126,0.85,33.479999999999997,0,0,0,0,996.03]
["26.05.2022 10:00",3491,0,126,0.85,33.479999999999997,0,0,0,0,996.03]
["26.05.2022 11:00",3492,0,126,0.85,33.479999999999997,0,0,0,0,996.03]
["26.05.2022 12:00",3493,0,126,0.85,33.479999999999997,0,0,0,0,996.03]
["26.05.2022 13:00",3494,0,126,0.85,33.479999999999997,0,0,0,0,996.03]
["26.05.2022 14:00",3495,0,126,0.85,33.479999999999997,0,0,0,0,996.03]
["26.05.2022 15:00",3496,0,126,0.85,33.479999999999997,0,0,0,0,996.03]
["26.05.2022 16:00",3497,0,126,0.85,33.479999999999997,0,0,0,0,996.03]
["26.05.2022 17:00",3498,0,126,0.85,33.479999999999997,0,0,0,0,996.03]
["26.05.2022 18:00",3499,0,126,0.85,33.479999999999997,0,0,0,0,996.03]
["26.05.2022 19:00",3500,0,126,0.85,33.479999999999997,0,0,0,0,996.03]
["26.05.2022 20:00",3501,0,126,0.85,33.479999999999997,0,0,0,0,996.03]
["26.05.2022 21:00",3502,0,126,0.85,33.479999999999997,0,0,0,0,996.03]
["26.05.2022 22:00",3503,0,126,0.85,33.479999999999997,0,0,0,0,996.03]
["26.05.2022 23:00",3504,0,126,0.85,33.479999999999997,0,0,0,0,996.03]
["27.05.2022 00:00",3505,0,126,0.85,33.479999999999997,0,0,0,0,996.03]
["27.05.2022 01:00",3506,0,126,0.85,33.479999999999997,0,0,0,0,996.03]
["27.05.2022 02:00",3507,0,126,0.85,33.479999999999997,0,0,0,0,996.03]
["27.05.2022 03:00",3508,0,126,0.85,33.479999999999997,0,0,0,0,996.03]
["27.05.2022 04:00",3509,0,126,0.85,33.479999999999997,0,0,0,0,996.03]
["27.05.2022 05:00",3510,0,126,0.85,33.479999999999997,0,0,0,0,996.03]
["27.05.2022 06:00",3511,0,126,0.85,33.479999999999997,0,0,0,0,996.03]
["27.05.2022 07:00",3512,0,126,0.85,33.479999999999997,0,0,0,0,996.03]
["27.05.2022 08:00",3513,0,126,0.85,33.479999999999997,0,0,0,0,996.03]
["27.05.2022 09:00",3514,0,126,0.85,33.479999999999997,0,0,0,0,996.03]
["27.05.2022 10:00",3515,0,126,0.85,33.479999999999997,0,0,0,0,996.03]
["27.05.2022 11:00",3516,0,126,0.85,33.479999999999997,0,0,0,0,996.03]
["27.05.2022 12:00",3517,0,126,0.85,33.479999999999997,0,0,0,0,996.03]
["27.05.2022 13:00",3518,0,126,0.85,33.479999999999997,0,0,0,0,996.03]
["27.05.2022 14:00",3519,0,126,0.85,33.479999999999997,0,0,0,0,996.03]
["27.05.2022 15:00",3520,0,125,0.85,33.479999999999997,0,0,0,0,988.125]
["27.05.2022 16:00",3521,0,125,0.85,33.479999999999997,0,{"$f":"G3522/3600","v":0},0,0,988.125]
["27.05.2022 17:00",{"$f":"B3522+1","v":3522},0,125,0.85,33.479999999999997,{"$f":"C3523*F3523","v":0},0,{"$f":"H3523*E3523","v":0},{"$f":"I3523*1000/1","v":0},988.125]
["27.05.2022 18:00",3523,0,125,{"$f":"E3523","v":0.85},{"$f":"F3523","v":33.479999999999997},0,0,0,0,988.125]
["27.05.2022 19:00",3524,0,125,0.85,33.479999999999997,0,0,0,0,988.125]
["27.05.2022 20:00",3525,0,125,0.85,33.479999999999997,0,0,0,0,988.125]
["27.05.2022 21:00",3526,0,125,0.85,33.479999999999997,0,0,0,0,988.125]
["27.05.2022 22:00",3527,0,125,0.85,33.479999999999997,0,0,0,0,988.125]
["27.05.2022 23:00",3528,0,125,0.85,33.479999999999997,0,0,0,0,988.125]
["28.05.2022 00:00",3529,0,125,0.85,33.479999999999997,0,0,0,0,988.125]
["28.05.2022 01:00",3530,0,124,0.85,33.479999999999997,0,0,0,0,980.2199999999998]
["28.05.2022 02:00",3531,0,124,0.85,33.479999999999997,0,0,0,0,980.2199999999998]
["28.05.2022 03:00",3532,0,124,0.85,33.479999999999997,0,0,0,0,980.2199999999998]
["28.05.2022 04:00",3533,0,124,0.85,33.479999999999997,0,0,0,0,980.2199999999998]
["28.05.2022 05:00",3534,0,124,0.85,33.479999999999997,0,0,0,0,980.2199999999998]
["28.05.2022 06:00",3535,0,124,0.85,33.479999999999997,0,0,0,0,980.2199999999998]
["28.05.2022 07:00",3536,0,124,0.85,33.479999999999997,0,0,0,0,980.2199999999998]
["28.05.2022 08:00",3537,0,124,0.85,33.479999999999997,0,0,0,0,980.2199999999998]
["28.05.2022 09:00",3538,0,124,0.85,33.479999999999997,0,0,0,0,980.2199999999998]
["28.05.2022 10:00",3539,0,124,0.85,33.479999999999997,0,0,0,0,980.2199999999998]
["28.05.2022 11:00",3540,0,124,0.85,33.479999999999997,0,0,0,0,980.2199999999998]
["28.05.2022 12:00",3541,0,124,0.85,33.479999999999997,0,0,0,0,980.2199999999998]
["28.05.2022 13:00",3542,0,124,0.85,33.479999999999997,0,0,0,0,980.2199999999998]
["28.05.2022 14:00",3543,0,124,0.85,33.479999999999997,0,0,0,0,980.2199999999998]
["28.05.2022 15:00",3544,0,124,0.85,33.479999999999997,0,0,0,0,980.2199999999998]
["28.05.2022 16:00",3545,0,124,0.85,33.479999999999997,0,0,0,0,980.2199999999998]
["28.05.2022 17:00",3546,0,124,0.85,33.479999999999997,0,0,0,0,980.2199999999998]
["28.05.2022 18:00",3547,0,124,0.85,33.479999999999997,0,0,0,0,980.2199999999998]
["28.05.2022 19:00",3548,0,124,0.85,33.479999999999997,0,0,0,0,980.2199999999998]
["28.05.2022 20:00",3549,0,124,0.85,33.479999999999997,0,0,0,0,980.2199999999998]
["28.05.2022 21:00",3550,0,124,0.85,33.479999999999997,0,0,0,0,980.2199999999998]
["28.05.2022 22:00",3551,0,124,0.85,33.479999999999997,0,0,0,0,980.2199999999998]
["28.05.2022 23:00",3552,0,124,0.85,33.479999999999997,0,0,0,0,980.2199999999998]
["29.05.2022 00:00",3553,0,124,0.85,33.479999999999997,0,0,0,0,980.2199999999998]
["29.05.2022 01:00",3554,0,124,0.85,33.479999999999997,0,0,0,0,980.2199999999998]
["29.05.2022 02:00",3555,0,124,0.85,33.479999999999997,0,0,0,0,980.2199999999998]
["29.05.2022 03:00",3556,0,124,0.85,33.479999999999997,0,0,0,0,980.2199999999998]
["29.05.2022 04:00",3557,0,124,0.85,33.479999999999997,0,0,0,0,980.2199999999998]
["29.05.2022 05:00",3558,0,124,0.85,33.479999999999997,0,0,0,0,980.2199999999998]
["29.05.2022 06:00",3559,0,124,0.85,33.479999999999997,0,0,0,0,980.2199999999998]
["29.05.2022 07:00",3560,0,124,0.85,33.479999999999997,0,0,0,0,980.2199999999998]
["29.05.2022 08:00",3561,0,124,0.85,33.479999999999997,0,0,0,0,980.2199999999998]
["29.05.2022 09:00",3562,0,124,0.85,33.479999999999997,0,0,0,0,980.2199999999998]
["29.05.2022 10:00",3563,0,124,0.85,33.479999999999997,0,0,0,0,980.2199999999998]
["29.05.2022 11:00",3564,0,124,0.85,33.479999999999997,0,0,0,0,980.2199999999998]
["29.05.2022 12:00",3565,0,124,0.85,33.479999999999997,0,0,0,0,980.2199999999998]
["29.05.2022 13:00",3566,0,124,0.85,33.479999999999997,0,0,0,0,980.2199999999998]
["29.05.2022 14:00",3567,0,123,0.85,33.479999999999997,0,0,0,0,972.31499999999994]
["29.05.2022 15:00",3568,0,123,0.85,33.479999999999997,0,0,0,0,972.31499999999994]
["29.05.2022 16:00",3569,0,123,0.85,33.479999999999997,0,0,0,0,972.31499999999994]
["29.05.2022 17:00",3570,0,123,0.85,33.479999999999997,0,0,0,0,972.31499999999994]
["29.05.2022 18:00",3571,0,123,0.85,33.479999999999997,0,0,0,0,972.31499999999994]
["29.05.2022 19:00",3572,0,123,0.85,33.479999999999997,0,0,0,0,972.31499999999994]
["29.05.2022 20:00",3573,0,123,0.85,33.479999999999997,0,0,0,0,972.31499999999994]
["29.05.2022 21:00",3574,0,123,0.85,33.479999999999997,0,0,0,0,972.31499999999994]
["29.05.2022 22:00",3575,0,123,0.85,33.479999999999997,0,0,0,0,972.31499999999994]
["29.05.2022 23:00",3576,0,123,0.85,33.479999999999997,0,0,0,0,972.31499999999994]
["30.05.2022 00:00",3577,0,123,0.85,33.479999999999997,0,0,0,0,972.31499999999994]
["30.05.2022 01:00",3578,0,123,0.85,33.479999999999997,0,0,0,0,972.31499999999994]
["30.05.2022 02:00",3579,0,123,0.85,33.479999999999997,0,0,0,0,972.31499999999994]
["30.05.2022 03:00",3580,0,123,0.85,33.479999999999997,0,0,0,0,972.31499999999994]
["30.05.2022 04:00",3581,0,123,0.85,33.479999999999997,0,0,0,0,972.31499999999994]
["30.05.2022 05:00",3582,0,123,0.85,33.479999999999997,0,0,0,0,972.31499999999994]
["30.05.2022 06:00",3583,0,123,0.85,33.479999999999997,0,0,0,0,972.31499999999994]
["30.05.2022 07:00",3584,0,123,0.85,33.479999999999997,0,0,0,0,972.31499999999994]
["30.05.2022 08:00",3585,0,123,0.85,33.479999999999997,0,{"$f":"G3586/3600","v":0},0,0,972.31499999999994]
["30.05.2022 09:00",{"$f":"B3586+1","v":3586},0,123,0.85,33.479999999999997,{"$f":"C3587*F3587","v":0},0,{"$f":"H3587*E3587","v":0},{"$f":"I3587*1000/1","v":0},972.31499999999994]
["30.05.2022 10:00",3587,0,123,{"$f":"E3587","v":0.85},{"$f":"F3587","v":33.479999999999997},0,0,0,0,972.31499999999994]
["30.05.2022 11:00",3588,0,123,0.85,33.479999999999997,0,0,0,0,972.31499999999994]
["30.05.2022 12:00",3589,0,123,0.85,33.479999999999997,0,0,0,0,972.31499999999994]
["30.05.2022 13:00",3590,0,123,0.85,33.479999999999997,0,0,0,0,972.31499999999994]
["30.05.2022 14:00",3591,0,123,0.85,33.479999999999997,0,0,0,0,972.31499999999994]
["30.05.2022 15:00",3592,0,123,0.85,33.479999999999997,0,0,0,0,972.31499999999994]
["30.05.2022 16:00",3593,0,123,0.85,33.479999999999997,0,0,0,0,972.31499999999994]
["30.05.2022 17:00",3594,0,123,0.85,33.479999999999997,0,0,0,0,972.31499999999994]
["30.05.2022 18:00",3595,0,123,0.85,33.479999999999997,0,0,0,0,972.31499999999994]
["30.05.2022 19:00",3596,0,123,0.85,33.479999999999997,0,0,0,0,972.31499999999994]
["30.05.2022 20:00",3597,0,123,0.85,33.479999999999997,0,0,0,0,972.31499999999994]
["30.05.2022 21:00",3598,0,123,0.85,33.479999999999997,0,0,0,0,972.31499999999994]
["30.05.2022 22:00",3599,0,123,0.85,33.479999999999997,0,0,0,0,972.31499999999994]
["30.05.2022 23:00",3600,0,123,0.85,33.479999999999997,0,0,0,0,972.31499999999994]
["31.05.2022 00:00",3601,0,123,0.85,33.479999999999997,0,0,0,0,972.31499999999994]
["31.05.2022 01:00",3602,0,123,0.85,33.479999999999997,0,0,0,0,972.31499999999994]
["31.05.2022 02:00",3603,0,123,0.85,33.479999999999997,0,0,0,0,972.31499999999994]
["31.05.2022 03:00",3604,0,123,0.85,33.479999999999997,0,0,0,0,972.31499999999994]
["31.05.2022 04:00",3605,0,123,0.85,33.479999999999997,0,0,0,0,972.31499999999994]
["31.05.2022 05:00",3606,0,123,0.85,33.479999999999997,0,0,0,0,972.31499999999994]
["31.05.2022 06:00",3607,0,123,0.85,33.479999999999997,0,0,0,0,972.31499999999994]
["31.05.2022 07:00",3608,0,123,0.85,33.479999999999997,0,0,0,0,972.31499999999994]
["31.05.2022 08:00",3609,0,123,0.85,33.479999999999997,0,0,0,0,972.31499999999994]
["31.05.2022 09:00",3610,0,123,0.85,33.479999999999997,0,0,0,0,972.31499999999994]
["31.05.2022 10:00",3611,0,123,0.85,33.479999999999997,0,0,0,0,972.31499999999994]
["31.05.2022 11:00",3612,0,123,0.85,33.479999999999997,0,0,0,0,972.31499999999994]
["31.05.2022 12:00",3613,0,123,0.85,33.479999999999997,0,0,0,0,972.31499999999994]
["31.05.2022 13:00",3614,0,123,0.85,33.479999999999997,0,0,0,0,972.31499999999994]
["31.05.2022 14:00",3615,0,123,0.85,33.479999999999997,0,0,0,0,972.31499999999994]
["31.05.2022 15:00",3616,0,123,0.85,33.479999999999997,0,0,0,0,972.31499999999994]
["31.05.2022 16:00",3617,0,123,0.85,33.479999999999997,0,0,0,0,972.31499999999994]
["31.05.2022 17:00",3618,0,122,0.85,33.479999999999997,0,0,0,0,964.40999999999985]
["31.05.2022 18:00",3619,0,122,0.85,33.479999999999997,0,0,0,0,964.40999999999985]
["31.05.2022 19:00",3620,0,122,0.85,33.479999999999997,0,0,0,0,964.40999999999985]
["31.05.2022 20:00",3621,0,122,0.85,33.479999999999997,0,0,0,0,964.40999999999985]
["31.05.2022 21:00",3622,0,122,0.85,33.479999999999997,0,0,0,0,964.40999999999985]
["31.05.2022 22:00",3623,0,122,0.85,33.479999999999997,0,0,0,0,964.40999999999985]
["31.05.2022 23:00",3624,0,122,0.85,33.479999999999997,0,0,0,0,964.40999999999985]
["01.06.2022 00:00",3625,0,122,0.85,33.479999999999997,0,0,0,0,964.40999999999985]
["01.06.2022 01:00",3626,0,122,0.85,33.479999999999997,0,0,0,0,964.40999999999985]
["01.06.2022 02:00",3627,0,122,0.85,33.479999999999997,0,0,0,0,964.40999999999985]
["01.06.2022 03:00",3628,0,122,0.85,33.479999999999997,0,0,0,0,964.40999999999985]
["01.06.2022 04:00",3629,0,122,0.85,33.479999999999997,0,0,0,0,964.40999999999985]
["01.06.2022 05:00",3630,0,122,0.85,33.479999999999997,0,0,0,0,964.40999999999985]
["2022-06-01T06:00:00",3631,0,122,0.85,33.479999999999997,0,0,0,0,964.40999999999985]
["2022-06-01T07:00:00",3632,0,122,0.85,33.479999999999997,0,0,0,0,964.40999999999985]
["2022-06-01T08:00:00",3633,0,122,0.85,33.479999999999997,0,0,0,0,964.40999999999985]
["2022-06-01T09:00:00",3634,0,122,0.85,33.479999999999997,0,0,0,0,964.40999999999985]
["2022-06-01T10:00:00",3635,0,122,0.85,33.479999999999997,0,0,0,0,964.40999999999985]
["2022-06-01T11:00:00",3636,0,122,0.85,33.479999999999997,0,0,0,0,964.40999999999985]
["2022-06-01T12:00:00",3637,0,122,0.85,33.479999999999997,0,0,0,0,964.40999999999985]
["2022-06-01T13:00:00",3638,0,122,0.85,33.479999999999997,0,0,0,0,964.40999999999985]
["2022-06-01T14:00:00",3639,0,122,0.85,33.479999999999997,0,0,0,0,964.40999999999985]
["2022-06-01T15:00:00",3640,0,122,0.85,33.479999999999997,0,0,0,0,964.40999999999985]
["2022-06-01T16:00:00",3641,0,122,0.85,33.479999999999997,0,0,0,0,964.40999999999985]
["2022-06-01T17:00:00",3642,0,122,0.85,33.479999999999997,0,0,0,0,964.40999999999985]
["2022-06-01T18:00:00",3643,0,122,0.85,33.479999999999997,0,0,0,0,964.40999999999985]
["2022-06-01T19:00:00",3644,0,122,0.85,33.479999999999997,0,0,0,0,964.40999999999985]
["2022-06-01T20:00:00",3645,0,122,0.85,33.479999999999997,0,0,0,0,964.40999999999985]
["2022-06-01T21:00:00",3646,0,122,0.85,33.479999999999997,0,0,0,0,964.40999999999985]
["2022-06-01T22:00:00",3647,0,122,0.85,33.479999999999997,0,0,0,0,964.40999999999985]
["2022-06-01T23:00:00",3648,0,122,0.85,33.479999999999997,0,0,0,0,964.40999999999985]
["2022-06-02",3649,0,122,0.85,33.479999999999997,0,{"$f":"G3650/3600","v":0},0,0,964.40999999999985]
["2022-06-02T01:00:00",{"$f":"B3650+1","v":3650},0,122,0.85,33.479999999999997,{"$f":"C3651*F3651","v":0},0,{"$f":"H3651*E3651","v":0},{"$f":"I3651*1000/1","v":0},964.40999999999985]
["2022-06-02T02:00:00",3651,0,122,{"$f":"E3651","v":0.85},{"$f":"F3651","v":33.479999999999997},0,0,0,0,964.40999999999985]
["2022-06-02T03:00:00",3652,0,122,0.85,33.479999999999997,0,0,0,0,964.40999999999985]
["2022-06-02T04:00:00",3653,0,122,0.85,33.479999999999997,0,0,0,0,964.40999999999985]
["2022-06-02T05:00:00",3654,0,122,0.85,33.479999999999997,0,0,0,0,964.40999999999985]
["2022-06-02T06:00:00",3655,0,122,0.85,33.479999999999997,0,0,0,0,964.40999999999985]
["2022-06-02T07:00:00",3656,0,121,0.85,33.479999999999997,0,0,0,0,956.50499999999977]
["2022-06-02T08:00:00",3657,0,121,0.85,33.479999999999997,0,0,0,0,956.50499999999977]
["2022-06-02T09:00:00",3658,0,121,0.85,33.479999999999997,0,0,0,0,956.50499999999977]
["2022-06-02T10:00:00",3659,0,121,0.85,33.479999999999997,0,0,0,0,956.50499999999977]
["2022-06-02T11:00:00",3660,0,121,0.85,33.479999999999997,0,0,0,0,956.50499999999977]
["2022-06-02T12:00:00",3661,0,121,0.85,33.479999999999997,0,0,0,0,956.50499999999977]
["2022-06-02T13:00:00",3662,0,121,0.85,33.479999999999997,0,0,0,0,956.50499999999977]
["2022-06-02T14:00:00",3663,0,121,0.85,33.479999999999997,0,0,0,0,956.50499999999977]
["2022-06-02T15:00:00",3664,0,121,0.85,33.479999999999997,0,0,0,0,956.50499999999977]
["2022-06-02T16:00:00",3665,0,121,0.85,33.479999999999997,0,0,0,0,956.50499999999977]
["2022-06-02T17:00:00",3666,0,121,0.85,33.479999999999997,0,0,0,0,956.50499999999977]
["2022-06-02T18:00:00",3667,0,121,0.85,33.479999999999997,0,0,0,0,956.50499999999977]
["2022-06-02T19:00:00",3668,0,121,0.85,33.479999999999997,0,0,0,0,956.50499999999977]
["2022-06-02T20:00:00",3669,0,121,0.85,33.479999999999997,0,0,0,0,956.50499999999977]
["2022-06-02T21:00:00",3670,0,121,0.85,33.479999999999997,0,0,0,0,956.50499999999977]
["2022-06-02T22:00:00",3671,0,121,0.85,33.479999999999997,0,0,0,0,956.50499999999977]
["2022-06-02T23:00:00",3672,0,120,0.85,33.479999999999997,0,0,0,0,948.59999999999991]
["2022-06-03",3673,0,120,0.85,33.479999999999997,0,0,0,0,948.59999999999991]
["2022-06-03T01:00:00",3674,0,120,0.85,33.479999999999997,0,0,0,0,948.59999999999991]
["2022-06-03T02:00:00",3675,0,120,0.85,33.479999999999997,0,0,0,0,948.59999999999991]
["2022-06-03T03:00:00",3676,0,120,0.85,33.479999999999997,0,0,0,0,948.59999999999991]
["2022-06-03T04:00:00",3677,0,120,0.85,33.479999999999997,0,0,0,0,948.59999999999991]
["2022-06-03T05:00:00",3678,0,120,0.85,33.479999999999997,0,0,0,0,948.59999999999991]
["2022-06-03T06:00:00",3679,0,120,0.85,33.479999999999997,0,0,0,0,948.59999999999991]
["2022-06-03T07:00:00",3680,0,120,0.85,33.479999999999997,0,0,0,0,948.59999999999991]
["2022-06-03T08:00:00",3681,0,120,0.85,33.479999999999997,0,0,0,0,948.59999999999991]
["2022-06-03T09:00:00",3682,0,120,0.85,33.479999999999997,0,0,0,0,948.59999999999991]
["2022-06-03T10:00:00",3683,0,120,0.85,33.479999999999997,0,0,0,0,948.59999999999991]
["2022-06-03T11:00:00",3684,0,120,0.85,33.479999999999997,0,0,0,0,948.59999999999991]
["2022-06-03T12:00:00",3685,0,120,0.85,33.479999999999997,0,0,0,0,948.59999999999991]
["2022-06-03T13:00:00",3686,0,120,0.85,33.479999999999997,0,0,0,0,948.59999999999991]
["2022-06-03T14:00:00",3687,0,120,0.85,33.479999999999997,0,0,0,0,948.59999999999991]
["2022-06-03T15:00:00",3688,0,120,0.85,33.479999999999997,0,0,0,0,948.59999999999991]
["2022-06-03T16:00:00",3689,0,119,0.85,33.479999999999997,0,0,0,0,940.69499999999982]
["2022-06-03T17:00:00",3690,0,119,0.85,33.479999999999997,0,0,0,0,940.69499999999982]
["2022-06-03T18:00:00",3691,0,119,0.85,33.479999999999997,0,0,0,0,940.69499999999982]
["2022-06-03T19:00:00",3692,0,119,0.85,33.479999999999997,0,0,0,0,940.69499999999982]
["2022-06-03T20:00:00",3693,0,119,0.85,33.479999999999997,0,0,0,0,940.69499999999982]
["2022-06-03T21:00:00",3694,0,119,0.85,33.479999999999997,0,0,0,0,940.69499999999982]
["2022-06-03T22:00:00",3695,0,119,0.85,33.479999999999997,0,0,0,0,940.69499999999982]
["2022-06-03T23:00:00",3696,0,119,0.85,33.479999999999997,0,0,0,0,940.69499999999982]
["2022-06-04",3697,0,119,0.85,33.479999999999997,0,0,0,0,940.69499999999982]
["2022-06-04T01:00:00",3698,0,119,0.85,33.479999999999997,0,0,0,0,940.69499999999982]
["2022-06-04T02:00:00",3699,0,119,0.85,33.479999999999997,0,0,0,0,940.69499999999982]
["2022-06-04T03:00:00",3700,0,119,0.85,33.479999999999997,0,0,0,0,940.69499999999982]
["2022-06-04T04:00:00",3701,0,119,0.85,33.479999999999997,0,0,0,0,940.69499999999982]
["2022-06-04T05:00:00",3702,0,119,0.85,33.479999999999997,0,0,0,0,940.69499999999982]
["2022-06-04T06:00:00",3703,0,119,0.85,33.479999999999997,0,0,0,0,940.69499999999982]
["2022-06-04T07:00:00",3704,0,119,0.85,33.479999999999997,0,0,0,0,940.69499999999982]
["2022-06-04T08:00:00",3705,0,119,0.85,33.479999999999997,0,0,0,0,940.69499999999982]
["2022-06-04T09:00:00",3706,0,119,0.85,33.479999999999997,0,0,0,0,940.69499999999982]
["2022-06-04T10:00:00",3707,0,119,0.85,33.479999999999997,0,0,0,0,940.69499999999982]
["2022-06-04T11:00:00",3708,0,119,0.85,33.479999999999997,0,0,0,0,940.69499999999982]
["2022-06-04T12:00:00",3709,0,119,0.85,33.479999999999997,0,0,0,0,940.69499999999982]
["2022-06-04T13:00:00",3710,0,119,0.85,33.479999999999997,0,0,0,0,940.69499999999982]
["2022-06-04T14:00:00",3711,0,119,0.85,33.479999999999997,0,0,0,0,940.69499999999982]
["2022-06-04T15:00:00",3712,0,119,0.85,33.479999999999997,0,0,0,0,940.69499999999982]
["2022-06-04T16:00:00",3713,0,119,0.85,33.479999999999997,0,{"$f":"G3714/3600","v":0},0,0,940.69499999999982]
["2022-06-04T17:00:00",{"$f":"B3714+1","v":3714},0,119,0.85,33.479999999999997,{"$f":"C3715*F3715","v":0},0,{"$f":"H3715*E3715","v":0},{"$f":"I3715*1000/1","v":0},940.69499999999982]
["2022-06-04T18:00:00",3715,0,119,{"$f":"E3715","v":0.85},{"$f":"F3715","v":33.479999999999997},0,0,0,0,940.69499999999982]
["2022-06-04T19:00:00",3716,0,119,0.85,33.479999999999997,0,0,0,0,940.69499999999982]
["2022-06-04T20:00:00",3717,0,119,0.85,33.479999999999997,0,0,0,0,940.69499999999982]
["2022-06-04T21:00:00",3718,0,119,0.85,33.479999999999997,0,0,0,0,940.69499999999982]
["2022-06-04T22:00:00",3719,0,119,0.85,33.479999999999997,0,0,0,0,940.69499999999982]
["2022-06-04T23:00:00",3720,0,119,0.85,33.479999999999997,0,0,0,0,940.69499999999982]
["2022-06-05",3721,0,119,0.85,33.479999999999997,0,0,0,0,940.69499999999982]
["2022-06-05T01:00:00",3722,0,119,0.85,33.479999999999997,0,0,0,0,940.69499999999982]
["2022-06-05T02:00:00",3723,0,119,0.85,33.479999999999997,0,0,0,0,940.69499999999982]
["2022-06-05T03:00:00",3724,0,119,0.85,33.479999999999997,0,0,0,0,940.69499999999982]
["2022-06-05T04:00:00",3725,0,119,0.85,33.479999999999997,0,0,0,0,940.69499999999982]
["2022-06-05T05:00:00",3726,0,119,0.85,33.479999999999997,0,0,0,0,940.69499999999982]
["2022-06-05T06:00:00",3727,0,119,0.85,33.479999999999997,0,0,0,0,940.69499999999982]
["2022-06-05T07:00:00",3728,0,119,0.85,33.479999999999997,0,0,0,0,940.69499999999982]
["2022-06-05T08:00:00",3729,0,119,0.85,33.479999999999997,0,0,0,0,940.69499999999982]
["2022-06-05T09:00:00",3730,0,119,0.85,33.479999999999997,0,0,0,0,940.69499999999982]
["2022-06-05T10:00:00",3731,0,119,0.85,33.479999999999997,0,0,0,0,940.69499999999982]
["2022-06-05T11:00:00",3732,0,119,0.85,33.479999999999997,0,0,0,0,940.69499999999982]
["2022-06-05T12:00:00",3733,0,119,0.85,33.479999999999997,0,0,0,0,940.69499999999982]
["2022-06-05T13:00:00",3734,0,119,0.85,33.479999999999997,0,0,0,0,940.69499999999982]
["2022-06-05T14:00:00",3735,0,119,0.85,33.479999999999997,0,0,0,0,940.69499999999982]
["2022-06-05T15:00:00",3736,0,119,0.85,33.479999999999997,0,0,0,0,940.69499999999982]
["2022-06-05T16:00:00",3737,0,119,0.85,33.479999999999997,0,0,0,0,940.69499999999982]
["2022-06-05T17:00:00",3738,0,119,0.85,33.479999999999997,0,0,0,0,940.69499999999982]
["2022-06-05T18:00:00",3739,0,119,0.85,33.479999999999997,0,0,0,0,940.69499999999982]
["2022-06-05T19:00:00",3740,0,119,0.85,33.479999999999997,0,0,0,0,940.69499999999982]
["2022-06-05T20:00:00",3741,0,119,0.85,33.479999999999997,0,0,0,0,940.69499999999982]
["2022-06-05T21:00:00",3742,0,119,0.85,33.479999999999997,0,0,0,0,940.69499999999982]
["2022-06-05T22:00:00",3743,0,119,0.85,33.479999999999997,0,0,0,0,940.69499999999982]
["2022-06-05T23:00:00",3744,0,119,0.85,33.479999999999997,0,0,0,0,940.69499999999982]
["2022-06-06",3745,0,119,0.85,33.479999999999997,0,0,0,0,940.69499999999982]
["2022-06-06T01:00:00",3746,0,119,0.85,33.479999999999997,0,0,0,0,940.69499999999982]
["2022-06-06T02:00:00",3747,0,119,0.85,33.479999999999997,0,0,0,0,940.69499999999982]
["2022-06-06T03:00:00",3748,0,119,0.85,33.479999999999997,0,0,0,0,940.69499999999982]
["2022-06-06T04:00:00",3749,0,119,0.85,33.479999999999997,0,0,0,0,940.69499999999982]
["2022-06-06T05:00:00",3750,0,119,0.85,33.479999999999997,0,0,0,0,940.69499999999982]
["2022-06-06T06:00:00",3751,0,119,0.85,33.479999999999997,0,0,0,0,940.69499999999982]
["2022-06-06T07:00:00",3752,0,118,0.85,33.479999999999997,0,0,0,0,932.78999999999985]
["2022-06-06T08:00:00",3753,0,118,0.85,33.479999999999997,0,0,0,0,932.78999999999985]
["2022-06-06T09:00:00",3754,0,118,0.85,33.479999999999997,0,0,0,0,932.78999999999985]
["2022-06-06T10:00:00",3755,0,118,0.85,33.479999999999997,0,0,0,0,932.78999999999985]
["2022-06-06T11:00:00",3756,0,118,0.85,33.479999999999997,0,0,0,0,932.78999999999985]
["2022-06-06T12:00:00",3757,0,118,0.85,33.479999999999997,0,0,0,0,932.78999999999985]
["2022-06-06T13:00:00",3758,0,118,0.85,33.479999999999997,0,0,0,0,932.78999999999985]
["2022-06-06T14:00:00",3759,0,118,0.85,33.479999999999997,0,0,0,0,932.78999999999985]
["2022-06-06T15:00:00",3760,0,118,0.85,33.479999999999997,0,0,0,0,932.78999999999985]
["2022-06-06T16:00:00",3761,0,118,0.85,33.479999999999997,0,0,0,0,932.78999999999985]
["2022-06-06T17:00:00",3762,0,118,0.85,33.479999999999997,0,0,0,0,932.78999999999985]
["2022-06-06T18:00:00",3763,0,118,0.85,33.479999999999997,0,0,0,0,932.78999999999985]
["2022-06-06T19:00:00",3764,0,118,0.85,33.479999999999997,0,0,0,0,932.78999999999985]
["2022-06-06T20:00:00",3765,0,118,0.85,33.479999999999997,0,0,0,0,932.78999999999985]
["2022-06-06T21:00:00",3766,0,118,0.85,33.479999999999997,0,0,0,0,932.78999999999985]
["2022-06-06T22:00:00",3767,0,118,0.85,33.479999999999997,0,0,0,0,932.78999999999985]
["2022-06-06T23:00:00",3768,0,118,0.85,33.479999999999997,0,0,0,0,932.78999999999985]
["2022-06-07",3769,0,118,0.85,33.479999999999997,0,0,0,0,932.78999999999985]
["2022-06-07T01:00:00",3770,0,118,0.85,33.479999999999997,0,0,0,0,932.78999999999985]
["2022-06-07T02:00:00",3771,0,118,0.85,33.479999999999997,0,0,0,0,932.78999999999985]
["2022-06-07T03:00:00",3772,0,118,0.85,33.479999999999997,0,0,0,0,932.78999999999985]
["2022-06-07T04:00:00",3773,0,118,0.85,33.479999999999997,0,0,0,0,932.78999999999985]
["2022-06-07T05:00:00",3774,0,118,0.85,33.479999999999997,0,0,0,0,932.78999999999985]
["2022-06-07T06:00:00",3775,0,118,0.85,33.479999999999997,0,0,0,0,932.78999999999985]
["2022-06-07T07:00:00",3776,0,118,0.85,33.479999999999997,0,0,0,0,932.78999999999985]
["2022-06-07T08:00:00",3777,0,118,0.85,33.479999999999997,0,{"$f":"G3778/3600","v":0},0,0,932.78999999999985]
["2022-06-07T09:00:00",{"$f":"B3778+1","v":3778},0,118,0.85,33.479999999999997,{"$f":"C3779*F3779","v":0},0,{"$f":"H3779*E3779","v":0},{"$f":"I3779*1000/1","v":0},932.78999999999985]
["2022-06-07T10:00:00",3779,0,118,{"$f":"E3779","v":0.85},{"$f":"F3779","v":33.479999999999997},0,0,0,0,932.78999999999985]
["2022-06-07T11:00:00",3780,0,118,0.85,33.479999999999997,0,0,0,0,932.78999999999985]
["2022-06-07T12:00:00",3781,0,118,0.85,33.479999999999997,0,0,0,0,932.78999999999985]
["2022-06-07T13:00:00",3782,0,118,0.85,33.479999999999997,0,0,0,0,932.78999999999985]
["2022-06-07T14:00:00",3783,0,118,0.85,33.479999999999997,0,0,0,0,932.78999999999985]
["2022-06-07T15:00:00",3784,0,118,0.85,33.479999999999997,0,0,0,0,932.78999999999985]
["2022-06-07T16:00:00",3785,0,118,0.85,33.479999999999997,0,0,0,0,932.78999999999985]
["2022-06-07T17:00:00",3786,0,118,0.85,33.479999999999997,0,0,0,0,932.78999999999985]
["2022-06-07T18:00:00",3787,0,118,0.85,33.479999999999997,0,0,0,0,932.78999999999985]
["2022-06-07T19:00:00",3788,0,118,0.85,33.479999999999997,0,0,0,0,932.78999999999985]
["2022-06-07T20:00:00",3789,0,118,0.85,33.479999999999997,0,0,0,0,932.78999999999985]
["2022-06-07T21:00:00",3790,0,118,0.85,33.479999999999997,0,0,0,0,932.78999999999985]
["2022-06-07T22:00:00",3791,0,118,0.85,33.479999999999997,0,0,0,0,932.78999999999985]
["2022-06-07T23:00:00",3792,0,118,0.85,33.479999999999997,0,0,0,0,932.78999999999985]
["2022-06-08",3793,0,118,0.85,33.479999999999997,0,0,0,0,932.78999999999985]
["2022-06-08T01:00:00",3794,0,118,0.85,33.479999999999997,0,0,0,0,932.78999999999985]
["2022-06-08T02:00:00",3795,0,118,0.85,33.479999999999997,0,0,0,0,932.78999999999985]
["2022-06-08T03:00:00",3796,0,118,0.85,33.479999999999997,0,0,0,0,932.78999999999985]
["2022-06-08T04:00:00",3797,0,118,0.85,33.479999999999997,0,0,0,0,932.78999999999985]
["2022-06-08T05:00:00",3798,0,118,0.85,33.479999999999997,0,0,0,0,932.78999999999985]
["2022-06-08T06:00:00",3799,0,117,0.85,33.479999999999997,0,0,0,0,924.8850000000001]
["2022-06-08T07:00:00",3800,0,117,0.85,33.479999999999997,0,0,0,0,924.8850000000001]
["2022-06-08T08:00:00",3801,0,117,0.85,33.479999999999997,0,0,0,0,924.8850000000001]
["2022-06-08T09:00:00",3802,0,117,0.85,33.479999999999997,0,0,0,0,924.8850000000001]
["2022-06-08T10:00:00",3803,0,117,0.85,33.479999999999997,0,0,0,0,924.8850000000001]
["2022-06-08T11:00:00",3804,0,117,0.85,33.479999999999997,0,0,0,0,924.8850000000001]
["2022-06-08T12:00:00",3805,0,117,0.85,33.479999999999997,0,0,0,0,924.8850000000001]
["2022-06-08T13:00:00",3806,0,117,0.85,33.479999999999997,0,0,0,0,924.8850000000001]
["2022-06-08T14:00:00",3807,0,117,0.85,33.479999999999997,0,0,0,0,924.8850000000001]
["2022-06-08T15:00:00",3808,0,117,0.85,33.479999999999997,0,0,0,0,924.8850000000001]
["2022-06-08T16:00:00",3809,0,117,0.85,33.479999999999997,0,0,0,0,924.8850000000001]
["2022-06-08T17:00:00",3810,0,117,0.85,33.479999999999997,0,0,0,0,924.8850000000001]
["2022-06-08T18:00:00",3811,0,117,0.85,33.479999999999997,0,0,0,0,924.8850000000001]
["2022-06-08T19:00:00",3812,0,117,0.85,33.479999999999997,0,0,0,0,924.8850000000001]
["2022-06-08T20:00:00",3813,0,116,0.85,33.479999999999997,0,0,0,0,916.9799999999999]
["2022-06-08T21:00:00",3814,0,116,0.85,33.479999999999997,0,0,0,0,916.9799999999999]
["2022-06-08T22:00:00",3815,0,116,0.85,33.479999999999997,0,0,0,0,916.9799999999999]
["2022-06-08T23:00:00",3816,0,116,0.85,33.479999999999997,0,0,0,0,916.9799999999999]
["2022-06-09",3817,0,116,0.85,33.479999999999997,0,0,0,0,916.9799999999999]
["2022-06-09T01:00:00",3818,0,116,0.85,33.479999999999997,0,0,0,0,916.9799999999999]
["2022-06-09T02:00:00",3819,0,116,0.85,33.479999999999997,0,0,0,0,916.9799999999999]
["2022-06-09T03:00:00",3820,0,116,0.85,33.479999999999997,0,0,0,0,916.9799999999999]
["2022-06-09T04:00:00",3821,0,116,0.85,33.479999999999997,0,0,0,0,916.9799999999999]
["2022-06-09T05:00:00",3822,0,116,0.85,33.479999999999997,0,0,0,0,916.9799999999999]
["2022-06-09T06:00:00",3823,0,116,0.85,33.479999999999997,0,0,0,0,916.9799999999999]
["2022-06-09T07:00:00",3824,0,115,0.85,33.479999999999997,0,0,0,0,909.07499999999982]
["2022-06-09T08:00:00",3825,0,115,0.85,33.479999999999997,0,0,0,0,909.07499999999982]
["2022-06-09T09:00:00",3826,0,115,0.85,33.479999999999997,0,0,0,0,909.07499999999982]
["2022-06-09T10:00:00",3827,0,115,0.85,33.479999999999997,0,0,0,0,909.07499999999982]
["2022-06-09T11:00:00",3828,0,115,0.85,33.479999999999997,0,0,0,0,909.07499999999982]
["2022-06-09T12:00:00",3829,0,115,0.85,33.479999999999997,0,0,0,0,909.07499999999982]
["2022-06-09T13:00:00",3830,0,115,0.85,33.479999999999997,0,0,0,0,909.07499999999982]
["2022-06-09T14:00:00",3831,0,115,0.85,33.479999999999997,0,0,0,0,909.07499999999982]
["2022-06-09T15:00:00",3832,0,115,0.85,33.479999999999997,0,0,0,0,909.07499999999982]
["2022-06-09T16:00:00",3833,0,115,0.85,33.479999999999997,0,0,0,0,909.07499999999982]
["2022-06-09T17:00:00",3834,0,115,0.85,33.479999999999997,0,0,0,0,909.07499999999982]
["2022-06-09T18:00:00",3835,0,115,0.85,33.479999999999997,0,0,0,0,909.07499999999982]
["2022-06-09T19:00:00",3836,0,115,0.85,33.479999999999997,0,0,0,0,909.07499999999982]
["2022-06-09T20:00:00",3837,0,115,0.85,33.479999999999997,0,0,0,0,909.07499999999982]
["2022-06-09T21:00:00",3838,0,115,0.85,33.479999999999997,0,0,0,0,909.07499999999982]
["2022-06-09T22:00:00",3839,0,115,0.85,33.479999999999997,0,0,0,0,909.07499999999982]
["2022-06-09T23:00:00",3840,0,115,0.85,33.479999999999997,0,0,0,0,909.07499999999982]
["2022-06-10",3841,0,115,0.85,33.479999999999997,0,{"$f":"G3842/3600","v":0},0,0,909.07499999999982]
["2022-06-10T01:00:00",{"$f":"B3842+1","v":3842},0,115,0.85,33.479999999999997,{"$f":"C3843*F3843","v":0},0,{"$f":"H3843*E3843","v":0},{"$f":"I3843*1000/1","v":0},909.07499999999982]
["2022-06-10T02:00:00",3843,0,115,{"$f":"E3843","v":0.85},{"$f":"F3843","v":33.479999999999997},0,0,0,0,909.07499999999982]
["2022-06-10T03:00:00",3844,0,115,0.85,33.479999999999997,0,0,0,0,909.07499999999982]
["2022-06-10T04:00:00",3845,0,115,0.85,33.479999999999997,0,0,0,0,909.07499999999982]
["2022-06-10T05:00:00",3846,0,115,0.85,33.479999999999997,0,0,0,0,909.07499999999982]
["2022-06-10T06:00:00",3847,0,115,0.85,33.479999999999997,0,0,0,0,909.07499999999982]
["2022-06-10T07:00:00",3848,0,115,0.85,33.479999999999997,0,0,0,0,909.07499999999982]
["2022-06-10T08:00:00",3849,0,115,0.85,33.479999999999997,0,0,0,0,909.07499999999982]
["2022-06-10T09:00:00",3850,0,115,0.85,33.479999999999997,0,0,0,0,909.07499999999982]
["2022-06-10T10:00:00",3851,0,115,0.85,33.479999999999997,0,0,0,0,909.07499999999982]
["2022-06-10T11:00:00",3852,0,115,0.85,33.479999999999997,0,0,0,0,909.07499999999982]
["2022-06-10T12:00:00",3853,0,115,0.85,33.479999999999997,0,0,0,0,909.07499999999982]
["2022-06-10T13:00:00",3854,0,115,0.85,33.479999999999997,0,0,0,0,909.07499999999982]
["2022-06-10T14:00:00",3855,0,115,0.85,33.479999999999997,0,0,0,0,909.07499999999982]
["2022-06-10T15:00:00",3856,0,115,0.85,33.479999999999997,0,0,0,0,909.07499999999982]
["2022-06-10T16:00:00",3857,0,115,0.85,33.479999999999997,0,0,0,0,909.07499999999982]
["2022-06-10T17:00:00",3858,0,115,0.85,33.479999999999997,0,0,0,0,909.07499999999982]
["2022-06-10T18:00:00",3859,0,115,0.85,33.479999999999997,0,0,0,0,909.07499999999982]
["2022-06-10T19:00:00",3860,0,115,0.85,33.479999999999997,0,0,0,0,909.07499999999982]
["2022-06-10T20:00:00",3861,0,115,0.85,33.479999999999997,0,0,0,0,909.07499999999982]
["2022-06-10T21:00:00",3862,0,115,0.85,33.479999999999997,0,0,0,0,909.07499999999982]
["2022-06-10T22:00:00",3863,0,115,0.85,33.479999999999997,0,0,0,0,909.07499999999982]
["2022-06-10T23:00:00",3864,0,115,0.85,33.479999999999997,0,0,0,0,909.07499999999982]
["2022-06-11",3865,0,115,0.85,33.479999999999997,0,0,0,0,909.07499999999982]
["2022-06-11T01:00:00",3866,0,115,0.85,33.479999999999997,0,0,0,0,909.07499999999982]
["2022-06-11T02:00:00",3867,0,115,0.85,33.479999999999997,0,0,0,0,909.07499999999982]
["2022-06-11T03:00:00",3868,0,115,0.85,33.479999999999997,0,0,0,0,909.07499999999982]
["2022-06-11T04:00:00",3869,0,115,0.85,33.479999999999997,0,0,0,0,909.07499999999982]
["2022-06-11T05:00:00",3870,0,115,0.85,33.479999999999997,0,0,0,0,909.07499999999982]
["2022-06-11T06:00:00",3871,0,115,0.85,33.479999999999997,0,0,0,0,909.07499999999982]
["2022-06-11T07:00:00",3872,0,115,0.85,33.479999999999997,0,0,0,0,909.07499999999982]
["2022-06-11T08:00:00",3873,0,115,0.85,33.479999999999997,0,0,0,0,909.07499999999982]
["2022-06-11T09:00:00",3874,0,115,0.85,33.479999999999997,0,0,0,0,909.07499999999982]
["2022-06-11T10:00:00",3875,0,115,0.85,33.479999999999997,0,0,0,0,909.07499999999982]
["2022-06-11T11:00:00",3876,0,115,0.85,33.479999999999997,0,0,0,0,909.07499999999982]
["2022-06-11T12:00:00",3877,0,115,0.85,33.479999999999997,0,0,0,0,909.07499999999982]
["2022-06-11T13:00:00",3878,0,115,0.85,33.479999999999997,0,0,0,0,909.07499999999982]
["2022-06-11T14:00:00",3879,0,114,0.85,33.479999999999997,0,0,0,0,901.17000000000007]
["2022-06-11T15:00:00",3880,0,114,0.85,33.479999999999997,0,0,0,0,901.17000000000007]
["2022-06-11T16:00:00",3881,0,114,0.85,33.479999999999997,0,0,0,0,901.17000000000007]
["2022-06-11T17:00:00",3882,0,114,0.85,33.479999999999997,0,0,0,0,901.17000000000007]
["2022-06-11T18:00:00",3883,0,114,0.85,33.479999999999997,0,0,0,0,901.17000000000007]
["2022-06-11T19:00:00",3884,0,114,0.85,33.479999999999997,0,0,0,0,901.17000000000007]
["2022-06-11T20:00:00",3885,0,114,0.85,33.479999999999997,0,0,0,0,901.17000000000007]
["2022-06-11T21:00:00",3886,0,114,0.85,33.479999999999997,0,0,0,0,901.17000000000007]
["2022-06-11T22:00:00",3887,0,114,0.85,33.479999999999997,0,0,0,0,901.17000000000007]
["2022-06-11T23:00:00",3888,0,114,0.85,33.479999999999997,0,0,0,0,901.17000000000007]
["2022-06-12",3889,0,114,0.85,33.479999999999997,0,0,0,0,901.17000000000007]
["2022-06-12T01:00:00",3890,0,114,0.85,33.479999999999997,0,0,0,0,901.17000000000007]
["2022-06-12T02:00:00",3891,0,114,0.85,33.479999999999997,0,0,0,0,901.17000000000007]
["2022-06-12T03:00:00",3892,0,114,0.85,33.479999999999997,0,0,0,0,901.17000000000007]
["2022-06-12T04:00:00",3893,0,114,0.85,33.479999999999997,0,0,0,0,901.17000000000007]
["2022-06-12T05:00:00",3894,0,114,0.85,33.479999999999997,0,0,0,0,901.17000000000007]
["2022-06-12T06:00:00",3895,0,114,0.85,33.479999999999997,0,0,0,0,901.17000000000007]
["2022-06-12T07:00:00",3896,0,114,0.85,33.479999999999997,0,0,0,0,901.17000000000007]
["2022-06-12T08:00:00",3897,0,114,0.85,33.479999999999997,0,0,0,0,901.17000000000007]
["2022-06-12T09:00:00",3898,0,114,0.85,33.479999999999997,0,0,0,0,901.17000000000007]
["2022-06-12T10:00:00",3899,0,114,0.85,33.479999999999997,0,0,0,0,901.17000000000007]
["2022-06-12T11:00:00",3900,0,114,0.85,33.479999999999997,0,0,0,0,901.17000000000007]
["2022-06-12T12:00:00",3901,0,114,0.85,33.479999999999997,0,0,0,0,901.17000000000007]
["2022-06-12T13:00:00",3902,0,114,0.85,33.479999999999997,0,0,0,0,901.17000000000007]
["2022-06-12T14:00:00",3903,0,114,0.85,33.479999999999997,0,0,0,0,901.17000000000007]
["2022-06-12T15:00:00",3904,0,114,0.85,33.479999999999997,0,0,0,0,901.17000000000007]
["2022-06-12T16:00:00",3905,0,114,0.85,33.479999999999997,0,{"$f":"G3906/3600","v":0},0,0,901.17000000000007]
["2022-06-12T17:00:00",{"$f":"B3906+1","v":3906},0,114,0.85,33.479999999999997,{"$f":"C3907*F3907","v":0},0,{"$f":"H3907*E3907","v":0},{"$f":"I3907*1000/1","v":0},901.17000000000007]
["2022-06-12T18:00:00",3907,0,114,{"$f":"E3907","v":0.85},{"$f":"F3907","v":33.479999999999997},0,0,0,0,901.17000000000007]
["2022-06-12T19:00:00",3908,0,114,0.85,33.479999999999997,0,0,0,0,901.17000000000007]
["2022-06-12T20:00:00",3909,0,114,0.85,33.479999999999997,0,0,0,0,901.17000000000007]
["2022-06-12T21:00:00",3910,0,114,0.85,33.479999999999997,0,0,0,0,901.17000000000007]
["2022-06-12T22:00:00",3911,0,114,0.85,33.479999999999997,0,0,0,0,901.17000000000007]
["2022-06-12T23:00:00",3912,0,114,0.85,33.479999999999997,0,0,0,0,901.17000000000007]
["2022-06-13",3913,0,114,0.85,33.479999999999997,0,0,0,0,901.17000000000007]
["2022-06-13T01:00:00",3914,0,114,0.85,33.479999999999997,0,0,0,0,901.17000000000007]
["2022-06-13T02:00:00",3915,0,114,0.85,33.479999999999997,0,0,0,0,901.17000000000007]
["2022-06-13T03:00:00",3916,0,114,0.85,33.479999999999997,0,0,0,0,901.17000000000007]
["2022-06-13T04:00:00",3917,0,114,0.85,33.479999999999997,0,0,0,0,901.17000000000007]
["2022-06-13T05:00:00",3918,0,114,0.85,33.479999999999997,0,0,0,0,901.17000000000007]
["2022-06-13T06:00:00",3919,0,114,0.85,33.479999999999997,0,0,0,0,901.17000000000007]
["2022-06-13T07:00:00",3920,0,114,0.85,33.479999999999997,0,0,0,0,901.17000000000007]
["2022-06-13T08:00:00",3921,0,114,0.85,33.479999999999997,0,0,0,0,901.17000000000007]
["2022-06-13T09:00:00",3922,0,114,0.85,33.479999999999997,0,0,0,0,901.17000000000007]
["2022-06-13T10:00:00",3923,0,114,0.85,33.479999999999997,0,0,0,0,901.17000000000007]
["2022-06-13T11:00:00",3924,0,114,0.85,33.479999999999997,0,0,0,0,901.17000000000007]
["2022-06-13T12:00:00",3925,0,114,0.85,33.479999999999997,0,0,0,0,901.17000000000007]
["2022-06-13T13:00:00",3926,0,114,0.85,33.479999999999997,0,0,0,0,901.17000000000007]
["2022-06-13T14:00:00",3927,0,114,0.85,33.479999999999997,0,0,0,0,901.17000000000007]
["2022-06-13T15:00:00",3928,0,114,0.85,33.479999999999997,0,0,0,0,901.17000000000007]
["2022-06-13T16:00:00",3929,0,114,0.85,33.479999999999997,0,0,0,0,901.17000000000007]
["2022-06-13T17:00:00",3930,0,114,0.85,33.479999999999997,0,0,0,0,901.17000000000007]
["2022-06-13T18:00:00",3931,0,114,0.85,33.479999999999997,0,0,0,0,901.17000000000007]
["2022-06-13T19:00:00",3932,0,114,0.85,33.479999999999997,0,0,0,0,901.17000000000007]
["2022-06-13T20:00:00",3933,0,114,0.85,33.479999999999997,0,0,0,0,901.17000000000007]
["2022-06-13T21:00:00",3934,0,114,0.85,33.479999999999997,0,0,0,0,901.17000000000007]
["2022-06-13T22:00:00",3935,0,113,0.85,33.479999999999997,0,0,0,0,893.26499999999999]
["2022-06-13T23:00:00",3936,0,113,0.85,33.479999999999997,0,0,0,0,893.26499999999999]
["2022-06-14",3937,0,113,0.85,33.479999999999997,0,0,0,0,893.26499999999999]
["2022-06-14T01:00:00",3938,0,113,0.85,33.479999999999997,0,0,0,0,893.26499999999999]
["2022-06-14T02:00:00",3939,0,113,0.85,33.479999999999997,0,0,0,0,893.26499999999999]
["2022-06-14T03:00:00",3940,0,113,0.85,33.479999999999997,0,0,0,0,893.26499999999999]
["2022-06-14T04:00:00",3941,0,113,0.85,33.479999999999997,0,0,0,0,893.26499999999999]
["2022-06-14T05:00:00",3942,0,113,0.85,33.479999999999997,0,0,0,0,893.26499999999999]
["2022-06-14T06:00:00",3943,0,113,0.85,33.479999999999997,0,0,0,0,893.26499999999999]
["2022-06-14T07:00:00",3944,0,113,0.85,33.479999999999997,0,0,0,0,893.26499999999999]
["2022-06-14T08:00:00",3945,0,113,0.85,33.479999999999997,0,0,0,0,893.26499999999999]
["2022-06-14T09:00:00",3946,0,113,0.85,33.479999999999997,0,0,0,0,893.26499999999999]
["2022-06-14T10:00:00",3947,0,113,0.85,33.479999999999997,0,0,0,0,893.26499999999999]
["2022-06-14T11:00:00",3948,0,113,0.85,33.479999999999997,0,0,0,0,893.26499999999999]
["2022-06-14T12:00:00",3949,0,113,0.85,33.479999999999997,0,0,0,0,893.26499999999999]
["2022-06-14T13:00:00",3950,0,113,0.85,33.479999999999997,0,0,0,0,893.26499999999999]
["2022-06-14T14:00:00",3951,0,113,0.85,33.479999999999997,0,0,0,0,893.26499999999999]
["2022-06-14T15:00:00",3952,0,113,0.85,33.479999999999997,0,0,0,0,893.26499999999999]
["2022-06-14T16:00:00",3953,0,113,0.85,33.479999999999997,0,0,0,0,893.26499999999999]
["2022-06-14T17:00:00",3954,0,113,0.85,33.479999999999997,0,0,0,0,893.26499999999999]
["2022-06-14T18:00:00",3955,0,113,0.85,33.479999999999997,0,0,0,0,893.26499999999999]
["2022-06-14T19:00:00",3956,0,113,0.85,33.479999999999997,0,0,0,0,893.26499999999999]
["2022-06-14T20:00:00",3957,0,113,0.85,33.479999999999997,0,0,0,0,893.26499999999999]
["2022-06-14T21:00:00",3958,0,113,0.85,33.479999999999997,0,0,0,0,893.26499999999999]
["2022-06-14T22:00:00",3959,0,113,0.85,33.479999999999997,0,0,0,0,893.26499999999999]
["2022-06-14T23:00:00",3960,0,112,0.85,33.479999999999997,0,0,0,0,885.35999999999979]
["2022-06-15",3961,0,112,0.85,33.479999999999997,0,0,0,0,885.35999999999979]
["2022-06-15T01:00:00",3962,0,112,0.85,33.479999999999997,0,0,0,0,885.35999999999979]
["2022-06-15T02:00:00",3963,0,112,0.85,33.479999999999997,0,0,0,0,885.35999999999979]
["2022-06-15T03:00:00",3964,0,112,0.85,33.479999999999997,0,0,0,0,885.35999999999979]
["2022-06-15T04:00:00",3965,0,112,0.85,33.479999999999997,0,0,0,0,885.35999999999979]
["2022-06-15T05:00:00",3966,0,111,0.85,33.479999999999997,0,0,0,0,877.45500000000004]
["2022-06-15T06:00:00",3967,0,111,0.85,33.479999999999997,0,0,0,0,877.45500000000004]
["2022-06-15T07:00:00",3968,0,111,0.85,33.479999999999997,0,0,0,0,877.45500000000004]
["2022-06-15T08:00:00",3969,0,111,0.85,33.479999999999997,0,{"$f":"G3970/3600","v":0},0,0,877.45500000000004]
["2022-06-15T09:00:00",{"$f":"B3970+1","v":3970},0,111,0.85,33.479999999999997,{"$f":"C3971*F3971","v":0},0,{"$f":"H3971*E3971","v":0},{"$f":"I3971*1000/1","v":0},877.45500000000004]
["2022-06-15T10:00:00",3971,0,111,{"$f":"E3971","v":0.85},{"$f":"F3971","v":33.479999999999997},0,0,0,0,877.45500000000004]
["2022-06-15T11:00:00",3972,0,111,0.85,33.479999999999997,0,0,0,0,877.45500000000004]
["2022-06-15T12:00:00",3973,0,111,0.85,33.479999999999997,0,0,0,0,877.45500000000004]
["2022-06-15T13:00:00",3974,0,111,0.85,33.479999999999997,0,0,0,0,877.45500000000004]
["2022-06-15T14:00:00",3975,0,111,0.85,33.479999999999997,0,0,0,0,877.45500000000004]
["2022-06-15T15:00:00",3976,0,111,0.85,33.479999999999997,0,0,0,0,877.45500000000004]
["2022-06-15T16:00:00",3977,0,111,0.85,33.479999999999997,0,0,0,0,877.45500000000004]
["2022-06-15T17:00:00",3978,0,111,0.85,33.479999999999997,0,0,0,0,877.45500000000004]
["2022-06-15T18:00:00",3979,0,111,0.85,33.479999999999997,0,0,0,0,877.45500000000004]
["2022-06-15T19:00:00",3980,0,111,0.85,33.479999999999997,0,0,0,0,877.45500000000004]
["2022-06-15T20:00:00",3981,0,111,0.85,33.479999999999997,0,0,0,0,877.45500000000004]
["2022-06-15T21:00:00",3982,0,111,0.85,33.479999999999997,0,0,0,0,877.45500000000004]
["2022-06-15T22:00:00",3983,0,111,0.85,33.479999999999997,0,0,0,0,877.45500000000004]
["2022-06-15T23:00:00",3984,0,111,0.85,33.479999999999997,0,0,0,0,877.45500000000004]
["2022-06-16",3985,0,111,0.85,33.479999999999997,0,0,0,0,877.45500000000004]
["2022-06-16T01:00:00",3986,0,111,0.85,33.479999999999997,0,0,0,0,877.45500000000004]
["2022-06-16T02:00:00",3987,0,111,0.85,33.479999999999997,0,0,0,0,877.45500000000004]
["2022-06-16T03:00:00",3988,0,111,0.85,33.479999999999997,0,0,0,0,877.45500000000004]
["2022-06-16T04:00:00",3989,0,111,0.85,33.479999999999997,0,0,0,0,877.45500000000004]
["2022-06-16T05:00:00",3990,0,111,0.85,33.479999999999997,0,0,0,0,877.45500000000004]
["2022-06-16T06:00:00",3991,0,111,0.85,33.479999999999997,0,0,0,0,877.45500000000004]
["2022-06-16T07:00:00",3992,0,111,0.85,33.479999999999997,0,0,0,0,877.45500000000004]
["2022-06-16T08:00:00",3993,0,111,0.85,33.479999999999997,0,0,0,0,877.45500000000004]
["2022-06-16T09:00:00",3994,0,111,0.85,33.479999999999997,0,0,0,0,877.45500000000004]
["2022-06-16T10:00:00",3995,0,111,0.85,33.479999999999997,0,0,0,0,877.45500000000004]
["2022-06-16T11:00:00",3996,0,111,0.85,33.479999999999997,0,0,0,0,877.45500000000004]
["2022-06-16T12:00:00",3997,0,111,0.85,33.479999999999997,0,0,0,0,877.45500000000004]
["2022-06-16T13:00:00",3998,0,111,0.85,33.479999999999997,0,0,0,0,877.45500000000004]
["2022-06-16T14:00:00",3999,0,111,0.85,33.479999999999997,0,0,0,0,877.45500000000004]
["2022-06-16T15:00:00",4000,0,111,0.85,33.479999999999997,0,0,0,0,877.45500000000004]
["2022-06-16T16:00:00",4001,0,111,0.85,33.479999999999997,0,0,0,0,877.45500000000004]
["2022-06-16T17:00:00",4002,0,111,0.85,33.479999999999997,0,0,0,0,877.45500000000004]
["2022-06-16T18:00:00",4003,0,111,0.85,33.479999999999997,0,0,0,0,877.45500000000004]
["2022-06-16T19:00:00",4004,0,111,0.85,33.479999999999997,0,0,0,0,877.45500000000004]
["2022-06-16T20:00:00",4005,0,111,0.85,33.479999999999997,0,0,0,0,877.45500000000004]
["2022-06-16T21:00:00",4006,0,111,0.85,33.479999999999997,0,0,0,0,877.45500000000004]
["2022-06-16T22:00:00",4007,0,110,0.85,33.479999999999997,0,0,0,0,869.55]
["2022-06-16T23:00:00",4008,0,110,0.85,33.479999999999997,0,0,0,0,869.55]
["2022-06-17",4009,0,110,0.85,33.479999999999997,0,0,0,0,869.55]
["2022-06-17T01:00:00",4010,0,110,0.85,33.479999999999997,0,0,0,0,869.55]
["2022-06-17T02:00:00",4011,0,110,0.85,33.479999999999997,0,0,0,0,869.55]
["2022-06-17T03:00:00",4012,0,110,0.85,33.479999999999997,0,0,0,0,869.55]
["2022-06-17T04:00:00",4013,0,110,0.85,33.479999999999997,0,0,0,0,869.55]
["2022-06-17T05:00:00",4014,0,110,0.85,33.479999999999997,0,0,0,0,869.55]
["2022-06-17T06:00:00",4015,0,110,0.85,33.479999999999997,0,0,0,0,869.55]
["2022-06-17T07:00:00",4016,0,110,0.85,33.479999999999997,0,0,0,0,869.55]
["2022-06-17T08:00:00",4017,0,110,0.85,33.479999999999997,0,0,0,0,869.55]
["2022-06-17T09:00:00",4018,0,110,0.85,33.479999999999997,0,0,0,0,869.55]
["2022-06-17T10:00:00",4019,0,110,0.85,33.479999999999997,0,0,0,0,869.55]
["2022-06-17T11:00:00",4020,0,110,0.85,33.479999999999997,0,0,0,0,869.55]
["2022-06-17T12:00:00",4021,0,110,0.85,33.479999999999997,0,0,0,0,869.55]
["2022-06-17T13:00:00",4022,0,110,0.85,33.479999999999997,0,0,0,0,869.55]
["2022-06-17T14:00:00",4023,0,110,0.85,33.479999999999997,0,0,0,0,869.55]
["2022-06-17T15:00:00",4024,0,110,0.85,33.479999999999997,0,0,0,0,869.55]
["2022-06-17T16:00:00",4025,0,110,0.85,33.479999999999997,0,0,0,0,869.55]
["2022-06-17T17:00:00",4026,0,110,0.85,33.479999999999997,0,0,0,0,869.55]
["2022-06-17T18:00:00",4027,0,110,0.85,33.479999999999997,0,0,0,0,869.55]
["2022-06-17T19:00:00",4028,0,110,0.85,33.479999999999997,0,0,0,0,869.55]
["2022-06-17T20:00:00",4029,0,110,0.85,33.479999999999997,0,0,0,0,869.55]
["2022-06-17T21:00:00",4030,0,110,0.85,33.479999999999997,0,0,0,0,869.55]
["2022-06-17T22:00:00",4031,0,110,0.85,33.479999999999997,0,0,0,0,869.55]
["2022-06-17T23:00:00",4032,0,110,0.85,33.479999999999997,0,0,0,0,869.55]
["2022-06-18",4033,0,110,0.85,33.479999999999997,0,{"$f":"G4034/3600","v":0},0,0,869.55]
["2022-06-18T01:00:00",{"$f":"B4034+1","v":4034},0,110,0.85,33.479999999999997,{"$f":"C4035*F4035","v":0},0,{"$f":"H4035*E4035","v":0},{"$f":"I4035*1000/1","v":0},869.55]
["2022-06-18T02:00:00",4035,0,110,{"$f":"E4035","v":0.85},{"$f":"F4035","v":33.479999999999997},0,0,0,0,869.55]
["2022-06-18T03:00:00",4036,0,110,0.85,33.479999999999997,0,0,0,0,869.55]
["2022-06-18T04:00:00",4037,0,110,0.85,33.479999999999997,0,0,0,0,869.55]
["2022-06-18T05:00:00",4038,0,110,0.85,33.479999999999997,0,0,0,0,869.55]
["2022-06-18T06:00:00",4039,0,110,0.85,33.479999999999997,0,0,0,0,869.55]
["2022-06-18T07:00:00",4040,0,110,0.85,33.479999999999997,0,0,0,0,869.55]
["2022-06-18T08:00:00",4041,0,110,0.85,33.479999999999997,0,0,0,0,869.55]
["2022-06-18T09:00:00",4042,0,110,0.85,33.479999999999997,0,0,0,0,869.55]
["2022-06-18T10:00:00",4043,0,110,0.85,33.479999999999997,0,0,0,0,869.55]
["2022-06-18T11:00:00",4044,0,110,0.85,33.479999999999997,0,0,0,0,869.55]
["2022-06-18T12:00:00",4045,0,110,0.85,33.479999999999997,0,0,0,0,869.55]
["2022-06-18T13:00:00",4046,0,110,0.85,33.479999999999997,0,0,0,0,869.55]
["2022-06-18T14:00:00",4047,0,110,0.85,33.479999999999997,0,0,0,0,869.55]
["2022-06-18T15:00:00",4048,0,110,0.85,33.479999999999997,0,0,0,0,869.55]
["2022-06-18T16:00:00",4049,0,110,0.85,33.479999999999997,0,0,0,0,869.55]
["2022-06-18T17:00:00",4050,0,110,0.85,33.479999999999997,0,0,0,0,869.55]
["2022-06-18T18:00:00",4051,0,110,0.85,33.479999999999997,0,0,0,0,869.55]
["2022-06-18T19:00:00",4052,0,110,0.85,33.479999999999997,0,0,0,0,869.55]
["2022-06-18T20:00:00",4053,0,110,0.85,33.479999999999997,0,0,0,0,869.55]
["2022-06-18T21:00:00",4054,0,110,0.85,33.479999999999997,0,0,0,0,869.55]
["2022-06-18T22:00:00",4055,0,110,0.85,33.479999999999997,0,0,0,0,869.55]
["2022-06-18T23:00:00",4056,0,110,0.85,33.479999999999997,0,0,0,0,869.55]
["2022-06-19",4057,0,110,0.85,33.479999999999997,0,0,0,0,869.55]
["2022-06-19T01:00:00",4058,0,110,0.85,33.479999999999997,0,0,0,0,869.55]
["2022-06-19T02:00:00",4059,0,110,0.85,33.479999999999997,0,0,0,0,869.55]
["2022-06-19T03:00:00",4060,0,109,0.85,33.479999999999997,0,0,0,0,861.64499999999975]
["2022-06-19T04:00:00",4061,0,109,0.85,33.479999999999997,0,0,0,0,861.64499999999975]
["2022-06-19T05:00:00",4062,0,109,0.85,33.479999999999997,0,0,0,0,861.64499999999975]
["2022-06-19T06:00:00",4063,0,109,0.85,33.479999999999997,0,0,0,0,861.64499999999975]
["2022-06-19T07:00:00",4064,0,109,0.85,33.479999999999997,0,0,0,0,861.64499999999975]
["2022-06-19T08:00:00",4065,0,109,0.85,33.479999999999997,0,0,0,0,861.64499999999975]
["2022-06-19T09:00:00",4066,0,109,0.85,33.479999999999997,0,0,0,0,861.64499999999975]
["2022-06-19T10:00:00",4067,0,109,0.85,33.479999999999997,0,0,0,0,861.64499999999975]
["2022-06-19T11:00:00",4068,0,109,0.85,33.479999999999997,0,0,0,0,861.64499999999975]
["2022-06-19T12:00:00",4069,0,109,0.85,33.479999999999997,0,0,0,0,861.64499999999975]
["2022-06-19T13:00:00",4070,0,109,0.85,33.479999999999997,0,0,0,0,861.64499999999975]
["2022-06-19T14:00:00",4071,0,109,0.85,33.479999999999997,0,0,0,0,861.64499999999975]
["2022-06-19T15:00:00",4072,0,109,0.85,33.479999999999997,0,0,0,0,861.64499999999975]
["2022-06-19T16:00:00",4073,0,109,0.85,33.479999999999997,0,0,0,0,861.64499999999975]
["2022-06-19T17:00:00",4074,0,109,0.85,33.479999999999997,0,0,0,0,861.64499999999975]
["2022-06-19T18:00:00",4075,0,109,0.85,33.479999999999997,0,0,0,0,861.64499999999975]
["2022-06-19T19:00:00",4076,0,109,0.85,33.479999999999997,0,0,0,0,861.64499999999975]
["2022-06-19T20:00:00",4077,0,109,0.85,33.479999999999997,0,0,0,0,861.64499999999975]
["2022-06-19T21:00:00",4078,0,109,0.85,33.479999999999997,0,0,0,0,861.64499999999975]
["2022-06-19T22:00:00",4079,0,109,0.85,33.479999999999997,0,0,0,0,861.64499999999975]
["2022-06-19T23:00:00",4080,0,109,0.85,33.479999999999997,0,0,0,0,861.64499999999975]
["2022-06-20",4081,0,109,0.85,33.479999999999997,0,0,0,0,861.64499999999975]
["2022-06-20T01:00:00",4082,0,109,0.85,33.479999999999997,0,0,0,0,861.64499999999975]
["2022-06-20T02:00:00",4083,0,108,0.85,33.479999999999997,0,0,0,0,853.7399999999999]
["2022-06-20T03:00:00",4084,0,108,0.85,33.479999999999997,0,0,0,0,853.7399999999999]
["2022-06-20T04:00:00",4085,0,108,0.85,33.479999999999997,0,0,0,0,853.7399999999999]
["2022-06-20T05:00:00",4086,0,107,0.85,33.479999999999997,0,0,0,0,845.83499999999992]
["2022-06-20T06:00:00",4087,0,107,0.85,33.479999999999997,0,0,0,0,845.83499999999992]
["2022-06-20T07:00:00",4088,0,107,0.85,33.479999999999997,0,0,0,0,845.83499999999992]
["2022-06-20T08:00:00",4089,0,107,0.85,33.479999999999997,0,0,0,0,845.83499999999992]
["2022-06-20T09:00:00",4090,0,107,0.85,33.479999999999997,0,0,0,0,845.83499999999992]
["2022-06-20T10:00:00",4091,0,107,0.85,33.479999999999997,0,0,0,0,845.83499999999992]
["2022-06-20T11:00:00",4092,0,107,0.85,33.479999999999997,0,0,0,0,845.83499999999992]
["2022-06-20T12:00:00",4093,0,107,0.85,33.479999999999997,0,0,0,0,845.83499999999992]
["2022-06-20T13:00:00",4094,0,107,0.85,33.479999999999997,0,0,0,0,845.83499999999992]
["2022-06-20T14:00:00",4095,0,107,0.85,33.479999999999997,0,0,0,0,845.83499999999992]
["2022-06-20T15:00:00",4096,0,107,0.85,33.479999999999997,0,0,0,0,845.83499999999992]
["2022-06-20T16:00:00",4097,0,107,0.85,33.479999999999997,0,{"$f":"G4098/3600","v":0},0,0,845.83499999999992]
["2022-06-20T17:00:00",{"$f":"B4098+1","v":4098},0,107,0.85,33.479999999999997,{"$f":"C4099*F4099","v":0},0,{"$f":"H4099*E4099","v":0},{"$f":"I4099*1000/1","v":0},845.83499999999992]
["2022-06-20T18:00:00",4099,0,107,{"$f":"E4099","v":0.85},{"$f":"F4099","v":33.479999999999997},0,0,0,0,845.83499999999992]
["2022-06-20T19:00:00",4100,0,107,0.85,33.479999999999997,0,0,0,0,845.83499999999992]
["2022-06-20T20:00:00",4101,0,107,0.85,33.479999999999997,0,0,0,0,845.83499999999992]
["2022-06-20T21:00:00",4102,0,107,0.85,33.479999999999997,0,0,0,0,845.83499999999992]
["2022-06-20T22:00:00",4103,0,107,0.85,33.479999999999997,0,0,0,0,845.83499999999992]
["2022-06-20T23:00:00",4104,0,107,0.85,33.479999999999997,0,0,0,0,845.83499999999992]
["2022-06-21",4105,0,107,0.85,33.479999999999997,0,0,0,0,845.83499999999992]
["2022-06-21T01:00:00",4106,0,107,0.85,33.479999999999997,0,0,0,0,845.83499999999992]
["2022-06-21T02:00:00",4107,0,107,0.85,33.479999999999997,0,0,0,0,845.83499999999992]
["2022-06-21T03:00:00",4108,0,107,0.85,33.479999999999997,0,0,0,0,845.83499999999992]
["2022-06-21T04:00:00",4109,0,107,0.85,33.479999999999997,0,0,0,0,845.83499999999992]
["2022-06-21T05:00:00",4110,0,107,0.85,33.479999999999997,0,0,0,0,845.83499999999992]
["2022-06-21T06:00:00",4111,0,107,0.85,33.479999999999997,0,0,0,0,845.83499999999992]
["2022-06-21T07:00:00",4112,0,107,0.85,33.479999999999997,0,0,0,0,845.83499999999992]
["2022-06-21T08:00:00",4113,0,107,0.85,33.479999999999997,0,0,0,0,845.83499999999992]
["2022-06-21T09:00:00",4114,0,107,0.85,33.479999999999997,0,0,0,0,845.83499999999992]
["2022-06-21T10:00:00",4115,0,107,0.85,33.479999999999997,0,0,0,0,845.83499999999992]
["2022-06-21T11:00:00",4116,0,107,0.85,33.479999999999997,0,0,0,0,845.83499999999992]
["2022-06-21T12:00:00",4117,0,107,0.85,33.479999999999997,0,0,0,0,845.83499999999992]
["2022-06-21T13:00:00",4118,0,107,0.85,33.479999999999997,0,0,0,0,845.83499999999992]
["2022-06-21T14:00:00",4119,0,107,0.85,33.479999999999997,0,0,0,0,845.83499999999992]
["2022-06-21T15:00:00",4120,0,107,0.85,33.479999999999997,0,0,0,0,845.83499999999992]
["2022-06-21T16:00:00",4121,0,107,0.85,33.479999999999997,0,0,0,0,845.83499999999992]
["2022-06-21T17:00:00",4122,0,107,0.85,33.479999999999997,0,0,0,0,845.83499999999992]
["2022-06-21T18:00:00",4123,0,107,0.85,33.479999999999997,0,0,0,0,845.83499999999992]
["2022-06-21T19:00:00",4124,0,107,0.85,33.479999999999997,0,0,0,0,845.83499999999992]
["2022-06-21T20:00:00",4125,0,106,0.85,33.479999999999997,0,0,0,0,837.92999999999984]
["2022-06-21T21:00:00",4126,0,106,0.85,33.479999999999997,0,0,0,0,837.92999999999984]
["2022-06-21T22:00:00",4127,0,106,0.85,33.479999999999997,0,0,0,0,837.92999999999984]
["2022-06-21T23:00:00",4128,0,106,0.85,33.479999999999997,0,0,0,0,837.92999999999984]
["2022-06-22",4129,0,106,0.85,33.479999999999997,0,0,0,0,837.92999999999984]
["2022-06-22T01:00:00",4130,0,106,0.85,33.479999999999997,0,0,0,0,837.92999999999984]
["2022-06-22T02:00:00",4131,0,106,0.85,33.479999999999997,0,0,0,0,837.92999999999984]
["2022-06-22T03:00:00",4132,0,106,0.85,33.479999999999997,0,0,0,0,837.92999999999984]
["2022-06-22T04:00:00",4133,0,106,0.85,33.479999999999997,0,0,0,0,837.92999999999984]
["2022-06-22T05:00:00",4134,0,106,0.85,33.479999999999997,0,0,0,0,837.92999999999984]
["2022-06-22T06:00:00",4135,0,106,0.85,33.479999999999997,0,0,0,0,837.92999999999984]
["2022-06-22T07:00:00",4136,0,106,0.85,33.479999999999997,0,0,0,0,837.92999999999984]
["2022-06-22T08:00:00",4137,0,106,0.85,33.479999999999997,0,0,0,0,837.92999999999984]
["2022-06-22T09:00:00",4138,0,106,0.85,33.479999999999997,0,0,0,0,837.92999999999984]
["2022-06-22T10:00:00",4139,0,106,0.85,33.479999999999997,0,0,0,0,837.92999999999984]
["2022-06-22T11:00:00",4140,0,106,0.85,33.479999999999997,0,0,0,0,837.92999999999984]
["2022-06-22T12:00:00",4141,0,106,0.85,33.479999999999997,0,0,0,0,837.92999999999984]
["2022-06-22T13:00:00",4142,0,106,0.85,33.479999999999997,0,0,0,0,837.92999999999984]
["2022-06-22T14:00:00",4143,0,106,0.85,33.479999999999997,0,0,0,0,837.92999999999984]
["2022-06-22T15:00:00",4144,0,106,0.85,33.479999999999997,0,0,0,0,837.92999999999984]
["2022-06-22T16:00:00",4145,0,106,0.85,33.479999999999997,0,0,0,0,837.92999999999984]
["2022-06-22T17:00:00",4146,0,106,0.85,33.479999999999997,0,0,0,0,837.92999999999984]
["2022-06-22T18:00:00",4147,0,106,0.85,33.479999999999997,0,0,0,0,837.92999999999984]
["2022-06-22T19:00:00",4148,0,106,0.85,33.479999999999997,0,0,0,0,837.92999999999984]
["2022-06-22T20:00:00",4149,0,106,0.85,33.479999999999997,0,0,0,0,837.92999999999984]
["2022-06-22T21:00:00",4150,0,106,0.85,33.479999999999997,0,0,0,0,837.92999999999984]
["2022-06-22T22:00:00",4151,0,106,0.85,33.479999999999997,0,0,0,0,837.92999999999984]
["2022-06-22T23:00:00",4152,0,106,0.85,33.479999999999997,0,0,0,0,837.92999999999984]
["2022-06-23",4153,0,106,0.85,33.479999999999997,0,0,0,0,837.92999999999984]
["2022-06-23T01:00:00",4154,0,106,0.85,33.479999999999997,0,0,0,0,837.92999999999984]
["2022-06-23T02:00:00",4155,0,106,0.85,33.479999999999997,0,0,0,0,837.92999999999984]
["2022-06-23T03:00:00",4156,0,106,0.85,33.479999999999997,0,0,0,0,837.92999999999984]
["2022-06-23T04:00:00",4157,0,106,0.85,33.479999999999997,0,0,0,0,837.92999999999984]
["2022-06-23T05:00:00",4158,0,106,0.85,33.479999999999997,0,0,0,0,837.92999999999984]
["2022-06-23T06:00:00",4159,0,106,0.85,33.479999999999997,0,0,0,0,837.92999999999984]
["2022-06-23T07:00:00",4160,0,106,0.85,33.479999999999997,0,0,0,0,837.92999999999984]
["2022-06-23T08:00:00",4161,0,106,0.85,33.479999999999997,0,{"$f":"G4162/3600","v":0},0,0,837.92999999999984]
["2022-06-23T09:00:00",{"$f":"B4162+1","v":4162},0,106,0.85,33.479999999999997,{"$f":"C4163*F4163","v":0},0,{"$f":"H4163*E4163","v":0},{"$f":"I4163*1000/1","v":0},837.92999999999984]
["2022-06-23T10:00:00",4163,0,106,{"$f":"E4163","v":0.85},{"$f":"F4163","v":33.479999999999997},0,0,0,0,837.92999999999984]
["2022-06-23T11:00:00",4164,0,106,0.85,33.479999999999997,0,0,0,0,837.92999999999984]
["2022-06-23T12:00:00",4165,0,106,0.85,33.479999999999997,0,0,0,0,837.92999999999984]
["2022-06-23T13:00:00",4166,0,106,0.85,33.479999999999997,0,0,0,0,837.92999999999984]
["2022-06-23T14:00:00",4167,0,106,0.85,33.479999999999997,0,0,0,0,837.92999999999984]
["2022-06-23T15:00:00",4168,0,106,0.85,33.479999999999997,0,0,0,0,837.92999999999984]
["2022-06-23T16:00:00",4169,0,106,0.85,33.479999999999997,0,0,0,0,837.92999999999984]
["2022-06-23T17:00:00",4170,0,106,0.85,33.479999999999997,0,0,0,0,837.92999999999984]
["2022-06-23T18:00:00",4171,0,106,0.85,33.479999999999997,0,0,0,0,837.92999999999984]
["2022-06-23T19:00:00",4172,0,106,0.85,33.479999999999997,0,0,0,0,837.92999999999984]
["2022-06-23T20:00:00",4173,0,106,0.85,33.479999999999997,0,0,0,0,837.92999999999984]
["2022-06-23T21:00:00",4174,0,106,0.85,33.479999999999997,0,0,0,0,837.92999999999984]
["2022-06-23T22:00:00",4175,0,106,0.85,33.479999999999997,0,0,0,0,837.92999999999984]
["2022-06-23T23:00:00",4176,0,106,0.85,33.479999999999997,0,0,0,0,837.92999999999984]
["2022-06-24",4177,0,106,0.85,33.479999999999997,0,0,0,0,837.92999999999984]
["2022-06-24T01:00:00",4178,0,106,0.85,33.479999999999997,0,0,0,0,837.92999999999984]
["2022-06-24T02:00:00",4179,0,105,0.85,33.479999999999997,0,0,0,0,830.02499999999986]
["2022-06-24T03:00:00",4180,0,105,0.85,33.479999999999997,0,0,0,0,830.02499999999986]
["2022-06-24T04:00:00",4181,0,105,0.85,33.479999999999997,0,0,0,0,830.02499999999986]
["2022-06-24T05:00:00",4182,0,105,0.85,33.479999999999997,0,0,0,0,830.02499999999986]
["2022-06-24T06:00:00",4183,0,105,0.85,33.479999999999997,0,0,0,0,830.02499999999986]
["2022-06-24T07:00:00",4184,0,105,0.85,33.479999999999997,0,0,0,0,830.02499999999986]
["2022-06-24T08:00:00",4185,0,105,0.85,33.479999999999997,0,0,0,0,830.02499999999986]
["2022-06-24T09:00:00",4186,0,105,0.85,33.479999999999997,0,0,0,0,830.02499999999986]
["2022-06-24T10:00:00",4187,0,105,0.85,33.479999999999997,0,0,0,0,830.02499999999986]
["2022-06-24T11:00:00",4188,0,105,0.85,33.479999999999997,0,0,0,0,830.02499999999986]
["2022-06-24T12:00:00",4189,0,105,0.85,33.479999999999997,0,0,0,0,830.02499999999986]
["2022-06-24T13:00:00",4190,0,105,0.85,33.479999999999997,0,0,0,0,830.02499999999986]
["2022-06-24T14:00:00",4191,0,105,0.85,33.479999999999997,0,0,0,0,830.02499999999986]
["2022-06-24T15:00:00",4192,0,105,0.85,33.479999999999997,0,0,0,0,830.02499999999986]
["2022-06-24T16:00:00",4193,0,105,0.85,33.479999999999997,0,0,0,0,830.02499999999986]
["2022-06-24T17:00:00",4194,0,105,0.85,33.479999999999997,0,0,0,0,830.02499999999986]
["2022-06-24T18:00:00",4195,0,105,0.85,33.479999999999997,0,0,0,0,830.02499999999986]
["2022-06-24T19:00:00",4196,0,105,0.85,33.479999999999997,0,0,0,0,830.02499999999986]
["2022-06-24T20:00:00",4197,0,105,0.85,33.479999999999997,0,0,0,0,830.02499999999986]
["2022-06-24T21:00:00",4198,0,105,0.85,33.479999999999997,0,0,0,0,830.02499999999986]
["2022-06-24T22:00:00",4199,0,105,0.85,33.479999999999997,0,0,0,0,830.02499999999986]
["2022-06-24T23:00:00",4200,0,105,0.85,33.479999999999997,0,0,0,0,830.02499999999986]
["2022-06-25",4201,0,105,0.85,33.479999999999997,0,0,0,0,830.02499999999986]
["2022-06-25T01:00:00",4202,0,105,0.85,33.479999999999997,0,0,0,0,830.02499999999986]
["2022-06-25T02:00:00",4203,0,105,0.85,33.479999999999997,0,0,0,0,830.02499999999986]
["2022-06-25T03:00:00",4204,0,105,0.85,33.479999999999997,0,0,0,0,830.02499999999986]
["2022-06-25T04:00:00",4205,0,105,0.85,33.479999999999997,0,0,0,0,830.02499999999986]
["2022-06-25T05:00:00",4206,0,105,0.85,33.479999999999997,0,0,0,0,830.02499999999986]
["2022-06-25T06:00:00",4207,0,105,0.85,33.479999999999997,0,0,0,0,830.02499999999986]
["2022-06-25T07:00:00",4208,0,105,0.85,33.479999999999997,0,0,0,0,830.02499999999986]
["2022-06-25T08:00:00",4209,0,105,0.85,33.479999999999997,0,0,0,0,830.02499999999986]
["2022-06-25T09:00:00",4210,0,105,0.85,33.479999999999997,0,0,0,0,830.02499999999986]
["2022-06-25T10:00:00",4211,0,105,0.85,33.479999999999997,0,0,0,0,830.02499999999986]
["2022-06-25T11:00:00",4212,0,105,0.85,33.479999999999997,0,0,0,0,830.02499999999986]
["2022-06-25T12:00:00",4213,0,105,0.85,33.479999999999997,0,0,0,0,830.02499999999986]
["2022-06-25T13:00:00",4214,0,105,0.85,33.479999999999997,0,0,0,0,830.02499999999986]
["2022-06-25T14:00:00",4215,0,104,0.85,33.479999999999997,0,0,0,0,822.12]
["2022-06-25T15:00:00",4216,0,104,0.85,33.479999999999997,0,0,0,0,822.12]
["2022-06-25T16:00:00",4217,0,104,0.85,33.479999999999997,0,0,0,0,822.12]
["2022-06-25T17:00:00",4218,0,104,0.85,33.479999999999997,0,0,0,0,822.12]
["2022-06-25T18:00:00",4219,0,104,0.85,33.479999999999997,0,0,0,0,822.12]
["2022-06-25T19:00:00",4220,0,104,0.85,33.479999999999997,0,0,0,0,822.12]
["2022-06-25T20:00:00",4221,0,104,0.85,33.479999999999997,0,0,0,0,822.12]
["2022-06-25T21:00:00",4222,0,103,0.85,33.479999999999997,0,0,0,0,814.21499999999992]
["2022-06-25T22:00:00",4223,0,103,0.85,33.479999999999997,0,0,0,0,814.21499999999992]
["2022-06-25T23:00:00",4224,0,103,0.85,33.479999999999997,0,0,0,0,814.21499999999992]
["2022-06-26",4225,0,103,0.85,33.479999999999997,0,{"$f":"G4226/3600","v":0},0,0,814.21499999999992]
["2022-06-26T01:00:00",{"$f":"B4226+1","v":4226},0,103,0.85,33.479999999999997,{"$f":"C4227*F4227","v":0},0,{"$f":"H4227*E4227","v":0},{"$f":"I4227*1000/1","v":0},814.21499999999992]
["2022-06-26T02:00:00",4227,0,103,{"$f":"E4227","v":0.85},{"$f":"F4227","v":33.479999999999997},0,0,0,0,814.21499999999992]
["2022-06-26T03:00:00",4228,0,103,0.85,33.479999999999997,0,0,0,0,814.21499999999992]
["2022-06-26T04:00:00",4229,0,103,0.85,33.479999999999997,0,0,0,0,814.21499999999992]
["2022-06-26T05:00:00",4230,0,103,0.85,33.479999999999997,0,0,0,0,814.21499999999992]
["2022-06-26T06:00:00",4231,0,103,0.85,33.479999999999997,0,0,0,0,814.21499999999992]
["2022-06-26T07:00:00",4232,0,103,0.85,33.479999999999997,0,0,0,0,814.21499999999992]
["2022-06-26T08:00:00",4233,0,103,0.85,33.479999999999997,0,0,0,0,814.21499999999992]
["2022-06-26T09:00:00",4234,0,103,0.85,33.479999999999997,0,0,0,0,814.21499999999992]
["2022-06-26T10:00:00",4235,0,103,0.85,33.479999999999997,0,0,0,0,814.21499999999992]
["2022-06-26T11:00:00",4236,0,103,0.85,33.479999999999997,0,0,0,0,814.21499999999992]
["2022-06-26T12:00:00",4237,0,103,0.85,33.479999999999997,0,0,0,0,814.21499999999992]
["2022-06-26T13:00:00",4238,0,103,0.85,33.479999999999997,0,0,0,0,814.21499999999992]
["2022-06-26T14:00:00",4239,0,103,0.85,33.479999999999997,0,0,0,0,814.21499999999992]
["2022-06-26T15:00:00",4240,0,103,0.85,33.479999999999997,0,0,0,0,814.21499999999992]
["2022-06-26T16:00:00",4241,0,103,0.85,33.479999999999997,0,0,0,0,814.21499999999992]
["2022-06-26T17:00:00",4242,0,103,0.85,33.479999999999997,0,0,0,0,814.21499999999992]
["2022-06-26T18:00:00",4243,0,103,0.85,33.479999999999997,0,0,0,0,814.21499999999992]
["2022-06-26T19:00:00",4244,0,103,0.85,33.479999999999997,0,0,0,0,814.21499999999992]
["2022-06-26T20:00:00",4245,0,103,0.85,33.479999999999997,0,0,0,0,814.21499999999992]
["2022-06-26T21:00:00",4246,0,103,0.85,33.479999999999997,0,0,0,0,814.21499999999992]
["2022-06-26T22:00:00",4247,0,103,0.85,33.479999999999997,0,0,0,0,814.21499999999992]
["2022-06-26T23:00:00",4248,0,103,0.85,33.479999999999997,0,0,0,0,814.21499999999992]
["2022-06-27",4249,0,103,0.85,33.479999999999997,0,0,0,0,814.21499999999992]
["2022-06-27T01:00:00",4250,0,103,0.85,33.479999999999997,0,0,0,0,814.21499999999992]
["2022-06-27T02:00:00",4251,0,103,0.85,33.479999999999997,0,0,0,0,814.21499999999992]
["2022-06-27T03:00:00",4252,0,102,0.85,33.479999999999997,0,0,0,0,806.30999999999983]
["2022-06-27T04:00:00",4253,0,102,0.85,33.479999999999997,0,0,0,0,806.30999999999983]
["2022-06-27T05:00:00",4254,0,102,0.85,33.479999999999997,0,0,0,0,806.30999999999983]
["2022-06-27T06:00:00",4255,0,102,0.85,33.479999999999997,0,0,0,0,806.30999999999983]
["2022-06-27T07:00:00",4256,0,102,0.85,33.479999999999997,0,0,0,0,806.30999999999983]
["2022-06-27T08:00:00",4257,0,102,0.85,33.479999999999997,0,0,0,0,806.30999999999983]
["2022-06-27T09:00:00",4258,0,102,0.85,33.479999999999997,0,0,0,0,806.30999999999983]
["2022-06-27T10:00:00",4259,0,102,0.85,33.479999999999997,0,0,0,0,806.30999999999983]
["2022-06-27T11:00:00",4260,0,102,0.85,33.479999999999997,0,0,0,0,806.30999999999983]
["2022-06-27T12:00:00",4261,0,102,0.85,33.479999999999997,0,0,0,0,806.30999999999983]
["2022-06-27T13:00:00",4262,0,102,0.85,33.479999999999997,0,0,0,0,806.30999999999983]
["2022-06-27T14:00:00",4263,0,102,0.85,33.479999999999997,0,0,0,0,806.30999999999983]
["2022-06-27T15:00:00",4264,0,102,0.85,33.479999999999997,0,0,0,0,806.30999999999983]
["2022-06-27T16:00:00",4265,0,102,0.85,33.479999999999997,0,0,0,0,806.30999999999983]
["2022-06-27T17:00:00",4266,0,102,0.85,33.479999999999997,0,0,0,0,806.30999999999983]
["2022-06-27T18:00:00",4267,0,102,0.85,33.479999999999997,0,0,0,0,806.30999999999983]
["2022-06-27T19:00:00",4268,0,102,0.85,33.479999999999997,0,0,0,0,806.30999999999983]
["2022-06-27T20:00:00",4269,0,102,0.85,33.479999999999997,0,0,0,0,806.30999999999983]
["2022-06-27T21:00:00",4270,0,102,0.85,33.479999999999997,0,0,0,0,806.30999999999983]
["2022-06-27T22:00:00",4271,0,102,0.85,33.479999999999997,0,0,0,0,806.30999999999983]
["2022-06-27T23:00:00",4272,0,102,0.85,33.479999999999997,0,0,0,0,806.30999999999983]
["2022-06-28",4273,0,102,0.85,33.479999999999997,0,0,0,0,806.30999999999983]
["2022-06-28T01:00:00",4274,0,102,0.85,33.479999999999997,0,0,0,0,806.30999999999983]
["2022-06-28T02:00:00",4275,0,102,0.85,33.479999999999997,0,0,0,0,806.30999999999983]
["2022-06-28T03:00:00",4276,0,102,0.85,33.479999999999997,0,0,0,0,806.30999999999983]
["2022-06-28T04:00:00",4277,0,102,0.85,33.479999999999997,0,0,0,0,806.30999999999983]
["2022-06-28T05:00:00",4278,0,102,0.85,33.479999999999997,0,0,0,0,806.30999999999983]
["2022-06-28T06:00:00",4279,0,102,0.85,33.479999999999997,0,0,0,0,806.30999999999983]
["2022-06-28T07:00:00",4280,0,102,0.85,33.479999999999997,0,0,0,0,806.30999999999983]
["2022-06-28T08:00:00",4281,0,102,0.85,33.479999999999997,0,0,0,0,806.30999999999983]
["2022-06-28T09:00:00",4282,0,102,0.85,33.479999999999997,0,0,0,0,806.30999999999983]
["2022-06-28T10:00:00",4283,0,102,0.85,33.479999999999997,0,0,0,0,806.30999999999983]
["2022-06-28T11:00:00",4284,0,102,0.85,33.479999999999997,0,0,0,0,806.30999999999983]
["2022-06-28T12:00:00",4285,0,102,0.85,33.479999999999997,0,0,0,0,806.30999999999983]
["2022-06-28T13:00:00",4286,0,102,0.85,33.479999999999997,0,0,0,0,806.30999999999983]
["2022-06-28T14:00:00",4287,0,102,0.85,33.479999999999997,0,0,0,0,806.30999999999983]
["2022-06-28T15:00:00",4288,0,102,0.85,33.479999999999997,0,0,0,0,806.30999999999983]
["2022-06-28T16:00:00",4289,0,102,0.85,33.479999999999997,0,{"$f":"G4290/3600","v":0},0,0,806.30999999999983]
["2022-06-28T17:00:00",{"$f":"B4290+1","v":4290},0,102,0.85,33.479999999999997,{"$f":"C4291*F4291","v":0},0,{"$f":"H4291*E4291","v":0},{"$f":"I4291*1000/1","v":0},806.30999999999983]
["2022-06-28T18:00:00",4291,0,102,{"$f":"E4291","v":0.85},{"$f":"F4291","v":33.479999999999997},0,0,0,0,806.30999999999983]
["2022-06-28T19:00:00",4292,0,102,0.85,33.479999999999997,0,0,0,0,806.30999999999983]
["2022-06-28T20:00:00",4293,0,102,0.85,33.479999999999997,0,0,0,0,806.30999999999983]
["2022-06-28T21:00:00",4294,0,102,0.85,33.479999999999997,0,0,0,0,806.30999999999983]
["2022-06-28T22:00:00",4295,0,102,0.85,33.479999999999997,0,0,0,0,806.30999999999983]
["2022-06-28T23:00:00",4296,0,102,0.85,33.479999999999997,0,0,0,0,806.30999999999983]
["2022-06-29",4297,0,102,0.85,33.479999999999997,0,0,0,0,806.30999999999983]
["2022-06-29T01:00:00",4298,0,102,0.85,33.479999999999997,0,0,0,0,806.30999999999983]
["2022-06-29T02:00:00",4299,0,102,0.85,33.479999999999997,0,0,0,0,806.30999999999983]
["2022-06-29T03:00:00",4300,0,101,0.85,33.479999999999997,0,0,0,0,798.40499999999997]
["2022-06-29T04:00:00",4301,0,101,0.85,33.479999999999997,0,0,0,0,798.40499999999997]
["2022-06-29T05:00:00",4302,0,101,0.85,33.479999999999997,0,0,0,0,798.40499999999997]
["2022-06-29T06:00:00",4303,0,101,0.85,33.479999999999997,0,0,0,0,798.40499999999997]
["2022-06-29T07:00:00",4304,0,101,0.85,33.479999999999997,0,0,0,0,798.40499999999997]
["2022-06-29T08:00:00",4305,0,101,0.85,33.479999999999997,0,0,0,0,798.40499999999997]
["2022-06-29T09:00:00",4306,0,101,0.85,33.479999999999997,0,0,0,0,798.40499999999997]
["2022-06-29T10:00:00",4307,0,101,0.85,33.479999999999997,0,0,0,0,798.40499999999997]
["2022-06-29T11:00:00",4308,0,101,0.85,33.479999999999997,0,0,0,0,798.40499999999997]
["2022-06-29T12:00:00",4309,0,101,0.85,33.479999999999997,0,0,0,0,798.40499999999997]
["2022-06-29T13:00:00",4310,0,101,0.85,33.479999999999997,0,0,0,0,798.40499999999997]
["2022-06-29T14:00:00",4311,0,101,0.85,33.479999999999997,0,0,0,0,798.40499999999997]
["2022-06-29T15:00:00",4312,0,101,0.85,33.479999999999997,0,0,0,0,798.40499999999997]
["2022-06-29T16:00:00",4313,0,101,0.85,33.479999999999997,0,0,0,0,798.40499999999997]
["2022-06-29T17:00:00",4314,0,101,0.85,33.479999999999997,0,0,0,0,798.40499999999997]
["2022-06-29T18:00:00",4315,0,101,0.85,33.479999999999997,0,0,0,0,798.40499999999997]
["2022-06-29T19:00:00",4316,0,101,0.85,33.479999999999997,0,0,0,0,798.40499999999997]
["2022-06-29T20:00:00",4317,0,101,0.85,33.479999999999997,0,0,0,0,798.40499999999997]
["2022-06-29T21:00:00",4318,0,101,0.85,33.479999999999997,0,0,0,0,798.40499999999997]
["2022-06-29T22:00:00",4319,0,101,0.85,33.479999999999997,0,0,0,0,798.40499999999997]
["2022-06-29T23:00:00",4320,0,101,0.85,33.479999999999997,0,0,0,0,798.40499999999997]
["2022-06-30",4321,0,101,0.85,33.479999999999997,0,0,0,0,798.40499999999997]
["2022-06-30T01:00:00",4322,0,101,0.85,33.479999999999997,0,0,0,0,798.40499999999997]
["2022-06-30T02:00:00",4323,0,101,0.85,33.479999999999997,0,0,0,0,798.40499999999997]
["2022-06-30T03:00:00",4324,0,101,0.85,33.479999999999997,0,0,0,0,798.40499999999997]
["2022-06-30T04:00:00",4325,0,101,0.85,33.479999999999997,0,0,0,0,798.40499999999997]
["2022-06-30T05:00:00",4326,0,101,0.85,33.479999999999997,0,0,0,0,798.40499999999997]
["2022-06-30T06:00:00",4327,0,101,0.85,33.479999999999997,0,0,0,0,798.40499999999997]
["2022-06-30T07:00:00",4328,0,101,0.85,33.479999999999997,0,0,0,0,798.40499999999997]
["2022-06-30T08:00:00",4329,0,101,0.85,33.479999999999997,0,0,0,0,798.40499999999997]
["2022-06-30T09:00:00",4330,0,101,0.85,33.479999999999997,0,0,0,0,798.40499999999997]
["2022-06-30T10:00:00",4331,0,101,0.85,33.479999999999997,0,0,0,0,798.40499999999997]
["2022-06-30T11:00:00",4332,0,101,0.85,33.479999999999997,0,0,0,0,798.40499999999997]
["2022-06-30T12:00:00",4333,0,101,0.85,33.479999999999997,0,0,0,0,798.40499999999997]
["2022-06-30T13:00:00",4334,0,101,0.85,33.479999999999997,0,0,0,0,798.40499999999997]
["2022-06-30T14:00:00",4335,0,101,0.85,33.479999999999997,0,0,0,0,798.40499999999997]
["2022-06-30T15:00:00",4336,0,100,0.85,33.479999999999997,0,0,0,0,790.49999999999989]
["2022-06-30T16:00:00",4337,0,100,0.85,33.479999999999997,0,0,0,0,790.49999999999989]
["2022-06-30T17:00:00",4338,0,100,0.85,33.479999999999997,0,0,0,0,790.49999999999989]
["2022-06-30T18:00:00",4339,0,100,0.85,33.479999999999997,0,0,0,0,790.49999999999989]
["2022-06-30T19:00:00",4340,0,100,0.85,33.479999999999997,0,0,0,0,790.49999999999989]
["2022-06-30T20:00:00",4341,0,100,0.85,33.479999999999997,0,0,0,0,790.49999999999989]
["2022-06-30T21:00:00",4342,0,100,0.85,33.479999999999997,0,0,0,0,790.49999999999989]
["2022-06-30T22:00:00",4343,0,100,0.85,33.479999999999997,0,0,0,0,790.49999999999989]
["2022-06-30T23:00:00",4344,0,100,0.85,33.479999999999997,0,0,0,0,790.49999999999989]
["2022-07-01",4345,0,100,0.85,33.479999999999997,0,0,0,0,790.49999999999989]
["2022-07-01T01:00:00",4346,0,100,0.85,33.479999999999997,0,0,0,0,790.49999999999989]
["2022-07-01T02:00:00",4347,0,99,0.85,33.479999999999997,0,0,0,0,782.5949999999998]
["2022-07-01T03:00:00",4348,0,99,0.85,33.479999999999997,0,0,0,0,782.5949999999998]
["2022-07-01T04:00:00",4349,0,99,0.85,33.479999999999997,0,0,0,0,782.5949999999998]
["2022-07-01T05:00:00",4350,0,99,0.85,33.479999999999997,0,0,0,0,782.5949999999998]
["2022-07-01T06:00:00",4351,0,99,0.85,33.479999999999997,0,0,0,0,782.5949999999998]
["2022-07-01T07:00:00",4352,0,99,0.85,33.479999999999997,0,0,0,0,782.5949999999998]
["2022-07-01T08:00:00",4353,0,99,0.85,33.479999999999997,0,{"$f":"G4354/3600","v":0},0,0,782.5949999999998]
["2022-07-01T09:00:00",{"$f":"B4354+1","v":4354},0,99,0.85,33.479999999999997,{"$f":"C4355*F4355","v":0},0,{"$f":"H4355*E4355","v":0},{"$f":"I4355*1000/1","v":0},782.5949999999998]
["2022-07-01T10:00:00",4355,0,99,{"$f":"E4355","v":0.85},{"$f":"F4355","v":33.479999999999997},0,0,0,0,782.5949999999998]
["2022-07-01T11:00:00",4356,0,99,0.85,33.479999999999997,0,0,0,0,782.5949999999998]
["2022-07-01T12:00:00",4357,0,99,0.85,33.479999999999997,0,0,0,0,782.5949999999998]
["2022-07-01T13:00:00",4358,0,99,0.85,33.479999999999997,0,0,0,0,782.5949999999998]
["2022-07-01T14:00:00",4359,0,99,0.85,33.479999999999997,0,0,0,0,782.5949999999998]
["2022-07-01T15:00:00",4360,0,99,0.85,33.479999999999997,0,0,0,0,782.5949999999998]
["2022-07-01T16:00:00",4361,0,99,0.85,33.479999999999997,0,0,0,0,782.5949999999998]
["2022-07-01T17:00:00",4362,0,99,0.85,33.479999999999997,0,0,0,0,782.5949999999998]
["2022-07-01T18:00:00",4363,0,99,0.85,33.479999999999997,0,0,0,0,782.5949999999998]
["2022-07-01T19:00:00",4364,0,99,0.85,33.479999999999997,0,0,0,0,782.5949999999998]
["2022-07-01T20:00:00",4365,0,99,0.85,33.479999999999997,0,0,0,0,782.5949999999998]
["2022-07-01T21:00:00",4366,0,99,0.85,33.479999999999997,0,0,0,0,782.5949999999998]
["2022-07-01T22:00:00",4367,0,99,0.85,33.479999999999997,0,0,0,0,782.5949999999998]
["2022-07-01T23:00:00",4368,0,99,0.85,33.479999999999997,0,0,0,0,782.5949999999998]
["2022-07-02",4369,0,99,0.85,33.479999999999997,0,0,0,0,782.5949999999998]
["2022-07-02T01:00:00",4370,0,99,0.85,33.479999999999997,0,0,0,0,782.5949999999998]
["2022-07-02T02:00:00",4371,0,99,0.85,33.479999999999997,0,0,0,0,782.5949999999998]
["2022-07-02T03:00:00",4372,0,99,0.85,33.479999999999997,0,0,0,0,782.5949999999998]
["2022-07-02T04:00:00",4373,0,98,0.85,33.479999999999997,0,0,0,0,774.68999999999983]
["2022-07-02T05:00:00",4374,0,98,0.85,33.479999999999997,0,0,0,0,774.68999999999983]
["2022-07-02T06:00:00",4375,0,98,0.85,33.479999999999997,0,0,0,0,774.68999999999983]
["2022-07-02T07:00:00",4376,0,98,0.85,33.479999999999997,0,0,0,0,774.68999999999983]
["2022-07-02T08:00:00",4377,0,98,0.85,33.479999999999997,0,0,0,0,774.68999999999983]
["2022-07-02T09:00:00",4378,0,98,0.85,33.479999999999997,0,0,0,0,774.68999999999983]
["2022-07-02T10:00:00",4379,0,98,0.85,33.479999999999997,0,0,0,0,774.68999999999983]
["2022-07-02T11:00:00",4380,0,98,0.85,33.479999999999997,0,0,0,0,774.68999999999983]
["2022-07-02T12:00:00",4381,0,98,0.85,33.479999999999997,0,0,0,0,774.68999999999983]
["2022-07-02T13:00:00",4382,0,98,0.85,33.479999999999997,0,0,0,0,774.68999999999983]
["2022-07-02T14:00:00",4383,0,98,0.85,33.479999999999997,0,0,0,0,774.68999999999983]
["2022-07-02T15:00:00",4384,0,98,0.85,33.479999999999997,0,0,0,0,774.68999999999983]
["2022-07-02T16:00:00",4385,0,98,0.85,33.479999999999997,0,0,0,0,774.68999999999983]
["2022-07-02T17:00:00",4386,0,98,0.85,33.479999999999997,0,0,0,0,774.68999999999983]
["2022-07-02T18:00:00",4387,0,98,0.85,33.479999999999997,0,0,0,0,774.68999999999983]
["2022-07-02T19:00:00",4388,0,98,0.85,33.479999999999997,0,0,0,0,774.68999999999983]
["2022-07-02T20:00:00",4389,0,98,0.85,33.479999999999997,0,0,0,0,774.68999999999983]
["2022-07-02T21:00:00",4390,0,98,0.85,33.479999999999997,0,0,0,0,774.68999999999983]
["2022-07-02T22:00:00",4391,0,98,0.85,33.479999999999997,0,0,0,0,774.68999999999983]
["2022-07-02T23:00:00",4392,0,98,0.85,33.479999999999997,0,0,0,0,774.68999999999983]
["2022-07-03",4393,0,98,0.85,33.479999999999997,0,0,0,0,774.68999999999983]
["2022-07-03T01:00:00",4394,0,98,0.85,33.479999999999997,0,0,0,0,774.68999999999983]
["2022-07-03T02:00:00",4395,0,98,0.85,33.479999999999997,0,0,0,0,774.68999999999983]
["2022-07-03T03:00:00",4396,0,98,0.85,33.479999999999997,0,0,0,0,774.68999999999983]
["2022-07-03T04:00:00",4397,0,98,0.85,33.479999999999997,0,0,0,0,774.68999999999983]
["2022-07-03T05:00:00",4398,0,98,0.85,33.479999999999997,0,0,0,0,774.68999999999983]
["2022-07-03T06:00:00",4399,0,98,0.85,33.479999999999997,0,0,0,0,774.68999999999983]
["2022-07-03T07:00:00",4400,0,98,0.85,33.479999999999997,0,0,0,0,774.68999999999983]
["2022-07-03T08:00:00",4401,0,98,0.85,33.479999999999997,0,0,0,0,774.68999999999983]
["2022-07-03T09:00:00",4402,0,98,0.85,33.479999999999997,0,0,0,0,774.68999999999983]
["2022-07-03T10:00:00",4403,0,98,0.85,33.479999999999997,0,0,0,0,774.68999999999983]
["2022-07-03T11:00:00",4404,0,98,0.85,33.479999999999997,0,0,0,0,774.68999999999983]
["2022-07-03T12:00:00",4405,0,98,0.85,33.479999999999997,0,0,0,0,774.68999999999983]
["2022-07-03T13:00:00",4406,0,97,0.85,33.479999999999997,0,0,0,0,766.78499999999997]
["2022-07-03T14:00:00",4407,0,97,0.85,33.479999999999997,0,0,0,0,766.78499999999997]
["2022-07-03T15:00:00",4408,0,97,0.85,33.479999999999997,0,0,0,0,766.78499999999997]
["2022-07-03T16:00:00",4409,0,97,0.85,33.479999999999997,0,0,0,0,766.78499999999997]
["2022-07-03T17:00:00",4410,0,97,0.85,33.479999999999997,0,0,0,0,766.78499999999997]
["2022-07-03T18:00:00",4411,0,97,0.85,33.479999999999997,0,0,0,0,766.78499999999997]
["2022-07-03T19:00:00",4412,0,97,0.85,33.479999999999997,0,0,0,0,766.78499999999997]
["2022-07-03T20:00:00",4413,0,97,0.85,33.479999999999997,0,0,0,0,766.78499999999997]
["2022-07-03T21:00:00",4414,0,97,0.85,33.479999999999997,0,0,0,0,766.78499999999997]
["2022-07-03T22:00:00",4415,0,97,0.85,33.479999999999997,0,0,0,0,766.78499999999997]
["2022-07-03T23:00:00",4416,0,97,0.85,33.479999999999997,0,0,0,0,766.78499999999997]
["2022-07-04",4417,0,97,0.85,33.479999999999997,0,{"$f":"G4418/3600","v":0},0,0,766.78499999999997]
["2022-07-04T01:00:00",{"$f":"B4418+1","v":4418},0,97,0.85,33.479999999999997,{"$f":"C4419*F4419","v":0},0,{"$f":"H4419*E4419","v":0},{"$f":"I4419*1000/1","v":0},766.78499999999997]
["2022-07-04T02:00:00",4419,0,97,{"$f":"E4419","v":0.85},{"$f":"F4419","v":33.479999999999997},0,0,0,0,766.78499999999997]
["2022-07-04T03:00:00",4420,0,97,0.85,33.479999999999997,0,0,0,0,766.78499999999997]
["2022-07-04T04:00:00",4421,0,97,0.85,33.479999999999997,0,0,0,0,766.78499999999997]
["2022-07-04T05:00:00",4422,0,97,0.85,33.479999999999997,0,0,0,0,766.78499999999997]
["2022-07-04T06:00:00",4423,0,97,0.85,33.479999999999997,0,0,0,0,766.78499999999997]
["2022-07-04T07:00:00",4424,0,97,0.85,33.479999999999997,0,0,0,0,766.78499999999997]
["2022-07-04T08:00:00",4425,0,97,0.85,33.479999999999997,0,0,0,0,766.78499999999997]
["2022-07-04T09:00:00",4426,0,97,0.85,33.479999999999997,0,0,0,0,766.78499999999997]
["2022-07-04T10:00:00",4427,0,97,0.85,33.479999999999997,0,0,0,0,766.78499999999997]
["2022-07-04T11:00:00",4428,0,97,0.85,33.479999999999997,0,0,0,0,766.78499999999997]
["2022-07-04T12:00:00",4429,0,97,0.85,33.479999999999997,0,0,0,0,766.78499999999997]
["2022-07-04T13:00:00",4430,0,97,0.85,33.479999999999997,0,0,0,0,766.78499999999997]
["2022-07-04T14:00:00",4431,0,97,0.85,33.479999999999997,0,0,0,0,766.78499999999997]
["2022-07-04T15:00:00",4432,0,97,0.85,33.479999999999997,0,0,0,0,766.78499999999997]
["2022-07-04T16:00:00",4433,0,97,0.85,33.479999999999997,0,0,0,0,766.78499999999997]
["2022-07-04T17:00:00",4434,0,97,0.85,33.479999999999997,0,0,0,0,766.78499999999997]
["2022-07-04T18:00:00",4435,0,97,0.85,33.479999999999997,0,0,0,0,766.78499999999997]
["2022-07-04T19:00:00",4436,0,97,0.85,33.479999999999997,0,0,0,0,766.78499999999997]
["2022-07-04T20:00:00",4437,0,97,0.85,33.479999999999997,0,0,0,0,766.78499999999997]
["2022-07-04T21:00:00",4438,0,97,0.85,33.479999999999997,0,0,0,0,766.78499999999997]
["2022-07-04T22:00:00",4439,0,97,0.85,33.479999999999997,0,0,0,0,766.78499999999997]
["2022-07-04T23:00:00",4440,0,97,0.85,33.479999999999997,0,0,0,0,766.78499999999997]
["2022-07-05",4441,0,97,0.85,33.479999999999997,0,0,0,0,766.78499999999997]
["2022-07-05T01:00:00",4442,0,97,0.85,33.479999999999997,0,0,0,0,766.78499999999997]
["2022-07-05T02:00:00",4443,0,97,0.85,33.479999999999997,0,0,0,0,766.78499999999997]
["2022-07-05T03:00:00",4444,0,97,0.85,33.479999999999997,0,0,0,0,766.78499999999997]
["2022-07-05T04:00:00",4445,0,97,0.85,33.479999999999997,0,0,0,0,766.78499999999997]
["2022-07-05T05:00:00",4446,0,97,0.85,33.479999999999997,0,0,0,0,766.78499999999997]
["2022-07-05T06:00:00",4447,0,97,0.85,33.479999999999997,0,0,0,0,766.78499999999997]
["2022-07-05T07:00:00",4448,0,97,0.85,33.479999999999997,0,0,0,0,766.78499999999997]
["2022-07-05T08:00:00",4449,0,97,0.85,33.479999999999997,0,0,0,0,766.78499999999997]
["2022-07-05T09:00:00",4450,0,97,0.85,33.479999999999997,0,0,0,0,766.78499999999997]
["2022-07-05T10:00:00",4451,0,97,0.85,33.479999999999997,0,0,0,0,766.78499999999997]
["2022-07-05T11:00:00",4452,0,96,0.85,33.479999999999997,0,0,0,0,758.87999999999988]
["2022-07-05T12:00:00",4453,0,96,0.85,33.479999999999997,0,0,0,0,758.87999999999988]
["2022-07-05T13:00:00",4454,0,96,0.85,33.479999999999997,0,0,0,0,758.87999999999988]
["2022-07-05T14:00:00",4455,0,96,0.85,33.479999999999997,0,0,0,0,758.87999999999988]
["2022-07-05T15:00:00",4456,0,96,0.85,33.479999999999997,0,0,0,0,758.87999999999988]
["2022-07-05T16:00:00",4457,0,96,0.85,33.479999999999997,0,0,0,0,758.87999999999988]
["2022-07-05T17:00:00",4458,0,96,0.85,33.479999999999997,0,0,0,0,758.87999999999988]
["2022-07-05T18:00:00",4459,0,96,0.85,33.479999999999997,0,0,0,0,758.87999999999988]
["2022-07-05T19:00:00",4460,0,96,0.85,33.479999999999997,0,0,0,0,758.87999999999988]
["2022-07-05T20:00:00",4461,0,96,0.85,33.479999999999997,0,0,0,0,758.87999999999988]
["2022-07-05T21:00:00",4462,0,96,0.85,33.479999999999997,0,0,0,0,758.87999999999988]
["2022-07-05T22:00:00",4463,0,96,0.85,33.479999999999997,0,0,0,0,758.87999999999988]
["2022-07-05T23:00:00",4464,0,96,0.85,33.479999999999997,0,0,0,0,758.87999999999988]
["2022-07-06",4465,0,95,0.85,33.479999999999997,0,0,0,0,750.97499999999991]
["2022-07-06T01:00:00",4466,0,95,0.85,33.479999999999997,0,0,0,0,750.97499999999991]
["2022-07-06T02:00:00",4467,0,95,0.85,33.479999999999997,0,0,0,0,750.97499999999991]
["2022-07-06T03:00:00",4468,0,95,0.85,33.479999999999997,0,0,0,0,750.97499999999991]
["2022-07-06T04:00:00",4469,0,95,0.85,33.479999999999997,0,0,0,0,750.97499999999991]
["2022-07-06T05:00:00",4470,0,95,0.85,33.479999999999997,0,0,0,0,750.97499999999991]
["2022-07-06T06:00:00",4471,0,95,0.85,33.479999999999997,0,0,0,0,750.97499999999991]
["2022-07-06T07:00:00",4472,0,95,0.85,33.479999999999997,0,0,0,0,750.97499999999991]
["2022-07-06T08:00:00",4473,0,95,0.85,33.479999999999997,0,0,0,0,750.97499999999991]
["2022-07-06T09:00:00",4474,0,95,0.85,33.479999999999997,0,0,0,0,750.97499999999991]
["2022-07-06T10:00:00",4475,0,95,0.85,33.479999999999997,0,0,0,0,750.97499999999991]
["2022-07-06T11:00:00",4476,0,95,0.85,33.479999999999997,0,0,0,0,750.97499999999991]
["2022-07-06T12:00:00",4477,0,95,0.85,33.479999999999997,0,0,0,0,750.97499999999991]
["2022-07-06T13:00:00",4478,0,94,0.85,33.479999999999997,0,0,0,0,743.07]
["2022-07-06T14:00:00",4479,0,94,0.85,33.479999999999997,0,0,0,0,743.07]
["2022-07-06T15:00:00",4480,0,94,0.85,33.479999999999997,0,0,0,0,743.07]
["2022-07-06T16:00:00",4481,0,94,0.85,33.479999999999997,0,{"$f":"G4482/3600","v":0},0,0,743.07]
["2022-07-06T17:00:00",{"$f":"B4482+1","v":4482},0,94,0.85,33.479999999999997,{"$f":"C4483*F4483","v":0},0,{"$f":"H4483*E4483","v":0},{"$f":"I4483*1000/1","v":0},743.07]
["2022-07-06T18:00:00",4483,0,94,{"$f":"E4483","v":0.85},{"$f":"F4483","v":33.479999999999997},0,0,0,0,743.07]
["2022-07-06T19:00:00",4484,0,94,0.85,33.479999999999997,0,0,0,0,743.07]
["2022-07-06T20:00:00",4485,0,94,0.85,33.479999999999997,0,0,0,0,743.07]
["2022-07-06T21:00:00",4486,0,94,0.85,33.479999999999997,0,0,0,0,743.07]
["2022-07-06T22:00:00",4487,0,94,0.85,33.479999999999997,0,0,0,0,743.07]
["2022-07-06T23:00:00",4488,0,94,0.85,33.479999999999997,0,0,0,0,743.07]
["2022-07-07",4489,0,94,0.85,33.479999999999997,0,0,0,0,743.07]
["2022-07-07T01:00:00",4490,0,94,0.85,33.479999999999997,0,0,0,0,743.07]
["2022-07-07T02:00:00",4491,0,94,0.85,33.479999999999997,0,0,0,0,743.07]
["2022-07-07T03:00:00",4492,0,94,0.85,33.479999999999997,0,0,0,0,743.07]
["2022-07-07T04:00:00",4493,0,94,0.85,33.479999999999997,0,0,0,0,743.07]
["2022-07-07T05:00:00",4494,0,94,0.85,33.479999999999997,0,0,0,0,743.07]
["2022-07-07T06:00:00",4495,0,94,0.85,33.479999999999997,0,0,0,0,743.07]
["2022-07-07T07:00:00",4496,0,94,0.85,33.479999999999997,0,0,0,0,743.07]
["2022-07-07T08:00:00",4497,0,94,0.85,33.479999999999997,0,0,0,0,743.07]
["2022-07-07T09:00:00",4498,0,94,0.85,33.479999999999997,0,0,0,0,743.07]
["2022-07-07T10:00:00",4499,0,94,0.85,33.479999999999997,0,0,0,0,743.07]
["2022-07-07T11:00:00",4500,0,94,0.85,33.479999999999997,0,0,0,0,743.07]
["2022-07-07T12:00:00",4501,0,94,0.85,33.479999999999997,0,0,0,0,743.07]
["2022-07-07T13:00:00",4502,0,94,0.85,33.479999999999997,0,0,0,0,743.07]
["2022-07-07T14:00:00",4503,0,94,0.85,33.479999999999997,0,0,0,0,743.07]
["2022-07-07T15:00:00",4504,0,94,0.85,33.479999999999997,0,0,0,0,743.07]
["2022-07-07T16:00:00",4505,0,94,0.85,33.479999999999997,0,0,0,0,743.07]
["2022-07-07T17:00:00",4506,0,94,0.85,33.479999999999997,0,0,0,0,743.07]
["2022-07-07T18:00:00",4507,0,94,0.85,33.479999999999997,0,0,0,0,743.07]
["2022-07-07T19:00:00",4508,0,94,0.85,33.479999999999997,0,0,0,0,743.07]
["2022-07-07T20:00:00",4509,0,94,0.85,33.479999999999997,0,0,0,0,743.07]
["2022-07-07T21:00:00",4510,0,94,0.85,33.479999999999997,0,0,0,0,743.07]
["2022-07-07T22:00:00",4511,0,94,0.85,33.479999999999997,0,0,0,0,743.07]
["2022-07-07T23:00:00",4512,0,93,0.85,33.479999999999997,0,0,0,0,735.16499999999996]
["2022-07-08",4513,0,93,0.85,33.479999999999997,0,0,0,0,735.16499999999996]
["2022-07-08T01:00:00",4514,0,93,0.85,33.479999999999997,0,0,0,0,735.16499999999996]
["2022-07-08T02:00:00",4515,0,93,0.85,33.479999999999997,0,0,0,0,735.16499999999996]
["2022-07-08T03:00:00",4516,0,93,0.85,33.479999999999997,0,0,0,0,735.16499999999996]
["2022-07-08T04:00:00",4517,0,93,0.85,33.479999999999997,0,0,0,0,735.16499999999996]
["2022-07-08T05:00:00",4518,0,93,0.85,33.479999999999997,0,0,0,0,735.16499999999996]
["2022-07-08T06:00:00",4519,0,93,0.85,33.479999999999997,0,0,0,0,735.16499999999996]
["2022-07-08T07:00:00",4520,0,93,0.85,33.479999999999997,0,0,0,0,735.16499999999996]
["2022-07-08T08:00:00",4521,0,93,0.85,33.479999999999997,0,0,0,0,735.16499999999996]
["2022-07-08T09:00:00",4522,0,93,0.85,33.479999999999997,0,0,0,0,735.16499999999996]
["2022-07-08T10:00:00",4523,0,93,0.85,33.479999999999997,0,0,0,0,735.16499999999996]
["2022-07-08T11:00:00",4524,0,93,0.85,33.479999999999997,0,0,0,0,735.16499999999996]
["2022-07-08T12:00:00",4525,0,93,0.85,33.479999999999997,0,0,0,0,735.16499999999996]
["2022-07-08T13:00:00",4526,0,93,0.85,33.479999999999997,0,0,0,0,735.16499999999996]
["2022-07-08T14:00:00",4527,0,93,0.85,33.479999999999997,0,0,0,0,735.16499999999996]
["2022-07-08T15:00:00",4528,0,93,0.85,33.479999999999997,0,0,0,0,735.16499999999996]
["2022-07-08T16:00:00",4529,0,93,0.85,33.479999999999997,0,0,0,0,735.16499999999996]
["2022-07-08T17:00:00",4530,0,93,0.85,33.479999999999997,0,0,0,0,735.16499999999996]
["2022-07-08T18:00:00",4531,0,93,0.85,33.479999999999997,0,0,0,0,735.16499999999996]
["2022-07-08T19:00:00",4532,0,93,0.85,33.479999999999997,0,0,0,0,735.16499999999996]
["2022-07-08T20:00:00",4533,0,93,0.85,33.479999999999997,0,0,0,0,735.16499999999996]
["2022-07-08T21:00:00",4534,0,93,0.85,33.479999999999997,0,0,0,0,735.16499999999996]
["2022-07-08T22:00:00",4535,0,93,0.85,33.479999999999997,0,0,0,0,735.16499999999996]
["2022-07-08T23:00:00",4536,0,93,0.85,33.479999999999997,0,0,0,0,735.16499999999996]
["2022-07-09",4537,0,93,0.85,33.479999999999997,0,0,0,0,735.16499999999996]
["2022-07-09T01:00:00",4538,0,93,0.85,33.479999999999997,0,0,0,0,735.16499999999996]
["2022-07-09T02:00:00",4539,0,93,0.85,33.479999999999997,0,0,0,0,735.16499999999996]
["2022-07-09T03:00:00",4540,0,93,0.85,33.479999999999997,0,0,0,0,735.16499999999996]
["2022-07-09T04:00:00",4541,0,93,0.85,33.479999999999997,0,0,0,0,735.16499999999996]
["2022-07-09T05:00:00",4542,0,93,0.85,33.479999999999997,0,0,0,0,735.16499999999996]
["2022-07-09T06:00:00",4543,0,92,0.85,33.479999999999997,0,0,0,0,727.25999999999988]
["2022-07-09T07:00:00",4544,0,92,0.85,33.479999999999997,0,0,0,0,727.25999999999988]
["2022-07-09T08:00:00",4545,0,92,0.85,33.479999999999997,0,{"$f":"G4546/3600","v":0},0,0,727.25999999999988]
["2022-07-09T09:00:00",{"$f":"B4546+1","v":4546},0,92,0.85,33.479999999999997,{"$f":"C4547*F4547","v":0},0,{"$f":"H4547*E4547","v":0},{"$f":"I4547*1000/1","v":0},727.25999999999988]
["2022-07-09T10:00:00",4547,0,92,{"$f":"E4547","v":0.85},{"$f":"F4547","v":33.479999999999997},0,0,0,0,727.25999999999988]
["2022-07-09T11:00:00",4548,0,92,0.85,33.479999999999997,0,0,0,0,727.25999999999988]
["2022-07-09T12:00:00",4549,0,92,0.85,33.479999999999997,0,0,0,0,727.25999999999988]
["2022-07-09T13:00:00",4550,0,92,0.85,33.479999999999997,0,0,0,0,727.25999999999988]
["2022-07-09T14:00:00",4551,0,92,0.85,33.479999999999997,0,0,0,0,727.25999999999988]
["2022-07-09T15:00:00",4552,0,92,0.85,33.479999999999997,0,0,0,0,727.25999999999988]
["2022-07-09T16:00:00",4553,0,92,0.85,33.479999999999997,0,0,0,0,727.25999999999988]
["2022-07-09T17:00:00",4554,0,92,0.85,33.479999999999997,0,0,0,0,727.25999999999988]
["2022-07-09T18:00:00",4555,0,91,0.85,33.479999999999997,0,0,0,0,719.35500000000002]
["2022-07-09T19:00:00",4556,0,91,0.85,33.479999999999997,0,0,0,0,719.35500000000002]
["2022-07-09T20:00:00",4557,0,91,0.85,33.479999999999997,0,0,0,0,719.35500000000002]
["2022-07-09T21:00:00",4558,0,91,0.85,33.479999999999997,0,0,0,0,719.35500000000002]
["2022-07-09T22:00:00",4559,0,91,0.85,33.479999999999997,0,0,0,0,719.35500000000002]
["2022-07-09T23:00:00",4560,0,91,0.85,33.479999999999997,0,0,0,0,719.35500000000002]
["2022-07-10",4561,0,91,0.85,33.479999999999997,0,0,0,0,719.35500000000002]
["2022-07-10T01:00:00",4562,0,90,0.85,33.479999999999997,0,0,0,0,711.44999999999993]
["2022-07-10T02:00:00",4563,0,90,0.85,33.479999999999997,0,0,0,0,711.44999999999993]
["2022-07-10T03:00:00",4564,0,90,0.85,33.479999999999997,0,0,0,0,711.44999999999993]
["2022-07-10T04:00:00",4565,0,90,0.85,33.479999999999997,0,0,0,0,711.44999999999993]
["2022-07-10T05:00:00",4566,0,90,0.85,33.479999999999997,0,0,0,0,711.44999999999993]
["2022-07-10T06:00:00",4567,0,90,0.85,33.479999999999997,0,0,0,0,711.44999999999993]
["2022-07-10T07:00:00",4568,0,90,0.85,33.479999999999997,0,0,0,0,711.44999999999993]
["2022-07-10T08:00:00",4569,0,90,0.85,33.479999999999997,0,0,0,0,711.44999999999993]
["2022-07-10T09:00:00",4570,0,90,0.85,33.479999999999997,0,0,0,0,711.44999999999993]
["2022-07-10T10:00:00",4571,0,90,0.85,33.479999999999997,0,0,0,0,711.44999999999993]
["2022-07-10T11:00:00",4572,0,90,0.85,33.479999999999997,0,0,0,0,711.44999999999993]
["2022-07-10T12:00:00",4573,0,90,0.85,33.479999999999997,0,0,0,0,711.44999999999993]
["2022-07-10T13:00:00",4574,0,90,0.85,33.479999999999997,0,0,0,0,711.44999999999993]
["2022-07-10T14:00:00",4575,0,89,0.85,33.479999999999997,0,0,0,0,703.54499999999996]
["2022-07-10T15:00:00",4576,0,89,0.85,33.479999999999997,0,0,0,0,703.54499999999996]
["2022-07-10T16:00:00",4577,0,89,0.85,33.479999999999997,0,0,0,0,703.54499999999996]
["2022-07-10T17:00:00",4578,0,89,0.85,33.479999999999997,0,0,0,0,703.54499999999996]
["2022-07-10T18:00:00",4579,0,89,0.85,33.479999999999997,0,0,0,0,703.54499999999996]
["2022-07-10T19:00:00",4580,0,89,0.85,33.479999999999997,0,0,0,0,703.54499999999996]
["2022-07-10T20:00:00",4581,0,89,0.85,33.479999999999997,0,0,0,0,703.54499999999996]
["2022-07-10T21:00:00",4582,0,89,0.85,33.479999999999997,0,0,0,0,703.54499999999996]
["2022-07-10T22:00:00",4583,0,89,0.85,33.479999999999997,0,0,0,0,703.54499999999996]
["2022-07-10T23:00:00",4584,0,89,0.85,33.479999999999997,0,0,0,0,703.54499999999996]
["2022-07-11",4585,0,89,0.85,33.479999999999997,0,0,0,0,703.54499999999996]
["2022-07-11T01:00:00",4586,0,89,0.85,33.479999999999997,0,0,0,0,703.54499999999996]
["2022-07-11T02:00:00",4587,0,89,0.85,33.479999999999997,0,0,0,0,703.54499999999996]
["2022-07-11T03:00:00",4588,0,89,0.85,33.479999999999997,0,0,0,0,703.54499999999996]
["2022-07-11T04:00:00",4589,0,89,0.85,33.479999999999997,0,0,0,0,703.54499999999996]
["2022-07-11T05:00:00",4590,0,89,0.85,33.479999999999997,0,0,0,0,703.54499999999996]
["2022-07-11T06:00:00",4591,0,89,0.85,33.479999999999997,0,0,0,0,703.54499999999996]
["2022-07-11T07:00:00",4592,0,89,0.85,33.479999999999997,0,0,0,0,703.54499999999996]
["2022-07-11T08:00:00",4593,0,89,0.85,33.479999999999997,0,0,0,0,703.54499999999996]
["2022-07-11T09:00:00",4594,0,89,0.85,33.479999999999997,0,0,0,0,703.54499999999996]
["2022-07-11T10:00:00",4595,0,89,0.85,33.479999999999997,0,0,0,0,703.54499999999996]
["2022-07-11T11:00:00",4596,0,89,0.85,33.479999999999997,0,0,0,0,703.54499999999996]
["2022-07-11T12:00:00",4597,0,89,0.85,33.479999999999997,0,0,0,0,703.54499999999996]
["2022-07-11T13:00:00",4598,0,89,0.85,33.479999999999997,0,0,0,0,703.54499999999996]
["2022-07-11T14:00:00",4599,0,89,0.85,33.479999999999997,0,0,0,0,703.54499999999996]
["2022-07-11T15:00:00",4600,0,89,0.85,33.479999999999997,0,0,0,0,703.54499999999996]
["2022-07-11T16:00:00",4601,0,89,0.85,33.479999999999997,0,0,0,0,703.54499999999996]
["2022-07-11T17:00:00",4602,0,89,0.85,33.479999999999997,0,0,0,0,703.54499999999996]
["2022-07-11T18:00:00",4603,0,89,0.85,33.479999999999997,0,0,0,0,703.54499999999996]
["2022-07-11T19:00:00",4604,0,89,0.85,33.479999999999997,0,0,0,0,703.54499999999996]
["2022-07-11T20:00:00",4605,0,89,0.85,33.479999999999997,0,0,0,0,703.54499999999996]
["2022-07-11T21:00:00",4606,0,89,0.85,33.479999999999997,0,0,0,0,703.54499999999996]
["2022-07-11T22:00:00",4607,0,89,0.85,33.479999999999997,0,0,0,0,703.54499999999996]
["2022-07-11T23:00:00",4608,0,89,0.85,33.479999999999997,0,0,0,0,703.54499999999996]
["2022-07-12",4609,0,89,0.85,33.479999999999997,0,{"$f":"G4610/3600","v":0},0,0,703.54499999999996]
["2022-07-12T01:00:00",{"$f":"B4610+1","v":4610},0,89,0.85,33.479999999999997,{"$f":"C4611*F4611","v":0},0,{"$f":"H4611*E4611","v":0},{"$f":"I4611*1000/1","v":0},703.54499999999996]
["2022-07-12T02:00:00",4611,0,89,{"$f":"E4611","v":0.85},{"$f":"F4611","v":33.479999999999997},0,0,0,0,703.54499999999996]
["2022-07-12T03:00:00",4612,0,89,0.85,33.479999999999997,0,0,0,0,703.54499999999996]
["2022-07-12T04:00:00",4613,0,89,0.85,33.479999999999997,0,0,0,0,703.54499999999996]
["2022-07-12T05:00:00",4614,0,89,0.85,33.479999999999997,0,0,0,0,703.54499999999996]
["2022-07-12T06:00:00",4615,0,88,0.85,33.479999999999997,0,0,0,0,695.63999999999987]
["2022-07-12T07:00:00",4616,0,88,0.85,33.479999999999997,0,0,0,0,695.63999999999987]
["2022-07-12T08:00:00",4617,0,88,0.85,33.479999999999997,0,0,0,0,695.63999999999987]
["2022-07-12T09:00:00",4618,0,88,0.85,33.479999999999997,0,0,0,0,695.63999999999987]
["2022-07-12T10:00:00",4619,0,88,0.85,33.479999999999997,0,0,0,0,695.63999999999987]
["2022-07-12T11:00:00",4620,0,87,0.85,33.479999999999997,0,0,0,0,687.7349999999999]
["2022-07-12T12:00:00",4621,0,87,0.85,33.479999999999997,0,0,0,0,687.7349999999999]
["2022-07-12T13:00:00",4622,0,87,0.85,33.479999999999997,0,0,0,0,687.7349999999999]
["2022-07-12T14:00:00",4623,0,87,0.85,33.479999999999997,0,0,0,0,687.7349999999999]
["2022-07-12T15:00:00",4624,0,87,0.85,33.479999999999997,0,0,0,0,687.7349999999999]
["2022-07-12T16:00:00",4625,0,87,0.85,33.479999999999997,0,0,0,0,687.7349999999999]
["2022-07-12T17:00:00",4626,0,87,0.85,33.479999999999997,0,0,0,0,687.7349999999999]
["2022-07-12T18:00:00",4627,0,86,0.85,33.479999999999997,0,0,0,0,679.82999999999993]
["2022-07-12T19:00:00",4628,0,86,0.85,33.479999999999997,0,0,0,0,679.82999999999993]
["2022-07-12T20:00:00",4629,0,86,0.85,33.479999999999997,0,0,0,0,679.82999999999993]
["2022-07-12T21:00:00",4630,0,86,0.85,33.479999999999997,0,0,0,0,679.82999999999993]
["2022-07-12T22:00:00",4631,0,86,0.85,33.479999999999997,0,0,0,0,679.82999999999993]
["2022-07-12T23:00:00",4632,0,86,0.85,33.479999999999997,0,0,0,0,679.82999999999993]
["2022-07-13",4633,0,86,0.85,33.479999999999997,0,0,0,0,679.82999999999993]
["2022-07-13T01:00:00",4634,0,86,0.85,33.479999999999997,0,0,0,0,679.82999999999993]
["2022-07-13T02:00:00",4635,0,86,0.85,33.479999999999997,0,0,0,0,679.82999999999993]
["2022-07-13T03:00:00",4636,0,86,0.85,33.479999999999997,0,0,0,0,679.82999999999993]
["2022-07-13T04:00:00",4637,0,86,0.85,33.479999999999997,0,0,0,0,679.82999999999993]
["2022-07-13T05:00:00",4638,0,86,0.85,33.479999999999997,0,0,0,0,679.82999999999993]
["2022-07-13T06:00:00",4639,0,86,0.85,33.479999999999997,0,0,0,0,679.82999999999993]
["2022-07-13T07:00:00",4640,0,85,0.85,33.479999999999997,0,0,0,0,671.92499999999984]
["2022-07-13T08:00:00",4641,0,85,0.85,33.479999999999997,0,0,0,0,671.92499999999984]
["2022-07-13T09:00:00",4642,0,85,0.85,33.479999999999997,0,0,0,0,671.92499999999984]
["2022-07-13T10:00:00",4643,0,85,0.85,33.479999999999997,0,0,0,0,671.92499999999984]
["2022-07-13T11:00:00",4644,0,85,0.85,33.479999999999997,0,0,0,0,671.92499999999984]
["2022-07-13T12:00:00",4645,0,85,0.85,33.479999999999997,0,0,0,0,671.92499999999984]
["2022-07-13T13:00:00",4646,0,85,0.85,33.479999999999997,0,0,0,0,671.92499999999984]
["2022-07-13T14:00:00",4647,0,85,0.85,33.479999999999997,0,0,0,0,671.92499999999984]
["2022-07-13T15:00:00",4648,0,85,0.85,33.479999999999997,0,0,0,0,671.92499999999984]
["2022-07-13T16:00:00",4649,0,85,0.85,33.479999999999997,0,0,0,0,671.92499999999984]
["2022-07-13T17:00:00",4650,0,85,0.85,33.479999999999997,0,0,0,0,671.92499999999984]
["2022-07-13T18:00:00",4651,0,85,0.85,33.479999999999997,0,0,0,0,671.92499999999984]
["2022-07-13T19:00:00",4652,0,85,0.85,33.479999999999997,0,0,0,0,671.92499999999984]
["2022-07-13T20:00:00",4653,0,85,0.85,33.479999999999997,0,0,0,0,671.92499999999984]
["2022-07-13T21:00:00",4654,0,85,0.85,33.479999999999997,0,0,0,0,671.92499999999984]
["2022-07-13T22:00:00",4655,0,85,0.85,33.479999999999997,0,0,0,0,671.92499999999984]
["2022-07-13T23:00:00",4656,0,85,0.85,33.479999999999997,0,0,0,0,671.92499999999984]
["2022-07-14",4657,0,85,0.85,33.479999999999997,0,0,0,0,671.92499999999984]
["2022-07-14T01:00:00",4658,0,85,0.85,33.479999999999997,0,0,0,0,671.92499999999984]
["2022-07-14T02:00:00",4659,0,85,0.85,33.479999999999997,0,0,0,0,671.92499999999984]
["2022-07-14T03:00:00",4660,0,85,0.85,33.479999999999997,0,0,0,0,671.92499999999984]
["2022-07-14T04:00:00",4661,0,85,0.85,33.479999999999997,0,0,0,0,671.92499999999984]
["2022-07-14T05:00:00",4662,0,85,0.85,33.479999999999997,0,0,0,0,671.92499999999984]
["2022-07-14T06:00:00",4663,0,85,0.85,33.479999999999997,0,0,0,0,671.92499999999984]
["2022-07-14T07:00:00",4664,0,85,0.85,33.479999999999997,0,0,0,0,671.92499999999984]
["2022-07-14T08:00:00",4665,0,84,0.85,33.479999999999997,0,0,0,0,664.02]
["2022-07-14T09:00:00",4666,0,84,0.85,33.479999999999997,0,0,0,0,664.02]
["2022-07-14T10:00:00",4667,0,84,0.85,33.479999999999997,0,0,0,0,664.02]
["2022-07-14T11:00:00",4668,0,84,0.85,33.479999999999997,0,0,0,0,664.02]
["2022-07-14T12:00:00",4669,0,84,0.85,33.479999999999997,0,0,0,0,664.02]
["2022-07-14T13:00:00",4670,0,84,0.85,33.479999999999997,0,0,0,0,664.02]
["2022-07-14T14:00:00",4671,0,84,0.85,33.479999999999997,0,0,0,0,664.02]
["2022-07-14T15:00:00",4672,0,84,0.85,33.479999999999997,0,0,0,0,664.02]
["2022-07-14T16:00:00",4673,0,84,0.85,33.479999999999997,0,{"$f":"G4674/3600","v":0},0,0,664.02]
["2022-07-14T17:00:00",{"$f":"B4674+1","v":4674},0,84,0.85,33.479999999999997,{"$f":"C4675*F4675","v":0},0,{"$f":"H4675*E4675","v":0},{"$f":"I4675*1000/1","v":0},664.02]
["2022-07-14T18:00:00",4675,0,84,{"$f":"E4675","v":0.85},{"$f":"F4675","v":33.479999999999997},0,0,0,0,664.02]
["2022-07-14T19:00:00",4676,0,84,0.85,33.479999999999997,0,0,0,0,664.02]
["2022-07-14T20:00:00",4677,0,84,0.85,33.479999999999997,0,0,0,0,664.02]
["2022-07-14T21:00:00",4678,0,84,0.85,33.479999999999997,0,0,0,0,664.02]
["2022-07-14T22:00:00",4679,0,84,0.85,33.479999999999997,0,0,0,0,664.02]
["2022-07-14T23:00:00",4680,0,84,0.85,33.479999999999997,0,0,0,0,664.02]
["2022-07-15",4681,0,84,0.85,33.479999999999997,0,0,0,0,664.02]
["2022-07-15T01:00:00",4682,0,84,0.85,33.479999999999997,0,0,0,0,664.02]
["2022-07-15T02:00:00",4683,0,84,0.85,33.479999999999997,0,0,0,0,664.02]
["2022-07-15T03:00:00",4684,0,84,0.85,33.479999999999997,0,0,0,0,664.02]
["2022-07-15T04:00:00",4685,0,83,0.85,33.479999999999997,0,0,0,0,656.1149999999999]
["2022-07-15T05:00:00",4686,0,83,0.85,33.479999999999997,0,0,0,0,656.1149999999999]
["2022-07-15T06:00:00",4687,0,83,0.85,33.479999999999997,0,0,0,0,656.1149999999999]
["2022-07-15T07:00:00",4688,0,83,0.85,33.479999999999997,0,0,0,0,656.1149999999999]
["2022-07-15T08:00:00",4689,0,83,0.85,33.479999999999997,0,0,0,0,656.1149999999999]
["2022-07-15T09:00:00",4690,0,83,0.85,33.479999999999997,0,0,0,0,656.1149999999999]
["2022-07-15T10:00:00",4691,0,83,0.85,33.479999999999997,0,0,0,0,656.1149999999999]
["2022-07-15T11:00:00",4692,0,82,0.85,33.479999999999997,0,0,0,0,648.20999999999992]
["2022-07-15T12:00:00",4693,0,82,0.85,33.479999999999997,0,0,0,0,648.20999999999992]
["2022-07-15T13:00:00",4694,0,82,0.85,33.479999999999997,0,0,0,0,648.20999999999992]
["2022-07-15T14:00:00",4695,0,82,0.85,33.479999999999997,0,0,0,0,648.20999999999992]
["2022-07-15T15:00:00",4696,0,82,0.85,33.479999999999997,0,0,0,0,648.20999999999992]
["2022-07-15T16:00:00",4697,0,82,0.85,33.479999999999997,0,0,0,0,648.20999999999992]
["2022-07-15T17:00:00",4698,0,82,0.85,33.479999999999997,0,0,0,0,648.20999999999992]
["2022-07-15T18:00:00",4699,0,82,0.85,33.479999999999997,0,0,0,0,648.20999999999992]
["2022-07-15T19:00:00",4700,0,81,0.85,33.479999999999997,0,0,0,0,640.30499999999995]
["2022-07-15T20:00:00",4701,0,81,0.85,33.479999999999997,0,0,0,0,640.30499999999995]
["2022-07-15T21:00:00",4702,0,81,0.85,33.479999999999997,0,0,0,0,640.30499999999995]
["2022-07-15T22:00:00",4703,0,81,0.85,33.479999999999997,0,0,0,0,640.30499999999995]
["2022-07-15T23:00:00",4704,0,81,0.85,33.479999999999997,0,0,0,0,640.30499999999995]
["2022-07-16",4705,0,81,0.85,33.479999999999997,0,0,0,0,640.30499999999995]
["2022-07-16T01:00:00",4706,0,81,0.85,33.479999999999997,0,0,0,0,640.30499999999995]
["2022-07-16T02:00:00",4707,0,81,0.85,33.479999999999997,0,0,0,0,640.30499999999995]
["2022-07-16T03:00:00",4708,0,81,0.85,33.479999999999997,0,0,0,0,640.30499999999995]
["2022-07-16T04:00:00",4709,0,81,0.85,33.479999999999997,0,0,0,0,640.30499999999995]
["2022-07-16T05:00:00",4710,0,81,0.85,33.479999999999997,0,0,0,0,640.30499999999995]
["2022-07-16T06:00:00",4711,0,81,0.85,33.479999999999997,0,0,0,0,640.30499999999995]
["2022-07-16T07:00:00",4712,0,81,0.85,33.479999999999997,0,0,0,0,640.30499999999995]
["2022-07-16T08:00:00",4713,0,81,0.85,33.479999999999997,0,0,0,0,640.30499999999995]
["2022-07-16T09:00:00",4714,0,81,0.85,33.479999999999997,0,0,0,0,640.30499999999995]
["2022-07-16T10:00:00",4715,0,81,0.85,33.479999999999997,0,0,0,0,640.30499999999995]
["2022-07-16T11:00:00",4716,0,81,0.85,33.479999999999997,0,0,0,0,640.30499999999995]
["2022-07-16T12:00:00",4717,0,81,0.85,33.479999999999997,0,0,0,0,640.30499999999995]
["2022-07-16T13:00:00",4718,0,81,0.85,33.479999999999997,0,0,0,0,640.30499999999995]
["2022-07-16T14:00:00",4719,0,81,0.85,33.479999999999997,0,0,0,0,640.30499999999995]
["2022-07-16T15:00:00",4720,0,81,0.85,33.479999999999997,0,0,0,0,640.30499999999995]
["2022-07-16T16:00:00",4721,0,81,0.85,33.479999999999997,0,0,0,0,640.30499999999995]
["2022-07-16T17:00:00",4722,0,81,0.85,33.479999999999997,0,0,0,0,640.30499999999995]
["2022-07-16T18:00:00",4723,0,81,0.85,33.479999999999997,0,0,0,0,640.30499999999995]
["2022-07-16T19:00:00",4724,0,81,0.85,33.479999999999997,0,0,0,0,640.30499999999995]
["2022-07-16T20:00:00",4725,0,81,0.85,33.479999999999997,0,0,0,0,640.30499999999995]
["2022-07-16T21:00:00",4726,0,81,0.85,33.479999999999997,0,0,0,0,640.30499999999995]
["2022-07-16T22:00:00",4727,0,81,0.85,33.479999999999997,0,0,0,0,640.30499999999995]
["2022-07-16T23:00:00",4728,0,81,0.85,33.479999999999997,0,0,0,0,640.30499999999995]
["2022-07-17",4729,0,81,0.85,33.479999999999997,0,0,0,0,640.30499999999995]
["2022-07-17T01:00:00",4730,0,81,0.85,33.479999999999997,0,0,0,0,640.30499999999995]
["2022-07-17T02:00:00",4731,0,81,0.85,33.479999999999997,0,0,0,0,640.30499999999995]
["2022-07-17T03:00:00",4732,0,80,0.85,33.479999999999997,0,0,0,0,632.39999999999986]
["2022-07-17T04:00:00",4733,0,80,0.85,33.479999999999997,0,0,0,0,632.39999999999986]
["2022-07-17T05:00:00",4734,0,80,0.85,33.479999999999997,0,0,0,0,632.39999999999986]
["2022-07-17T06:00:00",4735,0,80,0.85,33.479999999999997,0,0,0,0,632.39999999999986]
["2022-07-17T07:00:00",4736,0,80,0.85,33.479999999999997,0,0,0,0,632.39999999999986]
["2022-07-17T08:00:00",4737,0,80,0.85,33.479999999999997,0,{"$f":"G4738/3600","v":0},0,0,632.39999999999986]
["2022-07-17T09:00:00",{"$f":"B4738+1","v":4738},0,80,0.85,33.479999999999997,{"$f":"C4739*F4739","v":0},0,{"$f":"H4739*E4739","v":0},{"$f":"I4739*1000/1","v":0},632.39999999999986]
["2022-07-17T10:00:00",4739,0,80,{"$f":"E4739","v":0.85},{"$f":"F4739","v":33.479999999999997},0,0,0,0,632.39999999999986]
["2022-07-17T11:00:00",4740,0,80,0.85,33.479999999999997,0,0,0,0,632.39999999999986]
["2022-07-17T12:00:00",4741,0,80,0.85,33.479999999999997,0,0,0,0,632.39999999999986]
["2022-07-17T13:00:00",4742,0,80,0.85,33.479999999999997,0,0,0,0,632.39999999999986]
["2022-07-17T14:00:00",4743,0,80,0.85,33.479999999999997,0,0,0,0,632.39999999999986]
["2022-07-17T15:00:00",4744,0,80,0.85,33.479999999999997,0,0,0,0,632.39999999999986]
["2022-07-17T16:00:00",4745,0,80,0.85,33.479999999999997,0,0,0,0,632.39999999999986]
["2022-07-17T17:00:00",4746,0,80,0.85,33.479999999999997,0,0,0,0,632.39999999999986]
["2022-07-17T18:00:00",4747,0,80,0.85,33.479999999999997,0,0,0,0,632.39999999999986]
["2022-07-17T19:00:00",4748,0,80,0.85,33.479999999999997,0,0,0,0,632.39999999999986]
["2022-07-17T20:00:00",4749,0,80,0.85,33.479999999999997,0,0,0,0,632.39999999999986]
["2022-07-17T21:00:00",4750,0,80,0.85,33.479999999999997,0,0,0,0,632.39999999999986]
["2022-07-17T22:00:00",4751,0,80,0.85,33.479999999999997,0,0,0,0,632.39999999999986]
["2022-07-17T23:00:00",4752,0,80,0.85,33.479999999999997,0,0,0,0,632.39999999999986]
["2022-07-18",4753,0,80,0.85,33.479999999999997,0,0,0,0,632.39999999999986]
["2022-07-18T01:00:00",4754,0,79,0.85,33.479999999999997,0,0,0,0,624.49499999999989]
["2022-07-18T02:00:00",4755,0,79,0.85,33.479999999999997,0,0,0,0,624.49499999999989]
["2022-07-18T03:00:00",4756,0,79,0.85,33.479999999999997,0,0,0,0,624.49499999999989]
["2022-07-18T04:00:00",4757,0,79,0.85,33.479999999999997,0,0,0,0,624.49499999999989]
["2022-07-18T05:00:00",4758,0,79,0.85,33.479999999999997,0,0,0,0,624.49499999999989]
["2022-07-18T06:00:00",4759,0,79,0.85,33.479999999999997,0,0,0,0,624.49499999999989]
["2022-07-18T07:00:00",4760,0,79,0.85,33.479999999999997,0,0,0,0,624.49499999999989]
["2022-07-18T08:00:00",4761,0,79,0.85,33.479999999999997,0,0,0,0,624.49499999999989]
["2022-07-18T09:00:00",4762,0,79,0.85,33.479999999999997,0,0,0,0,624.49499999999989]
["2022-07-18T10:00:00",4763,0,78,0.85,33.479999999999997,0,0,0,0,616.58999999999992]
["2022-07-18T11:00:00",4764,0,77,0.85,33.479999999999997,0,0,0,0,608.68499999999983]
["2022-07-18T12:00:00",4765,0,77,0.85,33.479999999999997,0,0,0,0,608.68499999999983]
["2022-07-18T13:00:00",4766,0,77,0.85,33.479999999999997,0,0,0,0,608.68499999999983]
["2022-07-18T14:00:00",4767,0,77,0.85,33.479999999999997,0,0,0,0,608.68499999999983]
["2022-07-18T15:00:00",4768,0,77,0.85,33.479999999999997,0,0,0,0,608.68499999999983]
["2022-07-18T16:00:00",4769,0,77,0.85,33.479999999999997,0,0,0,0,608.68499999999983]
["2022-07-18T17:00:00",4770,0,77,0.85,33.479999999999997,0,0,0,0,608.68499999999983]
["2022-07-18T18:00:00",4771,0,77,0.85,33.479999999999997,0,0,0,0,608.68499999999983]
["2022-07-18T19:00:00",4772,0,77,0.85,33.479999999999997,0,0,0,0,608.68499999999983]
["2022-07-18T20:00:00",4773,0,77,0.85,33.479999999999997,0,0,0,0,608.68499999999983]
["2022-07-18T21:00:00",4774,0,77,0.85,33.479999999999997,0,0,0,0,608.68499999999983]
["2022-07-18T22:00:00",4775,0,77,0.85,33.479999999999997,0,0,0,0,608.68499999999983]
["2022-07-18T23:00:00",4776,0,77,0.85,33.479999999999997,0,0,0,0,608.68499999999983]
["2022-07-19",4777,0,77,0.85,33.479999999999997,0,0,0,0,608.68499999999983]
["2022-07-19T01:00:00",4778,0,77,0.85,33.479999999999997,0,0,0,0,608.68499999999983]
["2022-07-19T02:00:00",4779,0,77,0.85,33.479999999999997,0,0,0,0,608.68499999999983]
["2022-07-19T03:00:00",4780,0,77,0.85,33.479999999999997,0,0,0,0,608.68499999999983]
["2022-07-19T04:00:00",4781,0,77,0.85,33.479999999999997,0,0,0,0,608.68499999999983]
["2022-07-19T05:00:00",4782,0,77,0.85,33.479999999999997,0,0,0,0,608.68499999999983]
["2022-07-19T06:00:00",4783,0,76,0.85,33.479999999999997,0,0,0,0,600.77999999999986]
["2022-07-19T07:00:00",4784,0,76,0.85,33.479999999999997,0,0,0,0,600.77999999999986]
["2022-07-19T08:00:00",4785,0,76,0.85,33.479999999999997,0,0,0,0,600.77999999999986]
["2022-07-19T09:00:00",4786,0,76,0.85,33.479999999999997,0,0,0,0,600.77999999999986]
["2022-07-19T10:00:00",4787,0,76,0.85,33.479999999999997,0,0,0,0,600.77999999999986]
["2022-07-19T11:00:00",4788,0,76,0.85,33.479999999999997,0,0,0,0,600.77999999999986]
["2022-07-19T12:00:00",4789,0,76,0.85,33.479999999999997,0,0,0,0,600.77999999999986]
["2022-07-19T13:00:00",4790,0,76,0.85,33.479999999999997,0,0,0,0,600.77999999999986]
["2022-07-19T14:00:00",4791,0,76,0.85,33.479999999999997,0,0,0,0,600.77999999999986]
["2022-07-19T15:00:00",4792,0,76,0.85,33.479999999999997,0,0,0,0,600.77999999999986]
["2022-07-19T16:00:00",4793,0,76,0.85,33.479999999999997,0,0,0,0,600.77999999999986]
["2022-07-19T17:00:00",4794,0,76,0.85,33.479999999999997,0,0,0,0,600.77999999999986]
["2022-07-19T18:00:00",4795,0,76,0.85,33.479999999999997,0,0,0,0,600.77999999999986]
["2022-07-19T19:00:00",4796,0,76,0.85,33.479999999999997,0,0,0,0,600.77999999999986]
["2022-07-19T20:00:00",4797,0,76,0.85,33.479999999999997,0,0,0,0,600.77999999999986]
["2022-07-19T21:00:00",4798,0,76,0.85,33.479999999999997,0,0,0,0,600.77999999999986]
["2022-07-19T22:00:00",4799,0,76,0.85,33.479999999999997,0,0,0,0,600.77999999999986]
["2022-07-19T23:00:00",4800,0,76,0.85,33.479999999999997,0,0,0,0,600.77999999999986]
["2022-07-20",4801,0,76,0.85,33.479999999999997,0,{"$f":"G4802/3600","v":0},0,0,600.77999999999986]
["2022-07-20T01:00:00",{"$f":"B4802+1","v":4802},0,76,0.85,33.479999999999997,{"$f":"C4803*F4803","v":0},0,{"$f":"H4803*E4803","v":0},{"$f":"I4803*1000/1","v":0},600.77999999999986]
["2022-07-20T02:00:00",4803,0,76,{"$f":"E4803","v":0.85},{"$f":"F4803","v":33.479999999999997},0,0,0,0,600.77999999999986]
["2022-07-20T03:00:00",4804,0,76,0.85,33.479999999999997,0,0,0,0,600.77999999999986]
["2022-07-20T04:00:00",4805,0,76,0.85,33.479999999999997,0,0,0,0,600.77999999999986]
["2022-07-20T05:00:00",4806,0,76,0.85,33.479999999999997,0,0,0,0,600.77999999999986]
["2022-07-20T06:00:00",4807,0,76,0.85,33.479999999999997,0,0,0,0,600.77999999999986]
["2022-07-20T07:00:00",4808,0,76,0.85,33.479999999999997,0,0,0,0,600.77999999999986]
["2022-07-20T08:00:00",4809,0,76,0.85,33.479999999999997,0,0,0,0,600.77999999999986]
["2022-07-20T09:00:00",4810,0,75,0.85,33.479999999999997,0,0,0,0,592.87499999999989]
["2022-07-20T10:00:00",4811,0,75,0.85,33.479999999999997,0,0,0,0,592.87499999999989]
["2022-07-20T11:00:00",4812,0,75,0.85,33.479999999999997,0,0,0,0,592.87499999999989]
["2022-07-20T12:00:00",4813,0,75,0.85,33.479999999999997,0,0,0,0,592.87499999999989]
["2022-07-20T13:00:00",4814,0,75,0.85,33.479999999999997,0,0,0,0,592.87499999999989]
["2022-07-20T14:00:00",4815,0,73,0.85,33.479999999999997,0,0,0,0,577.06499999999994]
["2022-07-20T15:00:00",4816,0,73,0.85,33.479999999999997,0,0,0,0,577.06499999999994]
["2022-07-20T16:00:00",4817,0,73,0.85,33.479999999999997,0,0,0,0,577.06499999999994]
["2022-07-20T17:00:00",4818,0,73,0.85,33.479999999999997,0,0,0,0,577.06499999999994]
["2022-07-20T18:00:00",4819,0,73,0.85,33.479999999999997,0,0,0,0,577.06499999999994]
["2022-07-20T19:00:00",4820,0,73,0.85,33.479999999999997,0,0,0,0,577.06499999999994]
["2022-07-20T20:00:00",4821,0,73,0.85,33.479999999999997,0,0,0,0,577.06499999999994]
["2022-07-20T21:00:00",4822,0,73,0.85,33.479999999999997,0,0,0,0,577.06499999999994]
["2022-07-20T22:00:00",4823,0,73,0.85,33.479999999999997,0,0,0,0,577.06499999999994]
["2022-07-20T23:00:00",4824,0,73,0.85,33.479999999999997,0,0,0,0,577.06499999999994]
["2022-07-21",4825,0,73,0.85,33.479999999999997,0,0,0,0,577.06499999999994]
["2022-07-21T01:00:00",4826,0,73,0.85,33.479999999999997,0,0,0,0,577.06499999999994]
["2022-07-21T02:00:00",4827,0,73,0.85,33.479999999999997,0,0,0,0,577.06499999999994]
["2022-07-21T03:00:00",4828,0,73,0.85,33.479999999999997,0,0,0,0,577.06499999999994]
["2022-07-21T04:00:00",4829,0,73,0.85,33.479999999999997,0,0,0,0,577.06499999999994]
["2022-07-21T05:00:00",4830,0,73,0.85,33.479999999999997,0,0,0,0,577.06499999999994]
["2022-07-21T06:00:00",4831,0,73,0.85,33.479999999999997,0,0,0,0,577.06499999999994]
["2022-07-21T07:00:00",4832,0,73,0.85,33.479999999999997,0,0,0,0,577.06499999999994]
["2022-07-21T08:00:00",4833,0,73,0.85,33.479999999999997,0,0,0,0,577.06499999999994]
["2022-07-21T09:00:00",4834,0,73,0.85,33.479999999999997,0,0,0,0,577.06499999999994]
["2022-07-21T10:00:00",4835,0,73,0.85,33.479999999999997,0,0,0,0,577.06499999999994]
["2022-07-21T11:00:00",4836,0,72,0.85,33.479999999999997,0,0,0,0,569.16]
["2022-07-21T12:00:00",4837,0,72,0.85,33.479999999999997,0,0,0,0,569.16]
["2022-07-21T13:00:00",4838,0,72,0.85,33.479999999999997,0,0,0,0,569.16]
["2022-07-21T14:00:00",4839,0,72,0.85,33.479999999999997,0,0,0,0,569.16]
["2022-07-21T15:00:00",4840,0,72,0.85,33.479999999999997,0,0,0,0,569.16]
["2022-07-21T16:00:00",4841,0,72,0.85,33.479999999999997,0,0,0,0,569.16]
["2022-07-21T17:00:00",4842,0,72,0.85,33.479999999999997,0,0,0,0,569.16]
["2022-07-21T18:00:00",4843,0,72,0.85,33.479999999999997,0,0,0,0,569.16]
["2022-07-21T19:00:00",4844,0,72,0.85,33.479999999999997,0,0,0,0,569.16]
["2022-07-21T20:00:00",4845,0,72,0.85,33.479999999999997,0,0,0,0,569.16]
["2022-07-21T21:00:00",4846,0,72,0.85,33.479999999999997,0,0,0,0,569.16]
["2022-07-21T22:00:00",4847,0,72,0.85,33.479999999999997,0,0,0,0,569.16]
["2022-07-21T23:00:00",4848,0,72,0.85,33.479999999999997,0,0,0,0,569.16]
["2022-07-22",4849,0,72,0.85,33.479999999999997,0,0,0,0,569.16]
["2022-07-22T01:00:00",4850,0,72,0.85,33.479999999999997,0,0,0,0,569.16]
["2022-07-22T02:00:00",4851,0,72,0.85,33.479999999999997,0,0,0,0,569.16]
["2022-07-22T03:00:00",4852,0,72,0.85,33.479999999999997,0,0,0,0,569.16]
["2022-07-22T04:00:00",4853,0,72,0.85,33.479999999999997,0,0,0,0,569.16]
["2022-07-22T05:00:00",4854,0,72,0.85,33.479999999999997,0,0,0,0,569.16]
["2022-07-22T06:00:00",4855,0,71,0.85,33.479999999999997,0,0,0,0,561.255]
["2022-07-22T07:00:00",4856,0,71,0.85,33.479999999999997,0,0,0,0,561.255]
["2022-07-22T08:00:00",4857,0,71,0.85,33.479999999999997,0,0,0,0,561.255]
["2022-07-22T09:00:00",4858,0,71,0.85,33.479999999999997,0,0,0,0,561.255]
["2022-07-22T10:00:00",4859,0,71,0.85,33.479999999999997,0,0,0,0,561.255]
["2022-07-22T11:00:00",4860,0,71,0.85,33.479999999999997,0,0,0,0,561.255]
["2022-07-22T12:00:00",4861,0,71,0.85,33.479999999999997,0,0,0,0,561.255]
["2022-07-22T13:00:00",4862,0,71,0.85,33.479999999999997,0,0,0,0,561.255]
["2022-07-22T14:00:00",4863,0,71,0.85,33.479999999999997,0,0,0,0,561.255]
["2022-07-22T15:00:00",4864,0,71,0.85,33.479999999999997,0,0,0,0,561.255]
["2022-07-22T16:00:00",4865,0,70,0.85,33.479999999999997,0,{"$f":"G4866/3600","v":0},0,0,553.35]
["2022-07-22T17:00:00",{"$f":"B4866+1","v":4866},0,70,0.85,33.479999999999997,{"$f":"C4867*F4867","v":0},0,{"$f":"H4867*E4867","v":0},{"$f":"I4867*1000/1","v":0},553.35]
["2022-07-22T18:00:00",4867,0,70,{"$f":"E4867","v":0.85},{"$f":"F4867","v":33.479999999999997},0,0,0,0,553.35]
["2022-07-22T19:00:00",4868,0,70,0.85,33.479999999999997,0,0,0,0,553.35]
["2022-07-22T20:00:00",4869,0,69,0.85,33.479999999999997,0,0,0,0,545.44499999999994]
["2022-07-22T21:00:00",4870,0,69,0.85,33.479999999999997,0,0,0,0,545.44499999999994]
["2022-07-22T22:00:00",4871,0,69,0.85,33.479999999999997,0,0,0,0,545.44499999999994]
["2022-07-22T23:00:00",4872,0,69,0.85,33.479999999999997,0,0,0,0,545.44499999999994]
["2022-07-23",4873,0,69,0.85,33.479999999999997,0,0,0,0,545.44499999999994]
["2022-07-23T01:00:00",4874,0,69,0.85,33.479999999999997,0,0,0,0,545.44499999999994]
["2022-07-23T02:00:00",4875,0,69,0.85,33.479999999999997,0,0,0,0,545.44499999999994]
["2022-07-23T03:00:00",4876,0,69,0.85,33.479999999999997,0,0,0,0,545.44499999999994]
["2022-07-23T04:00:00",4877,0,69,0.85,33.479999999999997,0,0,0,0,545.44499999999994]
["2022-07-23T05:00:00",4878,0,69,0.85,33.479999999999997,0,0,0,0,545.44499999999994]
["2022-07-23T06:00:00",4879,0,69,0.85,33.479999999999997,0,0,0,0,545.44499999999994]
["2022-07-23T07:00:00",4880,0,69,0.85,33.479999999999997,0,0,0,0,545.44499999999994]
["2022-07-23T08:00:00",4881,0,69,0.85,33.479999999999997,0,0,0,0,545.44499999999994]
["2022-07-23T09:00:00",4882,0,69,0.85,33.479999999999997,0,0,0,0,545.44499999999994]
["2022-07-23T10:00:00",4883,0,69,0.85,33.479999999999997,0,0,0,0,545.44499999999994]
["2022-07-23T11:00:00",4884,0,69,0.85,33.479999999999997,0,0,0,0,545.44499999999994]
["2022-07-23T12:00:00",4885,0,69,0.85,33.479999999999997,0,0,0,0,545.44499999999994]
["2022-07-23T13:00:00",4886,0,68,0.85,33.479999999999997,0,0,0,0,537.54]
["2022-07-23T14:00:00",4887,0,68,0.85,33.479999999999997,0,0,0,0,537.54]
["2022-07-23T15:00:00",4888,0,68,0.85,33.479999999999997,0,0,0,0,537.54]
["2022-07-23T16:00:00",4889,0,68,0.85,33.479999999999997,0,0,0,0,537.54]
["2022-07-23T17:00:00",4890,0,68,0.85,33.479999999999997,0,0,0,0,537.54]
["2022-07-23T18:00:00",4891,0,68,0.85,33.479999999999997,0,0,0,0,537.54]
["2022-07-23T19:00:00",4892,0,68,0.85,33.479999999999997,0,0,0,0,537.54]
["2022-07-23T20:00:00",4893,0,68,0.85,33.479999999999997,0,0,0,0,537.54]
["2022-07-23T21:00:00",4894,0,68,0.85,33.479999999999997,0,0,0,0,537.54]
["2022-07-23T22:00:00",4895,0,68,0.85,33.479999999999997,0,0,0,0,537.54]
["2022-07-23T23:00:00",4896,0,68,0.85,33.479999999999997,0,0,0,0,537.54]
["2022-07-24",4897,0,68,0.85,33.479999999999997,0,0,0,0,537.54]
["2022-07-24T01:00:00",4898,0,68,0.85,33.479999999999997,0,0,0,0,537.54]
["2022-07-24T02:00:00",4899,0,68,0.85,33.479999999999997,0,0,0,0,537.54]
["2022-07-24T03:00:00",4900,0,68,0.85,33.479999999999997,0,0,0,0,537.54]
["2022-07-24T04:00:00",4901,0,68,0.85,33.479999999999997,0,0,0,0,537.54]
["2022-07-24T05:00:00",4902,0,68,0.85,33.479999999999997,0,0,0,0,537.54]
["2022-07-24T06:00:00",4903,0,68,0.85,33.479999999999997,0,0,0,0,537.54]
["2022-07-24T07:00:00",4904,0,68,0.85,33.479999999999997,0,0,0,0,537.54]
["2022-07-24T08:00:00",4905,0,68,0.85,33.479999999999997,0,0,0,0,537.54]
["2022-07-24T09:00:00",4906,0,68,0.85,33.479999999999997,0,0,0,0,537.54]
["2022-07-24T10:00:00",4907,0,68,0.85,33.479999999999997,0,0,0,0,537.54]
["2022-07-24T11:00:00",4908,0,68,0.85,33.479999999999997,0,0,0,0,537.54]
["2022-07-24T12:00:00",4909,0,68,0.85,33.479999999999997,0,0,0,0,537.54]
["2022-07-24T13:00:00",4910,0,68,0.85,33.479999999999997,0,0,0,0,537.54]
["2022-07-24T14:00:00",4911,0,67,0.85,33.479999999999997,0,0,0,0,529.63499999999999]
["2022-07-24T15:00:00",4912,0,67,0.85,33.479999999999997,0,0,0,0,529.63499999999999]
["2022-07-24T16:00:00",4913,0,67,0.85,33.479999999999997,0,0,0,0,529.63499999999999]
["2022-07-24T17:00:00",4914,0,67,0.85,33.479999999999997,0,0,0,0,529.63499999999999]
["2022-07-24T18:00:00",4915,0,67,0.85,33.479999999999997,0,0,0,0,529.63499999999999]
["2022-07-24T19:00:00",4916,0,67,0.85,33.479999999999997,0,0,0,0,529.63499999999999]
["2022-07-24T20:00:00",4917,0,67,0.85,33.479999999999997,0,0,0,0,529.63499999999999]
["2022-07-24T21:00:00",4918,0,67,0.85,33.479999999999997,0,0,0,0,529.63499999999999]
["2022-07-24T22:00:00",4919,0,67,0.85,33.479999999999997,0,0,0,0,529.63499999999999]
["2022-07-24T23:00:00",4920,0,67,0.85,33.479999999999997,0,0,0,0,529.63499999999999]
["2022-07-25",4921,0,67,0.85,33.479999999999997,0,0,0,0,529.63499999999999]
["2022-07-25T01:00:00",4922,0,67,0.85,33.479999999999997,0,0,0,0,529.63499999999999]
["2022-07-25T02:00:00",4923,0,67,0.85,33.479999999999997,0,0,0,0,529.63499999999999]
["2022-07-25T03:00:00",4924,0,67,0.85,33.479999999999997,0,0,0,0,529.63499999999999]
["2022-07-25T04:00:00",4925,0,67,0.85,33.479999999999997,0,0,0,0,529.63499999999999]
["2022-07-25T05:00:00",4926,0,67,0.85,33.479999999999997,0,0,0,0,529.63499999999999]
["2022-07-25T06:00:00",4927,0,67,0.85,33.479999999999997,0,0,0,0,529.63499999999999]
["2022-07-25T07:00:00",4928,0,67,0.85,33.479999999999997,0,0,0,0,529.63499999999999]
["2022-07-25T08:00:00",4929,0,67,0.85,33.479999999999997,0,{"$f":"G4930/3600","v":0},0,0,529.63499999999999]
["2022-07-25T09:00:00",{"$f":"B4930+1","v":4930},0,66,0.85,33.479999999999997,{"$f":"C4931*F4931","v":0},0,{"$f":"H4931*E4931","v":0},{"$f":"I4931*1000/1","v":0},521.7299999999999]
["2022-07-25T10:00:00",4931,0,66,{"$f":"E4931","v":0.85},{"$f":"F4931","v":33.479999999999997},0,0,0,0,521.7299999999999]
["2022-07-25T11:00:00",4932,0,66,0.85,33.479999999999997,0,0,0,0,521.7299999999999]
["2022-07-25T12:00:00",4933,0,66,0.85,33.479999999999997,0,0,0,0,521.7299999999999]
["2022-07-25T13:00:00",4934,0,66,0.85,33.479999999999997,0,0,0,0,521.7299999999999]
["2022-07-25T14:00:00",4935,0,66,0.85,33.479999999999997,0,0,0,0,521.7299999999999]
["2022-07-25T15:00:00",4936,0,66,0.85,33.479999999999997,0,0,0,0,521.7299999999999]
["2022-07-25T16:00:00",4937,0,65,0.85,33.479999999999997,0,0,0,0,513.82499999999993]
["2022-07-25T17:00:00",4938,0,65,0.85,33.479999999999997,0,0,0,0,513.82499999999993]
["2022-07-25T18:00:00",4939,0,65,0.85,33.479999999999997,0,0,0,0,513.82499999999993]
["2022-07-25T19:00:00",4940,0,65,0.85,33.479999999999997,0,0,0,0,513.82499999999993]
["2022-07-25T20:00:00",4941,0,65,0.85,33.479999999999997,0,0,0,0,513.82499999999993]
["2022-07-25T21:00:00",4942,0,65,0.85,33.479999999999997,0,0,0,0,513.82499999999993]
["2022-07-25T22:00:00",4943,0,65,0.85,33.479999999999997,0,0,0,0,513.82499999999993]
["2022-07-25T23:00:00",4944,0,65,0.85,33.479999999999997,0,0,0,0,513.82499999999993]
["2022-07-26",4945,0,65,0.85,33.479999999999997,0,0,0,0,513.82499999999993]
["2022-07-26T01:00:00",4946,0,65,0.85,33.479999999999997,0,0,0,0,513.82499999999993]
["2022-07-26T02:00:00",4947,0,65,0.85,33.479999999999997,0,0,0,0,513.82499999999993]
["2022-07-26T03:00:00",4948,0,65,0.85,33.479999999999997,0,0,0,0,513.82499999999993]
["2022-07-26T04:00:00",4949,0,65,0.85,33.479999999999997,0,0,0,0,513.82499999999993]
["2022-07-26T05:00:00",4950,0,65,0.85,33.479999999999997,0,0,0,0,513.82499999999993]
["2022-07-26T06:00:00",4951,0,65,0.85,33.479999999999997,0,0,0,0,513.82499999999993]
["2022-07-26T07:00:00",4952,0,65,0.85,33.479999999999997,0,0,0,0,513.82499999999993]
["2022-07-26T08:00:00",4953,0,65,0.85,33.479999999999997,0,0,0,0,513.82499999999993]
["2022-07-26T09:00:00",4954,0,65,0.85,33.479999999999997,0,0,0,0,513.82499999999993]
["2022-07-26T10:00:00",4955,0,65,0.85,33.479999999999997,0,0,0,0,513.82499999999993]
["2022-07-26T11:00:00",4956,0,65,0.85,33.479999999999997,0,0,0,0,513.82499999999993]
["2022-07-26T12:00:00",4957,0,64,0.85,33.479999999999997,0,0,0,0,505.9199999999999]
["2022-07-26T13:00:00",4958,0,64,0.85,33.479999999999997,0,0,0,0,505.9199999999999]
["2022-07-26T14:00:00",4959,0,64,0.85,33.479999999999997,0,0,0,0,505.9199999999999]
["2022-07-26T15:00:00",4960,0,64,0.85,33.479999999999997,0,0,0,0,505.9199999999999]
["2022-07-26T16:00:00",4961,0,64,0.85,33.479999999999997,0,0,0,0,505.9199999999999]
["2022-07-26T17:00:00",4962,0,64,0.85,33.479999999999997,0,0,0,0,505.9199999999999]
["2022-07-26T18:00:00",4963,0,64,0.85,33.479999999999997,0,0,0,0,505.9199999999999]
["2022-07-26T19:00:00",4964,0,64,0.85,33.479999999999997,0,0,0,0,505.9199999999999]
["2022-07-26T20:00:00",4965,0,64,0.85,33.479999999999997,0,0,0,0,505.9199999999999]
["2022-07-26T21:00:00",4966,0,64,0.85,33.479999999999997,0,0,0,0,505.9199999999999]
["2022-07-26T22:00:00",4967,0,64,0.85,33.479999999999997,0,0,0,0,505.9199999999999]
["2022-07-26T23:00:00",4968,0,64,0.85,33.479999999999997,0,0,0,0,505.9199999999999]
["2022-07-27",4969,0,64,0.85,33.479999999999997,0,0,0,0,505.9199999999999]
["2022-07-27T01:00:00",4970,0,64,0.85,33.479999999999997,0,0,0,0,505.9199999999999]
["2022-07-27T02:00:00",4971,0,64,0.85,33.479999999999997,0,0,0,0,505.9199999999999]
["2022-07-27T03:00:00",4972,0,64,0.85,33.479999999999997,0,0,0,0,505.9199999999999]
["2022-07-27T04:00:00",4973,0,64,0.85,33.479999999999997,0,0,0,0,505.9199999999999]
["2022-07-27T05:00:00",4974,0,64,0.85,33.479999999999997,0,0,0,0,505.9199999999999]
["2022-07-27T06:00:00",4975,0,64,0.85,33.479999999999997,0,0,0,0,505.9199999999999]
["2022-07-27T07:00:00",4976,0,64,0.85,33.479999999999997,0,0,0,0,505.9199999999999]
["2022-07-27T08:00:00",4977,0,64,0.85,33.479999999999997,0,0,0,0,505.9199999999999]
["2022-07-27T09:00:00",4978,0,64,0.85,33.479999999999997,0,0,0,0,505.9199999999999]
["2022-07-27T10:00:00",4979,0,64,0.85,33.479999999999997,0,0,0,0,505.9199999999999]
["2022-07-27T11:00:00",4980,0,64,0.85,33.479999999999997,0,0,0,0,505.9199999999999]
["2022-07-27T12:00:00",4981,0,64,0.85,33.479999999999997,0,0,0,0,505.9199999999999]
["2022-07-27T13:00:00",4982,0,64,0.85,33.479999999999997,0,0,0,0,505.9199999999999]
["2022-07-27T14:00:00",4983,0,64,0.85,33.479999999999997,0,0,0,0,505.9199999999999]
["2022-07-27T15:00:00",4984,0,64,0.85,33.479999999999997,0,0,0,0,505.9199999999999]
["2022-07-27T16:00:00",4985,0,64,0.85,33.479999999999997,0,0,0,0,505.9199999999999]
["2022-07-27T17:00:00",4986,0,64,0.85,33.479999999999997,0,0,0,0,505.9199999999999]
["2022-07-27T18:00:00",4987,0,64,0.85,33.479999999999997,0,0,0,0,505.9199999999999]
["2022-07-27T19:00:00",4988,0,64,0.85,33.479999999999997,0,0,0,0,505.9199999999999]
["2022-07-27T20:00:00",4989,0,64,0.85,33.479999999999997,0,0,0,0,505.9199999999999]
["2022-07-27T21:00:00",4990,0,64,0.85,33.479999999999997,0,0,0,0,505.9199999999999]
["2022-07-27T22:00:00",4991,0,64,0.85,33.479999999999997,0,0,0,0,505.9199999999999]
["2022-07-27T23:00:00",4992,0,64,0.85,33.479999999999997,0,0,0,0,505.9199999999999]
["2022-07-28",4993,0,64,0.85,33.479999999999997,0,{"$f":"G4994/3600","v":0},0,0,505.9199999999999]
["2022-07-28T01:00:00",{"$f":"B4994+1","v":4994},0,64,0.85,33.479999999999997,{"$f":"C4995*F4995","v":0},0,{"$f":"H4995*E4995","v":0},{"$f":"I4995*1000/1","v":0},505.9199999999999]
["2022-07-28T02:00:00",4995,0,64,{"$f":"E4995","v":0.85},{"$f":"F4995","v":33.479999999999997},0,0,0,0,505.9199999999999]
["2022-07-28T03:00:00",4996,0,64,0.85,33.479999999999997,0,0,0,0,505.9199999999999]
["2022-07-28T04:00:00",4997,0,64,0.85,33.479999999999997,0,0,0,0,505.9199999999999]
["2022-07-28T05:00:00",4998,0,64,0.85,33.479999999999997,0,0,0,0,505.9199999999999]
["2022-07-28T06:00:00",4999,0,64,0.85,33.479999999999997,0,0,0,0,505.9199999999999]
["2022-07-28T07:00:00",5000,0,64,0.85,33.479999999999997,0,0,0,0,505.9199999999999]
["2022-07-28T08:00:00",5001,0,64,0.85,33.479999999999997,0,0,0,0,505.9199999999999]
["2022-07-28T09:00:00",5002,0,64,0.85,33.479999999999997,0,0,0,0,505.9199999999999]
["2022-07-28T10:00:00",5003,0,64,0.85,33.479999999999997,0,0,0,0,505.9199999999999]
["2022-07-28T11:00:00",5004,0,64,0.85,33.479999999999997,0,0,0,0,505.9199999999999]
["2022-07-28T12:00:00",5005,0,64,0.85,33.479999999999997,0,0,0,0,505.9199999999999]
["2022-07-28T13:00:00",5006,0,64,0.85,33.479999999999997,0,0,0,0,505.9199999999999]
["2022-07-28T14:00:00",5007,0,64,0.85,33.479999999999997,0,0,0,0,505.9199999999999]
["2022-07-28T15:00:00",5008,0,64,0.85,33.479999999999997,0,0,0,0,505.9199999999999]
["2022-07-28T16:00:00",5009,0,64,0.85,33.479999999999997,0,0,0,0,505.9199999999999]
["2022-07-28T17:00:00",5010,0,64,0.85,33.479999999999997,0,0,0,0,505.9199999999999]
["2022-07-28T18:00:00",5011,0,64,0.85,33.479999999999997,0,0,0,0,505.9199999999999]
["2022-07-28T19:00:00",5012,0,64,0.85,33.479999999999997,0,0,0,0,505.9199999999999]
["2022-07-28T20:00:00",5013,0,64,0.85,33.479999999999997,0,0,0,0,505.9199999999999]
["2022-07-28T21:00:00",5014,0,64,0.85,33.479999999999997,0,0,0,0,505.9199999999999]
["2022-07-28T22:00:00",5015,0,64,0.85,33.479999999999997,0,0,0,0,505.9199999999999]
["2022-07-28T23:00:00",5016,0,64,0.85,33.479999999999997,0,0,0,0,505.9199999999999]
["2022-07-29",5017,0,64,0.85,33.479999999999997,0,0,0,0,505.9199999999999]
["2022-07-29T01:00:00",5018,0,64,0.85,33.479999999999997,0,0,0,0,505.9199999999999]
["2022-07-29T02:00:00",5019,0,64,0.85,33.479999999999997,0,0,0,0,505.9199999999999]
["2022-07-29T03:00:00",5020,0,64,0.85,33.479999999999997,0,0,0,0,505.9199999999999]
["2022-07-29T04:00:00",5021,0,63,0.85,33.479999999999997,0,0,0,0,498.01499999999999]
["2022-07-29T05:00:00",5022,0,63,0.85,33.479999999999997,0,0,0,0,498.01499999999999]
["2022-07-29T06:00:00",5023,0,63,0.85,33.479999999999997,0,0,0,0,498.01499999999999]
["2022-07-29T07:00:00",5024,0,63,0.85,33.479999999999997,0,0,0,0,498.01499999999999]
["2022-07-29T08:00:00",5025,0,63,0.85,33.479999999999997,0,0,0,0,498.01499999999999]
["2022-07-29T09:00:00",5026,0,63,0.85,33.479999999999997,0,0,0,0,498.01499999999999]
["2022-07-29T10:00:00",5027,0,63,0.85,33.479999999999997,0,0,0,0,498.01499999999999]
["2022-07-29T11:00:00",5028,0,63,0.85,33.479999999999997,0,0,0,0,498.01499999999999]
["2022-07-29T12:00:00",5029,0,63,0.85,33.479999999999997,0,0,0,0,498.01499999999999]
["2022-07-29T13:00:00",5030,0,63,0.85,33.479999999999997,0,0,0,0,498.01499999999999]
["2022-07-29T14:00:00",5031,0,63,0.85,33.479999999999997,0,0,0,0,498.01499999999999]
["2022-07-29T15:00:00",5032,0,63,0.85,33.479999999999997,0,0,0,0,498.01499999999999]
["2022-07-29T16:00:00",5033,0,63,0.85,33.479999999999997,0,0,0,0,498.01499999999999]
["2022-07-29T17:00:00",5034,0,63,0.85,33.479999999999997,0,0,0,0,498.01499999999999]
["2022-07-29T18:00:00",5035,0,63,0.85,33.479999999999997,0,0,0,0,498.01499999999999]
["2022-07-29T19:00:00",5036,0,63,0.85,33.479999999999997,0,0,0,0,498.01499999999999]
["2022-07-29T20:00:00",5037,0,63,0.85,33.479999999999997,0,0,0,0,498.01499999999999]
["2022-07-29T21:00:00",5038,0,63,0.85,33.479999999999997,0,0,0,0,498.01499999999999]
["2022-07-29T22:00:00",5039,0,62,0.85,33.479999999999997,0,0,0,0,490.1099999999999]
["2022-07-29T23:00:00",5040,0,62,0.85,33.479999999999997,0,0,0,0,490.1099999999999]
["2022-07-30",5041,0,62,0.85,33.479999999999997,0,0,0,0,490.1099999999999]
["2022-07-30T01:00:00",5042,0,62,0.85,33.479999999999997,0,0,0,0,490.1099999999999]
["2022-07-30T02:00:00",5043,0,62,0.85,33.479999999999997,0,0,0,0,490.1099999999999]
["2022-07-30T03:00:00",5044,0,62,0.85,33.479999999999997,0,0,0,0,490.1099999999999]
["2022-07-30T04:00:00",5045,0,62,0.85,33.479999999999997,0,0,0,0,490.1099999999999]
["2022-07-30T05:00:00",5046,0,62,0.85,33.479999999999997,0,0,0,0,490.1099999999999]
["2022-07-30T06:00:00",5047,0,62,0.85,33.479999999999997,0,0,0,0,490.1099999999999]
["2022-07-30T07:00:00",5048,0,62,0.85,33.479999999999997,0,0,0,0,490.1099999999999]
["2022-07-30T08:00:00",5049,0,62,0.85,33.479999999999997,0,0,0,0,490.1099999999999]
["2022-07-30T09:00:00",5050,0,62,0.85,33.479999999999997,0,0,0,0,490.1099999999999]
["2022-07-30T10:00:00",5051,0,62,0.85,33.479999999999997,0,0,0,0,490.1099999999999]
["2022-07-30T11:00:00",5052,0,62,0.85,33.479999999999997,0,0,0,0,490.1099999999999]
["2022-07-30T12:00:00",5053,0,61,0.85,33.479999999999997,0,0,0,0,482.20499999999993]
["2022-07-30T13:00:00",5054,0,61,0.85,33.479999999999997,0,0,0,0,482.20499999999993]
["2022-07-30T14:00:00",5055,0,61,0.85,33.479999999999997,0,0,0,0,482.20499999999993]
["2022-07-30T15:00:00",5056,0,61,0.85,33.479999999999997,0,0,0,0,482.20499999999993]
["2022-07-30T16:00:00",5057,0,61,0.85,33.479999999999997,0,{"$f":"G5058/3600","v":0},0,0,482.20499999999993]
["2022-07-30T17:00:00",{"$f":"B5058+1","v":5058},0,60,0.85,33.479999999999997,{"$f":"C5059*F5059","v":0},0,{"$f":"H5059*E5059","v":0},{"$f":"I5059*1000/1","v":0},474.29999999999995]
["2022-07-30T18:00:00",5059,0,60,{"$f":"E5059","v":0.85},{"$f":"F5059","v":33.479999999999997},0,0,0,0,474.29999999999995]
["2022-07-30T19:00:00",5060,0,60,0.85,33.479999999999997,0,0,0,0,474.29999999999995]
["2022-07-30T20:00:00",5061,0,60,0.85,33.479999999999997,0,0,0,0,474.29999999999995]
["2022-07-30T21:00:00",5062,0,60,0.85,33.479999999999997,0,0,0,0,474.29999999999995]
["2022-07-30T22:00:00",5063,0,60,0.85,33.479999999999997,0,0,0,0,474.29999999999995]
["2022-07-30T23:00:00",5064,0,60,0.85,33.479999999999997,0,0,0,0,474.29999999999995]
["2022-07-31",5065,0,60,0.85,33.479999999999997,0,0,0,0,474.29999999999995]
["2022-07-31T01:00:00",5066,0,60,0.85,33.479999999999997,0,0,0,0,474.29999999999995]
["2022-07-31T02:00:00",5067,0,60,0.85,33.479999999999997,0,0,0,0,474.29999999999995]
["2022-07-31T03:00:00",5068,0,60,0.85,33.479999999999997,0,0,0,0,474.29999999999995]
["2022-07-31T04:00:00",5069,0,60,0.85,33.479999999999997,0,0,0,0,474.29999999999995]
["2022-07-31T05:00:00",5070,0,60,0.85,33.479999999999997,0,0,0,0,474.29999999999995]
["2022-07-31T06:00:00",5071,0,60,0.85,33.479999999999997,0,0,0,0,474.29999999999995]
["2022-07-31T07:00:00",5072,0,60,0.85,33.479999999999997,0,0,0,0,474.29999999999995]
["2022-07-31T08:00:00",5073,0,60,0.85,33.479999999999997,0,0,0,0,474.29999999999995]
["2022-07-31T09:00:00",5074,0,60,0.85,33.479999999999997,0,0,0,0,474.29999999999995]
["2022-07-31T10:00:00",5075,0,60,0.85,33.479999999999997,0,0,0,0,474.29999999999995]
["2022-07-31T11:00:00",5076,0,60,0.85,33.479999999999997,0,0,0,0,474.29999999999995]
["2022-07-31T12:00:00",5077,0,60,0.85,33.479999999999997,0,0,0,0,474.29999999999995]
["2022-07-31T13:00:00",5078,0,60,0.85,33.479999999999997,0,0,0,0,474.29999999999995]
["2022-07-31T14:00:00",5079,0,60,0.85,33.479999999999997,0,0,0,0,474.29999999999995]
["2022-07-31T15:00:00",5080,0,59,0.85,33.479999999999997,0,0,0,0,466.39499999999992]
["2022-07-31T16:00:00",5081,0,59,0.85,33.479999999999997,0,0,0,0,466.39499999999992]
["2022-07-31T17:00:00",5082,0,59,0.85,33.479999999999997,0,0,0,0,466.39499999999992]
["2022-07-31T18:00:00",5083,0,59,0.85,33.479999999999997,0,0,0,0,466.39499999999992]
["2022-07-31T19:00:00",5084,0,59,0.85,33.479999999999997,0,0,0,0,466.39499999999992]
["2022-07-31T20:00:00",5085,0,59,0.85,33.479999999999997,0,0,0,0,466.39499999999992]
["2022-07-31T21:00:00",5086,0,59,0.85,33.479999999999997,0,0,0,0,466.39499999999992]
["2022-07-31T22:00:00",5087,0,59,0.85,33.479999999999997,0,0,0,0,466.39499999999992]
["2022-07-31T23:00:00",5088,0,59,0.85,33.479999999999997,0,0,0,0,466.39499999999992]
["2022-08-01",5089,0,59,0.85,33.479999999999997,0,0,0,0,466.39499999999992]
["2022-08-01T01:00:00",5090,0,59,0.85,33.479999999999997,0,0,0,0,466.39499999999992]
["2022-08-01T02:00:00",5091,0,59,0.85,33.479999999999997,0,0,0,0,466.39499999999992]
["2022-08-01T03:00:00",5092,0,59,0.85,33.479999999999997,0,0,0,0,466.39499999999992]
["2022-08-01T04:00:00",5093,0,59,0.85,33.479999999999997,0,0,0,0,466.39499999999992]
["2022-08-01T05:00:00",5094,0,59,0.85,33.479999999999997,0,0,0,0,466.39499999999992]
["2022-08-01T06:00:00",5095,0,58,0.85,33.479999999999997,0,0,0,0,458.48999999999995]
["2022-08-01T07:00:00",5096,0,58,0.85,33.479999999999997,0,0,0,0,458.48999999999995]
["2022-08-01T08:00:00",5097,0,58,0.85,33.479999999999997,0,0,0,0,458.48999999999995]
["2022-08-01T09:00:00",5098,0,57,0.85,33.479999999999997,0,0,0,0,450.58500000000004]
["2022-08-01T10:00:00",5099,0,56,0.85,33.479999999999997,0,0,0,0,442.67999999999989]
["2022-08-01T11:00:00",5100,0,56,0.85,33.479999999999997,0,0,0,0,442.67999999999989]
["2022-08-01T12:00:00",5101,0,56,0.85,33.479999999999997,0,0,0,0,442.67999999999989]
["2022-08-01T13:00:00",5102,0,56,0.85,33.479999999999997,0,0,0,0,442.67999999999989]
["2022-08-01T14:00:00",5103,0,56,0.85,33.479999999999997,0,0,0,0,442.67999999999989]
["2022-08-01T15:00:00",5104,0,56,0.85,33.479999999999997,0,0,0,0,442.67999999999989]
["2022-08-01T16:00:00",5105,0,56,0.85,33.479999999999997,0,0,0,0,442.67999999999989]
["2022-08-01T17:00:00",5106,0,56,0.85,33.479999999999997,0,0,0,0,442.67999999999989]
["2022-08-01T18:00:00",5107,0,56,0.85,33.479999999999997,0,0,0,0,442.67999999999989]
["2022-08-01T19:00:00",5108,0,56,0.85,33.479999999999997,0,0,0,0,442.67999999999989]
["2022-08-01T20:00:00",5109,0,56,0.85,33.479999999999997,0,0,0,0,442.67999999999989]
["2022-08-01T21:00:00",5110,0,56,0.85,33.479999999999997,0,0,0,0,442.67999999999989]
["2022-08-01T22:00:00",5111,0,56,0.85,33.479999999999997,0,0,0,0,442.67999999999989]
["2022-08-01T23:00:00",5112,0,56,0.85,33.479999999999997,0,0,0,0,442.67999999999989]
["2022-08-02",5113,0,56,0.85,33.479999999999997,0,0,0,0,442.67999999999989]
["2022-08-02T01:00:00",5114,0,56,0.85,33.479999999999997,0,0,0,0,442.67999999999989]
["2022-08-02T02:00:00",5115,0,56,0.85,33.479999999999997,0,0,0,0,442.67999999999989]
["2022-08-02T03:00:00",5116,0,56,0.85,33.479999999999997,0,0,0,0,442.67999999999989]
["2022-08-02T04:00:00",5117,0,55,0.85,33.479999999999997,0,0,0,0,434.77499999999998]
["2022-08-02T05:00:00",5118,0,55,0.85,33.479999999999997,0,0,0,0,434.77499999999998]
["2022-08-02T06:00:00",5119,0,55,0.85,33.479999999999997,0,0,0,0,434.77499999999998]
["2022-08-02T07:00:00",5120,0,55,0.85,33.479999999999997,0,0,0,0,434.77499999999998]
["2022-08-02T08:00:00",5121,0,55,0.85,33.479999999999997,0,{"$f":"G5122/3600","v":0},0,0,434.77499999999998]
["2022-08-02T09:00:00",{"$f":"B5122+1","v":5122},0,54,0.85,33.479999999999997,{"$f":"C5123*F5123","v":0},0,{"$f":"H5123*E5123","v":0},{"$f":"I5123*1000/1","v":0},426.86999999999995]
["2022-08-02T10:00:00",5123,0,54,{"$f":"E5123","v":0.85},{"$f":"F5123","v":33.479999999999997},0,0,0,0,426.86999999999995]
["2022-08-02T11:00:00",5124,0,53,0.85,33.479999999999997,0,0,0,0,418.96499999999992]
["2022-08-02T12:00:00",5125,0,53,0.85,33.479999999999997,0,0,0,0,418.96499999999992]
["2022-08-02T13:00:00",5126,0,52,0.85,33.479999999999997,0,0,0,0,411.06]
["2022-08-02T14:00:00",5127,0,52,0.85,33.479999999999997,0,0,0,0,411.06]
["2022-08-02T15:00:00",5128,0,52,0.85,33.479999999999997,0,0,0,0,411.06]
["2022-08-02T16:00:00",5129,0,51,0.85,33.479999999999997,0,0,0,0,403.15499999999992]
["2022-08-02T17:00:00",5130,0,40,0.85,33.479999999999997,0,0,0,0,316.19999999999993]
["2022-08-02T18:00:00",5131,0,40,0.85,33.479999999999997,0,0,0,0,316.19999999999993]
["2022-08-02T19:00:00",5132,0,40,0.85,33.479999999999997,0,0,0,0,316.19999999999993]
["2022-08-02T20:00:00",5133,0,39,0.85,33.479999999999997,0,0,0,0,308.29499999999996]
["2022-08-02T21:00:00",5134,0,37,0.85,33.479999999999997,0,0,0,0,292.48500000000001]
["2022-08-02T22:00:00",5135,0,35,0.85,33.479999999999997,0,0,0,0,276.67500000000001]
["2022-08-02T23:00:00",5136,0,24,0.85,33.479999999999997,0,0,0,0,189.71999999999997]
["2022-08-03",5137,0,21,0.85,33.479999999999997,0,0,0,0,166.005]
["2022-08-03T01:00:00",5138,0,20,0.85,33.479999999999997,0,0,0,0,158.09999999999997]
["2022-08-03T02:00:00",5139,0,12,0.85,33.479999999999997,0,0,0,0,94.859999999999985]
["2022-08-03T03:00:00",5140,0,12,0.85,33.479999999999997,0,0,0,0,94.859999999999985]
["2022-08-03T04:00:00",5141,0,12,0.85,33.479999999999997,0,0,0,0,94.859999999999985]
["2022-08-03T05:00:00",5142,0,4,0.85,33.479999999999997,0,0,0,0,31.619999999999994]
["2022-08-03T06:00:00",5143,0,4,0.85,33.479999999999997,0,0,0,0,31.619999999999994]
["2022-08-03T07:00:00",5144,0,0,0.85,33.479999999999997,0,0,0,0,0]
["2022-08-03T08:00:00",5145,0,0,0.85,33.479999999999997,0,0,0,0,0]
["2022-08-03T09:00:00",5146,0,0,0.85,33.479999999999997,0,0,0,0,0]
["2022-08-03T10:00:00",5147,0,0,0.85,33.479999999999997,0,0,0,0,0]
["2022-08-03T11:00:00",5148,0,0,0.85,33.479999999999997,0,0,0,0,0]
["2022-08-03T12:00:00",5149,0,0,0.85,33.479999999999997,0,0,0,0,0]
["2022-08-03T13:00:00",5150,0,0,0.85,33.479999999999997,0,0,0,0,0]
["2022-08-03T14:00:00",5151,0,0,0.85,33.479999999999997,0,0,0,0,0]
["2022-08-03T15:00:00",5152,0,0,0.85,33.479999999999997,0,0,0,0,0]
["2022-08-03T16:00:00",5153,0,0,0.85,33.479999999999997,0,0,0,0,0]
["2022-08-03T17:00:00",5154,0,0,0.85,33.479999999999997,0,0,0,0,0]
["2022-08-03T18:00:00",5155,0,0,0.85,33.479999999999997,0,0,0,0,0]
["2022-08-03T19:00:00",5156,0,0,0.85,33.479999999999997,0,0,0,0,0]
["2022-08-03T20:00:00",5157,0,0,0.85,33.479999999999997,0,0,0,0,0]
["2022-08-03T21:00:00",5158,0,0,0.85,33.479999999999997,0,0,0,0,0]
["2022-08-03T22:00:00",5159,0,0,0.85,33.479999999999997,0,0,0,0,0]
["2022-08-03T23:00:00",5160,0,0,0.85,33.479999999999997,0,0,0,0,0]
["2022-08-04",5161,0,0,0.85,33.479999999999997,0,0,0,0,0]
["2022-08-04T01:00:00",5162,0,0,0.85,33.479999999999997,0,0,0,0,0]
["2022-08-04T02:00:00",5163,0,0,0.85,33.479999999999997,0,0,0,0,0]
["2022-08-04T03:00:00",5164,0,0,0.85,33.479999999999997,0,0,0,0,0]
["2022-08-04T04:00:00",5165,0,0,0.85,33.479999999999997,0,0,0,0,0]
["2022-08-04T05:00:00",5166,0,0,0.85,33.479999999999997,0,0,0,0,0]
["2022-08-04T06:00:00",5167,0,0,0.85,33.479999999999997,0,0,0,0,0]
["2022-08-04T07:00:00",5168,0,0,0.85,33.479999999999997,0,0,0,0,0]
["2022-08-04T08:00:00",5169,0,0,0.85,33.479999999999997,0,0,0,0,0]
["2022-08-04T09:00:00",5170,0,0,0.85,33.479999999999997,0,0,0,0,0]
["2022-08-04T10:00:00",5171,0,0,0.85,33.479999999999997,0,0,0,0,0]
["2022-08-04T11:00:00",5172,0,0,0.85,33.479999999999997,0,0,0,0,0]
["2022-08-04T12:00:00",5173,0,0,0.85,33.479999999999997,0,0,0,0,0]
["2022-08-04T13:00:00",5174,0,0,0.85,33.479999999999997,0,0,0,0,0]
["2022-08-04T14:00:00",5175,0,0,0.85,33.479999999999997,0,0,0,0,0]
["2022-08-04T15:00:00",5176,0,0,0.85,33.479999999999997,0,0,0,0,0]
["2022-08-04T16:00:00",5177,0,0,0.85,33.479999999999997,0,0,0,0,0]
["2022-08-04T17:00:00",5178,0,0,0.85,33.479999999999997,0,0,0,0,0]
["2022-08-04T18:00:00",5179,0,0,0.85,33.479999999999997,0,0,0,0,0]
["2022-08-04T19:00:00",5180,0,0,0.85,33.479999999999997,0,0,0,0,0]
["2022-08-04T20:00:00",5181,0,0,0.85,33.479999999999997,0,0,0,0,0]
["2022-08-04T21:00:00",5182,0,0,0.85,33.479999999999997,0,0,0,0,0]
["2022-08-04T22:00:00",5183,0,0,0.85,33.479999999999997,0,0,0,0,0]
["2022-08-04T23:00:00",5184,0,0,0.85,33.479999999999997,0,0,0,0,0]
["2022-08-05",5185,0,0,0.85,33.479999999999997,0,{"$f":"G5186/3600","v":0},0,0,0]
["2022-08-05T01:00:00",{"$f":"B5186+1","v":5186},0,0,0.85,33.479999999999997,{"$f":"C5187*F5187","v":0},0,{"$f":"H5187*E5187","v":0},{"$f":"I5187*1000/1","v":0},0]
["2022-08-05T02:00:00",5187,0,0,{"$f":"E5187","v":0.85},{"$f":"F5187","v":33.479999999999997},0,0,0,0,0]
["2022-08-05T03:00:00",5188,0,0,0.85,33.479999999999997,0,0,0,0,0]
["2022-08-05T04:00:00",5189,0,0,0.85,33.479999999999997,0,0,0,0,0]
["2022-08-05T05:00:00",5190,0,0,0.85,33.479999999999997,0,0,0,0,0]
["2022-08-05T06:00:00",5191,0,0,0.85,33.479999999999997,0,0,0,0,0]
["2022-08-05T07:00:00",5192,0,0,0.85,33.479999999999997,0,0,0,0,0]
["2022-08-05T08:00:00",5193,0,0,0.85,33.479999999999997,0,0,0,0,0]
["2022-08-05T09:00:00",5194,0,0,0.85,33.479999999999997,0,0,0,0,0]
["2022-08-05T10:00:00",5195,0,0,0.85,33.479999999999997,0,0,0,0,0]
["2022-08-05T11:00:00",5196,0,0,0.85,33.479999999999997,0,0,0,0,0]
["2022-08-05T12:00:00",5197,0,0,0.85,33.479999999999997,0,0,0,0,0]
["2022-08-05T13:00:00",5198,0,0,0.85,33.479999999999997,0,0,0,0,0]
["2022-08-05T14:00:00",5199,0,0,0.85,33.479999999999997,0,0,0,0,0]
["2022-08-05T15:00:00",5200,0,0,0.85,33.479999999999997,0,0,0,0,0]
["2022-08-05T16:00:00",5201,0,0,0.85,33.479999999999997,0,0,0,0,0]
["2022-08-05T17:00:00",5202,0,0,0.85,33.479999999999997,0,0,0,0,0]
["2022-08-05T18:00:00",5203,0,0,0.85,33.479999999999997,0,0,0,0,0]
["2022-08-05T19:00:00",5204,0,0,0.85,33.479999999999997,0,0,0,0,0]
["2022-08-05T20:00:00",5205,0,0,0.85,33.479999999999997,0,0,0,0,0]
["2022-08-05T21:00:00",5206,0,0,0.85,33.479999999999997,0,0,0,0,0]
["2022-08-05T22:00:00",5207,0,0,0.85,33.479999999999997,0,0,0,0,0]
["2022-08-05T23:00:00",5208,0,0,0.85,33.479999999999997,0,0,0,0,0]
["2022-08-06",5209,0,0,0.85,33.479999999999997,0,0,0,0,0]
["2022-08-06T01:00:00",5210,0,0,0.85,33.479999999999997,0,0,0,0,0]
["2022-08-06T02:00:00",5211,0,0,0.85,33.479999999999997,0,0,0,0,0]
["2022-08-06T03:00:00",5212,0,0,0.85,33.479999999999997,0,0,0,0,0]
["2022-08-06T04:00:00",5213,0,0,0.85,33.479999999999997,0,0,0,0,0]
["2022-08-06T05:00:00",5214,0,0,0.85,33.479999999999997,0,0,0,0,0]
["2022-08-06T06:00:00",5215,0,0,0.85,33.479999999999997,0,0,0,0,0]
["2022-08-06T07:00:00",5216,0,0,0.85,33.479999999999997,0,0,0,0,0]
["2022-08-06T08:00:00",5217,0,0,0.85,33.479999999999997,0,0,0,0,0]
["2022-08-06T09:00:00",5218,0,0,0.85,33.479999999999997,0,0,0,0,0]
["2022-08-06T10:00:00",5219,0,0,0.85,33.479999999999997,0,0,0,0,0]
["2022-08-06T11:00:00",5220,0,0,0.85,33.479999999999997,0,0,0,0,0]
["2022-08-06T12:00:00",5221,0,0,0.85,33.479999999999997,0,0,0,0,0]
["2022-08-06T13:00:00",5222,0,0,0.85,33.479999999999997,0,0,0,0,0]
["2022-08-06T14:00:00",5223,0,0,0.85,33.479999999999997,0,0,0,0,0]
["2022-08-06T15:00:00",5224,0,0,0.85,33.479999999999997,0,0,0,0,0]
["2022-08-06T16:00:00",5225,0,0,0.85,33.479999999999997,0,0,0,0,0]
["2022-08-06T17:00:00",5226,0,0,0.85,33.479999999999997,0,0,0,0,0]
["2022-08-06T18:00:00",5227,0,0,0.85,33.479999999999997,0,0,0,0,0]
["2022-08-06T19:00:00",5228,0,0,0.85,33.479999999999997,0,0,0,0,0]
["2022-08-06T20:00:00",5229,0,0,0.85,33.479999999999997,0,0,0,0,0]
["2022-08-06T21:00:00",5230,0,0,0.85,33.479999999999997,0,0,0,0,0]
["2022-08-06T22:00:00",5231,0,0,0.85,33.479999999999997,0,0,0,0,0]
["2022-08-06T23:00:00",5232,0,0,0.85,33.479999999999997,0,0,0,0,0]
["2022-08-07",5233,0,0,0.85,33.479999999999997,0,0,0,0,0]
["2022-08-07T01:00:00",5234,0,0,0.85,33.479999999999997,0,0,0,0,0]
["2022-08-07T02:00:00",5235,0,0,0.85,33.479999999999997,0,0,0,0,0]
["2022-08-07T03:00:00",5236,0,0,0.85,33.479999999999997,0,0,0,0,0]
["2022-08-07T04:00:00",5237,0,0,0.85,33.479999999999997,0,0,0,0,0]
["2022-08-07T05:00:00",5238,0,0,0.85,33.479999999999997,0,0,0,0,0]
["2022-08-07T06:00:00",5239,0,0,0.85,33.479999999999997,0,0,0,0,0]
["2022-08-07T07:00:00",5240,0,0,0.85,33.479999999999997,0,0,0,0,0]
["2022-08-07T08:00:00",5241,0,0,0.85,33.479999999999997,0,0,0,0,0]
["2022-08-07T09:00:00",5242,0,0,0.85,33.479999999999997,0,0,0,0,0]
["2022-08-07T10:00:00",5243,0,0,0.85,33.479999999999997,0,0,0,0,0]
["2022-08-07T11:00:00",5244,0,0,0.85,33.479999999999997,0,0,0,0,0]
["2022-08-07T12:00:00",5245,0,0,0.85,33.479999999999997,0,0,0,0,0]
["2022-08-07T13:00:00",5246,0,0,0.85,33.479999999999997,0,0,0,0,0]
["2022-08-07T14:00:00",5247,0,0,0.85,33.479999999999997,0,0,0,0,0]
["2022-08-07T15:00:00",5248,0,0,0.85,33.479999999999997,0,0,0,0,0]
["2022-08-07T16:00:00",5249,0,0,0.85,33.479999999999997,0,{"$f":"G5250/3600","v":0},0,0,0]
["2022-08-07T17:00:00",{"$f":"B5250+1","v":5250},0,0,0.85,33.479999999999997,{"$f":"C5251*F5251","v":0},0,{"$f":"H5251*E5251","v":0},{"$f":"I5251*1000/1","v":0},0]
["2022-08-07T18:00:00",5251,0,0,{"$f":"E5251","v":0.85},{"$f":"F5251","v":33.479999999999997},0,0,0,0,0]
["2022-08-07T19:00:00",5252,0,0,0.85,33.479999999999997,0,0,0,0,0]
["2022-08-07T20:00:00",5253,0,0,0.85,33.479999999999997,0,0,0,0,0]
["2022-08-07T21:00:00",5254,0,0,0.85,33.479999999999997,0,0,0,0,0]
["2022-08-07T22:00:00",5255,0,0,0.85,33.479999999999997,0,0,0,0,0]
["2022-08-07T23:00:00",5256,0,0,0.85,33.479999999999997,0,0,0,0,0]
["2022-08-08",5257,0,0,0.85,33.479999999999997,0,0,0,0,0]
["2022-08-08T01:00:00",5258,0,0,0.85,33.479999999999997,0,0,0,0,0]
["2022-08-08T02:00:00",5259,0,0,0.85,33.479999999999997,0,0,0,0,0]
["2022-08-08T03:00:00",5260,0,0,0.85,33.479999999999997,0,0,0,0,0]
["2022-08-08T04:00:00",5261,0,0,0.85,33.479999999999997,0,0,0,0,0]
["2022-08-08T05:00:00",5262,0,0,0.85,33.479999999999997,0,0,0,0,0]
["2022-08-08T06:00:00",5263,0,0,0.85,33.479999999999997,0,0,0,0,0]
["2022-08-08T07:00:00",5264,0,0,0.85,33.479999999999997,0,0,0,0,0]
["2022-08-08T08:00:00",5265,0,0,0.85,33.479999999999997,0,0,0,0,0]
["2022-08-08T09:00:00",5266,0,0,0.85,33.479999999999997,0,0,0,0,0]
["2022-08-08T10:00:00",5267,0,0,0.85,33.479999999999997,0,0,0,0,0]
["2022-08-08T11:00:00",5268,0,0,0.85,33.479999999999997,0,0,0,0,0]
["2022-08-08T12:00:00",5269,0,0,0.85,33.479999999999997,0,0,0,0,0]
["2022-08-08T13:00:00",5270,0,0,0.85,33.479999999999997,0,0,0,0,0]
["2022-08-08T14:00:00",5271,0,0,0.85,33.479999999999997,0,0,0,0,0]
["2022-08-08T15:00:00",5272,0,0,0.85,33.479999999999997,0,0,0,0,0]
["2022-08-08T16:00:00",5273,0,0,0.85,33.479999999999997,0,0,0,0,0]
["2022-08-08T17:00:00",5274,0,0,0.85,33.479999999999997,0,0,0,0,0]
["2022-08-08T18:00:00",5275,0,0,0.85,33.479999999999997,0,0,0,0,0]
["2022-08-08T19:00:00",5276,0,0,0.85,33.479999999999997,0,0,0,0,0]
["2022-08-08T20:00:00",5277,0,0,0.85,33.479999999999997,0,0,0,0,0]
["2022-08-08T21:00:00",5278,0,0,0.85,33.479999999999997,0,0,0,0,0]
["2022-08-08T22:00:00",5279,0,0,0.85,33.479999999999997,0,0,0,0,0]
["2022-08-08T23:00:00",5280,0,0,0.85,33.479999999999997,0,0,0,0,0]
["2022-08-09",5281,0,0,0.85,33.479999999999997,0,0,0,0,0]
["2022-08-09T01:00:00",5282,0,0,0.85,33.479999999999997,0,0,0,0,0]
["2022-08-09T02:00:00",5283,0,0,0.85,33.479999999999997,0,0,0,0,0]
["2022-08-09T03:00:00",5284,0,0,0.85,33.479999999999997,0,0,0,0,0]
["2022-08-09T04:00:00",5285,0,0,0.85,33.479999999999997,0,0,0,0,0]
["2022-08-09T05:00:00",5286,0,0,0.85,33.479999999999997,0,0,0,0,0]
["2022-08-09T06:00:00",5287,0,0,0.85,33.479999999999997,0,0,0,0,0]
["2022-08-09T07:00:00",5288,0,0,0.85,33.479999999999997,0,0,0,0,0]
["2022-08-09T08:00:00",5289,0,0,0.85,33.479999999999997,0,0,0,0,0]
["2022-08-09T09:00:00",5290,0,0,0.85,33.479999999999997,0,0,0,0,0]
["2022-08-09T10:00:00",5291,0,0,0.85,33.479999999999997,0,0,0,0,0]
["2022-08-09T11:00:00",5292,0,0,0.85,33.479999999999997,0,0,0,0,0]
["2022-08-09T12:00:00",5293,0,0,0.85,33.479999999999997,0,0,0,0,0]
["2022-08-09T13:00:00",5294,0,0,0.85,33.479999999999997,0,0,0,0,0]
["2022-08-09T14:00:00",5295,0,0,0.85,33.479999999999997,0,0,0,0,0]
["2022-08-09T15:00:00",5296,0,0,0.85,33.479999999999997,0,0,0,0,0]
["2022-08-09T16:00:00",5297,0,0,0.85,33.479999999999997,0,0,0,0,0]
["2022-08-09T17:00:00",5298,0,0,0.85,33.479999999999997,0,0,0,0,0]
["2022-08-09T18:00:00",5299,0,0,0.85,33.479999999999997,0,0,0,0,0]
["2022-08-09T19:00:00",5300,0,0,0.85,33.479999999999997,0,0,0,0,0]
["2022-08-09T20:00:00",5301,0,0,0.85,33.479999999999997,0,0,0,0,0]
["2022-08-09T21:00:00",5302,0,0,0.85,33.479999999999997,0,0,0,0,0]
["2022-08-09T22:00:00",5303,0,0,0.85,33.479999999999997,0,0,0,0,0]
["2022-08-09T23:00:00",5304,0,0,0.85,33.479999999999997,0,0,0,0,0]
["2022-08-10",5305,0,0,0.85,33.479999999999997,0,0,0,0,0]
["2022-08-10T01:00:00",5306,0,0,0.85,33.479999999999997,0,0,0,0,0]
["2022-08-10T02:00:00",5307,0,0,0.85,33.479999999999997,0,0,0,0,0]
["2022-08-10T03:00:00",5308,0,0,0.85,33.479999999999997,0,0,0,0,0]
["2022-08-10T04:00:00",5309,0,0,0.85,33.479999999999997,0,0,0,0,0]
["2022-08-10T05:00:00",5310,0,0,0.85,33.479999999999997,0,0,0,0,0]
["2022-08-10T06:00:00",5311,0,0,0.85,33.479999999999997,0,0,0,0,0]
["2022-08-10T07:00:00",5312,0,0,0.85,33.479999999999997,0,0,0,0,0]
["2022-08-10T08:00:00",5313,0,0,0.85,33.479999999999997,0,{"$f":"G5314/3600","v":0},0,0,0]
["2022-08-10T09:00:00",{"$f":"B5314+1","v":5314},0,0,0.85,33.479999999999997,{"$f":"C5315*F5315","v":0},0,{"$f":"H5315*E5315","v":0},{"$f":"I5315*1000/1","v":0},0]
["2022-08-10T10:00:00",5315,0,0,{"$f":"E5315","v":0.85},{"$f":"F5315","v":33.479999999999997},0,0,0,0,0]
["2022-08-10T11:00:00",5316,0,0,0.85,33.479999999999997,0,0,0,0,0]
["2022-08-10T12:00:00",5317,0,0,0.85,33.479999999999997,0,0,0,0,0]
["2022-08-10T13:00:00",5318,0,0,0.85,33.479999999999997,0,0,0,0,0]
["2022-08-10T14:00:00",5319,0,0,0.85,33.479999999999997,0,0,0,0,0]
["2022-08-10T15:00:00",5320,0,0,0.85,33.479999999999997,0,0,0,0,0]
["2022-08-10T16:00:00",5321,0,0,0.85,33.479999999999997,0,0,0,0,0]
["2022-08-10T17:00:00",5322,0,0,0.85,33.479999999999997,0,0,0,0,0]
["2022-08-10T18:00:00",5323,0,0,0.85,33.479999999999997,0,0,0,0,0]
["2022-08-10T19:00:00",5324,0,0,0.85,33.479999999999997,0,0,0,0,0]
["2022-08-10T20:00:00",5325,0,0,0.85,33.479999999999997,0,0,0,0,0]
["2022-08-10T21:00:00",5326,0,0,0.85,33.479999999999997,0,0,0,0,0]
["2022-08-10T22:00:00",5327,0,0,0.85,33.479999999999997,0,0,0,0,0]
["2022-08-10T23:00:00",5328,0,0,0.85,33.479999999999997,0,0,0,0,0]
["2022-08-11",5329,0,0,0.85,33.479999999999997,0,0,0,0,0]
["2022-08-11T01:00:00",5330,0,0,0.85,33.479999999999997,0,0,0,0,0]
["2022-08-11T02:00:00",5331,0,0,0.85,33.479999999999997,0,0,0,0,0]
["2022-08-11T03:00:00",5332,0,0,0.85,33.479999999999997,0,0,0,0,0]
["2022-08-11T04:00:00",5333,0,0,0.85,33.479999999999997,0,0,0,0,0]
["2022-08-11T05:00:00",5334,0,0,0.85,33.479999999999997,0,0,0,0,0]
["2022-08-11T06:00:00",5335,0,0,0.85,33.479999999999997,0,0,0,0,0]
["2022-08-11T07:00:00",5336,0,0,0.85,33.479999999999997,0,0,0,0,0]
["2022-08-11T08:00:00",5337,0,0,0.85,33.479999999999997,0,0,0,0,0]
["2022-08-11T09:00:00",5338,0,0,0.85,33.479999999999997,0,0,0,0,0]
["2022-08-11T10:00:00",5339,0,0,0.85,33.479999999999997,0,0,0,0,0]
["2022-08-11T11:00:00",5340,0,0,0.85,33.479999999999997,0,0,0,0,0]
["2022-08-11T12:00:00",5341,0,0,0.85,33.479999999999997,0,0,0,0,0]
["2022-08-11T13:00:00",5342,0,0,0.85,33.479999999999997,0,0,0,0,0]
["2022-08-11T14:00:00",5343,0,0,0.85,33.479999999999997,0,0,0,0,0]
["2022-08-11T15:00:00",5344,0,0,0.85,33.479999999999997,0,0,0,0,0]
["2022-08-11T16:00:00",5345,0,0,0.85,33.479999999999997,0,0,0,0,0]
["2022-08-11T17:00:00",5346,0,0,0.85,33.479999999999997,0,0,0,0,0]
["2022-08-11T18:00:00",5347,0,0,0.85,33.479999999999997,0,0,0,0,0]
["2022-08-11T19:00:00",5348,0,0,0.85,33.479999999999997,0,0,0,0,0]
["2022-08-11T20:00:00",5349,0,0,0.85,33.479999999999997,0,0,0,0,0]
["2022-08-11T21:00:00",5350,0,0,0.85,33.479999999999997,0,0,0,0,0]
["2022-08-11T22:00:00",5351,0,0,0.85,33.479999999999997,0,0,0,0,0]
["2022-08-11T23:00:00",5352,0,0,0.85,33.479999999999997,0,0,0,0,0]
["2022-08-12",5353,0,0,0.85,33.479999999999997,0,0,0,0,0]
["2022-08-12T01:00:00",5354,0,0,0.85,33.479999999999997,0,0,0,0,0]
["2022-08-12T02:00:00",5355,0,0,0.85,33.479999999999997,0,0,0,0,0]
["2022-08-12T03:00:00",5356,0,0,0.85,33.479999999999997,0,0,0,0,0]
["2022-08-12T04:00:00",5357,0,0,0.85,33.479999999999997,0,0,0,0,0]
["2022-08-12T05:00:00",5358,0,0,0.85,33.479999999999997,0,0,0,0,0]
["2022-08-12T06:00:00",5359,0,0,0.85,33.479999999999997,0,0,0,0,0]
["2022-08-12T07:00:00",5360,0,0,0.85,33.479999999999997,0,0,0,0,0]
["2022-08-12T08:00:00",5361,0,0,0.85,33.479999999999997,0,0,0,0,0]
["2022-08-12T09:00:00",5362,0,0,0.85,33.479999999999997,0,0,0,0,0]
["2022-08-12T10:00:00",5363,0,0,0.85,33.479999999999997,0,0,0,0,0]
["2022-08-12T11:00:00",5364,0,0,0.85,33.479999999999997,0,0,0,0,0]
["2022-08-12T12:00:00",5365,0,0,0.85,33.479999999999997,0,0,0,0,0]
["2022-08-12T13:00:00",5366,0,0,0.85,33.479999999999997,0,0,0,0,0]
["2022-08-12T14:00:00",5367,0,0,0.85,33.479999999999997,0,0,0,0,0]
["2022-08-12T15:00:00",5368,0,0,0.85,33.479999999999997,0,0,0,0,0]
["2022-08-12T16:00:00",5369,0,0,0.85,33.479999999999997,0,0,0,0,0]
["2022-08-12T17:00:00",5370,0,0,0.85,33.479999999999997,0,0,0,0,0]
["2022-08-12T18:00:00",5371,0,0,0.85,33.479999999999997,0,0,0,0,0]
["2022-08-12T19:00:00",5372,0,0,0.85,33.479999999999997,0,0,0,0,0]
["2022-08-12T20:00:00",5373,0,0,0.85,33.479999999999997,0,0,0,0,0]
["2022-08-12T21:00:00",5374,0,0,0.85,33.479999999999997,0,0,0,0,0]
["2022-08-12T22:00:00",5375,0,0,0.85,33.479999999999997,0,0,0,0,0]
["2022-08-12T23:00:00",5376,0,0,0.85,33.479999999999997,0,0,0,0,0]
["2022-08-13",5377,0,0,0.85,33.479999999999997,0,{"$f":"G5378/3600","v":0},0,0,0]
["2022-08-13T01:00:00",{"$f":"B5378+1","v":5378},0,0,0.85,33.479999999999997,{"$f":"C5379*F5379","v":0},0,{"$f":"H5379*E5379","v":0},{"$f":"I5379*1000/1","v":0},0]
["2022-08-13T02:00:00",5379,0,0,{"$f":"E5379","v":0.85},{"$f":"F5379","v":33.479999999999997},0,0,0,0,0]
["2022-08-13T03:00:00",5380,0,0,0.85,33.479999999999997,0,0,0,0,0]
["2022-08-13T04:00:00",5381,0,0,0.85,33.479999999999997,0,0,0,0,0]
["2022-08-13T05:00:00",5382,0,0,0.85,33.479999999999997,0,0,0,0,0]
["2022-08-13T06:00:00",5383,0,0,0.85,33.479999999999997,0,0,0,0,0]
["2022-08-13T07:00:00",5384,0,0,0.85,33.479999999999997,0,0,0,0,0]
["2022-08-13T08:00:00",5385,0,0,0.85,33.479999999999997,0,0,0,0,0]
["2022-08-13T09:00:00",5386,0,0,0.85,33.479999999999997,0,0,0,0,0]
["2022-08-13T10:00:00",5387,0,0,0.85,33.479999999999997,0,0,0,0,0]
["2022-08-13T11:00:00",5388,0,0,0.85,33.479999999999997,0,0,0,0,0]
["2022-08-13T12:00:00",5389,0,0,0.85,33.479999999999997,0,0,0,0,0]
["2022-08-13T13:00:00",5390,0,0,0.85,33.479999999999997,0,0,0,0,0]
["2022-08-13T14:00:00",5391,0,0,0.85,33.479999999999997,0,0,0,0,0]
["2022-08-13T15:00:00",5392,0,0,0.85,33.479999999999997,0,0,0,0,0]
["2022-08-13T16:00:00",5393,0,0,0.85,33.479999999999997,0,0,0,0,0]
["2022-08-13T17:00:00",5394,0,0,0.85,33.479999999999997,0,0,0,0,0]
["2022-08-13T18:00:00",5395,0,0,0.85,33.479999999999997,0,0,0,0,0]
["2022-08-13T19:00:00",5396,0,0,0.85,33.479999999999997,0,0,0,0,0]
["2022-08-13T20:00:00",5397,0,0,0.85,33.479999999999997,0,0,0,0,0]
["2022-08-13T21:00:00",5398,0,0,0.85,33.479999999999997,0,0,0,0,0]
["2022-08-13T22:00:00",5399,0,0,0.85,33.479999999999997,0,0,0,0,0]
["2022-08-13T23:00:00",5400,0,0,0.85,33.479999999999997,0,0,0,0,0]
["2022-08-14",5401,0,0,0.85,33.479999999999997,0,0,0,0,0]
["2022-08-14T01:00:00",5402,0,0,0.85,33.479999999999997,0,0,0,0,0]
["2022-08-14T02:00:00",5403,0,0,0.85,33.479999999999997,0,0,0,0,0]
["2022-08-14T03:00:00",5404,0,0,0.85,33.479999999999997,0,0,0,0,0]
["2022-08-14T04:00:00",5405,0,0,0.85,33.479999999999997,0,0,0,0,0]
["2022-08-14T05:00:00",5406,0,0,0.85,33.479999999999997,0,0,0,0,0]
["2022-08-14T06:00:00",5407,0,0,0.85,33.479999999999997,0,0,0,0,0]
["2022-08-14T07:00:00",5408,0,0,0.85,33.479999999999997,0,0,0,0,0]
["2022-08-14T08:00:00",5409,0,0,0.85,33.479999999999997,0,0,0,0,0]
["2022-08-14T09:00:00",5410,0,0,0.85,33.479999999999997,0,0,0,0,0]
["2022-08-14T10:00:00",5411,0,0,0.85,33.479999999999997,0,0,0,0,0]
["2022-08-14T11:00:00",5412,0,0,0.85,33.479999999999997,0,0,0,0,0]
["2022-08-14T12:00:00",5413,0,0,0.85,33.479999999999997,0,0,0,0,0]
["2022-08-14T13:00:00",5414,0,0,0.85,33.479999999999997,0,0,0,0,0]
["2022-08-14T14:00:00",5415,0,0,0.85,33.479999999999997,0,0,0,0,0]
["2022-08-14T15:00:00",5416,0,0,0.85,33.479999999999997,0,0,0,0,0]
["2022-08-14T16:00:00",5417,0,0,0.85,33.479999999999997,0,0,0,0,0]
["2022-08-14T17:00:00",5418,0,0,0.85,33.479999999999997,0,0,0,0,0]
["2022-08-14T18:00:00",5419,0,0,0.85,33.479999999999997,0,0,0,0,0]
["2022-08-14T19:00:00",5420,0,0,0.85,33.479999999999997,0,0,0,0,0]
["2022-08-14T20:00:00",5421,0,0,0.85,33.479999999999997,0,0,0,0,0]
["2022-08-14T21:00:00",5422,0,0,0.85,33.479999999999997,0,0,0,0,0]
["2022-08-14T22:00:00",5423,0,0,0.85,33.479999999999997,0,0,0,0,0]
["2022-08-14T23:00:00",5424,0,0,0.85,33.479999999999997,0,0,0,0,0]
["2022-08-15",5425,0,0,0.85,33.479999999999997,0,0,0,0,0]
["2022-08-15T01:00:00",5426,0,0,0.85,33.479999999999997,0,0,0,0,0]
["2022-08-15T02:00:00",5427,0,0,0.85,33.479999999999997,0,0,0,0,0]
["2022-08-15T03:00:00",5428,0,0,0.85,33.479999999999997,0,0,0,0,0]
["2022-08-15T04:00:00",5429,0,0,0.85,33.479999999999997,0,0,0,0,0]
["2022-08-15T05:00:00",5430,0,0,0.85,33.479999999999997,0,0,0,0,0]
["2022-08-15T06:00:00",5431,0,0,0.85,33.479999999999997,0,0,0,0,0]
["2022-08-15T07:00:00",5432,0,0,0.85,33.479999999999997,0,0,0,0,0]
["2022-08-15T08:00:00",5433,0,0,0.85,33.479999999999997,0,0,0,0,0]
["2022-08-15T09:00:00",5434,0,0,0.85,33.479999999999997,0,0,0,0,0]
["2022-08-15T10:00:00",5435,0,0,0.85,33.479999999999997,0,0,0,0,0]
["2022-08-15T11:00:00",5436,0,0,0.85,33.479999999999997,0,0,0,0,0]
["2022-08-15T12:00:00",5437,0,0,0.85,33.479999999999997,0,0,0,0,0]
["2022-08-15T13:00:00",5438,0,0,0.85,33.479999999999997,0,0,0,0,0]
["2022-08-15T14:00:00",5439,0,0,0.85,33.479999999999997,0,0,0,0,0]
["2022-08-15T15:00:00",5440,0,0,0.85,33.479999999999997,0,0,0,0,0]
["2022-08-15T16:00:00",5441,0,0,0.85,33.479999999999997,0,{"$f":"G5442/3600","v":0},0,0,0]
["2022-08-15T17:00:00",{"$f":"B5442+1","v":5442},0,0,0.85,33.479999999999997,{"$f":"C5443*F5443","v":0},0,{"$f":"H5443*E5443","v":0},{"$f":"I5443*1000/1","v":0},0]
["2022-08-15T18:00:00",5443,0,0,{"$f":"E5443","v":0.85},{"$f":"F5443","v":33.479999999999997},0,0,0,0,0]
["2022-08-15T19:00:00",5444,0,0,0.85,33.479999999999997,0,0,0,0,0]
["2022-08-15T20:00:00",5445,0,0,0.85,33.479999999999997,0,0,0,0,0]
["2022-08-15T21:00:00",5446,0,0,0.85,33.479999999999997,0,0,0,0,0]
["2022-08-15T22:00:00",5447,0,0,0.85,33.479999999999997,0,0,0,0,0]
["2022-08-15T23:00:00",5448,0,0,0.85,33.479999999999997,0,0,0,0,0]
["2022-08-16",5449,0,0,0.85,33.479999999999997,0,0,0,0,0]
["2022-08-16T01:00:00",5450,0,0,0.85,33.479999999999997,0,0,0,0,0]
["2022-08-16T02:00:00",5451,0,0,0.85,33.479999999999997,0,0,0,0,0]
["2022-08-16T03:00:00",5452,0,0,0.85,33.479999999999997,0,0,0,0,0]
["2022-08-16T04:00:00",5453,0,0,0.85,33.479999999999997,0,0,0,0,0]
["2022-08-16T05:00:00",5454,0,0,0.85,33.479999999999997,0,0,0,0,0]
["2022-08-16T06:00:00",5455,0,0,0.85,33.479999999999997,0,0,0,0,0]
["2022-08-16T07:00:00",5456,0,0,0.85,33.479999999999997,0,0,0,0,0]
["2022-08-16T08:00:00",5457,0,0,0.85,33.479999999999997,0,0,0,0,0]
["2022-08-16T09:00:00",5458,0,0,0.85,33.479999999999997,0,0,0,0,0]
["2022-08-16T10:00:00",5459,0,0,0.85,33.479999999999997,0,0,0,0,0]
["2022-08-16T11:00:00",5460,0,0,0.85,33.479999999999997,0,0,0,0,0]
["2022-08-16T12:00:00",5461,0,0,0.85,33.479999999999997,0,0,0,0,0]
["2022-08-16T13:00:00",5462,0,0,0.85,33.479999999999997,0,0,0,0,0]
["2022-08-16T14:00:00",5463,0,0,0.85,33.479999999999997,0,0,0,0,0]
["2022-08-16T15:00:00",5464,0,0,0.85,33.479999999999997,0,0,0,0,0]
["2022-08-16T16:00:00",5465,0,0,0.85,33.479999999999997,0,0,0,0,0]
["2022-08-16T17:00:00",5466,0,0,0.85,33.479999999999997,0,0,0,0,0]
["2022-08-16T18:00:00",5467,0,0,0.85,33.479999999999997,0,0,0,0,0]
["2022-08-16T19:00:00",5468,0,0,0.85,33.479999999999997,0,0,0,0,0]
["2022-08-16T20:00:00",5469,0,0,0.85,33.479999999999997,0,0,0,0,0]
["2022-08-16T21:00:00",5470,0,0,0.85,33.479999999999997,0,0,0,0,0]
["2022-08-16T22:00:00",5471,0,0,0.85,33.479999999999997,0,0,0,0,0]
["2022-08-16T23:00:00",5472,0,0,0.85,33.479999999999997,0,0,0,0,0]
["2022-08-17",5473,0,0,0.85,33.479999999999997,0,0,0,0,0]
["2022-08-17T01:00:00",5474,0,0,0.85,33.479999999999997,0,0,0,0,0]
["2022-08-17T02:00:00",5475,0,0,0.85,33.479999999999997,0,0,0,0,0]
["2022-08-17T03:00:00",5476,0,0,0.85,33.479999999999997,0,0,0,0,0]
["2022-08-17T04:00:00",5477,0,0,0.85,33.479999999999997,0,0,0,0,0]
["2022-08-17T05:00:00",5478,0,0,0.85,33.479999999999997,0,0,0,0,0]
["2022-08-17T06:00:00",5479,0,0,0.85,33.479999999999997,0,0,0,0,0]
["2022-08-17T07:00:00",5480,0,0,0.85,33.479999999999997,0,0,0,0,0]
["2022-08-17T08:00:00",5481,0,0,0.85,33.479999999999997,0,0,0,0,0]
["2022-08-17T09:00:00",5482,0,0,0.85,33.479999999999997,0,0,0,0,0]
["2022-08-17T10:00:00",5483,0,0,0.85,33.479999999999997,0,0,0,0,0]
["2022-08-17T11:00:00",5484,0,0,0.85,33.479999999999997,0,0,0,0,0]
["2022-08-17T12:00:00",5485,0,0,0.85,33.479999999999997,0,0,0,0,0]
["2022-08-17T13:00:00",5486,0,0,0.85,33.479999999999997,0,0,0,0,0]
["2022-08-17T14:00:00",5487,0,0,0.85,33.479999999999997,0,0,0,0,0]
["2022-08-17T15:00:00",5488,0,0,0.85,33.479999999999997,0,0,0,0,0]
["2022-08-17T16:00:00",5489,0,0,0.85,33.479999999999997,0,0,0,0,0]
["2022-08-17T17:00:00",5490,0,0,0.85,33.479999999999997,0,0,0,0,0]
["2022-08-17T18:00:00",5491,0,0,0.85,33.479999999999997,0,0,0,0,0]
["2022-08-17T19:00:00",5492,0,0,0.85,33.479999999999997,0,0,0,0,0]
["2022-08-17T20:00:00",5493,0,0,0.85,33.479999999999997,0,0,0,0,0]
["2022-08-17T21:00:00",5494,0,0,0.85,33.479999999999997,0,0,0,0,0]
["2022-08-17T22:00:00",5495,0,0,0.85,33.479999999999997,0,0,0,0,0]
["2022-08-17T23:00:00",5496,0,0,0.85,33.479999999999997,0,0,0,0,0]
["2022-08-18",5497,0,0,0.85,33.479999999999997,0,0,0,0,0]
["2022-08-18T01:00:00",5498,0,0,0.85,33.479999999999997,0,0,0,0,0]
["2022-08-18T02:00:00",5499,0,0,0.85,33.479999999999997,0,0,0,0,0]
["2022-08-18T03:00:00",5500,0,0,0.85,33.479999999999997,0,0,0,0,0]
["2022-08-18T04:00:00",5501,0,0,0.85,33.479999999999997,0,0,0,0,0]
["2022-08-18T05:00:00",5502,0,0,0.85,33.479999999999997,0,0,0,0,0]
["2022-08-18T06:00:00",5503,0,0,0.85,33.479999999999997,0,0,0,0,0]
["2022-08-18T07:00:00",5504,0,0,0.85,33.479999999999997,0,0,0,0,0]
["2022-08-18T08:00:00",5505,0,0,0.85,33.479999999999997,0,{"$f":"G5506/3600","v":0},0,0,0]
["2022-08-18T09:00:00",{"$f":"B5506+1","v":5506},0,0,0.85,33.479999999999997,{"$f":"C5507*F5507","v":0},0,{"$f":"H5507*E5507","v":0},{"$f":"I5507*1000/1","v":0},0]
["2022-08-18T10:00:00",5507,0,0,{"$f":"E5507","v":0.85},{"$f":"F5507","v":33.479999999999997},0,0,0,0,0]
["2022-08-18T11:00:00",5508,0,0,0.85,33.479999999999997,0,0,0,0,0]
["2022-08-18T12:00:00",5509,0,0,0.85,33.479999999999997,0,0,0,0,0]
["2022-08-18T13:00:00",5510,0,0,0.85,33.479999999999997,0,0,0,0,0]
["2022-08-18T14:00:00",5511,0,0,0.85,33.479999999999997,0,0,0,0,0]
["2022-08-18T15:00:00",5512,0,0,0.85,33.479999999999997,0,0,0,0,0]
["2022-08-18T16:00:00",5513,0,0,0.85,33.479999999999997,0,0,0,0,0]
["2022-08-18T17:00:00",5514,0,0,0.85,33.479999999999997,0,0,0,0,0]
["2022-08-18T18:00:00",5515,0,0,0.85,33.479999999999997,0,0,0,0,0]
["2022-08-18T19:00:00",5516,0,0,0.85,33.479999999999997,0,0,0,0,0]
["2022-08-18T20:00:00",5517,0,0,0.85,33.479999999999997,0,0,0,0,0]
["2022-08-18T21:00:00",5518,0,0,0.85,33.479999999999997,0,0,0,0,0]
["2022-08-18T22:00:00",5519,0,0,0.85,33.479999999999997,0,0,0,0,0]
["2022-08-18T23:00:00",5520,0,0,0.85,33.479999999999997,0,0,0,0,0]
["2022-08-19",5521,0,0,0.85,33.479999999999997,0,0,0,0,0]
["2022-08-19T01:00:00",5522,0,0,0.85,33.479999999999997,0,0,0,0,0]
["2022-08-19T02:00:00",5523,0,0,0.85,33.479999999999997,0,0,0,0,0]
["2022-08-19T03:00:00",5524,0,0,0.85,33.479999999999997,0,0,0,0,0]
["2022-08-19T04:00:00",5525,0,0,0.85,33.479999999999997,0,0,0,0,0]
["2022-08-19T05:00:00",5526,0,0,0.85,33.479999999999997,0,0,0,0,0]
["2022-08-19T06:00:00",5527,0,0,0.85,33.479999999999997,0,0,0,0,0]
["2022-08-19T07:00:00",5528,0,0,0.85,33.479999999999997,0,0,0,0,0]
["2022-08-19T08:00:00",5529,0,0,0.85,33.479999999999997,0,0,0,0,0]
["2022-08-19T09:00:00",5530,0,0,0.85,33.479999999999997,0,0,0,0,0]
["2022-08-19T10:00:00",5531,0,0,0.85,33.479999999999997,0,0,0,0,0]
["2022-08-19T11:00:00",5532,0,0,0.85,33.479999999999997,0,0,0,0,0]
["2022-08-19T12:00:00",5533,0,0,0.85,33.479999999999997,0,0,0,0,0]
["2022-08-19T13:00:00",5534,0,0,0.85,33.479999999999997,0,0,0,0,0]
["2022-08-19T14:00:00",5535,0,0,0.85,33.479999999999997,0,0,0,0,0]
["2022-08-19T15:00:00",5536,0,0,0.85,33.479999999999997,0,0,0,0,0]
["2022-08-19T16:00:00",5537,0,0,0.85,33.479999999999997,0,0,0,0,0]
["2022-08-19T17:00:00",5538,0,0,0.85,33.479999999999997,0,0,0,0,0]
["2022-08-19T18:00:00",5539,0,0,0.85,33.479999999999997,0,0,0,0,0]
["2022-08-19T19:00:00",5540,0,0,0.85,33.479999999999997,0,0,0,0,0]
["2022-08-19T20:00:00",5541,0,0,0.85,33.479999999999997,0,0,0,0,0]
["2022-08-19T21:00:00",5542,0,0,0.85,33.479999999999997,0,0,0,0,0]
["2022-08-19T22:00:00",5543,0,0,0.85,33.479999999999997,0,0,0,0,0]
["2022-08-19T23:00:00",5544,0,0,0.85,33.479999999999997,0,0,0,0,0]
["2022-08-20",5545,0,0,0.85,33.479999999999997,0,0,0,0,0]
["2022-08-20T01:00:00",5546,0,0,0.85,33.479999999999997,0,0,0,0,0]
["2022-08-20T02:00:00",5547,0,0,0.85,33.479999999999997,0,0,0,0,0]
["2022-08-20T03:00:00",5548,0,0,0.85,33.479999999999997,0,0,0,0,0]
["2022-08-20T04:00:00",5549,0,0,0.85,33.479999999999997,0,0,0,0,0]
["2022-08-20T05:00:00",5550,0,0,0.85,33.479999999999997,0,0,0,0,0]
["2022-08-20T06:00:00",5551,0,0,0.85,33.479999999999997,0,0,0,0,0]
["2022-08-20T07:00:00",5552,0,0,0.85,33.479999999999997,0,0,0,0,0]
["2022-08-20T08:00:00",5553,0,0,0.85,33.479999999999997,0,0,0,0,0]
["2022-08-20T09:00:00",5554,0,0,0.85,33.479999999999997,0,0,0,0,0]
["2022-08-20T10:00:00",5555,0,0,0.85,33.479999999999997,0,0,0,0,0]
["2022-08-20T11:00:00",5556,0,0,0.85,33.479999999999997,0,0,0,0,0]
["2022-08-20T12:00:00",5557,0,0,0.85,33.479999999999997,0,0,0,0,0]
["2022-08-20T13:00:00",5558,0,0,0.85,33.479999999999997,0,0,0,0,0]
["2022-08-20T14:00:00",5559,0,0,0.85,33.479999999999997,0,0,0,0,0]
["2022-08-20T15:00:00",5560,0,0,0.85,33.479999999999997,0,0,0,0,0]
["2022-08-20T16:00:00",5561,0,0,0.85,33.479999999999997,0,0,0,0,0]
["2022-08-20T17:00:00",5562,0,0,0.85,33.479999999999997,0,0,0,0,0]
["2022-08-20T18:00:00",5563,0,0,0.85,33.479999999999997,0,0,0,0,0]
["2022-08-20T19:00:00",5564,0,0,0.85,33.479999999999997,0,0,0,0,0]
["2022-08-20T20:00:00",5565,0,0,0.85,33.479999999999997,0,0,0,0,0]
["2022-08-20T21:00:00",5566,0,0,0.85,33.479999999999997,0,0,0,0,0]
["2022-08-20T22:00:00",5567,0,0,0.85,33.479999999999997,0,0,0,0,0]
["2022-08-20T23:00:00",5568,0,0,0.85,33.479999999999997,0,0,0,0,0]
["2022-08-21",5569,0,0,0.85,33.479999999999997,0,{"$f":"G5570/3600","v":0},0,0,0]
["2022-08-21T01:00:00",{"$f":"B5570+1","v":5570},0,0,0.85,33.479999999999997,{"$f":"C5571*F5571","v":0},0,{"$f":"H5571*E5571","v":0},{"$f":"I5571*1000/1","v":0},0]
["2022-08-21T02:00:00",5571,0,0,{"$f":"E5571","v":0.85},{"$f":"F5571","v":33.479999999999997},0,0,0,0,0]
["2022-08-21T03:00:00",5572,0,0,0.85,33.479999999999997,0,0,0,0,0]
["2022-08-21T04:00:00",5573,0,0,0.85,33.479999999999997,0,0,0,0,0]
["2022-08-21T05:00:00",5574,0,0,0.85,33.479999999999997,0,0,0,0,0]
["2022-08-21T06:00:00",5575,0,0,0.85,33.479999999999997,0,0,0,0,0]
["2022-08-21T07:00:00",5576,0,0,0.85,33.479999999999997,0,0,0,0,0]
["2022-08-21T08:00:00",5577,0,0,0.85,33.479999999999997,0,0,0,0,0]
["2022-08-21T09:00:00",5578,0,0,0.85,33.479999999999997,0,0,0,0,0]
["2022-08-21T10:00:00",5579,0,0,0.85,33.479999999999997,0,0,0,0,0]
["2022-08-21T11:00:00",5580,0,0,0.85,33.479999999999997,0,0,0,0,0]
["2022-08-21T12:00:00",5581,0,0,0.85,33.479999999999997,0,0,0,0,0]
["2022-08-21T13:00:00",5582,0,0,0.85,33.479999999999997,0,0,0,0,0]
["2022-08-21T14:00:00",5583,0,0,0.85,33.479999999999997,0,0,0,0,0]
["2022-08-21T15:00:00",5584,0,0,0.85,33.479999999999997,0,0,0,0,0]
["2022-08-21T16:00:00",5585,0,0,0.85,33.479999999999997,0,0,0,0,0]
["2022-08-21T17:00:00",5586,0,0,0.85,33.479999999999997,0,0,0,0,0]
["2022-08-21T18:00:00",5587,0,0,0.85,33.479999999999997,0,0,0,0,0]
["2022-08-21T19:00:00",5588,0,0,0.85,33.479999999999997,0,0,0,0,0]
["2022-08-21T20:00:00",5589,0,0,0.85,33.479999999999997,0,0,0,0,0]
["2022-08-21T21:00:00",5590,0,0,0.85,33.479999999999997,0,0,0,0,0]
["2022-08-21T22:00:00",5591,0,0,0.85,33.479999999999997,0,0,0,0,0]
["2022-08-21T23:00:00",5592,0,0,0.85,33.479999999999997,0,0,0,0,0]
["2022-08-22",5593,0,0,0.85,33.479999999999997,0,0,0,0,0]
["2022-08-22T01:00:00",5594,0,0,0.85,33.479999999999997,0,0,0,0,0]
["2022-08-22T02:00:00",5595,0,0,0.85,33.479999999999997,0,0,0,0,0]
["2022-08-22T03:00:00",5596,0,0,0.85,33.479999999999997,0,0,0,0,0]
["2022-08-22T04:00:00",5597,0,0,0.85,33.479999999999997,0,0,0,0,0]
["2022-08-22T05:00:00",5598,0,0,0.85,33.479999999999997,0,0,0,0,0]
["2022-08-22T06:00:00",5599,0,0,0.85,33.479999999999997,0,0,0,0,0]
["2022-08-22T07:00:00",5600,0,0,0.85,33.479999999999997,0,0,0,0,0]
["2022-08-22T08:00:00",5601,0,0,0.85,33.479999999999997,0,0,0,0,0]
["2022-08-22T09:00:00",5602,0,0,0.85,33.479999999999997,0,0,0,0,0]
["2022-08-22T10:00:00",5603,0,0,0.85,33.479999999999997,0,0,0,0,0]
["2022-08-22T11:00:00",5604,0,0,0.85,33.479999999999997,0,0,0,0,0]
["2022-08-22T12:00:00",5605,0,0,0.85,33.479999999999997,0,0,0,0,0]
["2022-08-22T13:00:00",5606,0,0,0.85,33.479999999999997,0,0,0,0,0]
["2022-08-22T14:00:00",5607,0,0,0.85,33.479999999999997,0,0,0,0,0]
["2022-08-22T15:00:00",5608,0,0,0.85,33.479999999999997,0,0,0,0,0]
["2022-08-22T16:00:00",5609,0,0,0.85,33.479999999999997,0,0,0,0,0]
["2022-08-22T17:00:00",5610,0,0,0.85,33.479999999999997,0,0,0,0,0]
["2022-08-22T18:00:00",5611,0,0,0.85,33.479999999999997,0,0,0,0,0]
["2022-08-22T19:00:00",5612,0,0,0.85,33.479999999999997,0,0,0,0,0]
["2022-08-22T20:00:00",5613,0,0,0.85,33.479999999999997,0,0,0,0,0]
["2022-08-22T21:00:00",5614,0,0,0.85,33.479999999999997,0,0,0,0,0]
["2022-08-22T22:00:00",5615,0,0,0.85,33.479999999999997,0,0,0,0,0]
["2022-08-22T23:00:00",5616,0,0,0.85,33.479999999999997,0,0,0,0,0]
["2022-08-23",5617,0,0,0.85,33.479999999999997,0,0,0,0,0]
["2022-08-23T01:00:00",5618,0,0,0.85,33.479999999999997,0,0,0,0,0]
["2022-08-23T02:00:00",5619,0,0,0.85,33.479999999999997,0,0,0,0,0]
["2022-08-23T03:00:00",5620,0,0,0.85,33.479999999999997,0,0,0,0,0]
["2022-08-23T04:00:00",5621,0,0,0.85,33.479999999999997,0,0,0,0,0]
["2022-08-23T05:00:00",5622,0,0,0.85,33.479999999999997,0,0,0,0,0]
["2022-08-23T06:00:00",5623,0,0,0.85,33.479999999999997,0,0,0,0,0]
["2022-08-23T07:00:00",5624,0,0,0.85,33.479999999999997,0,0,0,0,0]
["2022-08-23T08:00:00",5625,0,0,0.85,33.479999999999997,0,0,0,0,0]
["2022-08-23T09:00:00",5626,0,0,0.85,33.479999999999997,0,0,0,0,0]
["2022-08-23T10:00:00",5627,0,0,0.85,33.479999999999997,0,0,0,0,0]
["2022-08-23T11:00:00",5628,0,0,0.85,33.479999999999997,0,0,0,0,0]
["2022-08-23T12:00:00",5629,0,0,0.85,33.479999999999997,0,0,0,0,0]
["2022-08-23T13:00:00",5630,0,0,0.85,33.479999999999997,0,0,0,0,0]
["2022-08-23T14:00:00",5631,0,0,0.85,33.479999999999997,0,0,0,0,0]
["2022-08-23T15:00:00",5632,0,0,0.85,33.479999999999997,0,0,0,0,0]
["2022-08-23T16:00:00",5633,0,0,0.85,33.479999999999997,0,{"$f":"G5634/3600","v":0},0,0,0]
["2022-08-23T17:00:00",{"$f":"B5634+1","v":5634},0,0,0.85,33.479999999999997,{"$f":"C5635*F5635","v":0},0,{"$f":"H5635*E5635","v":0},{"$f":"I5635*1000/1","v":0},0]
["2022-08-23T18:00:00",5635,0,0,{"$f":"E5635","v":0.85},{"$f":"F5635","v":33.479999999999997},0,0,0,0,0]
["2022-08-23T19:00:00",5636,0,0,0.85,33.479999999999997,0,0,0,0,0]
["2022-08-23T20:00:00",5637,0,0,0.85,33.479999999999997,0,0,0,0,0]
["2022-08-23T21:00:00",5638,0,0,0.85,33.479999999999997,0,0,0,0,0]
["2022-08-23T22:00:00",5639,0,0,0.85,33.479999999999997,0,0,0,0,0]
["2022-08-23T23:00:00",5640,0,0,0.85,33.479999999999997,0,0,0,0,0]
["2022-08-24",5641,0,0,0.85,33.479999999999997,0,0,0,0,0]
["2022-08-24T01:00:00",5642,0,0,0.85,33.479999999999997,0,0,0,0,0]
["2022-08-24T02:00:00",5643,0,0,0.85,33.479999999999997,0,0,0,0,0]
["2022-08-24T03:00:00",5644,0,0,0.85,33.479999999999997,0,0,0,0,0]
["2022-08-24T04:00:00",5645,0,0,0.85,33.479999999999997,0,0,0,0,0]
["2022-08-24T05:00:00",5646,0,0,0.85,33.479999999999997,0,0,0,0,0]
["2022-08-24T06:00:00",5647,0,0,0.85,33.479999999999997,0,0,0,0,0]
["2022-08-24T07:00:00",5648,0,0,0.85,33.479999999999997,0,0,0,0,0]
["2022-08-24T08:00:00",5649,0,0,0.85,33.479999999999997,0,0,0,0,0]
["2022-08-24T09:00:00",5650,0,0,0.85,33.479999999999997,0,0,0,0,0]
["2022-08-24T10:00:00",5651,0,0,0.85,33.479999999999997,0,0,0,0,0]
["2022-08-24T11:00:00",5652,0,0,0.85,33.479999999999997,0,0,0,0,0]
["2022-08-24T12:00:00",5653,0,0,0.85,33.479999999999997,0,0,0,0,0]
["2022-08-24T13:00:00",5654,0,0,0.85,33.479999999999997,0,0,0,0,0]
["2022-08-24T14:00:00",5655,0,0,0.85,33.479999999999997,0,0,0,0,0]
["2022-08-24T15:00:00",5656,0,0,0.85,33.479999999999997,0,0,0,0,0]
["2022-08-24T16:00:00",5657,0,0,0.85,33.479999999999997,0,0,0,0,0]
["2022-08-24T17:00:00",5658,0,0,0.85,33.479999999999997,0,0,0,0,0]
["2022-08-24T18:00:00",5659,0,0,0.85,33.479999999999997,0,0,0,0,0]
["2022-08-24T19:00:00",5660,0,0,0.85,33.479999999999997,0,0,0,0,0]
["2022-08-24T20:00:00",5661,0,0,0.85,33.479999999999997,0,0,0,0,0]
["2022-08-24T21:00:00",5662,0,0,0.85,33.479999999999997,0,0,0,0,0]
["2022-08-24T22:00:00",5663,0,0,0.85,33.479999999999997,0,0,0,0,0]
["2022-08-24T23:00:00",5664,0,0,0.85,33.479999999999997,0,0,0,0,0]
["2022-08-25",5665,0,0,0.85,33.479999999999997,0,0,0,0,0]
["2022-08-25T01:00:00",5666,0,0,0.85,33.479999999999997,0,0,0,0,0]
["2022-08-25T02:00:00",5667,0,0,0.85,33.479999999999997,0,0,0,0,0]
["2022-08-25T03:00:00",5668,0,0,0.85,33.479999999999997,0,0,0,0,0]
["2022-08-25T04:00:00",5669,0,0,0.85,33.479999999999997,0,0,0,0,0]
["2022-08-25T05:00:00",5670,0,0,0.85,33.479999999999997,0,0,0,0,0]
["2022-08-25T06:00:00",5671,0,0,0.85,33.479999999999997,0,0,0,0,0]
["2022-08-25T07:00:00",5672,0,0,0.85,33.479999999999997,0,0,0,0,0]
["2022-08-25T08:00:00",5673,0,0,0.85,33.479999999999997,0,0,0,0,0]
["2022-08-25T09:00:00",5674,0,0,0.85,33.479999999999997,0,0,0,0,0]
["2022-08-25T10:00:00",5675,0,0,0.85,33.479999999999997,0,0,0,0,0]
["2022-08-25T11:00:00",5676,0,0,0.85,33.479999999999997,0,0,0,0,0]
["2022-08-25T12:00:00",5677,0,0,0.85,33.479999999999997,0,0,0,0,0]
["2022-08-25T13:00:00",5678,0,0,0.85,33.479999999999997,0,0,0,0,0]
["2022-08-25T14:00:00",5679,0,0,0.85,33.479999999999997,0,0,0,0,0]
["2022-08-25T15:00:00",5680,0,0,0.85,33.479999999999997,0,0,0,0,0]
["2022-08-25T16:00:00",5681,0,0,0.85,33.479999999999997,0,0,0,0,0]
["2022-08-25T17:00:00",5682,0,0,0.85,33.479999999999997,0,0,0,0,0]
["2022-08-25T18:00:00",5683,0,0,0.85,33.479999999999997,0,0,0,0,0]
["2022-08-25T19:00:00",5684,0,0,0.85,33.479999999999997,0,0,0,0,0]
["2022-08-25T20:00:00",5685,0,0,0.85,33.479999999999997,0,0,0,0,0]
["2022-08-25T21:00:00",5686,0,0,0.85,33.479999999999997,0,0,0,0,0]
["2022-08-25T22:00:00",5687,0,0,0.85,33.479999999999997,0,0,0,0,0]
["2022-08-25T23:00:00",5688,0,0,0.85,33.479999999999997,0,0,0,0,0]
["2022-08-26",5689,0,0,0.85,33.479999999999997,0,0,0,0,0]
["2022-08-26T01:00:00",5690,0,0,0.85,33.479999999999997,0,0,0,0,0]
["2022-08-26T02:00:00",5691,0,0,0.85,33.479999999999997,0,0,0,0,0]
["2022-08-26T03:00:00",5692,0,0,0.85,33.479999999999997,0,0,0,0,0]
["2022-08-26T04:00:00",5693,0,0,0.85,33.479999999999997,0,0,0,0,0]
["2022-08-26T05:00:00",5694,0,0,0.85,33.479999999999997,0,0,0,0,0]
["2022-08-26T06:00:00",5695,0,0,0.85,33.479999999999997,0,0,0,0,0]
["2022-08-26T07:00:00",5696,0,0,0.85,33.479999999999997,0,0,0,0,0]
["2022-08-26T08:00:00",5697,0,0,0.85,33.479999999999997,0,{"$f":"G5698/3600","v":0},0,0,0]
["2022-08-26T09:00:00",{"$f":"B5698+1","v":5698},0,0,0.85,33.479999999999997,{"$f":"C5699*F5699","v":0},0,{"$f":"H5699*E5699","v":0},{"$f":"I5699*1000/1","v":0},0]
["2022-08-26T10:00:00",5699,0,0,{"$f":"E5699","v":0.85},{"$f":"F5699","v":33.479999999999997},0,0,0,0,0]
["2022-08-26T11:00:00",5700,0,0,0.85,33.479999999999997,0,0,0,0,0]
["2022-08-26T12:00:00",5701,0,0,0.85,33.479999999999997,0,0,0,0,0]
["2022-08-26T13:00:00",5702,0,0,0.85,33.479999999999997,0,0,0,0,0]
["2022-08-26T14:00:00",5703,0,0,0.85,33.479999999999997,0,0,0,0,0]
["2022-08-26T15:00:00",5704,0,0,0.85,33.479999999999997,0,0,0,0,0]
["2022-08-26T16:00:00",5705,0,0,0.85,33.479999999999997,0,0,0,0,0]
["2022-08-26T17:00:00",5706,0,0,0.85,33.479999999999997,0,0,0,0,0]
["2022-08-26T18:00:00",5707,0,0,0.85,33.479999999999997,0,0,0,0,0]
["2022-08-26T19:00:00",5708,0,0,0.85,33.479999999999997,0,0,0,0,0]
["2022-08-26T20:00:00",5709,0,0,0.85,33.479999999999997,0,0,0,0,0]
["2022-08-26T21:00:00",5710,0,0,0.85,33.479999999999997,0,0,0,0,0]
["2022-08-26T22:00:00",5711,0,0,0.85,33.479999999999997,0,0,0,0,0]
["2022-08-26T23:00:00",5712,0,0,0.85,33.479999999999997,0,0,0,0,0]
["2022-08-27",5713,0,0,0.85,33.479999999999997,0,0,0,0,0]
["2022-08-27T01:00:00",5714,0,0,0.85,33.479999999999997,0,0,0,0,0]
["2022-08-27T02:00:00",5715,0,0,0.85,33.479999999999997,0,0,0,0,0]
["2022-08-27T03:00:00",5716,0,0,0.85,33.479999999999997,0,0,0,0,0]
["2022-08-27T04:00:00",5717,0,0,0.85,33.479999999999997,0,0,0,0,0]
["2022-08-27T05:00:00",5718,0,0,0.85,33.479999999999997,0,0,0,0,0]
["2022-08-27T06:00:00",5719,0,0,0.85,33.479999999999997,0,0,0,0,0]
["2022-08-27T07:00:00",5720,0,0,0.85,33.479999999999997,0,0,0,0,0]
["2022-08-27T08:00:00",5721,0,0,0.85,33.479999999999997,0,0,0,0,0]
["2022-08-27T09:00:00",5722,0,0,0.85,33.479999999999997,0,0,0,0,0]
["2022-08-27T10:00:00",5723,0,0,0.85,33.479999999999997,0,0,0,0,0]
["2022-08-27T11:00:00",5724,0,0,0.85,33.479999999999997,0,0,0,0,0]
["2022-08-27T12:00:00",5725,0,0,0.85,33.479999999999997,0,0,0,0,0]
["2022-08-27T13:00:00",5726,0,0,0.85,33.479999999999997,0,0,0,0,0]
["2022-08-27T14:00:00",5727,0,0,0.85,33.479999999999997,0,0,0,0,0]
["2022-08-27T15:00:00",5728,0,0,0.85,33.479999999999997,0,0,0,0,0]
["2022-08-27T16:00:00",5729,0,0,0.85,33.479999999999997,0,0,0,0,0]
["2022-08-27T17:00:00",5730,0,0,0.85,33.479999999999997,0,0,0,0,0]
["2022-08-27T18:00:00",5731,0,0,0.85,33.479999999999997,0,0,0,0,0]
["2022-08-27T19:00:00",5732,0,0,0.85,33.479999999999997,0,0,0,0,0]
["2022-08-27T20:00:00",5733,0,0,0.85,33.479999999999997,0,0,0,0,0]
["2022-08-27T21:00:00",5734,0,0,0.85,33.479999999999997,0,0,0,0,0]
["2022-08-27T22:00:00",5735,0,0,0.85,33.479999999999997,0,0,0,0,0]
["2022-08-27T23:00:00",5736,0,0,0.85,33.479999999999997,0,0,0,0,0]
["2022-08-28",5737,0,0,0.85,33.479999999999997,0,0,0,0,0]
["2022-08-28T01:00:00",5738,0,0,0.85,33.479999999999997,0,0,0,0,0]
["2022-08-28T02:00:00",5739,0,0,0.85,33.479999999999997,0,0,0,0,0]
["2022-08-28T03:00:00",5740,0,0,0.85,33.479999999999997,0,0,0,0,0]
["2022-08-28T04:00:00",5741,0,0,0.85,33.479999999999997,0,0,0,0,0]
["2022-08-28T05:00:00",5742,0,0,0.85,33.479999999999997,0,0,0,0,0]
["2022-08-28T06:00:00",5743,0,0,0.85,33.479999999999997,0,0,0,0,0]
["2022-08-28T07:00:00",5744,0,0,0.85,33.479999999999997,0,0,0,0,0]
["2022-08-28T08:00:00",5745,0,0,0.85,33.479999999999997,0,0,0,0,0]
["2022-08-28T09:00:00",5746,0,0,0.85,33.479999999999997,0,0,0,0,0]
["2022-08-28T10:00:00",5747,0,0,0.85,33.479999999999997,0,0,0,0,0]
["2022-08-28T11:00:00",5748,0,0,0.85,33.479999999999997,0,0,0,0,0]
["2022-08-28T12:00:00",5749,0,0,0.85,33.479999999999997,0,0,0,0,0]
["2022-08-28T13:00:00",5750,0,0,0.85,33.479999999999997,0,0,0,0,0]
["2022-08-28T14:00:00",5751,0,0,0.85,33.479999999999997,0,0,0,0,0]
["2022-08-28T15:00:00",5752,0,0,0.85,33.479999999999997,0,0,0,0,0]
["2022-08-28T16:00:00",5753,0,0,0.85,33.479999999999997,0,0,0,0,0]
["2022-08-28T17:00:00",5754,0,0,0.85,33.479999999999997,0,0,0,0,0]
["2022-08-28T18:00:00",5755,0,0,0.85,33.479999999999997,0,0,0,0,0]
["2022-08-28T19:00:00",5756,0,0,0.85,33.479999999999997,0,0,0,0,0]
["2022-08-28T20:00:00",5757,0,0,0.85,33.479999999999997,0,0,0,0,0]
["2022-08-28T21:00:00",5758,0,0,0.85,33.479999999999997,0,0,0,0,0]
["2022-08-28T22:00:00",5759,0,0,0.85,33.479999999999997,0,0,0,0,0]
["2022-08-28T23:00:00",5760,0,0,0.85,33.479999999999997,0,0,0,0,0]
["2022-08-29",5761,0,0,0.85,33.479999999999997,0,{"$f":"G5762/3600","v":0},0,0,0]
["2022-08-29T01:00:00",{"$f":"B5762+1","v":5762},0,0,0.85,33.479999999999997,{"$f":"C5763*F5763","v":0},0,{"$f":"H5763*E5763","v":0},{"$f":"I5763*1000/1","v":0},0]
["2022-08-29T02:00:00",5763,0,0,{"$f":"E5763","v":0.85},{"$f":"F5763","v":33.479999999999997},0,0,0,0,0]
["2022-08-29T03:00:00",5764,0,0,0.85,33.479999999999997,0,0,0,0,0]
["2022-08-29T04:00:00",5765,0,0,0.85,33.479999999999997,0,0,0,0,0]
["2022-08-29T05:00:00",5766,0,0,0.85,33.479999999999997,0,0,0,0,0]
["2022-08-29T06:00:00",5767,0,0,0.85,33.479999999999997,0,0,0,0,0]
["2022-08-29T07:00:00",5768,0,0,0.85,33.479999999999997,0,0,0,0,0]
["2022-08-29T08:00:00",5769,0,0,0.85,33.479999999999997,0,0,0,0,0]
["2022-08-29T09:00:00",5770,0,0,0.85,33.479999999999997,0,0,0,0,0]
["2022-08-29T10:00:00",5771,0,0,0.85,33.479999999999997,0,0,0,0,0]
["2022-08-29T11:00:00",5772,0,0,0.85,33.479999999999997,0,0,0,0,0]
["2022-08-29T12:00:00",5773,0,0,0.85,33.479999999999997,0,0,0,0,0]
["2022-08-29T13:00:00",5774,0,0,0.85,33.479999999999997,0,0,0,0,0]
["2022-08-29T14:00:00",5775,0,0,0.85,33.479999999999997,0,0,0,0,0]
["2022-08-29T15:00:00",5776,0,0,0.85,33.479999999999997,0,0,0,0,0]
["2022-08-29T16:00:00",5777,0,0,0.85,33.479999999999997,0,0,0,0,0]
["2022-08-29T17:00:00",5778,0,0,0.85,33.479999999999997,0,0,0,0,0]
["2022-08-29T18:00:00",5779,0,0,0.85,33.479999999999997,0,0,0,0,0]
["2022-08-29T19:00:00",5780,0,0,0.85,33.479999999999997,0,0,0,0,0]
["2022-08-29T20:00:00",5781,0,0,0.85,33.479999999999997,0,0,0,0,0]
["2022-08-29T21:00:00",5782,0,0,0.85,33.479999999999997,0,0,0,0,0]
["2022-08-29T22:00:00",5783,0,0,0.85,33.479999999999997,0,0,0,0,0]
["2022-08-29T23:00:00",5784,0,0,0.85,33.479999999999997,0,0,0,0,0]
["2022-08-30",5785,0,0,0.85,33.479999999999997,0,0,0,0,0]
["2022-08-30T01:00:00",5786,0,0,0.85,33.479999999999997,0,0,0,0,0]
["2022-08-30T02:00:00",5787,0,0,0.85,33.479999999999997,0,0,0,0,0]
["2022-08-30T03:00:00",5788,0,0,0.85,33.479999999999997,0,0,0,0,0]
["2022-08-30T04:00:00",5789,0,0,0.85,33.479999999999997,0,0,0,0,0]
["2022-08-30T05:00:00",5790,0,0,0.85,33.479999999999997,0,0,0,0,0]
["2022-08-30T06:00:00",5791,0,0,0.85,33.479999999999997,0,0,0,0,0]
["2022-08-30T07:00:00",5792,0,0,0.85,33.479999999999997,0,0,0,0,0]
["2022-08-30T08:00:00",5793,0,0,0.85,33.479999999999997,0,0,0,0,0]
["2022-08-30T09:00:00",5794,0,0,0.85,33.479999999999997,0,0,0,0,0]
["2022-08-30T10:00:00",5795,0,0,0.85,33.479999999999997,0,0,0,0,0]
["2022-08-30T11:00:00",5796,0,0,0.85,33.479999999999997,0,0,0,0,0]
["2022-08-30T12:00:00",5797,0,0,0.85,33.479999999999997,0,0,0,0,0]
["2022-08-30T13:00:00",5798,0,0,0.85,33.479999999999997,0,0,0,0,0]
["2022-08-30T14:00:00",5799,0,0,0.85,33.479999999999997,0,0,0,0,0]
["2022-08-30T15:00:00",5800,0,0,0.85,33.479999999999997,0,0,0,0,0]
["2022-08-30T16:00:00",5801,0,0,0.85,33.479999999999997,0,0,0,0,0]
["2022-08-30T17:00:00",5802,0,0,0.85,33.479999999999997,0,0,0,0,0]
["2022-08-30T18:00:00",5803,0,0,0.85,33.479999999999997,0,0,0,0,0]
["2022-08-30T19:00:00",5804,0,0,0.85,33.479999999999997,0,0,0,0,0]
["2022-08-30T20:00:00",5805,0,0,0.85,33.479999999999997,0,0,0,0,0]
["2022-08-30T21:00:00",5806,0,0,0.85,33.479999999999997,0,0,0,0,0]
["2022-08-30T22:00:00",5807,0,0,0.85,33.479999999999997,0,0,0,0,0]
["2022-08-30T23:00:00",5808,0,0,0.85,33.479999999999997,0,0,0,0,0]
["2022-08-31",5809,0,0,0.85,33.479999999999997,0,0,0,0,0]
["2022-08-31T01:00:00",5810,0,0,0.85,33.479999999999997,0,0,0,0,0]
["2022-08-31T02:00:00",5811,0,0,0.85,33.479999999999997,0,0,0,0,0]
["2022-08-31T03:00:00",5812,0,0,0.85,33.479999999999997,0,0,0,0,0]
["2022-08-31T04:00:00",5813,0,0,0.85,33.479999999999997,0,0,0,0,0]
["2022-08-31T05:00:00",5814,0,0,0.85,33.479999999999997,0,0,0,0,0]
["2022-08-31T06:00:00",5815,0,0,0.85,33.479999999999997,0,0,0,0,0]
["2022-08-31T07:00:00",5816,0,0,0.85,33.479999999999997,0,0,0,0,0]
["2022-08-31T08:00:00",5817,0,0,0.85,33.479999999999997,0,0,0,0,0]
["2022-08-31T09:00:00",5818,0,0,0.85,33.479999999999997,0,0,0,0,0]
["2022-08-31T10:00:00",5819,0,0,0.85,33.479999999999997,0,0,0,0,0]
["2022-08-31T11:00:00",5820,0,0,0.85,33.479999999999997,0,0,0,0,0]
["2022-08-31T12:00:00",5821,0,0,0.85,33.479999999999997,0,0,0,0,0]
["2022-08-31T13:00:00",5822,0,0,0.85,33.479999999999997,0,0,0,0,0]
["2022-08-31T14:00:00",5823,0,0,0.85,33.479999999999997,0,0,0,0,0]
["2022-08-31T15:00:00",5824,0,0,0.85,33.479999999999997,0,0,0,0,0]
["2022-08-31T16:00:00",5825,0,0,0.85,33.479999999999997,0,{"$f":"G5826/3600","v":0},0,0,0]
["2022-08-31T17:00:00",{"$f":"B5826+1","v":5826},0,0,0.85,33.479999999999997,{"$f":"C5827*F5827","v":0},0,{"$f":"H5827*E5827","v":0},{"$f":"I5827*1000/1","v":0},0]
["2022-08-31T18:00:00",5827,0,0,{"$f":"E5827","v":0.85},{"$f":"F5827","v":33.479999999999997},0,0,0,0,0]
["2022-08-31T19:00:00",5828,0,0,0.85,33.479999999999997,0,0,0,0,0]
["2022-08-31T20:00:00",5829,0,0,0.85,33.479999999999997,0,0,0,0,0]
["2022-08-31T21:00:00",5830,0,0,0.85,33.479999999999997,0,0,0,0,0]
["2022-08-31T22:00:00",5831,0,0,0.85,33.479999999999997,0,0,0,0,0]
["2022-08-31T23:00:00",5832,0,0,0.85,33.479999999999997,0,0,0,0,0]
["2022-09-01",5833,0,0,0.85,33.479999999999997,0,0,0,0,0]
["2022-09-01T01:00:00",5834,0,0,0.85,33.479999999999997,0,0,0,0,0]
["2022-09-01T02:00:00",5835,0,0,0.85,33.479999999999997,0,0,0,0,0]
["2022-09-01T03:00:00",5836,0,0,0.85,33.479999999999997,0,0,0,0,0]
["2022-09-01T04:00:00",5837,0,0,0.85,33.479999999999997,0,0,0,0,0]
["2022-09-01T05:00:00",5838,0,0,0.85,33.479999999999997,0,0,0,0,0]
["2022-09-01T06:00:00",5839,0,0,0.85,33.479999999999997,0,0,0,0,0]
["2022-09-01T07:00:00",5840,0,0,0.85,33.479999999999997,0,0,0,0,0]
["2022-09-01T08:00:00",5841,0,0,0.85,33.479999999999997,0,0,0,0,0]
["2022-09-01T09:00:00",5842,0,0,0.85,33.479999999999997,0,0,0,0,0]
["2022-09-01T10:00:00",5843,0,0,0.85,33.479999999999997,0,0,0,0,0]
["2022-09-01T11:00:00",5844,0,0,0.85,33.479999999999997,0,0,0,0,0]
["2022-09-01T12:00:00",5845,0,0,0.85,33.479999999999997,0,0,0,0,0]
["2022-09-01T13:00:00",5846,0,0,0.85,33.479999999999997,0,0,0,0,0]
["2022-09-01T14:00:00",5847,0,0,0.85,33.479999999999997,0,0,0,0,0]
["2022-09-01T15:00:00",5848,0,0,0.85,33.479999999999997,0,0,0,0,0]
["2022-09-01T16:00:00",5849,0,0,0.85,33.479999999999997,0,0,0,0,0]
["2022-09-01T17:00:00",5850,0,0,0.85,33.479999999999997,0,0,0,0,0]
["2022-09-01T18:00:00",5851,0,0,0.85,33.479999999999997,0,0,0,0,0]
["2022-09-01T19:00:00",5852,0,0,0.85,33.479999999999997,0,0,0,0,0]
["2022-09-01T20:00:00",5853,0,0,0.85,33.479999999999997,0,0,0,0,0]
["2022-09-01T21:00:00",5854,0,0,0.85,33.479999999999997,0,0,0,0,0]
["2022-09-01T22:00:00",5855,0,0,0.85,33.479999999999997,0,0,0,0,0]
["2022-09-01T23:00:00",5856,0,0,0.85,33.479999999999997,0,0,0,0,0]
["2022-09-02",5857,0,0,0.85,33.479999999999997,0,0,0,0,0]
["2022-09-02T01:00:00",5858,0,0,0.85,33.479999999999997,0,0,0,0,0]
["2022-09-02T02:00:00",5859,0,0,0.85,33.479999999999997,0,0,0,0,0]
["2022-09-02T03:00:00",5860,0,0,0.85,33.479999999999997,0,0,0,0,0]
["2022-09-02T04:00:00",5861,0,0,0.85,33.479999999999997,0,0,0,0,0]
["2022-09-02T05:00:00",5862,0,0,0.85,33.479999999999997,0,0,0,0,0]
["2022-09-02T06:00:00",5863,0,0,0.85,33.479999999999997,0,0,0,0,0]
["2022-09-02T07:00:00",5864,0,0,0.85,33.479999999999997,0,0,0,0,0]
["2022-09-02T08:00:00",5865,0,0,0.85,33.479999999999997,0,0,0,0,0]
["2022-09-02T09:00:00",5866,0,0,0.85,33.479999999999997,0,0,0,0,0]
["2022-09-02T10:00:00",5867,0,0,0.85,33.479999999999997,0,0,0,0,0]
["2022-09-02T11:00:00",5868,0,0,0.85,33.479999999999997,0,0,0,0,0]
["2022-09-02T12:00:00",5869,0,0,0.85,33.479999999999997,0,0,0,0,0]
["2022-09-02T13:00:00",5870,0,0,0.85,33.479999999999997,0,0,0,0,0]
["2022-09-02T14:00:00",5871,0,0,0.85,33.479999999999997,0,0,0,0,0]
["2022-09-02T15:00:00",5872,0,0,0.85,33.479999999999997,0,0,0,0,0]
["2022-09-02T16:00:00",5873,0,0,0.85,33.479999999999997,0,0,0,0,0]
["2022-09-02T17:00:00",5874,0,0,0.85,33.479999999999997,0,0,0,0,0]
["2022-09-02T18:00:00",5875,0,0,0.85,33.479999999999997,0,0,0,0,0]
["2022-09-02T19:00:00",5876,0,0,0.85,33.479999999999997,0,0,0,0,0]
["2022-09-02T20:00:00",5877,0,0,0.85,33.479999999999997,0,0,0,0,0]
["2022-09-02T21:00:00",5878,0,0,0.85,33.479999999999997,0,0,0,0,0]
["2022-09-02T22:00:00",5879,0,0,0.85,33.479999999999997,0,0,0,0,0]
["2022-09-02T23:00:00",5880,0,0,0.85,33.479999999999997,0,0,0,0,0]
["2022-09-03",5881,0,0,0.85,33.479999999999997,0,0,0,0,0]
["2022-09-03T01:00:00",5882,0,0,0.85,33.479999999999997,0,0,0,0,0]
["2022-09-03T02:00:00",5883,0,0,0.85,33.479999999999997,0,0,0,0,0]
["2022-09-03T03:00:00",5884,0,0,0.85,33.479999999999997,0,0,0,0,0]
["2022-09-03T04:00:00",5885,0,0,0.85,33.479999999999997,0,0,0,0,0]
["2022-09-03T05:00:00",5886,0,0,0.85,33.479999999999997,0,0,0,0,0]
["2022-09-03T06:00:00",5887,0,0,0.85,33.479999999999997,0,0,0,0,0]
["2022-09-03T07:00:00",5888,0,0,0.85,33.479999999999997,0,0,0,0,0]
["2022-09-03T08:00:00",5889,0,0,0.85,33.479999999999997,0,{"$f":"G5890/3600","v":0},0,0,0]
["2022-09-03T09:00:00",{"$f":"B5890+1","v":5890},0,0,0.85,33.479999999999997,{"$f":"C5891*F5891","v":0},0,{"$f":"H5891*E5891","v":0},{"$f":"I5891*1000/1","v":0},0]
["2022-09-03T10:00:00",5891,0,0,{"$f":"E5891","v":0.85},{"$f":"F5891","v":33.479999999999997},0,0,0,0,0]
["2022-09-03T11:00:00",5892,0,0,0.85,33.479999999999997,0,0,0,0,0]
["2022-09-03T12:00:00",5893,0,0,0.85,33.479999999999997,0,0,0,0,0]
["2022-09-03T13:00:00",5894,0,0,0.85,33.479999999999997,0,0,0,0,0]
["2022-09-03T14:00:00",5895,0,0,0.85,33.479999999999997,0,0,0,0,0]
["2022-09-03T15:00:00",5896,0,0,0.85,33.479999999999997,0,0,0,0,0]
["2022-09-03T16:00:00",5897,0,0,0.85,33.479999999999997,0,0,0,0,0]
["2022-09-03T17:00:00",5898,0,0,0.85,33.479999999999997,0,0,0,0,0]
["2022-09-03T18:00:00",5899,0,0,0.85,33.479999999999997,0,0,0,0,0]
["2022-09-03T19:00:00",5900,0,0,0.85,33.479999999999997,0,0,0,0,0]
["2022-09-03T20:00:00",5901,0,0,0.85,33.479999999999997,0,0,0,0,0]
["2022-09-03T21:00:00",5902,0,0,0.85,33.479999999999997,0,0,0,0,0]
["2022-09-03T22:00:00",5903,0,0,0.85,33.479999999999997,0,0,0,0,0]
["2022-09-03T23:00:00",5904,0,0,0.85,33.479999999999997,0,0,0,0,0]
["2022-09-04",5905,0,0,0.85,33.479999999999997,0,0,0,0,0]
["2022-09-04T01:00:00",5906,0,0,0.85,33.479999999999997,0,0,0,0,0]
["2022-09-04T02:00:00",5907,0,0,0.85,33.479999999999997,0,0,0,0,0]
["2022-09-04T03:00:00",5908,0,0,0.85,33.479999999999997,0,0,0,0,0]
["2022-09-04T04:00:00",5909,0,0,0.85,33.479999999999997,0,0,0,0,0]
["2022-09-04T05:00:00",5910,0,0,0.85,33.479999999999997,0,0,0,0,0]
["2022-09-04T06:00:00",5911,0,0,0.85,33.479999999999997,0,0,0,0,0]
["2022-09-04T07:00:00",5912,0,0,0.85,33.479999999999997,0,0,0,0,0]
["2022-09-04T08:00:00",5913,0,0,0.85,33.479999999999997,0,0,0,0,0]
["2022-09-04T09:00:00",5914,0,0,0.85,33.479999999999997,0,0,0,0,0]
["2022-09-04T10:00:00",5915,0,0,0.85,33.479999999999997,0,0,0,0,0]
["2022-09-04T11:00:00",5916,0,0,0.85,33.479999999999997,0,0,0,0,0]
["2022-09-04T12:00:00",5917,0,0,0.85,33.479999999999997,0,0,0,0,0]
["2022-09-04T13:00:00",5918,0,0,0.85,33.479999999999997,0,0,0,0,0]
["2022-09-04T14:00:00",5919,0,0,0.85,33.479999999999997,0,0,0,0,0]
["2022-09-04T15:00:00",5920,0,0,0.85,33.479999999999997,0,0,0,0,0]
["2022-09-04T16:00:00",5921,0,0,0.85,33.479999999999997,0,0,0,0,0]
["2022-09-04T17:00:00",5922,0,0,0.85,33.479999999999997,0,0,0,0,0]
["2022-09-04T18:00:00",5923,0,0,0.85,33.479999999999997,0,0,0,0,0]
["2022-09-04T19:00:00",5924,0,0,0.85,33.479999999999997,0,0,0,0,0]
["2022-09-04T20:00:00",5925,0,0,0.85,33.479999999999997,0,0,0,0,0]
["2022-09-04T21:00:00",5926,0,0,0.85,33.479999999999997,0,0,0,0,0]
["2022-09-04T22:00:00",5927,0,0,0.85,33.479999999999997,0,0,0,0,0]
["2022-09-04T23:00:00",5928,0,0,0.85,33.479999999999997,0,0,0,0,0]
["2022-09-05",5929,0,0,0.85,33.479999999999997,0,0,0,0,0]
["2022-09-05T01:00:00",5930,0,0,0.85,33.479999999999997,0,0,0,0,0]
["2022-09-05T02:00:00",5931,0,0,0.85,33.479999999999997,0,0,0,0,0]
["2022-09-05T03:00:00",5932,0,0,0.85,33.479999999999997,0,0,0,0,0]
["2022-09-05T04:00:00",5933,0,0,0.85,33.479999999999997,0,0,0,0,0]
["2022-09-05T05:00:00",5934,0,0,0.85,33.479999999999997,0,0,0,0,0]
["2022-09-05T06:00:00",5935,0,0,0.85,33.479999999999997,0,0,0,0,0]
["2022-09-05T07:00:00",5936,0,0,0.85,33.479999999999997,0,0,0,0,0]
["2022-09-05T08:00:00",5937,0,0,0.85,33.479999999999997,0,0,0,0,0]
["2022-09-05T09:00:00",5938,0,0,0.85,33.479999999999997,0,0,0,0,0]
["2022-09-05T10:00:00",5939,0,0,0.85,33.479999999999997,0,0,0,0,0]
["2022-09-05T11:00:00",5940,0,0,0.85,33.479999999999997,0,0,0,0,0]
["2022-09-05T12:00:00",5941,0,0,0.85,33.479999999999997,0,0,0,0,0]
["2022-09-05T13:00:00",5942,0,0,0.85,33.479999999999997,0,0,0,0,0]
["2022-09-05T14:00:00",5943,0,0,0.85,33.479999999999997,0,0,0,0,0]
["2022-09-05T15:00:00",5944,0,0,0.85,33.479999999999997,0,0,0,0,0]
["2022-09-05T16:00:00",5945,0,0,0.85,33.479999999999997,0,0,0,0,0]
["2022-09-05T17:00:00",5946,0,0,0.85,33.479999999999997,0,0,0,0,0]
["2022-09-05T18:00:00",5947,0,0,0.85,33.479999999999997,0,0,0,0,0]
["2022-09-05T19:00:00",5948,0,0,0.85,33.479999999999997,0,0,0,0,0]
["2022-09-05T20:00:00",5949,0,0,0.85,33.479999999999997,0,0,0,0,0]
["2022-09-05T21:00:00",5950,0,0,0.85,33.479999999999997,0,0,0,0,0]
["2022-09-05T22:00:00",5951,0,0,0.85,33.479999999999997,0,0,0,0,0]
["2022-09-05T23:00:00",5952,0,0,0.85,33.479999999999997,0,0,0,0,0]
["2022-09-06",5953,0,0,0.85,33.479999999999997,0,{"$f":"G5954/3600","v":0},0,0,0]
["2022-09-06T01:00:00",{"$f":"B5954+1","v":5954},0,0,0.85,33.479999999999997,{"$f":"C5955*F5955","v":0},0,{"$f":"H5955*E5955","v":0},{"$f":"I5955*1000/1","v":0},0]
["2022-09-06T02:00:00",5955,0,0,{"$f":"E5955","v":0.85},{"$f":"F5955","v":33.479999999999997},0,0,0,0,0]
["2022-09-06T03:00:00",5956,0,0,0.85,33.479999999999997,0,0,0,0,0]
["2022-09-06T04:00:00",5957,0,0,0.85,33.479999999999997,0,0,0,0,0]
["2022-09-06T05:00:00",5958,0,0,0.85,33.479999999999997,0,0,0,0,0]
["2022-09-06T06:00:00",5959,0,0,0.85,33.479999999999997,0,0,0,0,0]
["2022-09-06T07:00:00",5960,0,0,0.85,33.479999999999997,0,0,0,0,0]
["2022-09-06T08:00:00",5961,0,0,0.85,33.479999999999997,0,0,0,0,0]
["2022-09-06T09:00:00",5962,0,0,0.85,33.479999999999997,0,0,0,0,0]
["2022-09-06T10:00:00",5963,0,0,0.85,33.479999999999997,0,0,0,0,0]
["2022-09-06T11:00:00",5964,0,0,0.85,33.479999999999997,0,0,0,0,0]
["2022-09-06T12:00:00",5965,0,0,0.85,33.479999999999997,0,0,0,0,0]
["2022-09-06T13:00:00",5966,0,0,0.85,33.479999999999997,0,0,0,0,0]
["2022-09-06T14:00:00",5967,0,0,0.85,33.479999999999997,0,0,0,0,0]
["2022-09-06T15:00:00",5968,0,0,0.85,33.479999999999997,0,0,0,0,0]
["2022-09-06T16:00:00",5969,0,0,0.85,33.479999999999997,0,0,0,0,0]
["2022-09-06T17:00:00",5970,0,0,0.85,33.479999999999997,0,0,0,0,0]
["2022-09-06T18:00:00",5971,0,0,0.85,33.479999999999997,0,0,0,0,0]
["2022-09-06T19:00:00",5972,0,0,0.85,33.479999999999997,0,0,0,0,0]
["2022-09-06T20:00:00",5973,0,0,0.85,33.479999999999997,0,0,0,0,0]
["2022-09-06T21:00:00",5974,0,0,0.85,33.479999999999997,0,0,0,0,0]
["2022-09-06T22:00:00",5975,0,0,0.85,33.479999999999997,0,0,0,0,0]
["2022-09-06T23:00:00",5976,0,0,0.85,33.479999999999997,0,0,0,0,0]
["2022-09-07",5977,0,0,0.85,33.479999999999997,0,0,0,0,0]
["2022-09-07T01:00:00",5978,0,0,0.85,33.479999999999997,0,0,0,0,0]
["2022-09-07T02:00:00",5979,0,0,0.85,33.479999999999997,0,0,0,0,0]
["2022-09-07T03:00:00",5980,0,0,0.85,33.479999999999997,0,0,0,0,0]
["2022-09-07T04:00:00",5981,0,0,0.85,33.479999999999997,0,0,0,0,0]
["2022-09-07T05:00:00",5982,0,0,0.85,33.479999999999997,0,0,0,0,0]
["2022-09-07T06:00:00",5983,0,0,0.85,33.479999999999997,0,0,0,0,0]
["2022-09-07T07:00:00",5984,0,0,0.85,33.479999999999997,0,0,0,0,0]
["2022-09-07T08:00:00",5985,0,0,0.85,33.479999999999997,0,0,0,0,0]
["2022-09-07T09:00:00",5986,0,0,0.85,33.479999999999997,0,0,0,0,0]
["2022-09-07T10:00:00",5987,0,0,0.85,33.479999999999997,0,0,0,0,0]
["2022-09-07T11:00:00",5988,0,0,0.85,33.479999999999997,0,0,0,0,0]
["2022-09-07T12:00:00",5989,0,0,0.85,33.479999999999997,0,0,0,0,0]
["2022-09-07T13:00:00",5990,0,0,0.85,33.479999999999997,0,0,0,0,0]
["2022-09-07T14:00:00",5991,0,0,0.85,33.479999999999997,0,0,0,0,0]
["2022-09-07T15:00:00",5992,0,0,0.85,33.479999999999997,0,0,0,0,0]
["2022-09-07T16:00:00",5993,0,0,0.85,33.479999999999997,0,0,0,0,0]
["2022-09-07T17:00:00",5994,0,0,0.85,33.479999999999997,0,0,0,0,0]
["2022-09-07T18:00:00",5995,0,0,0.85,33.479999999999997,0,0,0,0,0]
["2022-09-07T19:00:00",5996,0,0,0.85,33.479999999999997,0,0,0,0,0]
["2022-09-07T20:00:00",5997,0,0,0.85,33.479999999999997,0,0,0,0,0]
["2022-09-07T21:00:00",5998,0,0,0.85,33.479999999999997,0,0,0,0,0]
["2022-09-07T22:00:00",5999,0,0,0.85,33.479999999999997,0,0,0,0,0]
["2022-09-07T23:00:00",6000,0,0,0.85,33.479999999999997,0,0,0,0,0]
["2022-09-08",6001,0,0,0.85,33.479999999999997,0,0,0,0,0]
["2022-09-08T01:00:00",6002,0,0,0.85,33.479999999999997,0,0,0,0,0]
["2022-09-08T02:00:00",6003,0,0,0.85,33.479999999999997,0,0,0,0,0]
["2022-09-08T03:00:00",6004,0,0,0.85,33.479999999999997,0,0,0,0,0]
["2022-09-08T04:00:00",6005,0,0,0.85,33.479999999999997,0,0,0,0,0]
["2022-09-08T05:00:00",6006,0,0,0.85,33.479999999999997,0,0,0,0,0]
["2022-09-08T06:00:00",6007,0,0,0.85,33.479999999999997,0,0,0,0,0]
["2022-09-08T07:00:00",6008,0,0,0.85,33.479999999999997,0,0,0,0,0]
["2022-09-08T08:00:00",6009,0,0,0.85,33.479999999999997,0,0,0,0,0]
["2022-09-08T09:00:00",6010,0,0,0.85,33.479999999999997,0,0,0,0,0]
["2022-09-08T10:00:00",6011,0,0,0.85,33.479999999999997,0,0,0,0,0]
["2022-09-08T11:00:00",6012,0,0,0.85,33.479999999999997,0,0,0,0,0]
["2022-09-08T12:00:00",6013,0,0,0.85,33.479999999999997,0,0,0,0,0]
["2022-09-08T13:00:00",6014,0,0,0.85,33.479999999999997,0,0,0,0,0]
["2022-09-08T14:00:00",6015,0,0,0.85,33.479999999999997,0,0,0,0,0]
["2022-09-08T15:00:00",6016,0,0,0.85,33.479999999999997,0,0,0,0,0]
["2022-09-08T16:00:00",6017,0,0,0.85,33.479999999999997,0,{"$f":"G6018/3600","v":0},0,0,0]
["2022-09-08T16:59:59.999",{"$f":"B6018+1","v":6018},0,0,0.85,33.479999999999997,{"$f":"C6019*F6019","v":0},0,{"$f":"H6019*E6019","v":0},{"$f":"I6019*1000/1","v":0},0]
["2022-09-08T17:59:59.999",6019,0,0,{"$f":"E6019","v":0.85},{"$f":"F6019","v":33.479999999999997},0,0,0,0,0]
["2022-09-08T18:59:59.999",6020,0,0,0.85,33.479999999999997,0,0,0,0,0]
["2022-09-08T19:59:59.999",6021,0,0,0.85,33.479999999999997,0,0,0,0,0]
["2022-09-08T20:59:59.999",6022,0,0,0.85,33.479999999999997,0,0,0,0,0]
["2022-09-08T21:59:59.999",6023,0,0,0.85,33.479999999999997,0,0,0,0,0]
["2022-09-08T22:59:59.999",6024,0,0,0.85,33.479999999999997,0,0,0,0,0]
["2022-09-08T23:59:59.999",6025,0,0,0.85,33.479999999999997,0,0,0,0,0]
["2022-09-09T00:59:59.999",6026,0,0,0.85,33.479999999999997,0,0,0,0,0]
["2022-09-09T01:59:59.999",6027,0,0,0.85,33.479999999999997,0,0,0,0,0]
["2022-09-09T02:59:59.999",6028,0,0,0.85,33.479999999999997,0,0,0,0,0]
["2022-09-09T03:59:59.999",6029,0,0,0.85,33.479999999999997,0,0,0,0,0]
["2022-09-09T04:59:59.999",6030,0,0,0.85,33.479999999999997,0,0,0,0,0]
["2022-09-09T05:59:59.999",6031,0,0,0.85,33.479999999999997,0,0,0,0,0]
["2022-09-09T06:59:59.999",6032,0,0,0.85,33.479999999999997,0,0,0,0,0]
["2022-09-09T07:59:59.999",6033,0,0,0.85,33.479999999999997,0,0,0,0,0]
["2022-09-09T08:59:59.999",6034,0,0,0.85,33.479999999999997,0,0,0,0,0]
["2022-09-09T09:59:59.999",6035,0,0,0.85,33.479999999999997,0,0,0,0,0]
["2022-09-09T10:59:59.999",6036,0,0,0.85,33.479999999999997,0,0,0,0,0]
["2022-09-09T11:59:59.999",6037,0,0,0.85,33.479999999999997,0,0,0,0,0]
["2022-09-09T12:59:59.999",6038,0,0,0.85,33.479999999999997,0,0,0,0,0]
["2022-09-09T13:59:59.999",6039,0,0,0.85,33.479999999999997,0,0,0,0,0]
["2022-09-09T14:59:59.999",6040,0,0,0.85,33.479999999999997,0,0,0,0,0]
["2022-09-09T15:59:59.999",6041,0,0,0.85,33.479999999999997,0,0,0,0,0]
["2022-09-09T16:59:59.999",6042,0,0,0.85,33.479999999999997,0,0,0,0,0]
["2022-09-09T17:59:59.999",6043,0,0,0.85,33.479999999999997,0,0,0,0,0]
["2022-09-09T18:59:59.999",6044,0,0,0.85,33.479999999999997,0,0,0,0,0]
["2022-09-09T19:59:59.999",6045,0,0,0.85,33.479999999999997,0,0,0,0,0]
["2022-09-09T20:59:59.999",6046,0,0,0.85,33.479999999999997,0,0,0,0,0]
["2022-09-09T21:59:59.999",6047,0,0,0.85,33.479999999999997,0,0,0,0,0]
["2022-09-09T22:59:59.999",6048,0,0,0.85,33.479999999999997,0,0,0,0,0]
["2022-09-09T23:59:59.999",6049,0,0,0.85,33.479999999999997,0,0,0,0,0]
["2022-09-10T00:59:59.999",6050,0,0,0.85,33.479999999999997,0,0,0,0,0]
["2022-09-10T01:59:59.999",6051,0,0,0.85,33.479999999999997,0,0,0,0,0]
["2022-09-10T02:59:59.999",6052,0,0,0.85,33.479999999999997,0,0,0,0,0]
["2022-09-10T03:59:59.999",6053,0,0,0.85,33.479999999999997,0,0,0,0,0]
["2022-09-10T04:59:59.999",6054,0,0,0.85,33.479999999999997,0,0,0,0,0]
["2022-09-10T05:59:59.999",6055,0,0,0.85,33.479999999999997,0,0,0,0,0]
["2022-09-10T06:59:59.999",6056,0,0,0.85,33.479999999999997,0,0,0,0,0]
["2022-09-10T07:59:59.999",6057,0,0,0.85,33.479999999999997,0,0,0,0,0]
["2022-09-10T08:59:59.999",6058,0,0,0.85,33.479999999999997,0,0,0,0,0]
["2022-09-10T09:59:59.999",6059,0,0,0.85,33.479999999999997,0,0,0,0,0]
["2022-09-10T10:59:59.999",6060,0,0,0.85,33.479999999999997,0,0,0,0,0]
["2022-09-10T11:59:59.999",6061,0,0,0.85,33.479999999999997,0,0,0,0,0]
["2022-09-10T12:59:59.999",6062,0,0,0.85,33.479999999999997,0,0,0,0,0]
["2022-09-10T13:59:59.999",6063,0,0,0.85,33.479999999999997,0,0,0,0,0]
["2022-09-10T14:59:59.999",6064,0,0,0.85,33.479999999999997,0,0,0,0,0]
["2022-09-10T15:59:59.999",6065,0,0,0.85,33.479999999999997,0,0,0,0,0]
["2022-09-10T16:59:59.999",6066,0,0,0.85,33.479999999999997,0,0,0,0,0]
["2022-09-10T17:59:59.999",6067,0,0,0.85,33.479999999999997,0,0,0,0,0]
["2022-09-10T18:59:59.999",6068,0,0,0.85,33.479999999999997,0,0,0,0,0]
["2022-09-10T19:59:59.999",6069,0,0,0.85,33.479999999999997,0,0,0,0,0]
["2022-09-10T20:59:59.999",6070,0,0,0.85,33.479999999999997,0,0,0,0,0]
["2022-09-10T21:59:59.999",6071,0,0,0.85,33.479999999999997,0,0,0,0,0]
["2022-09-10T22:59:59.999",6072,0,0,0.85,33.479999999999997,0,0,0,0,0]
["2022-09-10T23:59:59.999",6073,0,0,0.85,33.479999999999997,0,0,0,0,0]
["2022-09-11T00:59:59.999",6074,0,0,0.85,33.479999999999997,0,0,0,0,0]
["2022-09-11T01:59:59.999",6075,0,0,0.85,33.479999999999997,0,0,0,0,0]
["2022-09-11T02:59:59.999",6076,0,0,0.85,33.479999999999997,0,0,0,0,0]
["2022-09-11T03:59:59.999",6077,0,0,0.85,33.479999999999997,0,0,0,0,0]
["2022-09-11T04:59:59.999",6078,0,0,0.85,33.479999999999997,0,0,0,0,0]
["2022-09-11T05:59:59.999",6079,0,0,0.85,33.479999999999997,0,0,0,0,0]
["2022-09-11T06:59:59.999",6080,0,0,0.85,33.479999999999997,0,0,0,0,0]
["2022-09-11T07:59:59.999",6081,0,0,0.85,33.479999999999997,0,{"$f":"G6082/3600","v":0},0,0,0]
["2022-09-11T08:59:59.999",{"$f":"B6082+1","v":6082},0,0,0.85,33.479999999999997,{"$f":"C6083*F6083","v":0},0,{"$f":"H6083*E6083","v":0},{"$f":"I6083*1000/1","v":0},0]
["2022-09-11T09:59:59.999",6083,0,0,{"$f":"E6083","v":0.85},{"$f":"F6083","v":33.479999999999997},0,0,0,0,0]
["2022-09-11T10:59:59.999",6084,0,0,0.85,33.479999999999997,0,0,0,0,0]
["2022-09-11T11:59:59.999",6085,0,0,0.85,33.479999999999997,0,0,0,0,0]
["2022-09-11T12:59:59.999",6086,0,0,0.85,33.479999999999997,0,0,0,0,0]
["2022-09-11T13:59:59.999",6087,0,0,0.85,33.479999999999997,0,0,0,0,0]
["2022-09-11T14:59:59.999",6088,0,0,0.85,33.479999999999997,0,0,0,0,0]
["2022-09-11T15:59:59.999",6089,0,0,0.85,33.479999999999997,0,0,0,0,0]
["2022-09-11T16:59:59.999",6090,0,0,0.85,33.479999999999997,0,0,0,0,0]
["2022-09-11T17:59:59.999",6091,0,0,0.85,33.479999999999997,0,0,0,0,0]
["2022-09-11T18:59:59.999",6092,0,0,0.85,33.479999999999997,0,0,0,0,0]
["2022-09-11T19:59:59.999",6093,0,0,0.85,33.479999999999997,0,0,0,0,0]
["2022-09-11T20:59:59.999",6094,0,0,0.85,33.479999999999997,0,0,0,0,0]
["2022-09-11T21:59:59.999",6095,0,0,0.85,33.479999999999997,0,0,0,0,0]
["2022-09-11T22:59:59.999",6096,0,0,0.85,33.479999999999997,0,0,0,0,0]
["2022-09-11T23:59:59.999",6097,0,0,0.85,33.479999999999997,0,0,0,0,0]
["2022-09-12T00:59:59.999",6098,0,0,0.85,33.479999999999997,0,0,0,0,0]
["2022-09-12T01:59:59.999",6099,0,0,0.85,33.479999999999997,0,0,0,0,0]
["2022-09-12T02:59:59.999",6100,0,0,0.85,33.479999999999997,0,0,0,0,0]
["2022-09-12T03:59:59.999",6101,0,0,0.85,33.479999999999997,0,0,0,0,0]
["2022-09-12T04:59:59.999",6102,0,0,0.85,33.479999999999997,0,0,0,0,0]
["2022-09-12T05:59:59.999",6103,0,0,0.85,33.479999999999997,0,0,0,0,0]
["2022-09-12T06:59:59.999",6104,0,0,0.85,33.479999999999997,0,0,0,0,0]
["2022-09-12T07:59:59.999",6105,0,0,0.85,33.479999999999997,0,0,0,0,0]
["2022-09-12T08:59:59.999",6106,0,0,0.85,33.479999999999997,0,0,0,0,0]
["2022-09-12T09:59:59.999",6107,0,0,0.85,33.479999999999997,0,0,0,0,0]
["2022-09-12T10:59:59.999",6108,0,0,0.85,33.479999999999997,0,0,0,0,0]
["2022-09-12T11:59:59.999",6109,0,0,0.85,33.479999999999997,0,0,0,0,0]
["2022-09-12T12:59:59.999",6110,0,0,0.85,33.479999999999997,0,0,0,0,0]
["2022-09-12T13:59:59.999",6111,0,0,0.85,33.479999999999997,0,0,0,0,0]
["2022-09-12T14:59:59.999",6112,0,0,0.85,33.479999999999997,0,0,0,0,0]
["2022-09-12T15:59:59.999",6113,0,0,0.85,33.479999999999997,0,0,0,0,0]
["2022-09-12T16:59:59.999",6114,0,0,0.85,33.479999999999997,0,0,0,0,0]
["2022-09-12T17:59:59.999",6115,0,0,0.85,33.479999999999997,0,0,0,0,0]
["2022-09-12T18:59:59.999",6116,0,0,0.85,33.479999999999997,0,0,0,0,0]
["2022-09-12T19:59:59.999",6117,0,0,0.85,33.479999999999997,0,0,0,0,0]
["2022-09-12T20:59:59.999",6118,0,0,0.85,33.479999999999997,0,0,0,0,0]
["2022-09-12T21:59:59.999",6119,0,0,0.85,33.479999999999997,0,0,0,0,0]
["2022-09-12T22:59:59.999",6120,0,0,0.85,33.479999999999997,0,0,0,0,0]
["2022-09-12T23:59:59.999",6121,0,0,0.85,33.479999999999997,0,0,0,0,0]
["2022-09-13T00:59:59.999",6122,0,0,0.85,33.479999999999997,0,0,0,0,0]
["2022-09-13T01:59:59.999",6123,0,0,0.85,33.479999999999997,0,0,0,0,0]
["2022-09-13T02:59:59.999",6124,0,0,0.85,33.479999999999997,0,0,0,0,0]
["2022-09-13T03:59:59.999",6125,0,0,0.85,33.479999999999997,0,0,0,0,0]
["2022-09-13T04:59:59.999",6126,0,0,0.85,33.479999999999997,0,0,0,0,0]
["2022-09-13T05:59:59.999",6127,0,0,0.85,33.479999999999997,0,0,0,0,0]
["2022-09-13T06:59:59.999",6128,0,0,0.85,33.479999999999997,0,0,0,0,0]
["2022-09-13T07:59:59.999",6129,0,0,0.85,33.479999999999997,0,0,0,0,0]
["2022-09-13T08:59:59.999",6130,0,0,0.85,33.479999999999997,0,0,0,0,0]
["2022-09-13T09:59:59.999",6131,0,0,0.85,33.479999999999997,0,0,0,0,0]
["2022-09-13T10:59:59.999",6132,0,0,0.85,33.479999999999997,0,0,0,0,0]
["2022-09-13T11:59:59.999",6133,0,0,0.85,33.479999999999997,0,0,0,0,0]
["2022-09-13T12:59:59.999",6134,0,0,0.85,33.479999999999997,0,0,0,0,0]
["2022-09-13T13:59:59.999",6135,0,0,0.85,33.479999999999997,0,0,0,0,0]
["2022-09-13T14:59:59.999",6136,0,0,0.85,33.479999999999997,0,0,0,0,0]
["2022-09-13T15:59:59.999",6137,0,0,0.85,33.479999999999997,0,0,0,0,0]
["2022-09-13T16:59:59.999",6138,0,0,0.85,33.479999999999997,0,0,0,0,0]
["2022-09-13T17:59:59.999",6139,0,0,0.85,33.479999999999997,0,0,0,0,0]
["2022-09-13T18:59:59.999",6140,0,0,0.85,33.479999999999997,0,0,0,0,0]
["2022-09-13T19:59:59.999",6141,0,0,0.85,33.479999999999997,0,0,0,0,0]
["2022-09-13T20:59:59.999",6142,0,0,0.85,33.479999999999997,0,0,0,0,0]
["2022-09-13T21:59:59.999",6143,0,0,0.85,33.479999999999997,0,0,0,0,0]
["2022-09-13T22:59:59.999",6144,0,0,0.85,33.479999999999997,0,0,0,0,0]
["2022-09-13T23:59:59.999",6145,0,0,0.85,33.479999999999997,0,{"$f":"G6146/3600","v":0},0,0,0]
["2022-09-14T00:59:59.999",{"$f":"B6146+1","v":6146},0,0,0.85,33.479999999999997,{"$f":"C6147*F6147","v":0},0,{"$f":"H6147*E6147","v":0},{"$f":"I6147*1000/1","v":0},0]
["2022-09-14T01:59:59.999",6147,0,0,{"$f":"E6147","v":0.85},{"$f":"F6147","v":33.479999999999997},0,0,0,0,0]
["2022-09-14T02:59:59.999",6148,0,0,0.85,33.479999999999997,0,0,0,0,0]
["2022-09-14T03:59:59.999",6149,0,0,0.85,33.479999999999997,0,0,0,0,0]
["2022-09-14T04:59:59.999",6150,0,0,0.85,33.479999999999997,0,0,0,0,0]
["2022-09-14T05:59:59.999",6151,0,0,0.85,33.479999999999997,0,0,0,0,0]
["2022-09-14T06:59:59.999",6152,0,0,0.85,33.479999999999997,0,0,0,0,0]
["2022-09-14T07:59:59.999",6153,0,0,0.85,33.479999999999997,0,0,0,0,0]
["2022-09-14T08:59:59.999",6154,0,0,0.85,33.479999999999997,0,0,0,0,0]
["2022-09-14T09:59:59.999",6155,0,0,0.85,33.479999999999997,0,0,0,0,0]
["2022-09-14T10:59:59.999",6156,0,0,0.85,33.479999999999997,0,0,0,0,0]
["2022-09-14T11:59:59.999",6157,0,0,0.85,33.479999999999997,0,0,0,0,0]
["2022-09-14T12:59:59.999",6158,0,0,0.85,33.479999999999997,0,0,0,0,0]
["2022-09-14T13:59:59.999",6159,0,0,0.85,33.479999999999997,0,0,0,0,0]
["2022-09-14T14:59:59.999",6160,0,0,0.85,33.479999999999997,0,0,0,0,0]
["2022-09-14T15:59:59.999",6161,0,0,0.85,33.479999999999997,0,0,0,0,0]
["2022-09-14T16:59:59.999",6162,0,0,0.85,33.479999999999997,0,0,0,0,0]
["2022-09-14T17:59:59.999",6163,0,0,0.85,33.479999999999997,0,0,0,0,0]
["2022-09-14T18:59:59.999",6164,0,0,0.85,33.479999999999997,0,0,0,0,0]
["2022-09-14T19:59:59.999",6165,0,0,0.85,33.479999999999997,0,0,0,0,0]
["2022-09-14T20:59:59.999",6166,0,0,0.85,33.479999999999997,0,0,0,0,0]
["2022-09-14T21:59:59.999",6167,0,0,0.85,33.479999999999997,0,0,0,0,0]
["2022-09-14T22:59:59.999",6168,0,0,0.85,33.479999999999997,0,0,0,0,0]
["2022-09-14T23:59:59.999",6169,0,0,0.85,33.479999999999997,0,0,0,0,0]
["2022-09-15T00:59:59.999",6170,0,0,0.85,33.479999999999997,0,0,0,0,0]
["2022-09-15T01:59:59.999",6171,0,0,0.85,33.479999999999997,0,0,0,0,0]
["2022-09-15T02:59:59.999",6172,0,0,0.85,33.479999999999997,0,0,0,0,0]
["2022-09-15T03:59:59.999",6173,0,0,0.85,33.479999999999997,0,0,0,0,0]
["2022-09-15T04:59:59.999",6174,0,0,0.85,33.479999999999997,0,0,0,0,0]
["2022-09-15T05:59:59.999",6175,0,0,0.85,33.479999999999997,0,0,0,0,0]
["2022-09-15T06:59:59.999",6176,0,0,0.85,33.479999999999997,0,0,0,0,0]
["2022-09-15T07:59:59.999",6177,0,0,0.85,33.479999999999997,0,0,0,0,0]
["2022-09-15T08:59:59.999",6178,0,0,0.85,33.479999999999997,0,0,0,0,0]
["2022-09-15T09:59:59.999",6179,0,0,0.85,33.479999999999997,0,0,0,0,0]
["2022-09-15T10:59:59.999",6180,0,0,0.85,33.479999999999997,0,0,0,0,0]
["2022-09-15T11:59:59.999",6181,0,0,0.85,33.479999999999997,0,0,0,0,0]
["2022-09-15T12:59:59.999",6182,0,0,0.85,33.479999999999997,0,0,0,0,0]
["2022-09-15T13:59:59.999",6183,0,0,0.85,33.479999999999997,0,0,0,0,0]
["2022-09-15T14:59:59.999",6184,0,0,0.85,33.479999999999997,0,0,0,0,0]
["2022-09-15T15:59:59.999",6185,0,0,0.85,33.479999999999997,0,0,0,0,0]
["2022-09-15T16:59:59.999",6186,0,0,0.85,33.479999999999997,0,0,0,0,0]
["2022-09-15T17:59:59.999",6187,0,0,0.85,33.479999999999997,0,0,0,0,0]
["2022-09-15T18:59:59.999",6188,0,0,0.85,33.479999999999997,0,0,0,0,0]
["2022-09-15T19:59:59.999",6189,0,0,0.85,33.479999999999997,0,0,0,0,0]
["2022-09-15T20:59:59.999",6190,0,0,0.85,33.479999999999997,0,0,0,0,0]
["2022-09-15T21:59:59.999",6191,0,0,0.85,33.479999999999997,0,0,0,0,0]
["2022-09-15T22:59:59.999",6192,0,0,0.85,33.479999999999997,0,0,0,0,0]
["2022-09-15T23:59:59.999",6193,0,0,0.85,33.479999999999997,0,0,0,0,0]
["2022-09-16T00:59:59.999",6194,0,0,0.85,33.479999999999997,0,0,0,0,0]
["2022-09-16T01:59:59.999",6195,0,0,0.85,33.479999999999997,0,0,0,0,0]
["2022-09-16T02:59:59.999",6196,0,0,0.85,33.479999999999997,0,0,0,0,0]
["2022-09-16T03:59:59.999",6197,0,0,0.85,33.479999999999997,0,0,0,0,0]
["2022-09-16T04:59:59.999",6198,0,0,0.85,33.479999999999997,0,0,0,0,0]
["2022-09-16T05:59:59.999",6199,0,0,0.85,33.479999999999997,0,0,0,0,0]
["2022-09-16T06:59:59.999",6200,0,0,0.85,33.479999999999997,0,0,0,0,0]
["2022-09-16T07:59:59.999",6201,0,0,0.85,33.479999999999997,0,0,0,0,0]
["2022-09-16T08:59:59.999",6202,0,0,0.85,33.479999999999997,0,0,0,0,0]
["2022-09-16T09:59:59.999",6203,0,0,0.85,33.479999999999997,0,0,0,0,0]
["2022-09-16T10:59:59.999",6204,0,0,0.85,33.479999999999997,0,0,0,0,0]
["2022-09-16T11:59:59.999",6205,0,0,0.85,33.479999999999997,0,0,0,0,0]
["2022-09-16T12:59:59.999",6206,0,0,0.85,33.479999999999997,0,0,0,0,0]
["2022-09-16T13:59:59.999",6207,0,0,0.85,33.479999999999997,0,0,0,0,0]
["2022-09-16T14:59:59.999",6208,0,0,0.85,33.479999999999997,0,0,0,0,0]
["2022-09-16T15:59:59.999",6209,0,0,0.85,33.479999999999997,0,{"$f":"G6210/3600","v":0},0,0,0]
["2022-09-16T16:59:59.999",{"$f":"B6210+1","v":6210},0,0,0.85,33.479999999999997,{"$f":"C6211*F6211","v":0},0,{"$f":"H6211*E6211","v":0},{"$f":"I6211*1000/1","v":0},0]
["2022-09-16T17:59:59.999",6211,0,0,{"$f":"E6211","v":0.85},{"$f":"F6211","v":33.479999999999997},0,0,0,0,0]
["2022-09-16T18:59:59.999",6212,0,0,0.85,33.479999999999997,0,0,0,0,0]
["2022-09-16T19:59:59.999",6213,0,0,0.85,33.479999999999997,0,0,0,0,0]
["2022-09-16T20:59:59.999",6214,0,0,0.85,33.479999999999997,0,0,0,0,0]
["2022-09-16T21:59:59.999",6215,0,0,0.85,33.479999999999997,0,0,0,0,0]
["2022-09-16T22:59:59.999",6216,0,0,0.85,33.479999999999997,0,0,0,0,0]
["2022-09-16T23:59:59.999",6217,0,0,0.85,33.479999999999997,0,0,0,0,0]
["2022-09-17T00:59:59.999",6218,0,0,0.85,33.479999999999997,0,0,0,0,0]
["2022-09-17T01:59:59.999",6219,0,0,0.85,33.479999999999997,0,0,0,0,0]
["2022-09-17T02:59:59.999",6220,0,0,0.85,33.479999999999997,0,0,0,0,0]
["2022-09-17T03:59:59.999",6221,0,0,0.85,33.479999999999997,0,0,0,0,0]
["2022-09-17T04:59:59.999",6222,0,0,0.85,33.479999999999997,0,0,0,0,0]
["2022-09-17T05:59:59.999",6223,0,0,0.85,33.479999999999997,0,0,0,0,0]
["2022-09-17T06:59:59.999",6224,0,0,0.85,33.479999999999997,0,0,0,0,0]
["2022-09-17T07:59:59.999",6225,0,0,0.85,33.479999999999997,0,0,0,0,0]
["2022-09-17T08:59:59.999",6226,0,0,0.85,33.479999999999997,0,0,0,0,0]
["2022-09-17T09:59:59.999",6227,0,0,0.85,33.479999999999997,0,0,0,0,0]
["2022-09-17T10:59:59.999",6228,0,0,0.85,33.479999999999997,0,0,0,0,0]
["2022-09-17T11:59:59.999",6229,0,0,0.85,33.479999999999997,0,0,0,0,0]
["2022-09-17T12:59:59.999",6230,0,0,0.85,33.479999999999997,0,0,0,0,0]
["2022-09-17T13:59:59.999",6231,0,0,0.85,33.479999999999997,0,0,0,0,0]
["2022-09-17T14:59:59.999",6232,0,0,0.85,33.479999999999997,0,0,0,0,0]
["2022-09-17T15:59:59.999",6233,0,0,0.85,33.479999999999997,0,0,0,0,0]
["2022-09-17T16:59:59.999",6234,0,0,0.85,33.479999999999997,0,0,0,0,0]
["2022-09-17T17:59:59.999",6235,0,0,0.85,33.479999999999997,0,0,0,0,0]
["2022-09-17T18:59:59.999",6236,0,0,0.85,33.479999999999997,0,0,0,0,0]
["2022-09-17T19:59:59.999",6237,0,0,0.85,33.479999999999997,0,0,0,0,0]
["2022-09-17T20:59:59.999",6238,0,0,0.85,33.479999999999997,0,0,0,0,0]
["2022-09-17T21:59:59.999",6239,0,0,0.85,33.479999999999997,0,0,0,0,0]
["2022-09-17T22:59:59.999",6240,0,0,0.85,33.479999999999997,0,0,0,0,0]
["2022-09-17T23:59:59.999",6241,0,0,0.85,33.479999999999997,0,0,0,0,0]
["2022-09-18T00:59:59.999",6242,0,0,0.85,33.479999999999997,0,0,0,0,0]
["2022-09-18T01:59:59.999",6243,0,0,0.85,33.479999999999997,0,0,0,0,0]
["2022-09-18T02:59:59.999",6244,0,0,0.85,33.479999999999997,0,0,0,0,0]
["2022-09-18T03:59:59.999",6245,0,0,0.85,33.479999999999997,0,0,0,0,0]
["2022-09-18T04:59:59.999",6246,0,0,0.85,33.479999999999997,0,0,0,0,0]
["2022-09-18T05:59:59.999",6247,0,0,0.85,33.479999999999997,0,0,0,0,0]
["2022-09-18T06:59:59.999",6248,0,0,0.85,33.479999999999997,0,0,0,0,0]
["2022-09-18T07:59:59.999",6249,0,0,0.85,33.479999999999997,0,0,0,0,0]
["2022-09-18T08:59:59.999",6250,0,0,0.85,33.479999999999997,0,0,0,0,0]
["2022-09-18T09:59:59.999",6251,0,0,0.85,33.479999999999997,0,0,0,0,0]
["2022-09-18T10:59:59.999",6252,0,0,0.85,33.479999999999997,0,0,0,0,0]
["2022-09-18T11:59:59.999",6253,0,0,0.85,33.479999999999997,0,0,0,0,0]
["2022-09-18T12:59:59.999",6254,0,0,0.85,33.479999999999997,0,0,0,0,0]
["2022-09-18T13:59:59.999",6255,0,0,0.85,33.479999999999997,0,0,0,0,0]
["2022-09-18T14:59:59.999",6256,0,0,0.85,33.479999999999997,0,0,0,0,0]
["2022-09-18T15:59:59.999",6257,0,0,0.85,33.479999999999997,0,0,0,0,0]
["2022-09-18T16:59:59.999",6258,0,0,0.85,33.479999999999997,0,0,0,0,0]
["2022-09-18T17:59:59.999",6259,0,0,0.85,33.479999999999997,0,0,0,0,0]
["2022-09-18T18:59:59.999",6260,0,0,0.85,33.479999999999997,0,0,0,0,0]
["2022-09-18T19:59:59.999",6261,0,0,0.85,33.479999999999997,0,0,0,0,0]
["2022-09-18T20:59:59.999",6262,0,0,0.85,33.479999999999997,0,0,0,0,0]
["2022-09-18T21:59:59.999",6263,0,0,0.85,33.479999999999997,0,0,0,0,0]
["2022-09-18T22:59:59.999",6264,0,0,0.85,33.479999999999997,0,0,0,0,0]
["2022-09-18T23:59:59.999",6265,0,0,0.85,33.479999999999997,0,0,0,0,0]
["2022-09-19T00:59:59.999",6266,0,0,0.85,33.479999999999997,0,0,0,0,0]
["2022-09-19T01:59:59.999",6267,0,0,0.85,33.479999999999997,0,0,0,0,0]
["2022-09-19T02:59:59.999",6268,0,0,0.85,33.479999999999997,0,0,0,0,0]
["2022-09-19T03:59:59.999",6269,0,0,0.85,33.479999999999997,0,0,0,0,0]
["2022-09-19T04:59:59.999",6270,0,0,0.85,33.479999999999997,0,0,0,0,0]
["2022-09-19T05:59:59.999",6271,0,0,0.85,33.479999999999997,0,0,0,0,0]
["2022-09-19T06:59:59.999",6272,0,0,0.85,33.479999999999997,0,0,0,0,0]
["2022-09-19T07:59:59.999",6273,0,0,0.85,33.479999999999997,0,{"$f":"G6274/3600","v":0},0,0,0]
["2022-09-19T08:59:59.999",{"$f":"B6274+1","v":6274},0,0,0.85,33.479999999999997,{"$f":"C6275*F6275","v":0},0,{"$f":"H6275*E6275","v":0},{"$f":"I6275*1000/1","v":0},0]
["2022-09-19T09:59:59.999",6275,0,0,{"$f":"E6275","v":0.85},{"$f":"F6275","v":33.479999999999997},0,0,0,0,0]
["2022-09-19T10:59:59.999",6276,0,0,0.85,33.479999999999997,0,0,0,0,0]
["2022-09-19T11:59:59.999",6277,0,0,0.85,33.479999999999997,0,0,0,0,0]
["2022-09-19T12:59:59.999",6278,0,0,0.85,33.479999999999997,0,0,0,0,0]
["2022-09-19T13:59:59.999",6279,0,0,0.85,33.479999999999997,0,0,0,0,0]
["2022-09-19T14:59:59.999",6280,0,0,0.85,33.479999999999997,0,0,0,0,0]
["2022-09-19T15:59:59.999",6281,0,0,0.85,33.479999999999997,0,0,0,0,0]
["2022-09-19T16:59:59.999",6282,0,0,0.85,33.479999999999997,0,0,0,0,0]
["2022-09-19T17:59:59.999",6283,0,0,0.85,33.479999999999997,0,0,0,0,0]
["2022-09-19T18:59:59.999",6284,0,0,0.85,33.479999999999997,0,0,0,0,0]
["2022-09-19T19:59:59.999",6285,0,0,0.85,33.479999999999997,0,0,0,0,0]
["2022-09-19T20:59:59.999",6286,0,0,0.85,33.479999999999997,0,0,0,0,0]
["2022-09-19T21:59:59.999",6287,0,0,0.85,33.479999999999997,0,0,0,0,0]
["2022-09-19T22:59:59.999",6288,0,0,0.85,33.479999999999997,0,0,0,0,0]
["2022-09-19T23:59:59.999",6289,0,0,0.85,33.479999999999997,0,0,0,0,0]
["2022-09-20T00:59:59.999",6290,0,0,0.85,33.479999999999997,0,0,0,0,0]
["2022-09-20T01:59:59.999",6291,0,0,0.85,33.479999999999997,0,0,0,0,0]
["2022-09-20T02:59:59.999",6292,0,0,0.85,33.479999999999997,0,0,0,0,0]
["2022-09-20T03:59:59.999",6293,0,0,0.85,33.479999999999997,0,0,0,0,0]
["2022-09-20T04:59:59.999",6294,0,0,0.85,33.479999999999997,0,0,0,0,0]
["2022-09-20T05:59:59.999",6295,0,0,0.85,33.479999999999997,0,0,0,0,0]
["2022-09-20T06:59:59.999",6296,0,0,0.85,33.479999999999997,0,0,0,0,0]
["2022-09-20T07:59:59.999",6297,0,0,0.85,33.479999999999997,0,0,0,0,0]
["2022-09-20T08:59:59.999",6298,0,0,0.85,33.479999999999997,0,0,0,0,0]
["2022-09-20T09:59:59.999",6299,0,0,0.85,33.479999999999997,0,0,0,0,0]
["2022-09-20T10:59:59.999",6300,0,0,0.85,33.479999999999997,0,0,0,0,0]
["2022-09-20T11:59:59.999",6301,0,0,0.85,33.479999999999997,0,0,0,0,0]
["2022-09-20T12:59:59.999",6302,0,0,0.85,33.479999999999997,0,0,0,0,0]
["2022-09-20T13:59:59.999",6303,0,0,0.85,33.479999999999997,0,0,0,0,0]
["2022-09-20T14:59:59.999",6304,0,0,0.85,33.479999999999997,0,0,0,0,0]
["2022-09-20T15:59:59.999",6305,0,0,0.85,33.479999999999997,0,0,0,0,0]
["2022-09-20T16:59:59.999",6306,0,0,0.85,33.479999999999997,0,0,0,0,0]
["2022-09-20T17:59:59.999",6307,0,0,0.85,33.479999999999997,0,0,0,0,0]
["2022-09-20T18:59:59.999",6308,0,0,0.85,33.479999999999997,0,0,0,0,0]
["2022-09-20T19:59:59.999",6309,0,0,0.85,33.479999999999997,0,0,0,0,0]
["2022-09-20T20:59:59.999",6310,0,0,0.85,33.479999999999997,0,0,0,0,0]
["2022-09-20T21:59:59.999",6311,0,0,0.85,33.479999999999997,0,0,0,0,0]
["2022-09-20T22:59:59.999",6312,0,0,0.85,33.479999999999997,0,0,0,0,0]
["2022-09-20T23:59:59.999",6313,0,0,0.85,33.479999999999997,0,0,0,0,0]
["2022-09-21T00:59:59.999",6314,0,0,0.85,33.479999999999997,0,0,0,0,0]
["2022-09-21T01:59:59.999",6315,0,0,0.85,33.479999999999997,0,0,0,0,0]
["2022-09-21T02:59:59.999",6316,0,0,0.85,33.479999999999997,0,0,0,0,0]
["2022-09-21T03:59:59.999",6317,0,0,0.85,33.479999999999997,0,0,0,0,0]
["2022-09-21T04:59:59.999",6318,0,0,0.85,33.479999999999997,0,0,0,0,0]
["2022-09-21T05:59:59.999",6319,0,0,0.85,33.479999999999997,0,0,0,0,0]
["2022-09-21T06:59:59.999",6320,0,0,0.85,33.479999999999997,0,0,0,0,0]
["2022-09-21T07:59:59.999",6321,0,0,0.85,33.479999999999997,0,0,0,0,0]
["2022-09-21T08:59:59.999",6322,0,0,0.85,33.479999999999997,0,0,0,0,0]
["2022-09-21T09:59:59.999",6323,0,0,0.85,33.479999999999997,0,0,0,0,0]
["2022-09-21T10:59:59.999",6324,0,0,0.85,33.479999999999997,0,0,0,0,0]
["2022-09-21T11:59:59.999",6325,0,0,0.85,33.479999999999997,0,0,0,0,0]
["2022-09-21T12:59:59.999",6326,0,0,0.85,33.479999999999997,0,0,0,0,0]
["2022-09-21T13:59:59.999",6327,0,0,0.85,33.479999999999997,0,0,0,0,0]
["2022-09-21T14:59:59.999",6328,0,0,0.85,33.479999999999997,0,0,0,0,0]
["2022-09-21T15:59:59.999",6329,0,0,0.85,33.479999999999997,0,0,0,0,0]
["2022-09-21T16:59:59.999",6330,0,0,0.85,33.479999999999997,0,0,0,0,0]
["2022-09-21T17:59:59.999",6331,0,0,0.85,33.479999999999997,0,0,0,0,0]
["2022-09-21T18:59:59.999",6332,0,0,0.85,33.479999999999997,0,0,0,0,0]
["2022-09-21T19:59:59.999",6333,0,0,0.85,33.479999999999997,0,0,0,0,0]
["2022-09-21T20:59:59.999",6334,0,0,0.85,33.479999999999997,0,0,0,0,0]
["2022-09-21T21:59:59.999",6335,0,0,0.85,33.479999999999997,0,0,0,0,0]
["2022-09-21T22:59:59.999",6336,0,0,0.85,33.479999999999997,0,0,0,0,0]
["2022-09-21T23:59:59.999",6337,0,0,0.85,33.479999999999997,0,{"$f":"G6338/3600","v":0},0,0,0]
["2022-09-22T00:59:59.999",{"$f":"B6338+1","v":6338},0,0,0.85,33.479999999999997,{"$f":"C6339*F6339","v":0},0,{"$f":"H6339*E6339","v":0},{"$f":"I6339*1000/1","v":0},0]
["2022-09-22T01:59:59.999",6339,0,0,{"$f":"E6339","v":0.85},{"$f":"F6339","v":33.479999999999997},0,0,0,0,0]
["2022-09-22T02:59:59.999",6340,0,0,0.85,33.479999999999997,0,0,0,0,0]
["2022-09-22T03:59:59.999",6341,0,0,0.85,33.479999999999997,0,0,0,0,0]
["2022-09-22T04:59:59.999",6342,0,0,0.85,33.479999999999997,0,0,0,0,0]
["2022-09-22T05:59:59.999",6343,0,0,0.85,33.479999999999997,0,0,0,0,0]
["2022-09-22T06:59:59.999",6344,0,0,0.85,33.479999999999997,0,0,0,0,0]
["2022-09-22T07:59:59.999",6345,0,0,0.85,33.479999999999997,0,0,0,0,0]
["2022-09-22T08:59:59.999",6346,0,0,0.85,33.479999999999997,0,0,0,0,0]
["2022-09-22T09:59:59.999",6347,0,0,0.85,33.479999999999997,0,0,0,0,0]
["2022-09-22T10:59:59.999",6348,0,0,0.85,33.479999999999997,0,0,0,0,0]
["2022-09-22T11:59:59.999",6349,0,0,0.85,33.479999999999997,0,0,0,0,0]
["2022-09-22T12:59:59.999",6350,0,0,0.85,33.479999999999997,0,0,0,0,0]
["2022-09-22T13:59:59.999",6351,0,0,0.85,33.479999999999997,0,0,0,0,0]
["2022-09-22T14:59:59.999",6352,0,0,0.85,33.479999999999997,0,0,0,0,0]
["2022-09-22T15:59:59.999",6353,0,0,0.85,33.479999999999997,0,0,0,0,0]
["2022-09-22T16:59:59.999",6354,0,0,0.85,33.479999999999997,0,0,0,0,0]
["2022-09-22T17:59:59.999",6355,0,0,0.85,33.479999999999997,0,0,0,0,0]
["2022-09-22T18:59:59.999",6356,0,0,0.85,33.479999999999997,0,0,0,0,0]
["2022-09-22T19:59:59.999",6357,0,0,0.85,33.479999999999997,0,0,0,0,0]
["2022-09-22T20:59:59.999",6358,0,0,0.85,33.479999999999997,0,0,0,0,0]
["2022-09-22T21:59:59.999",6359,0,0,0.85,33.479999999999997,0,0,0,0,0]
["2022-09-22T22:59:59.999",6360,0,0,0.85,33.479999999999997,0,0,0,0,0]
["2022-09-22T23:59:59.999",6361,0,0,0.85,33.479999999999997,0,0,0,0,0]
["2022-09-23T00:59:59.999",6362,0,0,0.85,33.479999999999997,0,0,0,0,0]
["2022-09-23T01:59:59.999",6363,0,0,0.85,33.479999999999997,0,0,0,0,0]
["2022-09-23T02:59:59.999",6364,0,0,0.85,33.479999999999997,0,0,0,0,0]
["2022-09-23T03:59:59.999",6365,0,0,0.85,33.479999999999997,0,0,0,0,0]
["2022-09-23T04:59:59.999",6366,0,0,0.85,33.479999999999997,0,0,0,0,0]
["2022-09-23T05:59:59.999",6367,0,0,0.85,33.479999999999997,0,0,0,0,0]
["2022-09-23T06:59:59.999",6368,0,0,0.85,33.479999999999997,0,0,0,0,0]
["2022-09-23T07:59:59.999",6369,0,0,0.85,33.479999999999997,0,0,0,0,0]
["2022-09-23T08:59:59.999",6370,0,0,0.85,33.479999999999997,0,0,0,0,0]
["2022-09-23T09:59:59.999",6371,0,0,0.85,33.479999999999997,0,0,0,0,0]
["2022-09-23T10:59:59.999",6372,0,0,0.85,33.479999999999997,0,0,0,0,0]
["2022-09-23T11:59:59.999",6373,0,0,0.85,33.479999999999997,0,0,0,0,0]
["2022-09-23T12:59:59.999",6374,0,0,0.85,33.479999999999997,0,0,0,0,0]
["2022-09-23T13:59:59.999",6375,0,0,0.85,33.479999999999997,0,0,0,0,0]
["2022-09-23T14:59:59.999",6376,0,0,0.85,33.479999999999997,0,0,0,0,0]
["2022-09-23T15:59:59.999",6377,0,0,0.85,33.479999999999997,0,0,0,0,0]
["2022-09-23T16:59:59.999",6378,0,0,0.85,33.479999999999997,0,0,0,0,0]
["2022-09-23T17:59:59.999",6379,0,0,0.85,33.479999999999997,0,0,0,0,0]
["2022-09-23T18:59:59.999",6380,0,0,0.85,33.479999999999997,0,0,0,0,0]
["2022-09-23T19:59:59.999",6381,0,0,0.85,33.479999999999997,0,0,0,0,0]
["2022-09-23T20:59:59.999",6382,0,0,0.85,33.479999999999997,0,0,0,0,0]
["2022-09-23T21:59:59.999",6383,0,0,0.85,33.479999999999997,0,0,0,0,0]
["2022-09-23T22:59:59.999",6384,0,0,0.85,33.479999999999997,0,0,0,0,0]
["2022-09-23T23:59:59.999",6385,0,0,0.85,33.479999999999997,0,0,0,0,0]
["2022-09-24T00:59:59.999",6386,0,0,0.85,33.479999999999997,0,0,0,0,0]
["2022-09-24T01:59:59.999",6387,0,0,0.85,33.479999999999997,0,0,0,0,0]
["2022-09-24T02:59:59.999",6388,0,0,0.85,33.479999999999997,0,0,0,0,0]
["2022-09-24T03:59:59.999",6389,0,0,0.85,33.479999999999997,0,0,0,0,0]
["2022-09-24T04:59:59.999",6390,0,0,0.85,33.479999999999997,0,0,0,0,0]
["2022-09-24T05:59:59.999",6391,0,0,0.85,33.479999999999997,0,0,0,0,0]
["2022-09-24T06:59:59.999",6392,0,0,0.85,33.479999999999997,0,0,0,0,0]
["2022-09-24T07:59:59.999",6393,0,0,0.85,33.479999999999997,0,0,0,0,0]
["2022-09-24T08:59:59.999",6394,0,0,0.85,33.479999999999997,0,0,0,0,0]
["2022-09-24T09:59:59.999",6395,0,0,0.85,33.479999999999997,0,0,0,0,0]
["2022-09-24T10:59:59.999",6396,0,0,0.85,33.479999999999997,0,0,0,0,0]
["2022-09-24T11:59:59.999",6397,0,0,0.85,33.479999999999997,0,0,0,0,0]
["2022-09-24T12:59:59.999",6398,0,0,0.85,33.479999999999997,0,0,0,0,0]
["2022-09-24T13:59:59.999",6399,0,0,0.85,33.479999999999997,0,0,0,0,0]
["2022-09-24T14:59:59.999",6400,0,0,0.85,33.479999999999997,0,0,0,0,0]
["2022-09-24T15:59:59.999",6401,0,0,0.85,33.479999999999997,0,{"$f":"G6402/3600","v":0},0,0,0]
["2022-09-24T16:59:59.999",{"$f":"B6402+1","v":6402},0,0,0.85,33.479999999999997,{"$f":"C6403*F6403","v":0},0,{"$f":"H6403*E6403","v":0},{"$f":"I6403*1000/1","v":0},0]
["2022-09-24T17:59:59.999",6403,0,0,{"$f":"E6403","v":0.85},{"$f":"F6403","v":33.479999999999997},0,0,0,0,0]
["2022-09-24T18:59:59.999",6404,0,0,0.85,33.479999999999997,0,0,0,0,0]
["2022-09-24T19:59:59.999",6405,0,0,0.85,33.479999999999997,0,0,0,0,0]
["2022-09-24T20:59:59.999",6406,0,0,0.85,33.479999999999997,0,0,0,0,0]
["2022-09-24T21:59:59.999",6407,0,0,0.85,33.479999999999997,0,0,0,0,0]
["2022-09-24T22:59:59.999",6408,0,0,0.85,33.479999999999997,0,0,0,0,0]
["2022-09-24T23:59:59.999",6409,0,0,0.85,33.479999999999997,0,0,0,0,0]
["2022-09-25T00:59:59.999",6410,0,0,0.85,33.479999999999997,0,0,0,0,0]
["2022-09-25T01:59:59.999",6411,0,0,0.85,33.479999999999997,0,0,0,0,0]
["2022-09-25T02:59:59.999",6412,0,0,0.85,33.479999999999997,0,0,0,0,0]
["2022-09-25T03:59:59.999",6413,0,0,0.85,33.479999999999997,0,0,0,0,0]
["2022-09-25T04:59:59.999",6414,0,0,0.85,33.479999999999997,0,0,0,0,0]
["2022-09-25T05:59:59.999",6415,0,0,0.85,33.479999999999997,0,0,0,0,0]
["2022-09-25T06:59:59.999",6416,0,0,0.85,33.479999999999997,0,0,0,0,0]
["2022-09-25T07:59:59.999",6417,0,0,0.85,33.479999999999997,0,0,0,0,0]
["2022-09-25T08:59:59.999",6418,0,0,0.85,33.479999999999997,0,0,0,0,0]
["2022-09-25T09:59:59.999",6419,0,0,0.85,33.479999999999997,0,0,0,0,0]
["2022-09-25T10:59:59.999",6420,0,0,0.85,33.479999999999997,0,0,0,0,0]
["2022-09-25T11:59:59.999",6421,0,0,0.85,33.479999999999997,0,0,0,0,0]
["2022-09-25T12:59:59.999",6422,0,0,0.85,33.479999999999997,0,0,0,0,0]
["2022-09-25T13:59:59.999",6423,0,0,0.85,33.479999999999997,0,0,0,0,0]
["2022-09-25T14:59:59.999",6424,0,0,0.85,33.479999999999997,0,0,0,0,0]
["2022-09-25T15:59:59.999",6425,0,0,0.85,33.479999999999997,0,0,0,0,0]
["2022-09-25T16:59:59.999",6426,0,0,0.85,33.479999999999997,0,0,0,0,0]
["2022-09-25T17:59:59.999",6427,0,0,0.85,33.479999999999997,0,0,0,0,0]
["2022-09-25T18:59:59.999",6428,0,0,0.85,33.479999999999997,0,0,0,0,0]
["2022-09-25T19:59:59.999",6429,0,0,0.85,33.479999999999997,0,0,0,0,0]
["2022-09-25T20:59:59.999",6430,0,0,0.85,33.479999999999997,0,0,0,0,0]
["2022-09-25T21:59:59.999",6431,0,0,0.85,33.479999999999997,0,0,0,0,0]
["2022-09-25T22:59:59.999",6432,0,0,0.85,33.479999999999997,0,0,0,0,0]
["2022-09-25T23:59:59.999",6433,0,0,0.85,33.479999999999997,0,0,0,0,0]
["2022-09-26T00:59:59.999",6434,0,0,0.85,33.479999999999997,0,0,0,0,0]
["2022-09-26T01:59:59.999",6435,0,0,0.85,33.479999999999997,0,0,0,0,0]
["2022-09-26T02:59:59.999",6436,0,0,0.85,33.479999999999997,0,0,0,0,0]
["2022-09-26T03:59:59.999",6437,0,0,0.85,33.479999999999997,0,0,0,0,0]
["2022-09-26T04:59:59.999",6438,0,0,0.85,33.479999999999997,0,0,0,0,0]
["2022-09-26T05:59:59.999",6439,0,0,0.85,33.479999999999997,0,0,0,0,0]
["2022-09-26T06:59:59.999",6440,0,0,0.85,33.479999999999997,0,0,0,0,0]
["2022-09-26T07:59:59.999",6441,0,0,0.85,33.479999999999997,0,0,0,0,0]
["2022-09-26T08:59:59.999",6442,0,0,0.85,33.479999999999997,0,0,0,0,0]
["2022-09-26T09:59:59.999",6443,0,0,0.85,33.479999999999997,0,0,0,0,0]
["2022-09-26T10:59:59.999",6444,0,0,0.85,33.479999999999997,0,0,0,0,0]
["2022-09-26T11:59:59.999",6445,0,0,0.85,33.479999999999997,0,0,0,0,0]
["2022-09-26T12:59:59.999",6446,0,0,0.85,33.479999999999997,0,0,0,0,0]
["2022-09-26T13:59:59.999",6447,0,0,0.85,33.479999999999997,0,0,0,0,0]
["2022-09-26T14:59:59.999",6448,0,0,0.85,33.479999999999997,0,0,0,0,0]
["2022-09-26T15:59:59.999",6449,0,0,0.85,33.479999999999997,0,0,0,0,0]
["2022-09-26T16:59:59.999",6450,0,0,0.85,33.479999999999997,0,0,0,0,0]
["2022-09-26T17:59:59.999",6451,0,0,0.85,33.479999999999997,0,0,0,0,0]
["2022-09-26T18:59:59.999",6452,0,0,0.85,33.479999999999997,0,0,0,0,0]
["2022-09-26T19:59:59.999",6453,0,0,0.85,33.479999999999997,0,0,0,0,0]
["2022-09-26T20:59:59.999",6454,0,0,0.85,33.479999999999997,0,0,0,0,0]
["2022-09-26T21:59:59.999",6455,0,0,0.85,33.479999999999997,0,0,0,0,0]
["2022-09-26T22:59:59.999",6456,0,0,0.85,33.479999999999997,0,0,0,0,0]
["2022-09-26T23:59:59.999",6457,0,0,0.85,33.479999999999997,0,0,0,0,0]
["2022-09-27T00:59:59.999",6458,0,0,0.85,33.479999999999997,0,0,0,0,0]
["2022-09-27T01:59:59.999",6459,0,0,0.85,33.479999999999997,0,0,0,0,0]
["2022-09-27T02:59:59.999",6460,0,0,0.85,33.479999999999997,0,0,0,0,0]
["2022-09-27T03:59:59.999",6461,0,0,0.85,33.479999999999997,0,0,0,0,0]
["2022-09-27T04:59:59.999",6462,0,0,0.85,33.479999999999997,0,0,0,0,0]
["2022-09-27T05:59:59.999",6463,0,0,0.85,33.479999999999997,0,0,0,0,0]
["2022-09-27T06:59:59.999",6464,0,0,0.85,33.479999999999997,0,0,0,0,0]
["2022-09-27T07:59:59.999",6465,0,0,0.85,33.479999999999997,0,{"$f":"G6466/3600","v":0},0,0,0]
["2022-09-27T08:59:59.999",{"$f":"B6466+1","v":6466},0,0,0.85,33.479999999999997,{"$f":"C6467*F6467","v":0},0,{"$f":"H6467*E6467","v":0},{"$f":"I6467*1000/1","v":0},0]
["2022-09-27T09:59:59.999",6467,0,0,{"$f":"E6467","v":0.85},{"$f":"F6467","v":33.479999999999997},0,0,0,0,0]
["2022-09-27T10:59:59.999",6468,0,0,0.85,33.479999999999997,0,0,0,0,0]
["2022-09-27T11:59:59.999",6469,0,0,0.85,33.479999999999997,0,0,0,0,0]
["2022-09-27T12:59:59.999",6470,0,0,0.85,33.479999999999997,0,0,0,0,0]
["2022-09-27T13:59:59.999",6471,0,0,0.85,33.479999999999997,0,0,0,0,0]
["2022-09-27T14:59:59.999",6472,0,0,0.85,33.479999999999997,0,0,0,0,0]
["2022-09-27T15:59:59.999",6473,0,0,0.85,33.479999999999997,0,0,0,0,0]
["2022-09-27T16:59:59.999",6474,0,0,0.85,33.479999999999997,0,0,0,0,0]
["2022-09-27T17:59:59.999",6475,0,0,0.85,33.479999999999997,0,0,0,0,0]
["2022-09-27T18:59:59.999",6476,0,0,0.85,33.479999999999997,0,0,0,0,0]
["2022-09-27T19:59:59.999",6477,0,0,0.85,33.479999999999997,0,0,0,0,0]
["2022-09-27T20:59:59.999",6478,0,0,0.85,33.479999999999997,0,0,0,0,0]
["2022-09-27T21:59:59.999",6479,0,0,0.85,33.479999999999997,0,0,0,0,0]
["2022-09-27T22:59:59.999",6480,0,0,0.85,33.479999999999997,0,0,0,0,0]
["2022-09-27T23:59:59.999",6481,0,0,0.85,33.479999999999997,0,0,0,0,0]
["2022-09-28T00:59:59.999",6482,0,0,0.85,33.479999999999997,0,0,0,0,0]
["2022-09-28T01:59:59.999",6483,0,0,0.85,33.479999999999997,0,0,0,0,0]
["2022-09-28T02:59:59.999",6484,0,0,0.85,33.479999999999997,0,0,0,0,0]
["2022-09-28T03:59:59.999",6485,0,0,0.85,33.479999999999997,0,0,0,0,0]
["2022-09-28T04:59:59.999",6486,0,0,0.85,33.479999999999997,0,0,0,0,0]
["2022-09-28T05:59:59.999",6487,0,0,0.85,33.479999999999997,0,0,0,0,0]
["2022-09-28T06:59:59.999",6488,0,0,0.85,33.479999999999997,0,0,0,0,0]
["2022-09-28T07:59:59.999",6489,0,0,0.85,33.479999999999997,0,0,0,0,0]
["2022-09-28T08:59:59.999",6490,0,0,0.85,33.479999999999997,0,0,0,0,0]
["2022-09-28T09:59:59.999",6491,0,0,0.85,33.479999999999997,0,0,0,0,0]
["2022-09-28T10:59:59.999",6492,0,0,0.85,33.479999999999997,0,0,0,0,0]
["2022-09-28T11:59:59.999",6493,0,0,0.85,33.479999999999997,0,0,0,0,0]
["2022-09-28T12:59:59.999",6494,0,0,0.85,33.479999999999997,0,0,0,0,0]
["2022-09-28T13:59:59.999",6495,0,0,0.85,33.479999999999997,0,0,0,0,0]
["2022-09-28T14:59:59.999",6496,0,0,0.85,33.479999999999997,0,0,0,0,0]
["2022-09-28T15:59:59.999",6497,0,0,0.85,33.479999999999997,0,0,0,0,0]
["2022-09-28T16:59:59.999",6498,0,0,0.85,33.479999999999997,0,0,0,0,0]
["2022-09-28T17:59:59.999",6499,0,0,0.85,33.479999999999997,0,0,0,0,0]
["2022-09-28T18:59:59.999",6500,0,0,0.85,33.479999999999997,0,0,0,0,0]
["2022-09-28T19:59:59.999",6501,0,0,0.85,33.479999999999997,0,0,0,0,0]
["2022-09-28T20:59:59.999",6502,0,0,0.85,33.479999999999997,0,0,0,0,0]
["2022-09-28T21:59:59.999",6503,0,0,0.85,33.479999999999997,0,0,0,0,0]
["2022-09-28T22:59:59.999",6504,0,0,0.85,33.479999999999997,0,0,0,0,0]
["2022-09-28T23:59:59.999",6505,0,0,0.85,33.479999999999997,0,0,0,0,0]
["2022-09-29T00:59:59.999",6506,0,0,0.85,33.479999999999997,0,0,0,0,0]
["2022-09-29T01:59:59.999",6507,0,0,0.85,33.479999999999997,0,0,0,0,0]
["2022-09-29T02:59:59.999",6508,0,0,0.85,33.479999999999997,0,0,0,0,0]
["2022-09-29T03:59:59.999",6509,0,0,0.85,33.479999999999997,0,0,0,0,0]
["2022-09-29T04:59:59.999",6510,0,0,0.85,33.479999999999997,0,0,0,0,0]
["2022-09-29T05:59:59.999",6511,0,0,0.85,33.479999999999997,0,0,0,0,0]
["2022-09-29T06:59:59.999",6512,0,0,0.85,33.479999999999997,0,0,0,0,0]
["2022-09-29T07:59:59.999",6513,0,0,0.85,33.479999999999997,0,0,0,0,0]
["2022-09-29T08:59:59.999",6514,0,0,0.85,33.479999999999997,0,0,0,0,0]
["2022-09-29T09:59:59.999",6515,0,0,0.85,33.479999999999997,0,0,0,0,0]
["2022-09-29T10:59:59.999",6516,0,0,0.85,33.479999999999997,0,0,0,0,0]
["2022-09-29T11:59:59.999",6517,0,0,0.85,33.479999999999997,0,0,0,0,0]
["2022-09-29T12:59:59.999",6518,0,0,0.85,33.479999999999997,0,0,0,0,0]
["2022-09-29T13:59:59.999",6519,0,0,0.85,33.479999999999997,0,0,0,0,0]
["2022-09-29T14:59:59.999",6520,0,0,0.85,33.479999999999997,0,0,0,0,0]
["2022-09-29T15:59:59.999",6521,0,0,0.85,33.479999999999997,0,0,0,0,0]
["2022-09-29T16:59:59.999",6522,0,0,0.85,33.479999999999997,0,0,0,0,0]
["2022-09-29T17:59:59.999",6523,0,0,0.85,33.479999999999997,0,0,0,0,0]
["2022-09-29T18:59:59.999",6524,0,0,0.85,33.479999999999997,0,0,0,0,0]
["2022-09-29T19:59:59.999",6525,0,0,0.85,33.479999999999997,0,0,0,0,0]
["2022-09-29T20:59:59.999",6526,0,0,0.85,33.479999999999997,0,0,0,0,0]
["2022-09-29T21:59:59.999",6527,0,0,0.85,33.479999999999997,0,0,0,0,0]
["2022-09-29T22:59:59.999",6528,0,0,0.85,33.479999999999997,0,0,0,0,0]
["2022-09-29T23:59:59.999",6529,0,0,0.85,33.479999999999997,0,{"$f":"G6530/3600","v":0},0,0,0]
["2022-09-30T00:59:59.999",{"$f":"B6530+1","v":6530},0,0,0.85,33.479999999999997,{"$f":"C6531*F6531","v":0},0,{"$f":"H6531*E6531","v":0},{"$f":"I6531*1000/1","v":0},0]
["2022-09-30T01:59:59.999",6531,0,0,{"$f":"E6531","v":0.85},{"$f":"F6531","v":33.479999999999997},0,0,0,0,0]
["2022-09-30T02:59:59.999",6532,0,0,0.85,33.479999999999997,0,0,0,0,0]
["2022-09-30T03:59:59.999",6533,0,0,0.85,33.479999999999997,0,0,0,0,0]
["2022-09-30T04:59:59.999",6534,0,0,0.85,33.479999999999997,0,0,0,0,0]
["2022-09-30T05:59:59.999",6535,0,0,0.85,33.479999999999997,0,0,0,0,0]
["2022-09-30T06:59:59.999",6536,0,0,0.85,33.479999999999997,0,0,0,0,0]
["2022-09-30T07:59:59.999",6537,0,0,0.85,33.479999999999997,0,0,0,0,0]
["2022-09-30T08:59:59.999",6538,0,0,0.85,33.479999999999997,0,0,0,0,0]
["2022-09-30T09:59:59.999",6539,0,0,0.85,33.479999999999997,0,0,0,0,0]
["2022-09-30T10:59:59.999",6540,0,0,0.85,33.479999999999997,0,0,0,0,0]
["2022-09-30T11:59:59.999",6541,0,0,0.85,33.479999999999997,0,0,0,0,0]
["2022-09-30T12:59:59.999",6542,0,0,0.85,33.479999999999997,0,0,0,0,0]
["2022-09-30T13:59:59.999",6543,0,0,0.85,33.479999999999997,0,0,0,0,0]
["2022-09-30T14:59:59.999",6544,0,0,0.85,33.479999999999997,0,0,0,0,0]
["2022-09-30T15:59:59.999",6545,0,0,0.85,33.479999999999997,0,0,0,0,0]
["2022-09-30T16:59:59.999",6546,0,0,0.85,33.479999999999997,0,0,0,0,0]
["2022-09-30T17:59:59.999",6547,0,0,0.85,33.479999999999997,0,0,0,0,0]
["2022-09-30T18:59:59.999",6548,0,0,0.85,33.479999999999997,0,0,0,0,0]
["2022-09-30T19:59:59.999",6549,0,0,0.85,33.479999999999997,0,0,0,0,0]
["2022-09-30T20:59:59.999",6550,0,0,0.85,33.479999999999997,0,0,0,0,0]
["2022-09-30T21:59:59.999",6551,0,0,0.85,33.479999999999997,0,0,0,0,0]
["2022-09-30T22:59:59.999",6552,0,0,0.85,33.479999999999997,0,0,0,0,0]
["2022-09-30T23:59:59.999",6553,0,0,0.85,33.479999999999997,0,0,0,0,0]
["2022-10-01T00:59:59.999",6554,0,0,0.85,33.479999999999997,0,0,0,0,0]
["2022-10-01T01:59:59.999",6555,0,0,0.85,33.479999999999997,0,0,0,0,0]
["2022-10-01T02:59:59.999",6556,0,0,0.85,33.479999999999997,0,0,0,0,0]
["2022-10-01T03:59:59.999",6557,0,0,0.85,33.479999999999997,0,0,0,0,0]
["01.10.2021 05:00",6558,0,0,0.85,33.479999999999997,0,0,0,0,0]
["01.10.2021 06:00",{"$f":"B6559+1","v":6559},0,0,0.85,33.479999999999997,0,0,0,0,0]
["01.10.2021 07:00",6560,0,0,0.85,33.479999999999997,0,0,0,0,0]
["01.10.2021 08:00",6561,0,0,0.85,33.479999999999997,0,0,0,0,0]
["01.10.2021 09:00",6562,0,0,0.85,33.479999999999997,0,0,0,0,0]
["01.10.2021 10:00",6563,0,0,0.85,33.479999999999997,0,0,0,0,0]
["01.10.2021 11:00",6564,0,0,0.85,33.479999999999997,0,0,0,0,0]
["01.10.2021 12:00",6565,0,0,0.85,33.479999999999997,0,0,0,0,0]
["01.10.2021 13:00",6566,0,0,0.85,33.479999999999997,0,0,0,0,0]
["01.10.2021 14:00",6567,0,0,0.85,33.479999999999997,0,0,0,0,0]
["01.10.2021 15:00",6568,0,0,0.85,33.479999999999997,0,0,0,0,0]
["01.10.2021 16:00",6569,0,0,0.85,33.479999999999997,0,0,0,0,0]
["01.10.2021 17:00",6570,0,0,0.85,33.479999999999997,0,0,0,0,0]
["01.10.2021 18:00",6571,0,0,0.85,33.479999999999997,0,0,0,0,0]
["01.10.2021 19:00",6572,0,0,0.85,33.479999999999997,0,0,0,0,0]
["01.10.2021 20:00",6573,0,0,0.85,33.479999999999997,0,0,0,0,0]
["01.10.2021 21:00",6574,0,0,0.85,33.479999999999997,0,0,0,0,0]
["01.10.2021 22:00",6575,0,0,0.85,33.479999999999997,0,0,0,0,0]
["01.10.2021 23:00",6576,0,0,0.85,33.479999999999997,0,0,0,0,0]
["02.10.2021 00:00",6577,0,0,0.85,33.479999999999997,0,0,0,0,0]
["02.10.2021 01:00",6578,0,0,0.85,33.479999999999997,0,0,0,0,0]
["02.10.2021 02:00",6579,0,0,0.85,33.479999999999997,0,0,0,0,0]
["02.10.2021 03:00",6580,0,0,0.85,33.479999999999997,0,0,0,0,0]
["02.10.2021 04:00",6581,0,0,0.85,33.479999999999997,0,0,0,0,0]
["02.10.2021 05:00",6582,0,0,0.85,33.479999999999997,0,0,0,0,0]
["02.10.2021 06:00",6583,0,0,0.85,33.479999999999997,0,0,0,0,0]
["02.10.2021 07:00",6584,0,0,0.85,33.479999999999997,0,0,0,0,0]
["02.10.2021 08:00",6585,0,0,0.85,33.479999999999997,0,0,0,0,0]
["02.10.2021 09:00",6586,0,0,0.85,33.479999999999997,0,0,0,0,0]
["02.10.2021 10:00",6587,0,0,0.85,33.479999999999997,0,0,0,0,0]
["02.10.2021 11:00",6588,0,0,0.85,33.479999999999997,0,0,0,0,0]
["02.10.2021 12:00",6589,0,0,0.85,33.479999999999997,0,0,0,0,0]
["02.10.2021 13:00",6590,0,0,0.85,33.479999999999997,0,0,0,0,0]
["02.10.2021 14:00",6591,0,0,0.85,33.479999999999997,0,0,0,0,0]
["02.10.2021 15:00",6592,0,0,0.85,33.479999999999997,0,0,0,0,0]
["02.10.2021 16:00",6593,0,0,0.85,33.479999999999997,0,{"$f":"G6594/3600","v":0},0,0,0]
["02.10.2021 17:00",6594,0,0,0.85,33.479999999999997,{"$f":"C6595*F6595","v":0},0,{"$f":"H6595*E6595","v":0},{"$f":"I6595*1000/1","v":0},0]
["02.10.2021 18:00",6595,0,0,{"$f":"E6595","v":0.85},{"$f":"F6595","v":33.479999999999997},0,0,0,0,0]
["02.10.2021 19:00",6596,0,0,0.85,33.479999999999997,0,0,0,0,0]
["02.10.2021 20:00",6597,0,0,0.85,33.479999999999997,0,0,0,0,0]
["02.10.2021 21:00",6598,0,0,0.85,33.479999999999997,0,0,0,0,0]
["02.10.2021 22:00",6599,0,0,0.85,33.479999999999997,0,0,0,0,0]
["02.10.2021 23:00",6600,0,0,0.85,33.479999999999997,0,0,0,0,0]
["03.10.2021 00:00",6601,0,0,0.85,33.479999999999997,0,0,0,0,0]
["03.10.2021 01:00",6602,0,0,0.85,33.479999999999997,0,0,0,0,0]
["03.10.2021 02:00",6603,0,0,0.85,33.479999999999997,0,0,0,0,0]
["03.10.2021 03:00",6604,0,0,0.85,33.479999999999997,0,0,0,0,0]
["03.10.2021 04:00",6605,0,0,0.85,33.479999999999997,0,0,0,0,0]
["03.10.2021 05:00",6606,0,0,0.85,33.479999999999997,0,0,0,0,0]
["03.10.2021 06:00",6607,0,0,0.85,33.479999999999997,0,0,0,0,0]
["03.10.2021 07:00",6608,0,0,0.85,33.479999999999997,0,0,0,0,0]
["03.10.2021 08:00",6609,0,0,0.85,33.479999999999997,0,0,0,0,0]
["03.10.2021 09:00",6610,0,0,0.85,33.479999999999997,0,0,0,0,0]
["03.10.2021 10:00",6611,0,0,0.85,33.479999999999997,0,0,0,0,0]
["03.10.2021 11:00",6612,0,0,0.85,33.479999999999997,0,0,0,0,0]
["03.10.2021 12:00",6613,0,0,0.85,33.479999999999997,0,0,0,0,0]
["03.10.2021 13:00",6614,0,0,0.85,33.479999999999997,0,0,0,0,0]
["03.10.2021 14:00",6615,0,0,0.85,33.479999999999997,0,0,0,0,0]
["03.10.2021 15:00",6616,0,0,0.85,33.479999999999997,0,0,0,0,0]
["03.10.2021 16:00",6617,0,0,0.85,33.479999999999997,0,0,0,0,0]
["03.10.2021 17:00",6618,0,0,0.85,33.479999999999997,0,0,0,0,0]
["03.10.2021 18:00",6619,0,0,0.85,33.479999999999997,0,0,0,0,0]
["03.10.2021 19:00",6620,0,0,0.85,33.479999999999997,0,0,0,0,0]
["03.10.2021 20:00",6621,0,0,0.85,33.479999999999997,0,0,0,0,0]
["03.10.2021 21:00",6622,0,0,0.85,33.479999999999997,0,0,0,0,0]
["03.10.2021 22:00",{"$f":"B6623+1","v":6623},0,0,0.85,33.479999999999997,0,0,0,0,0]
["03.10.2021 23:00",6624,0,0,0.85,33.479999999999997,0,0,0,0,0]
["04.10.2021 00:00",6625,0,0,0.85,33.479999999999997,0,0,0,0,0]
["04.10.2021 01:00",6626,0,0,0.85,33.479999999999997,0,0,0,0,0]
["04.10.2021 02:00",6627,0,0,0.85,33.479999999999997,0,0,0,0,0]
["04.10.2021 03:00",6628,0,0,0.85,33.479999999999997,0,0,0,0,0]
["04.10.2021 04:00",6629,0,0,0.85,33.479999999999997,0,0,0,0,0]
["04.10.2021 05:00",6630,0,0,0.85,33.479999999999997,0,0,0,0,0]
["04.10.2021 06:00",6631,0,0,0.85,33.479999999999997,0,0,0,0,0]
["04.10.2021 07:00",6632,0,0,0.85,33.479999999999997,0,0,0,0,0]
["04.10.2021 08:00",6633,0,0,0.85,33.479999999999997,0,0,0,0,0]
["04.10.2021 09:00",6634,0,0,0.85,33.479999999999997,0,0,0,0,0]
["04.10.2021 10:00",6635,0,0,0.85,33.479999999999997,0,0,0,0,0]
["04.10.2021 11:00",6636,0,0,0.85,33.479999999999997,0,0,0,0,0]
["04.10.2021 12:00",6637,0,0,0.85,33.479999999999997,0,0,0,0,0]
["04.10.2021 13:00",6638,0,0,0.85,33.479999999999997,0,0,0,0,0]
["04.10.2021 14:00",6639,0,0,0.85,33.479999999999997,0,0,0,0,0]
["04.10.2021 15:00",6640,0,0,0.85,33.479999999999997,0,0,0,0,0]
["04.10.2021 16:00",6641,0,0,0.85,33.479999999999997,0,0,0,0,0]
["04.10.2021 17:00",6642,0,0,0.85,33.479999999999997,0,0,0,0,0]
["04.10.2021 18:00",6643,0,0,0.85,33.479999999999997,0,0,0,0,0]
["04.10.2021 19:00",6644,0,0,0.85,33.479999999999997,0,0,0,0,0]
["04.10.2021 20:00",6645,0,0,0.85,33.479999999999997,0,0,0,0,0]
["04.10.2021 21:00",6646,0,0,0.85,33.479999999999997,0,0,0,0,0]
["04.10.2021 22:00",6647,0,0,0.85,33.479999999999997,0,0,0,0,0]
["04.10.2021 23:00",6648,0,0,0.85,33.479999999999997,0,0,0,0,0]
["05.10.2021 00:00",6649,0,0,0.85,33.479999999999997,0,0,0,0,0]
["05.10.2021 01:00",6650,0,0,0.85,33.479999999999997,0,0,0,0,0]
["05.10.2021 02:00",6651,0,0,0.85,33.479999999999997,0,0,0,0,0]
["05.10.2021 03:00",6652,0,0,0.85,33.479999999999997,0,0,0,0,0]
["05.10.2021 04:00",6653,0,0,0.85,33.479999999999997,0,0,0,0,0]
["05.10.2021 05:00",6654,0,0,0.85,33.479999999999997,0,0,0,0,0]
["05.10.2021 06:00",6655,0,0,0.85,33.479999999999997,0,0,0,0,0]
["05.10.2021 07:00",6656,12,0,0.85,33.479999999999997,401.76,0.11159999999999999,9.4859999999999986E-2,94.859999999999985,0]
["05.10.2021 08:00",6657,70,0,0.85,33.479999999999997,2343.6,{"$f":"G6658/3600","v":0.65100000000000002},0.55335000000000001,553.35,0]
["05.10.2021 09:00",6658,199,0,0.85,33.479999999999997,{"$f":"C6659*F6659","v":6662.5199999999995},1.8506999999999998,{"$f":"H6659*E6659","v":1.5730949999999997},{"$f":"I6659*1000/1","v":1573.0949999999998},0]
["05.10.2021 10:00",6659,199,0,{"$f":"E6659","v":0.85},{"$f":"F6659","v":33.479999999999997},6662.5199999999995,1.8506999999999998,1.5730949999999997,1573.0949999999998,0]
["05.10.2021 11:00",6660,157,0,0.85,33.479999999999997,5256.36,1.4601,1.241085,1241.085,0]
["05.10.2021 12:00",6661,54,0,0.85,33.479999999999997,1807.9199999999998,0.50219999999999998,0.42686999999999997,426.86999999999995,0]
["05.10.2021 13:00",6662,71,0,0.85,33.479999999999997,2377.08,0.6603,0.56125499999999995,561.255,0]
["05.10.2021 14:00",6663,66,0,0.85,33.479999999999997,2209.6799999999998,0.6137999999999999,0.52172999999999992,521.7299999999999,0]
["05.10.2021 15:00",6664,62,0,0.85,33.479999999999997,2075.7599999999998,0.57659999999999989,0.49010999999999988,490.1099999999999,0]
["05.10.2021 16:00",6665,35,0,0.85,33.479999999999997,1171.8,0.32550000000000001,0.276675,276.67500000000001,0]
["05.10.2021 17:00",6666,70,0,0.85,33.479999999999997,2343.6,0.65100000000000002,0.55335000000000001,553.35,0]
["05.10.2021 18:00",6667,66,0,0.85,33.479999999999997,2209.6799999999998,0.6137999999999999,0.52172999999999992,521.7299999999999,0]
["05.10.2021 19:00",6668,63,0,0.85,33.479999999999997,2109.2399999999998,0.58589999999999998,0.49801499999999999,498.01499999999999,0]
["05.10.2021 20:00",6669,58,0,0.85,33.479999999999997,1941.84,0.53939999999999999,0.45848999999999995,458.48999999999995,0]
["05.10.2021 21:00",6670,20,0,0.85,33.479999999999997,669.59999999999991,0.18599999999999997,0.15809999999999996,158.09999999999997,0]
["05.10.2021 22:00",6671,101,0,0.85,33.479999999999997,3381.4799999999996,0.93929999999999991,0.79840499999999992,798.40499999999997,0]
["05.10.2021 23:00",6672,39,0,0.85,33.479999999999997,1305.7199999999998,0.36269999999999997,0.30829499999999999,308.29499999999996,0]
["06.10.2021 00:00",6673,67,0,0.85,33.479999999999997,2243.16,0.62309999999999999,0.52963499999999997,529.63499999999999,0]
["06.10.2021 01:00",6674,67,0,0.85,33.479999999999997,2243.16,0.62309999999999999,0.52963499999999997,529.63499999999999,0]
["06.10.2021 02:00",6675,55,0,0.85,33.479999999999997,1841.3999999999999,0.51149999999999995,0.43477499999999997,434.77499999999998,0]
["06.10.2021 03:00",6676,59,0,0.85,33.479999999999997,1975.3199999999997,0.54869999999999997,0.46639499999999995,466.39499999999992,0]
["06.10.2021 04:00",6677,62,0,0.85,33.479999999999997,2075.7599999999998,0.57659999999999989,0.49010999999999988,490.1099999999999,0]
["06.10.2021 05:00",6678,59,0,0.85,33.479999999999997,1975.3199999999997,0.54869999999999997,0.46639499999999995,466.39499999999992,0]
["06.10.2021 06:00",6679,62,0,0.85,33.479999999999997,2075.7599999999998,0.57659999999999989,0.49010999999999988,490.1099999999999,0]
["06.10.2021 07:00",6680,59,0,0.85,33.479999999999997,1975.3199999999997,0.54869999999999997,0.46639499999999995,466.39499999999992,0]
["06.10.2021 08:00",6681,59,0,0.85,33.479999999999997,1975.3199999999997,0.54869999999999997,0.46639499999999995,466.39499999999992,0]
["06.10.2021 09:00",6682,58,0,0.85,33.479999999999997,1941.84,0.53939999999999999,0.45848999999999995,458.48999999999995,0]
["06.10.2021 10:00",6683,59,0,0.85,33.479999999999997,1975.3199999999997,0.54869999999999997,0.46639499999999995,466.39499999999992,0]
["06.10.2021 11:00",6684,58,0,0.85,33.479999999999997,1941.84,0.53939999999999999,0.45848999999999995,458.48999999999995,0]
["06.10.2021 12:00",6685,59,0,0.85,33.479999999999997,1975.3199999999997,0.54869999999999997,0.46639499999999995,466.39499999999992,0]
["06.10.2021 13:00",6686,63,0,0.85,33.479999999999997,2109.2399999999998,0.58589999999999998,0.49801499999999999,498.01499999999999,0]
["06.10.2021 14:00",{"$f":"B6687+1","v":6687},62,0,0.85,33.479999999999997,2075.7599999999998,0.57659999999999989,0.49010999999999988,490.1099999999999,0]
["06.10.2021 15:00",6688,67,0,0.85,33.479999999999997,2243.16,0.62309999999999999,0.52963499999999997,529.63499999999999,0]
["06.10.2021 16:00",6689,62,0,0.85,33.479999999999997,2075.7599999999998,0.57659999999999989,0.49010999999999988,490.1099999999999,0]
["06.10.2021 17:00",6690,63,0,0.85,33.479999999999997,2109.2399999999998,0.58589999999999998,0.49801499999999999,498.01499999999999,0]
["06.10.2021 18:00",6691,66,0,0.85,33.479999999999997,2209.6799999999998,0.6137999999999999,0.52172999999999992,521.7299999999999,0]
["06.10.2021 19:00",6692,66,0,0.85,33.479999999999997,2209.6799999999998,0.6137999999999999,0.52172999999999992,521.7299999999999,0]
["06.10.2021 20:00",6693,67,0,0.85,33.479999999999997,2243.16,0.62309999999999999,0.52963499999999997,529.63499999999999,0]
["06.10.2021 21:00",6694,67,0,0.85,33.479999999999997,2243.16,0.62309999999999999,0.52963499999999997,529.63499999999999,0]
["06.10.2021 22:00",6695,67,0,0.85,33.479999999999997,2243.16,0.62309999999999999,0.52963499999999997,529.63499999999999,0]
["06.10.2021 23:00",6696,71,0,0.85,33.479999999999997,2377.08,0.6603,0.56125499999999995,561.255,0]
["07.10.2021 00:00",6697,71,0,0.85,33.479999999999997,2377.08,0.6603,0.56125499999999995,561.255,0]
["07.10.2021 01:00",6698,67,0,0.85,33.479999999999997,2243.16,0.62309999999999999,0.52963499999999997,529.63499999999999,0]
["07.10.2021 02:00",6699,71,0,0.85,33.479999999999997,2377.08,0.6603,0.56125499999999995,561.255,0]
["07.10.2021 03:00",6700,71,0,0.85,33.479999999999997,2377.08,0.6603,0.56125499999999995,561.255,0]
["07.10.2021 04:00",6701,75,0,0.85,33.479999999999997,2510.9999999999995,0.6974999999999999,0.59287499999999993,592.87499999999989,0]
["07.10.2021 05:00",6702,70,0,0.85,33.479999999999997,2343.6,0.65100000000000002,0.55335000000000001,553.35,0]
["07.10.2021 06:00",6703,79,0,0.85,33.479999999999997,2644.9199999999996,0.73469999999999991,0.62449499999999991,624.49499999999989,0]
["07.10.2021 07:00",6704,79,0,0.85,33.479999999999997,2644.9199999999996,0.73469999999999991,0.62449499999999991,624.49499999999989,0]
["07.10.2021 08:00",6705,82,0,0.85,33.479999999999997,2745.3599999999997,0.76259999999999994,0.64820999999999995,648.20999999999992,0]
["07.10.2021 09:00",6706,79,0,0.85,33.479999999999997,2644.9199999999996,0.73469999999999991,0.62449499999999991,624.49499999999989,0]
["07.10.2021 10:00",6707,79,0,0.85,33.479999999999997,2644.9199999999996,0.73469999999999991,0.62449499999999991,624.49499999999989,0]
["07.10.2021 11:00",6708,67,0,0.85,33.479999999999997,2243.16,0.62309999999999999,0.52963499999999997,529.63499999999999,0]
["07.10.2021 12:00",6709,67,0,0.85,33.479999999999997,2243.16,0.62309999999999999,0.52963499999999997,529.63499999999999,0]
["07.10.2021 13:00",6710,64,0,0.85,33.479999999999997,2142.7199999999998,0.59519999999999995,0.50591999999999993,505.9199999999999,0]
["07.10.2021 14:00",6711,63,0,0.85,33.479999999999997,2109.2399999999998,0.58589999999999998,0.49801499999999999,498.01499999999999,0]
["07.10.2021 15:00",6712,62,0,0.85,33.479999999999997,2075.7599999999998,0.57659999999999989,0.49010999999999988,490.1099999999999,0]
["07.10.2021 16:00",6713,63,0,0.85,33.479999999999997,2109.2399999999998,0.58589999999999998,0.49801499999999999,498.01499999999999,0]
["07.10.2021 17:00",6714,66,0,0.85,33.479999999999997,2209.6799999999998,0.6137999999999999,0.52172999999999992,521.7299999999999,0]
["07.10.2021 18:00",6715,63,0,0.85,33.479999999999997,2109.2399999999998,0.58589999999999998,0.49801499999999999,498.01499999999999,0]
["07.10.2021 19:00",6716,62,0,0.85,33.479999999999997,2075.7599999999998,0.57659999999999989,0.49010999999999988,490.1099999999999,0]
["07.10.2021 20:00",6717,67,0,0.85,33.479999999999997,2243.16,0.62309999999999999,0.52963499999999997,529.63499999999999,0]
["07.10.2021 21:00",6718,63,0,0.85,33.479999999999997,2109.2399999999998,0.58589999999999998,0.49801499999999999,498.01499999999999,0]
["07.10.2021 22:00",6719,67,0,0.85,33.479999999999997,2243.16,0.62309999999999999,0.52963499999999997,529.63499999999999,0]
["07.10.2021 23:00",6720,64,0,0.85,33.479999999999997,2142.7199999999998,0.59519999999999995,0.50591999999999993,505.9199999999999,0]
["08.10.2021 00:00",6721,63,0,0.85,33.479999999999997,2109.2399999999998,{"$f":"G6722/3600","v":0.58589999999999998},0.49801499999999999,498.01499999999999,0]
["08.10.2021 01:00",6722,63,0,0.85,33.479999999999997,{"$f":"C6723*F6723","v":2109.2399999999998},0.58589999999999998,{"$f":"H6723*E6723","v":0.49801499999999999},{"$f":"I6723*1000/1","v":498.01499999999999},0]
["08.10.2021 02:00",6723,64,0,{"$f":"E6723","v":0.85},{"$f":"F6723","v":33.479999999999997},2142.7199999999998,0.59519999999999995,0.50591999999999993,505.9199999999999,0]
["08.10.2021 03:00",6724,67,0,0.85,33.479999999999997,2243.16,0.62309999999999999,0.52963499999999997,529.63499999999999,0]
["08.10.2021 04:00",6725,62,0,0.85,33.479999999999997,2075.7599999999998,0.57659999999999989,0.49010999999999988,490.1099999999999,0]
["08.10.2021 05:00",6726,67,0,0.85,33.479999999999997,2243.16,0.62309999999999999,0.52963499999999997,529.63499999999999,0]
["08.10.2021 06:00",6727,67,0,0.85,33.479999999999997,2243.16,0.62309999999999999,0.52963499999999997,529.63499999999999,0]
["08.10.2021 07:00",6728,62,0,0.85,33.479999999999997,2075.7599999999998,0.57659999999999989,0.49010999999999988,490.1099999999999,0]
["08.10.2021 08:00",6729,67,0,0.85,33.479999999999997,2243.16,0.62309999999999999,0.52963499999999997,529.63499999999999,0]
["08.10.2021 09:00",6730,67,0,0.85,33.479999999999997,2243.16,0.62309999999999999,0.52963499999999997,529.63499999999999,0]
["08.10.2021 10:00",6731,63,0,0.85,33.479999999999997,2109.2399999999998,0.58589999999999998,0.49801499999999999,498.01499999999999,0]
["08.10.2021 11:00",6732,63,0,0.85,33.479999999999997,2109.2399999999998,0.58589999999999998,0.49801499999999999,498.01499999999999,0]
["08.10.2021 12:00",6733,63,0,0.85,33.479999999999997,2109.2399999999998,0.58589999999999998,0.49801499999999999,498.01499999999999,0]
["08.10.2021 13:00",6734,64,0,0.85,33.479999999999997,2142.7199999999998,0.59519999999999995,0.50591999999999993,505.9199999999999,0]
["08.10.2021 14:00",6735,59,0,0.85,33.479999999999997,1975.3199999999997,0.54869999999999997,0.46639499999999995,466.39499999999992,0]
["08.10.2021 15:00",6736,63,0,0.85,33.479999999999997,2109.2399999999998,0.58589999999999998,0.49801499999999999,498.01499999999999,0]
["08.10.2021 16:00",6737,66,0,0.85,33.479999999999997,2209.6799999999998,0.6137999999999999,0.52172999999999992,521.7299999999999,0]
["08.10.2021 17:00",6738,63,0,0.85,33.479999999999997,2109.2399999999998,0.58589999999999998,0.49801499999999999,498.01499999999999,0]
["08.10.2021 18:00",6739,54,0,0.85,33.479999999999997,1807.9199999999998,0.50219999999999998,0.42686999999999997,426.86999999999995,0]
["08.10.2021 19:00",6740,0,0,0.85,33.479999999999997,0,0,0,0,0]
["08.10.2021 20:00",6741,0,0,0.85,33.479999999999997,0,0,0,0,0]
["08.10.2021 21:00",6742,0,0,0.85,33.479999999999997,0,0,0,0,0]
["08.10.2021 22:00",6743,0,0,0.85,33.479999999999997,0,0,0,0,0]
["08.10.2021 23:00",6744,0,0,0.85,33.479999999999997,0,0,0,0,0]
["09.10.2021 00:00",6745,0,0,0.85,33.479999999999997,0,0,0,0,0]
["09.10.2021 01:00",6746,0,0,0.85,33.479999999999997,0,0,0,0,0]
["09.10.2021 02:00",6747,0,0,0.85,33.479999999999997,0,0,0,0,0]
["09.10.2021 03:00",6748,0,0,0.85,33.479999999999997,0,0,0,0,0]
["09.10.2021 04:00",6749,0,0,0.85,33.479999999999997,0,0,0,0,0]
["09.10.2021 05:00",6750,0,0,0.85,33.479999999999997,0,0,0,0,0]
["09.10.2021 06:00",{"$f":"B6751+1","v":6751},0,0,0.85,33.479999999999997,0,0,0,0,0]
["09.10.2021 07:00",6752,0,0,0.85,33.479999999999997,0,0,0,0,0]
["09.10.2021 08:00",6753,0,0,0.85,33.479999999999997,0,0,0,0,0]
["09.10.2021 09:00",6754,0,0,0.85,33.479999999999997,0,0,0,0,0]
["09.10.2021 10:00",6755,143,0,0.85,33.479999999999997,4787.6399999999994,1.3298999999999999,1.1304149999999999,1130.415,0]
["09.10.2021 11:00",6756,186,0,0.85,33.479999999999997,6227.28,1.7298,1.4703299999999999,1470.33,0]
["09.10.2021 12:00",6757,174,0,0.85,33.479999999999997,5825.5199999999995,1.6181999999999999,1.3754699999999997,1375.4699999999998,0]
["09.10.2021 13:00",6758,94,0,0.85,33.479999999999997,3147.12,0.87419999999999998,0.74307000000000001,743.07,0]
["09.10.2021 14:00",6759,68,0,0.85,33.479999999999997,2276.64,0.63239999999999996,0.53753999999999991,537.54,0]
["09.10.2021 15:00",6760,67,0,0.85,33.479999999999997,2243.16,0.62309999999999999,0.52963499999999997,529.63499999999999,0]
["09.10.2021 16:00",6761,66,0,0.85,33.479999999999997,2209.6799999999998,0.6137999999999999,0.52172999999999992,521.7299999999999,0]
["09.10.2021 17:00",6762,67,0,0.85,33.479999999999997,2243.16,0.62309999999999999,0.52963499999999997,529.63499999999999,0]
["09.10.2021 18:00",6763,71,0,0.85,33.479999999999997,2377.08,0.6603,0.56125499999999995,561.255,0]
["09.10.2021 19:00",6764,78,0,0.85,33.479999999999997,2611.4399999999996,0.72539999999999993,0.61658999999999997,616.58999999999992,0]
["09.10.2021 20:00",6765,75,0,0.85,33.479999999999997,2510.9999999999995,0.6974999999999999,0.59287499999999993,592.87499999999989,0]
["09.10.2021 21:00",6766,76,0,0.85,33.479999999999997,2544.4799999999996,0.70679999999999987,0.60077999999999987,600.77999999999986,0]
["09.10.2021 22:00",6767,79,0,0.85,33.479999999999997,2644.9199999999996,0.73469999999999991,0.62449499999999991,624.49499999999989,0]
["09.10.2021 23:00",6768,79,0,0.85,33.479999999999997,2644.9199999999996,0.73469999999999991,0.62449499999999991,624.49499999999989,0]
["10.10.2021 00:00",6769,84,0,0.85,33.479999999999997,2812.3199999999997,0.78119999999999989,0.66401999999999994,664.02,0]
["10.10.2021 01:00",6770,87,0,0.85,33.479999999999997,2912.7599999999998,0.80909999999999993,0.68773499999999987,687.7349999999999,0]
["10.10.2021 02:00",6771,84,0,0.85,33.479999999999997,2812.3199999999997,0.78119999999999989,0.66401999999999994,664.02,0]
["10.10.2021 03:00",6772,87,0,0.85,33.479999999999997,2912.7599999999998,0.80909999999999993,0.68773499999999987,687.7349999999999,0]
["10.10.2021 04:00",6773,91,0,0.85,33.479999999999997,3046.68,0.84629999999999994,0.71935499999999997,719.35500000000002,0]
["10.10.2021 05:00",6774,87,0,0.85,33.479999999999997,2912.7599999999998,0.80909999999999993,0.68773499999999987,687.7349999999999,0]
["10.10.2021 06:00",6775,88,0,0.85,33.479999999999997,2946.24,0.81839999999999991,0.69563999999999993,695.63999999999987,0]
["10.10.2021 07:00",6776,91,0,0.85,33.479999999999997,3046.68,0.84629999999999994,0.71935499999999997,719.35500000000002,0]
["10.10.2021 08:00",6777,83,0,0.85,33.479999999999997,2778.8399999999997,0.77189999999999992,0.65611499999999989,656.1149999999999,0]
["10.10.2021 09:00",6778,79,0,0.85,33.479999999999997,2644.9199999999996,0.73469999999999991,0.62449499999999991,624.49499999999989,0]
["10.10.2021 10:00",6779,99,0,0.85,33.479999999999997,3314.5199999999995,0.92069999999999985,0.78259499999999982,782.5949999999998,0]
["10.10.2021 11:00",6780,83,0,0.85,33.479999999999997,2778.8399999999997,0.77189999999999992,0.65611499999999989,656.1149999999999,0]
["10.10.2021 12:00",6781,72,0,0.85,33.479999999999997,2410.56,0.66959999999999997,0.56916,569.16,0]
["10.10.2021 13:00",6782,71,0,0.85,33.479999999999997,2377.08,0.6603,0.56125499999999995,561.255,0]
["10.10.2021 14:00",6783,71,0,0.85,33.479999999999997,2377.08,0.6603,0.56125499999999995,561.255,0]
["10.10.2021 15:00",6784,71,0,0.85,33.479999999999997,2377.08,0.6603,0.56125499999999995,561.255,0]
["10.10.2021 16:00",6785,71,0,0.85,33.479999999999997,2377.08,{"$f":"G6786/3600","v":0.6603},0.56125499999999995,561.255,0]
["10.10.2021 17:00",6786,75,0,0.85,33.479999999999997,{"$f":"C6787*F6787","v":2510.9999999999995},0.6974999999999999,{"$f":"H6787*E6787","v":0.59287499999999993},{"$f":"I6787*1000/1","v":592.87499999999989},0]
["10.10.2021 18:00",6787,75,0,{"$f":"E6787","v":0.85},{"$f":"F6787","v":33.479999999999997},2510.9999999999995,0.6974999999999999,0.59287499999999993,592.87499999999989,0]
["10.10.2021 19:00",6788,82,0,0.85,33.479999999999997,2745.3599999999997,0.76259999999999994,0.64820999999999995,648.20999999999992,0]
["10.10.2021 20:00",6789,79,0,0.85,33.479999999999997,2644.9199999999996,0.73469999999999991,0.62449499999999991,624.49499999999989,0]
["10.10.2021 21:00",6790,83,0,0.85,33.479999999999997,2778.8399999999997,0.77189999999999992,0.65611499999999989,656.1149999999999,0]
["10.10.2021 22:00",6791,83,0,0.85,33.479999999999997,2778.8399999999997,0.77189999999999992,0.65611499999999989,656.1149999999999,0]
["10.10.2021 23:00",6792,92,0,0.85,33.479999999999997,3080.16,0.85559999999999992,0.72725999999999991,727.25999999999988,0]
["11.10.2021 00:00",6793,91,0,0.85,33.479999999999997,3046.68,0.84629999999999994,0.71935499999999997,719.35500000000002,0]
["11.10.2021 01:00",6794,95,0,0.85,33.479999999999997,3180.6,0.88349999999999995,0.75097499999999995,750.97499999999991,0]
["11.10.2021 02:00",6795,99,0,0.85,33.479999999999997,3314.5199999999995,0.92069999999999985,0.78259499999999982,782.5949999999998,0]
["11.10.2021 03:00",6796,99,0,0.85,33.479999999999997,3314.5199999999995,0.92069999999999985,0.78259499999999982,782.5949999999998,0]
["11.10.2021 04:00",6797,98,0,0.85,33.479999999999997,3281.0399999999995,0.91139999999999988,0.77468999999999988,774.68999999999983,0]
["11.10.2021 05:00",6798,103,0,0.85,33.479999999999997,3448.4399999999996,0.95789999999999986,0.81421499999999991,814.21499999999992,0]
["11.10.2021 06:00",6799,106,0,0.85,33.479999999999997,3548.8799999999997,0.9857999999999999,0.83792999999999984,837.92999999999984,0]
["11.10.2021 07:00",6800,107,0,0.85,33.479999999999997,3582.3599999999997,0.99509999999999987,0.84583499999999989,845.83499999999992,0]
["11.10.2021 08:00",6801,106,0,0.85,33.479999999999997,3548.8799999999997,0.9857999999999999,0.83792999999999984,837.92999999999984,0]
["11.10.2021 09:00",6802,103,0,0.85,33.479999999999997,3448.4399999999996,0.95789999999999986,0.81421499999999991,814.21499999999992,0]
["11.10.2021 10:00",6803,118,0,0.85,33.479999999999997,3950.6399999999994,1.0973999999999999,0.9327899999999999,932.78999999999985,0]
["11.10.2021 11:00",6804,99,0,0.85,33.479999999999997,3314.5199999999995,0.92069999999999985,0.78259499999999982,782.5949999999998,0]
["11.10.2021 12:00",6805,103,0,0.85,33.479999999999997,3448.4399999999996,0.95789999999999986,0.81421499999999991,814.21499999999992,0]
["11.10.2021 13:00",6806,90,0,0.85,33.479999999999997,3013.2,0.83699999999999997,0.71144999999999992,711.44999999999993,0]
["11.10.2021 14:00",6807,94,0,0.85,33.479999999999997,3147.12,0.87419999999999998,0.74307000000000001,743.07,0]
["11.10.2021 15:00",6808,99,0,0.85,33.479999999999997,3314.5199999999995,0.92069999999999985,0.78259499999999982,782.5949999999998,0]
["11.10.2021 16:00",6809,98,0,0.85,33.479999999999997,3281.0399999999995,0.91139999999999988,0.77468999999999988,774.68999999999983,0]
["11.10.2021 17:00",6810,94,0,0.85,33.479999999999997,3147.12,0.87419999999999998,0.74307000000000001,743.07,0]
["11.10.2021 18:00",6811,98,0,0.85,33.479999999999997,3281.0399999999995,0.91139999999999988,0.77468999999999988,774.68999999999983,0]
["11.10.2021 19:00",6812,102,0,0.85,33.479999999999997,3414.9599999999996,0.94859999999999989,0.80630999999999986,806.30999999999983,0]
["11.10.2021 20:00",6813,102,0,0.85,33.479999999999997,3414.9599999999996,0.94859999999999989,0.80630999999999986,806.30999999999983,0]
["11.10.2021 21:00",6814,107,0,0.85,33.479999999999997,3582.3599999999997,0.99509999999999987,0.84583499999999989,845.83499999999992,0]
["11.10.2021 22:00",{"$f":"B6815+1","v":6815},106,0,0.85,33.479999999999997,3548.8799999999997,0.9857999999999999,0.83792999999999984,837.92999999999984,0]
["11.10.2021 23:00",6816,103,0,0.85,33.479999999999997,3448.4399999999996,0.95789999999999986,0.81421499999999991,814.21499999999992,0]
["12.10.2021 00:00",6817,103,0,0.85,33.479999999999997,3448.4399999999996,0.95789999999999986,0.81421499999999991,814.21499999999992,0]
["12.10.2021 01:00",6818,103,0,0.85,33.479999999999997,3448.4399999999996,0.95789999999999986,0.81421499999999991,814.21499999999992,0]
["12.10.2021 02:00",6819,106,0,0.85,33.479999999999997,3548.8799999999997,0.9857999999999999,0.83792999999999984,837.92999999999984,0]
["12.10.2021 03:00",6820,102,0,0.85,33.479999999999997,3414.9599999999996,0.94859999999999989,0.80630999999999986,806.30999999999983,0]
["12.10.2021 04:00",6821,102,0,0.85,33.479999999999997,3414.9599999999996,0.94859999999999989,0.80630999999999986,806.30999999999983,0]
["12.10.2021 05:00",6822,106,0,0.85,33.479999999999997,3548.8799999999997,0.9857999999999999,0.83792999999999984,837.92999999999984,0]
["12.10.2021 06:00",6823,102,0,0.85,33.479999999999997,3414.9599999999996,0.94859999999999989,0.80630999999999986,806.30999999999983,0]
["12.10.2021 07:00",6824,102,0,0.85,33.479999999999997,3414.9599999999996,0.94859999999999989,0.80630999999999986,806.30999999999983,0]
["12.10.2021 08:00",6825,99,0,0.85,33.479999999999997,3314.5199999999995,0.92069999999999985,0.78259499999999982,782.5949999999998,0]
["12.10.2021 09:00",6826,94,0,0.85,33.479999999999997,3147.12,0.87419999999999998,0.74307000000000001,743.07,0]
["12.10.2021 10:00",6827,87,0,0.85,33.479999999999997,2912.7599999999998,0.80909999999999993,0.68773499999999987,687.7349999999999,0]
["12.10.2021 11:00",6828,94,0,0.85,33.479999999999997,3147.12,0.87419999999999998,0.74307000000000001,743.07,0]
["12.10.2021 12:00",6829,94,0,0.85,33.479999999999997,3147.12,0.87419999999999998,0.74307000000000001,743.07,0]
["12.10.2021 13:00",6830,99,0,0.85,33.479999999999997,3314.5199999999995,0.92069999999999985,0.78259499999999982,782.5949999999998,0]
["12.10.2021 14:00",6831,106,0,0.85,33.479999999999997,3548.8799999999997,0.9857999999999999,0.83792999999999984,837.92999999999984,0]
["12.10.2021 15:00",6832,109,0,0.85,33.479999999999997,3649.3199999999997,1.0136999999999998,0.86164499999999977,861.64499999999975,0]
["12.10.2021 16:00",6833,110,0,0.85,33.479999999999997,3682.7999999999997,1.0229999999999999,0.86954999999999993,869.55,0]
["12.10.2021 17:00",6834,121,0,0.85,33.479999999999997,4051.0799999999995,1.1252999999999997,0.95650499999999972,956.50499999999977,0]
["12.10.2021 18:00",6835,117,0,0.85,33.479999999999997,3917.16,1.0881000000000001,0.92488500000000007,924.8850000000001,0]
["12.10.2021 19:00",6836,121,0,0.85,33.479999999999997,4051.0799999999995,1.1252999999999997,0.95650499999999972,956.50499999999977,0]
["12.10.2021 20:00",6837,119,0,0.85,33.479999999999997,3984.1199999999994,1.1066999999999998,0.94069499999999984,940.69499999999982,0]
["12.10.2021 21:00",6838,122,0,0.85,33.479999999999997,4084.5599999999995,1.1345999999999998,0.96440999999999988,964.40999999999985,0]
["12.10.2021 22:00",6839,122,0,0.85,33.479999999999997,4084.5599999999995,1.1345999999999998,0.96440999999999988,964.40999999999985,0]
["12.10.2021 23:00",6840,126,0,0.85,33.479999999999997,4218.4799999999996,1.1718,0.99602999999999997,996.03,0]
["13.10.2021 00:00",6841,123,0,0.85,33.479999999999997,4118.04,1.1438999999999999,0.97231499999999993,972.31499999999994,0]
["13.10.2021 01:00",6842,126,0,0.85,33.479999999999997,4218.4799999999996,1.1718,0.99602999999999997,996.03,0]
["13.10.2021 02:00",6843,126,0,0.85,33.479999999999997,4218.4799999999996,1.1718,0.99602999999999997,996.03,0]
["13.10.2021 03:00",6844,126,0,0.85,33.479999999999997,4218.4799999999996,1.1718,0.99602999999999997,996.03,0]
["13.10.2021 04:00",6845,130,0,0.85,33.479999999999997,4352.3999999999996,1.2089999999999999,1.02765,1027.6499999999999,0]
["13.10.2021 05:00",6846,126,0,0.85,33.479999999999997,4218.4799999999996,1.1718,0.99602999999999997,996.03,0]
["13.10.2021 06:00",6847,130,0,0.85,33.479999999999997,4352.3999999999996,1.2089999999999999,1.02765,1027.6499999999999,0]
["13.10.2021 07:00",6848,122,0,0.85,33.479999999999997,4084.5599999999995,1.1345999999999998,0.96440999999999988,964.40999999999985,0]
["13.10.2021 08:00",6849,122,0,0.85,33.479999999999997,4084.5599999999995,{"$f":"G6850/3600","v":1.1345999999999998},0.96440999999999988,964.40999999999985,0]
["13.10.2021 09:00",6850,115,0,0.85,33.479999999999997,{"$f":"C6851*F6851","v":3850.2},1.0694999999999999,{"$f":"H6851*E6851","v":0.90907499999999986},{"$f":"I6851*1000/1","v":909.07499999999982},0]
["13.10.2021 10:00",6851,111,0,{"$f":"E6851","v":0.85},{"$f":"F6851","v":33.479999999999997},3716.2799999999997,1.0323,0.87745499999999998,877.45500000000004,0]
["13.10.2021 11:00",6852,106,0,0.85,33.479999999999997,3548.8799999999997,0.9857999999999999,0.83792999999999984,837.92999999999984,0]
["13.10.2021 12:00",6853,107,0,0.85,33.479999999999997,3582.3599999999997,0.99509999999999987,0.84583499999999989,845.83499999999992,0]
["13.10.2021 13:00",6854,106,0,0.85,33.479999999999997,3548.8799999999997,0.9857999999999999,0.83792999999999984,837.92999999999984,0]
["13.10.2021 14:00",6855,111,0,0.85,33.479999999999997,3716.2799999999997,1.0323,0.87745499999999998,877.45500000000004,0]
["13.10.2021 15:00",6856,110,0,0.85,33.479999999999997,3682.7999999999997,1.0229999999999999,0.86954999999999993,869.55,0]
["13.10.2021 16:00",6857,106,0,0.85,33.479999999999997,3548.8799999999997,0.9857999999999999,0.83792999999999984,837.92999999999984,0]
["13.10.2021 17:00",6858,110,0,0.85,33.479999999999997,3682.7999999999997,1.0229999999999999,0.86954999999999993,869.55,0]
["13.10.2021 18:00",6859,122,0,0.85,33.479999999999997,4084.5599999999995,1.1345999999999998,0.96440999999999988,964.40999999999985,0]
["13.10.2021 19:00",6860,122,0,0.85,33.479999999999997,4084.5599999999995,1.1345999999999998,0.96440999999999988,964.40999999999985,0]
["13.10.2021 20:00",6861,123,0,0.85,33.479999999999997,4118.04,1.1438999999999999,0.97231499999999993,972.31499999999994,0]
["13.10.2021 21:00",6862,123,0,0.85,33.479999999999997,4118.04,1.1438999999999999,0.97231499999999993,972.31499999999994,0]
["13.10.2021 22:00",6863,126,0,0.85,33.479999999999997,4218.4799999999996,1.1718,0.99602999999999997,996.03,0]
["13.10.2021 23:00",6864,123,0,0.85,33.479999999999997,4118.04,1.1438999999999999,0.97231499999999993,972.31499999999994,0]
["14.10.2021 00:00",6865,127,0,0.85,33.479999999999997,4251.96,1.1811,1.003935,1003.9350000000001,0]
["14.10.2021 01:00",6866,123,0,0.85,33.479999999999997,4118.04,1.1438999999999999,0.97231499999999993,972.31499999999994,0]
["14.10.2021 02:00",6867,126,0,0.85,33.479999999999997,4218.4799999999996,1.1718,0.99602999999999997,996.03,0]
["14.10.2021 03:00",6868,127,0,0.85,33.479999999999997,4251.96,1.1811,1.003935,1003.9350000000001,0]
["14.10.2021 04:00",6869,126,0,0.85,33.479999999999997,4218.4799999999996,1.1718,0.99602999999999997,996.03,0]
["14.10.2021 05:00",6870,127,0,0.85,33.479999999999997,4251.96,1.1811,1.003935,1003.9350000000001,0]
["14.10.2021 06:00",6871,122,0,0.85,33.479999999999997,4084.5599999999995,1.1345999999999998,0.96440999999999988,964.40999999999985,0]
["14.10.2021 07:00",6872,119,0,0.85,33.479999999999997,3984.1199999999994,1.1066999999999998,0.94069499999999984,940.69499999999982,0]
["14.10.2021 08:00",6873,122,0,0.85,33.479999999999997,4084.5599999999995,1.1345999999999998,0.96440999999999988,964.40999999999985,0]
["14.10.2021 09:00",6874,114,0,0.85,33.479999999999997,3816.72,1.0602,0.90117000000000003,901.17000000000007,0]
["14.10.2021 10:00",6875,115,0,0.85,33.479999999999997,3850.2,1.0694999999999999,0.90907499999999986,909.07499999999982,0]
["14.10.2021 11:00",6876,111,0,0.85,33.479999999999997,3716.2799999999997,1.0323,0.87745499999999998,877.45500000000004,0]
["14.10.2021 12:00",6877,119,0,0.85,33.479999999999997,3984.1199999999994,1.1066999999999998,0.94069499999999984,940.69499999999982,0]
["14.10.2021 13:00",6878,114,0,0.85,33.479999999999997,3816.72,1.0602,0.90117000000000003,901.17000000000007,0]
["14.10.2021 14:00",{"$f":"B6879+1","v":6879},111,0,0.85,33.479999999999997,3716.2799999999997,1.0323,0.87745499999999998,877.45500000000004,0]
["14.10.2021 15:00",6880,115,0,0.85,33.479999999999997,3850.2,1.0694999999999999,0.90907499999999986,909.07499999999982,0]
["14.10.2021 16:00",6881,114,0,0.85,33.479999999999997,3816.72,1.0602,0.90117000000000003,901.17000000000007,0]
["14.10.2021 17:00",6882,110,0,0.85,33.479999999999997,3682.7999999999997,1.0229999999999999,0.86954999999999993,869.55,0]
["14.10.2021 18:00",6883,114,0,0.85,33.479999999999997,3816.72,1.0602,0.90117000000000003,901.17000000000007,0]
["14.10.2021 19:00",6884,114,0,0.85,33.479999999999997,3816.72,1.0602,0.90117000000000003,901.17000000000007,0]
["14.10.2021 20:00",6885,111,0,0.85,33.479999999999997,3716.2799999999997,1.0323,0.87745499999999998,877.45500000000004,0]
["14.10.2021 21:00",6886,111,0,0.85,33.479999999999997,3716.2799999999997,1.0323,0.87745499999999998,877.45500000000004,0]
["14.10.2021 22:00",6887,110,0,0.85,33.479999999999997,3682.7999999999997,1.0229999999999999,0.86954999999999993,869.55,0]
["14.10.2021 23:00",6888,114,0,0.85,33.479999999999997,3816.72,1.0602,0.90117000000000003,901.17000000000007,0]
["15.10.2021 00:00",6889,115,0,0.85,33.479999999999997,3850.2,1.0694999999999999,0.90907499999999986,909.07499999999982,0]
["15.10.2021 01:00",6890,115,0,0.85,33.479999999999997,3850.2,1.0694999999999999,0.90907499999999986,909.07499999999982,0]
["15.10.2021 02:00",6891,114,0,0.85,33.479999999999997,3816.72,1.0602,0.90117000000000003,901.17000000000007,0]
["15.10.2021 03:00",6892,118,0,0.85,33.479999999999997,3950.6399999999994,1.0973999999999999,0.9327899999999999,932.78999999999985,0]
["15.10.2021 04:00",6893,118,0,0.85,33.479999999999997,3950.6399999999994,1.0973999999999999,0.9327899999999999,932.78999999999985,0]
["15.10.2021 05:00",6894,114,0,0.85,33.479999999999997,3816.72,1.0602,0.90117000000000003,901.17000000000007,0]
["15.10.2021 06:00",6895,110,0,0.85,33.479999999999997,3682.7999999999997,1.0229999999999999,0.86954999999999993,869.55,0]
["15.10.2021 07:00",6896,110,0,0.85,33.479999999999997,3682.7999999999997,1.0229999999999999,0.86954999999999993,869.55,0]
["15.10.2021 08:00",6897,110,0,0.85,33.479999999999997,3682.7999999999997,1.0229999999999999,0.86954999999999993,869.55,0]
["15.10.2021 09:00",6898,111,0,0.85,33.479999999999997,3716.2799999999997,1.0323,0.87745499999999998,877.45500000000004,0]
["15.10.2021 10:00",6899,106,0,0.85,33.479999999999997,3548.8799999999997,0.9857999999999999,0.83792999999999984,837.92999999999984,0]
["15.10.2021 11:00",6900,102,0,0.85,33.479999999999997,3414.9599999999996,0.94859999999999989,0.80630999999999986,806.30999999999983,0]
["15.10.2021 12:00",6901,99,0,0.85,33.479999999999997,3314.5199999999995,0.92069999999999985,0.78259499999999982,782.5949999999998,0]
["15.10.2021 13:00",6902,102,0,0.85,33.479999999999997,3414.9599999999996,0.94859999999999989,0.80630999999999986,806.30999999999983,0]
["15.10.2021 14:00",6903,102,0,0.85,33.479999999999997,3414.9599999999996,0.94859999999999989,0.80630999999999986,806.30999999999983,0]
["15.10.2021 15:00",6904,98,0,0.85,33.479999999999997,3281.0399999999995,0.91139999999999988,0.77468999999999988,774.68999999999983,0]
["15.10.2021 16:00",6905,102,0,0.85,33.479999999999997,3414.9599999999996,0.94859999999999989,0.80630999999999986,806.30999999999983,0]
["15.10.2021 17:00",6906,105,0,0.85,33.479999999999997,3515.3999999999996,0.97649999999999992,0.8300249999999999,830.02499999999986,0]
["15.10.2021 18:00",6907,91,0,0.85,33.479999999999997,3046.68,0.84629999999999994,0.71935499999999997,719.35500000000002,0]
["15.10.2021 19:00",6908,114,0,0.85,33.479999999999997,3816.72,1.0602,0.90117000000000003,901.17000000000007,0]
["15.10.2021 20:00",6909,106,0,0.85,33.479999999999997,3548.8799999999997,0.9857999999999999,0.83792999999999984,837.92999999999984,0]
["15.10.2021 21:00",6910,111,0,0.85,33.479999999999997,3716.2799999999997,1.0323,0.87745499999999998,877.45500000000004,0]
["15.10.2021 22:00",6911,110,0,0.85,33.479999999999997,3682.7999999999997,1.0229999999999999,0.86954999999999993,869.55,0]
["15.10.2021 23:00",6912,107,0,0.85,33.479999999999997,3582.3599999999997,0.99509999999999987,0.84583499999999989,845.83499999999992,0]
["16.10.2021 00:00",6913,107,0,0.85,33.479999999999997,3582.3599999999997,{"$f":"G6914/3600","v":0.99509999999999987},0.84583499999999989,845.83499999999992,0]
["16.10.2021 01:00",6914,114,0,0.85,33.479999999999997,{"$f":"C6915*F6915","v":3816.72},1.0602,{"$f":"H6915*E6915","v":0.90117000000000003},{"$f":"I6915*1000/1","v":901.17000000000007},0]
["16.10.2021 02:00",6915,111,0,{"$f":"E6915","v":0.85},{"$f":"F6915","v":33.479999999999997},3716.2799999999997,1.0323,0.87745499999999998,877.45500000000004,0]
["16.10.2021 03:00",6916,114,0,0.85,33.479999999999997,3816.72,1.0602,0.90117000000000003,901.17000000000007,0]
["16.10.2021 04:00",6917,115,0,0.85,33.479999999999997,3850.2,1.0694999999999999,0.90907499999999986,909.07499999999982,0]
["16.10.2021 05:00",6918,114,0,0.85,33.479999999999997,3816.72,1.0602,0.90117000000000003,901.17000000000007,0]
["16.10.2021 06:00",6919,114,0,0.85,33.479999999999997,3816.72,1.0602,0.90117000000000003,901.17000000000007,0]
["16.10.2021 07:00",6920,110,0,0.85,33.479999999999997,3682.7999999999997,1.0229999999999999,0.86954999999999993,869.55,0]
["16.10.2021 08:00",6921,115,0,0.85,33.479999999999997,3850.2,1.0694999999999999,0.90907499999999986,909.07499999999982,0]
["16.10.2021 09:00",6922,103,0,0.85,33.479999999999997,3448.4399999999996,0.95789999999999986,0.81421499999999991,814.21499999999992,0]
["16.10.2021 10:00",6923,103,0,0.85,33.479999999999997,3448.4399999999996,0.95789999999999986,0.81421499999999991,814.21499999999992,0]
["16.10.2021 11:00",6924,98,0,0.85,33.479999999999997,3281.0399999999995,0.91139999999999988,0.77468999999999988,774.68999999999983,0]
["16.10.2021 12:00",6925,103,0,0.85,33.479999999999997,3448.4399999999996,0.95789999999999986,0.81421499999999991,814.21499999999992,0]
["16.10.2021 13:00",6926,102,0,0.85,33.479999999999997,3414.9599999999996,0.94859999999999989,0.80630999999999986,806.30999999999983,0]
["16.10.2021 14:00",6927,99,0,0.85,33.479999999999997,3314.5199999999995,0.92069999999999985,0.78259499999999982,782.5949999999998,0]
["16.10.2021 15:00",6928,102,0,0.85,33.479999999999997,3414.9599999999996,0.94859999999999989,0.80630999999999986,806.30999999999983,0]
["16.10.2021 16:00",6929,98,0,0.85,33.479999999999997,3281.0399999999995,0.91139999999999988,0.77468999999999988,774.68999999999983,0]
["16.10.2021 17:00",6930,106,0,0.85,33.479999999999997,3548.8799999999997,0.9857999999999999,0.83792999999999984,837.92999999999984,0]
["16.10.2021 18:00",6931,103,0,0.85,33.479999999999997,3448.4399999999996,0.95789999999999986,0.81421499999999991,814.21499999999992,0]
["16.10.2021 19:00",6932,106,0,0.85,33.479999999999997,3548.8799999999997,0.9857999999999999,0.83792999999999984,837.92999999999984,0]
["16.10.2021 20:00",6933,103,0,0.85,33.479999999999997,3448.4399999999996,0.95789999999999986,0.81421499999999991,814.21499999999992,0]
["16.10.2021 21:00",6934,107,0,0.85,33.479999999999997,3582.3599999999997,0.99509999999999987,0.84583499999999989,845.83499999999992,0]
["16.10.2021 22:00",6935,103,0,0.85,33.479999999999997,3448.4399999999996,0.95789999999999986,0.81421499999999991,814.21499999999992,0]
["16.10.2021 23:00",6936,107,0,0.85,33.479999999999997,3582.3599999999997,0.99509999999999987,0.84583499999999989,845.83499999999992,0]
["17.10.2021 00:00",6937,111,0,0.85,33.479999999999997,3716.2799999999997,1.0323,0.87745499999999998,877.45500000000004,0]
["17.10.2021 01:00",6938,107,0,0.85,33.479999999999997,3582.3599999999997,0.99509999999999987,0.84583499999999989,845.83499999999992,0]
["17.10.2021 02:00",6939,111,0,0.85,33.479999999999997,3716.2799999999997,1.0323,0.87745499999999998,877.45500000000004,0]
["17.10.2021 03:00",6940,115,0,0.85,33.479999999999997,3850.2,1.0694999999999999,0.90907499999999986,909.07499999999982,0]
["17.10.2021 04:00",6941,118,0,0.85,33.479999999999997,3950.6399999999994,1.0973999999999999,0.9327899999999999,932.78999999999985,0]
["17.10.2021 05:00",6942,118,0,0.85,33.479999999999997,3950.6399999999994,1.0973999999999999,0.9327899999999999,932.78999999999985,0]
["17.10.2021 06:00",{"$f":"B6943+1","v":6943},119,0,0.85,33.479999999999997,3984.1199999999994,1.1066999999999998,0.94069499999999984,940.69499999999982,0]
["17.10.2021 07:00",6944,114,0,0.85,33.479999999999997,3816.72,1.0602,0.90117000000000003,901.17000000000007,0]
["17.10.2021 08:00",6945,114,0,0.85,33.479999999999997,3816.72,1.0602,0.90117000000000003,901.17000000000007,0]
["17.10.2021 09:00",6946,107,0,0.85,33.479999999999997,3582.3599999999997,0.99509999999999987,0.84583499999999989,845.83499999999992,0]
["17.10.2021 10:00",6947,107,0,0.85,33.479999999999997,3582.3599999999997,0.99509999999999987,0.84583499999999989,845.83499999999992,0]
["17.10.2021 11:00",6948,102,0,0.85,33.479999999999997,3414.9599999999996,0.94859999999999989,0.80630999999999986,806.30999999999983,0]
["17.10.2021 12:00",6949,107,0,0.85,33.479999999999997,3582.3599999999997,0.99509999999999987,0.84583499999999989,845.83499999999992,0]
["17.10.2021 13:00",6950,103,0,0.85,33.479999999999997,3448.4399999999996,0.95789999999999986,0.81421499999999991,814.21499999999992,0]
["17.10.2021 14:00",6951,98,0,0.85,33.479999999999997,3281.0399999999995,0.91139999999999988,0.77468999999999988,774.68999999999983,0]
["17.10.2021 15:00",6952,103,0,0.85,33.479999999999997,3448.4399999999996,0.95789999999999986,0.81421499999999991,814.21499999999992,0]
["17.10.2021 16:00",6953,102,0,0.85,33.479999999999997,3414.9599999999996,0.94859999999999989,0.80630999999999986,806.30999999999983,0]
["17.10.2021 17:00",6954,102,0,0.85,33.479999999999997,3414.9599999999996,0.94859999999999989,0.80630999999999986,806.30999999999983,0]
["17.10.2021 18:00",6955,106,0,0.85,33.479999999999997,3548.8799999999997,0.9857999999999999,0.83792999999999984,837.92999999999984,0]
["17.10.2021 19:00",6956,111,0,0.85,33.479999999999997,3716.2799999999997,1.0323,0.87745499999999998,877.45500000000004,0]
["17.10.2021 20:00",6957,107,0,0.85,33.479999999999997,3582.3599999999997,0.99509999999999987,0.84583499999999989,845.83499999999992,0]
["17.10.2021 21:00",6958,110,0,0.85,33.479999999999997,3682.7999999999997,1.0229999999999999,0.86954999999999993,869.55,0]
["17.10.2021 22:00",6959,107,0,0.85,33.479999999999997,3582.3599999999997,0.99509999999999987,0.84583499999999989,845.83499999999992,0]
["17.10.2021 23:00",6960,119,0,0.85,33.479999999999997,3984.1199999999994,1.1066999999999998,0.94069499999999984,940.69499999999982,0]
["18.10.2021 00:00",6961,119,0,0.85,33.479999999999997,3984.1199999999994,1.1066999999999998,0.94069499999999984,940.69499999999982,0]
["18.10.2021 01:00",6962,111,0,0.85,33.479999999999997,3716.2799999999997,1.0323,0.87745499999999998,877.45500000000004,0]
["18.10.2021 02:00",6963,119,0,0.85,33.479999999999997,3984.1199999999994,1.1066999999999998,0.94069499999999984,940.69499999999982,0]
["18.10.2021 03:00",6964,122,0,0.85,33.479999999999997,4084.5599999999995,1.1345999999999998,0.96440999999999988,964.40999999999985,0]
["18.10.2021 04:00",6965,122,0,0.85,33.479999999999997,4084.5599999999995,1.1345999999999998,0.96440999999999988,964.40999999999985,0]
["18.10.2021 05:00",6966,119,0,0.85,33.479999999999997,3984.1199999999994,1.1066999999999998,0.94069499999999984,940.69499999999982,0]
["18.10.2021 06:00",6967,122,0,0.85,33.479999999999997,4084.5599999999995,1.1345999999999998,0.96440999999999988,964.40999999999985,0]
["18.10.2021 07:00",6968,114,0,0.85,33.479999999999997,3816.72,1.0602,0.90117000000000003,901.17000000000007,0]
["18.10.2021 08:00",6969,115,0,0.85,33.479999999999997,3850.2,1.0694999999999999,0.90907499999999986,909.07499999999982,0]
["18.10.2021 09:00",6970,103,0,0.85,33.479999999999997,3448.4399999999996,0.95789999999999986,0.81421499999999991,814.21499999999992,0]
["18.10.2021 10:00",6971,107,0,0.85,33.479999999999997,3582.3599999999997,0.99509999999999987,0.84583499999999989,845.83499999999992,0]
["18.10.2021 11:00",6972,103,0,0.85,33.479999999999997,3448.4399999999996,0.95789999999999986,0.81421499999999991,814.21499999999992,0]
["18.10.2021 12:00",6973,98,0,0.85,33.479999999999997,3281.0399999999995,0.91139999999999988,0.77468999999999988,774.68999999999983,0]
["18.10.2021 13:00",6974,100,0,0.85,33.479999999999997,3347.9999999999995,0.92999999999999983,0.79049999999999987,790.49999999999989,0]
["18.10.2021 14:00",6975,95,0,0.85,33.479999999999997,3180.6,0.88349999999999995,0.75097499999999995,750.97499999999991,0]
["18.10.2021 15:00",6976,94,0,0.85,33.479999999999997,3147.12,0.87419999999999998,0.74307000000000001,743.07,0]
["18.10.2021 16:00",6977,95,0,0.85,33.479999999999997,3180.6,{"$f":"G6978/3600","v":0.88349999999999995},0.75097499999999995,750.97499999999991,0]
["18.10.2021 17:00",6978,98,0,0.85,33.479999999999997,{"$f":"C6979*F6979","v":3281.0399999999995},0.91139999999999988,{"$f":"H6979*E6979","v":0.77468999999999988},{"$f":"I6979*1000/1","v":774.68999999999983},0]
["18.10.2021 18:00",6979,106,0,{"$f":"E6979","v":0.85},{"$f":"F6979","v":33.479999999999997},3548.8799999999997,0.9857999999999999,0.83792999999999984,837.92999999999984,0]
["18.10.2021 19:00",6980,107,0,0.85,33.479999999999997,3582.3599999999997,0.99509999999999987,0.84583499999999989,845.83499999999992,0]
["18.10.2021 20:00",6981,107,0,0.85,33.479999999999997,3582.3599999999997,0.99509999999999987,0.84583499999999989,845.83499999999992,0]
["18.10.2021 21:00",6982,103,0,0.85,33.479999999999997,3448.4399999999996,0.95789999999999986,0.81421499999999991,814.21499999999992,0]
["18.10.2021 22:00",6983,107,0,0.85,33.479999999999997,3582.3599999999997,0.99509999999999987,0.84583499999999989,845.83499999999992,0]
["18.10.2021 23:00",6984,111,0,0.85,33.479999999999997,3716.2799999999997,1.0323,0.87745499999999998,877.45500000000004,0]
["19.10.2021 00:00",6985,111,0,0.85,33.479999999999997,3716.2799999999997,1.0323,0.87745499999999998,877.45500000000004,0]
["19.10.2021 01:00",6986,115,0,0.85,33.479999999999997,3850.2,1.0694999999999999,0.90907499999999986,909.07499999999982,0]
["19.10.2021 02:00",6987,119,0,0.85,33.479999999999997,3984.1199999999994,1.1066999999999998,0.94069499999999984,940.69499999999982,0]
["19.10.2021 03:00",6988,111,0,0.85,33.479999999999997,3716.2799999999997,1.0323,0.87745499999999998,877.45500000000004,0]
["19.10.2021 04:00",6989,119,0,0.85,33.479999999999997,3984.1199999999994,1.1066999999999998,0.94069499999999984,940.69499999999982,0]
["19.10.2021 05:00",6990,118,0,0.85,33.479999999999997,3950.6399999999994,1.0973999999999999,0.9327899999999999,932.78999999999985,0]
["19.10.2021 06:00",6991,118,0,0.85,33.479999999999997,3950.6399999999994,1.0973999999999999,0.9327899999999999,932.78999999999985,0]
["19.10.2021 07:00",6992,115,0,0.85,33.479999999999997,3850.2,1.0694999999999999,0.90907499999999986,909.07499999999982,0]
["19.10.2021 08:00",6993,114,0,0.85,33.479999999999997,3816.72,1.0602,0.90117000000000003,901.17000000000007,0]
["19.10.2021 09:00",6994,107,0,0.85,33.479999999999997,3582.3599999999997,0.99509999999999987,0.84583499999999989,845.83499999999992,0]
["19.10.2021 10:00",6995,99,0,0.85,33.479999999999997,3314.5199999999995,0.92069999999999985,0.78259499999999982,782.5949999999998,0]
["19.10.2021 11:00",6996,103,0,0.85,33.479999999999997,3448.4399999999996,0.95789999999999986,0.81421499999999991,814.21499999999992,0]
["19.10.2021 12:00",6997,99,0,0.85,33.479999999999997,3314.5199999999995,0.92069999999999985,0.78259499999999982,782.5949999999998,0]
["19.10.2021 13:00",6998,99,0,0.85,33.479999999999997,3314.5199999999995,0.92069999999999985,0.78259499999999982,782.5949999999998,0]
["19.10.2021 14:00",6999,95,0,0.85,33.479999999999997,3180.6,0.88349999999999995,0.75097499999999995,750.97499999999991,0]
["19.10.2021 15:00",7000,94,0,0.85,33.479999999999997,3147.12,0.87419999999999998,0.74307000000000001,743.07,0]
["19.10.2021 16:00",7001,98,0,0.85,33.479999999999997,3281.0399999999995,0.91139999999999988,0.77468999999999988,774.68999999999983,0]
["19.10.2021 17:00",7002,24,0,0.85,33.479999999999997,803.52,0.22319999999999998,0.18971999999999997,189.71999999999997,0]
["19.10.2021 18:00",7003,0,0,0.85,33.479999999999997,0,0,0,0,0]
["19.10.2021 19:00",7004,0,0,0.85,33.479999999999997,0,0,0,0,0]
["19.10.2021 20:00",7005,40,0,0.85,33.479999999999997,1339.1999999999998,0.37199999999999994,0.31619999999999993,316.19999999999993,0]
["19.10.2021 21:00",7006,166,0,0.85,33.479999999999997,5557.6799999999994,1.5437999999999998,1.3122299999999998,1312.2299999999998,0]
["19.10.2021 22:00",{"$f":"B7007+1","v":7007},119,0,0.85,33.479999999999997,3984.1199999999994,1.1066999999999998,0.94069499999999984,940.69499999999982,0]
["19.10.2021 23:00",7008,99,0,0.85,33.479999999999997,3314.5199999999995,0.92069999999999985,0.78259499999999982,782.5949999999998,0]
["20.10.2021 00:00",7009,95,0,0.85,33.479999999999997,3180.6,0.88349999999999995,0.75097499999999995,750.97499999999991,0]
["20.10.2021 01:00",7010,103,0,0.85,33.479999999999997,3448.4399999999996,0.95789999999999986,0.81421499999999991,814.21499999999992,0]
["20.10.2021 02:00",7011,103,0,0.85,33.479999999999997,3448.4399999999996,0.95789999999999986,0.81421499999999991,814.21499999999992,0]
["20.10.2021 03:00",7012,107,0,0.85,33.479999999999997,3582.3599999999997,0.99509999999999987,0.84583499999999989,845.83499999999992,0]
["20.10.2021 04:00",7013,102,0,0.85,33.479999999999997,3414.9599999999996,0.94859999999999989,0.80630999999999986,806.30999999999983,0]
["20.10.2021 05:00",7014,106,0,0.85,33.479999999999997,3548.8799999999997,0.9857999999999999,0.83792999999999984,837.92999999999984,0]
["20.10.2021 06:00",7015,106,0,0.85,33.479999999999997,3548.8799999999997,0.9857999999999999,0.83792999999999984,837.92999999999984,0]
["20.10.2021 07:00",7016,102,0,0.85,33.479999999999997,3414.9599999999996,0.94859999999999989,0.80630999999999986,806.30999999999983,0]
["20.10.2021 08:00",7017,103,0,0.85,33.479999999999997,3448.4399999999996,0.95789999999999986,0.81421499999999991,814.21499999999992,0]
["20.10.2021 09:00",7018,95,0,0.85,33.479999999999997,3180.6,0.88349999999999995,0.75097499999999995,750.97499999999991,0]
["20.10.2021 10:00",7019,86,0,0.85,33.479999999999997,2879.2799999999997,0.79979999999999996,0.67982999999999993,679.82999999999993,0]
["20.10.2021 11:00",7020,95,0,0.85,33.479999999999997,3180.6,0.88349999999999995,0.75097499999999995,750.97499999999991,0]
["20.10.2021 12:00",7021,91,0,0.85,33.479999999999997,3046.68,0.84629999999999994,0.71935499999999997,719.35500000000002,0]
["20.10.2021 13:00",7022,87,0,0.85,33.479999999999997,2912.7599999999998,0.80909999999999993,0.68773499999999987,687.7349999999999,0]
["20.10.2021 14:00",7023,86,0,0.85,33.479999999999997,2879.2799999999997,0.79979999999999996,0.67982999999999993,679.82999999999993,0]
["20.10.2021 15:00",7024,86,0,0.85,33.479999999999997,2879.2799999999997,0.79979999999999996,0.67982999999999993,679.82999999999993,0]
["20.10.2021 16:00",7025,86,0,0.85,33.479999999999997,2879.2799999999997,0.79979999999999996,0.67982999999999993,679.82999999999993,0]
["20.10.2021 17:00",7026,85,0,0.85,33.479999999999997,2845.7999999999997,0.79049999999999987,0.67192499999999988,671.92499999999984,0]
["20.10.2021 18:00",7027,90,0,0.85,33.479999999999997,3013.2,0.83699999999999997,0.71144999999999992,711.44999999999993,0]
["20.10.2021 19:00",7028,86,0,0.85,33.479999999999997,2879.2799999999997,0.79979999999999996,0.67982999999999993,679.82999999999993,0]
["20.10.2021 20:00",7029,87,0,0.85,33.479999999999997,2912.7599999999998,0.80909999999999993,0.68773499999999987,687.7349999999999,0]
["20.10.2021 21:00",7030,86,0,0.85,33.479999999999997,2879.2799999999997,0.79979999999999996,0.67982999999999993,679.82999999999993,0]
["20.10.2021 22:00",7031,91,0,0.85,33.479999999999997,3046.68,0.84629999999999994,0.71935499999999997,719.35500000000002,0]
["20.10.2021 23:00",7032,83,0,0.85,33.479999999999997,2778.8399999999997,0.77189999999999992,0.65611499999999989,656.1149999999999,0]
["21.10.2021 00:00",7033,83,0,0.85,33.479999999999997,2778.8399999999997,0.77189999999999992,0.65611499999999989,656.1149999999999,0]
["21.10.2021 01:00",7034,87,0,0.85,33.479999999999997,2912.7599999999998,0.80909999999999993,0.68773499999999987,687.7349999999999,0]
["21.10.2021 02:00",7035,82,0,0.85,33.479999999999997,2745.3599999999997,0.76259999999999994,0.64820999999999995,648.20999999999992,0]
["21.10.2021 03:00",7036,83,0,0.85,33.479999999999997,2778.8399999999997,0.77189999999999992,0.65611499999999989,656.1149999999999,0]
["21.10.2021 04:00",7037,90,0,0.85,33.479999999999997,3013.2,0.83699999999999997,0.71144999999999992,711.44999999999993,0]
["21.10.2021 05:00",7038,89,0,0.85,33.479999999999997,2979.72,0.82769999999999999,0.70354499999999998,703.54499999999996,0]
["21.10.2021 06:00",7039,94,0,0.85,33.479999999999997,3147.12,0.87419999999999998,0.74307000000000001,743.07,0]
["21.10.2021 07:00",7040,90,0,0.85,33.479999999999997,3013.2,0.83699999999999997,0.71144999999999992,711.44999999999993,0]
["21.10.2021 08:00",7041,86,0,0.85,33.479999999999997,2879.2799999999997,{"$f":"G7042/3600","v":0.79979999999999996},0.67982999999999993,679.82999999999993,0]
["21.10.2021 09:00",7042,62,0,0.85,33.479999999999997,{"$f":"C7043*F7043","v":2075.7599999999998},0.57659999999999989,{"$f":"H7043*E7043","v":0.49010999999999988},{"$f":"I7043*1000/1","v":490.1099999999999},0]
["21.10.2021 10:00",7043,12,0,{"$f":"E7043","v":0.85},{"$f":"F7043","v":33.479999999999997},401.76,0.11159999999999999,9.4859999999999986E-2,94.859999999999985,0]
["21.10.2021 11:00",7044,157,0,0.85,33.479999999999997,5256.36,1.4601,1.241085,1241.085,0]
["21.10.2021 12:00",7045,110,0,0.85,33.479999999999997,3682.7999999999997,1.0229999999999999,0.86954999999999993,869.55,0]
["21.10.2021 13:00",7046,90,0,0.85,33.479999999999997,3013.2,0.83699999999999997,0.71144999999999992,711.44999999999993,0]
["21.10.2021 14:00",7047,94,0,0.85,33.479999999999997,3147.12,0.87419999999999998,0.74307000000000001,743.07,0]
["21.10.2021 15:00",7048,90,0,0.85,33.479999999999997,3013.2,0.83699999999999997,0.71144999999999992,711.44999999999993,0]
["21.10.2021 16:00",7049,89,0,0.85,33.479999999999997,2979.72,0.82769999999999999,0.70354499999999998,703.54499999999996,0]
["21.10.2021 17:00",7050,94,0,0.85,33.479999999999997,3147.12,0.87419999999999998,0.74307000000000001,743.07,0]
["21.10.2021 18:00",7051,94,0,0.85,33.479999999999997,3147.12,0.87419999999999998,0.74307000000000001,743.07,0]
["21.10.2021 19:00",7052,94,0,0.85,33.479999999999997,3147.12,0.87419999999999998,0.74307000000000001,743.07,0]
["21.10.2021 20:00",7053,94,0,0.85,33.479999999999997,3147.12,0.87419999999999998,0.74307000000000001,743.07,0]
["21.10.2021 21:00",7054,99,0,0.85,33.479999999999997,3314.5199999999995,0.92069999999999985,0.78259499999999982,782.5949999999998,0]
["21.10.2021 22:00",7055,94,0,0.85,33.479999999999997,3147.12,0.87419999999999998,0.74307000000000001,743.07,0]
["21.10.2021 23:00",7056,103,0,0.85,33.479999999999997,3448.4399999999996,0.95789999999999986,0.81421499999999991,814.21499999999992,0]
["22.10.2021 00:00",7057,103,0,0.85,33.479999999999997,3448.4399999999996,0.95789999999999986,0.81421499999999991,814.21499999999992,0]
["22.10.2021 01:00",7058,107,0,0.85,33.479999999999997,3582.3599999999997,0.99509999999999987,0.84583499999999989,845.83499999999992,0]
["22.10.2021 02:00",7059,103,0,0.85,33.479999999999997,3448.4399999999996,0.95789999999999986,0.81421499999999991,814.21499999999992,0]
["22.10.2021 03:00",7060,110,0,0.85,33.479999999999997,3682.7999999999997,1.0229999999999999,0.86954999999999993,869.55,0]
["22.10.2021 04:00",7061,110,0,0.85,33.479999999999997,3682.7999999999997,1.0229999999999999,0.86954999999999993,869.55,0]
["22.10.2021 05:00",7062,114,0,0.85,33.479999999999997,3816.72,1.0602,0.90117000000000003,901.17000000000007,0]
["22.10.2021 06:00",7063,110,0,0.85,33.479999999999997,3682.7999999999997,1.0229999999999999,0.86954999999999993,869.55,0]
["22.10.2021 07:00",7064,115,0,0.85,33.479999999999997,3850.2,1.0694999999999999,0.90907499999999986,909.07499999999982,0]
["22.10.2021 08:00",7065,107,0,0.85,33.479999999999997,3582.3599999999997,0.99509999999999987,0.84583499999999989,845.83499999999992,0]
["22.10.2021 09:00",7066,98,0,0.85,33.479999999999997,3281.0399999999995,0.91139999999999988,0.77468999999999988,774.68999999999983,0]
["22.10.2021 10:00",7067,79,0,0.85,33.479999999999997,2644.9199999999996,0.73469999999999991,0.62449499999999991,624.49499999999989,0]
["22.10.2021 11:00",7068,106,0,0.85,33.479999999999997,3548.8799999999997,0.9857999999999999,0.83792999999999984,837.92999999999984,0]
["22.10.2021 12:00",7069,75,0,0.85,33.479999999999997,2510.9999999999995,0.6974999999999999,0.59287499999999993,592.87499999999989,0]
["22.10.2021 13:00",7070,0,0,0.85,33.479999999999997,0,0,0,0,0]
["22.10.2021 14:00",{"$f":"B7071+1","v":7071},0,0,0.85,33.479999999999997,0,0,0,0,0]
["22.10.2021 15:00",7072,0,0,0.85,33.479999999999997,0,0,0,0,0]
["22.10.2021 16:00",7073,0,0,0.85,33.479999999999997,0,0,0,0,0]
["22.10.2021 17:00",7074,55,0,0.85,33.479999999999997,1841.3999999999999,0.51149999999999995,0.43477499999999997,434.77499999999998,0]
["22.10.2021 18:00",7075,200,0,0.85,33.479999999999997,6695.9999999999991,1.8599999999999997,1.5809999999999997,1580.9999999999998,0]
["22.10.2021 19:00",7076,126,0,0.85,33.479999999999997,4218.4799999999996,1.1718,0.99602999999999997,996.03,0]
["22.10.2021 20:00",7077,99,0,0.85,33.479999999999997,3314.5199999999995,0.92069999999999985,0.78259499999999982,782.5949999999998,0]
["22.10.2021 21:00",7078,110,0,0.85,33.479999999999997,3682.7999999999997,1.0229999999999999,0.86954999999999993,869.55,0]
["22.10.2021 22:00",7079,107,0,0.85,33.479999999999997,3582.3599999999997,0.99509999999999987,0.84583499999999989,845.83499999999992,0]
["22.10.2021 23:00",7080,107,0,0.85,33.479999999999997,3582.3599999999997,0.99509999999999987,0.84583499999999989,845.83499999999992,0]
["23.10.2021 00:00",7081,104,0,0.85,33.479999999999997,3481.9199999999996,0.96719999999999995,0.82211999999999996,822.12,0]
["23.10.2021 01:00",7082,103,0,0.85,33.479999999999997,3448.4399999999996,0.95789999999999986,0.81421499999999991,814.21499999999992,0]
["23.10.2021 02:00",7083,107,0,0.85,33.479999999999997,3582.3599999999997,0.99509999999999987,0.84583499999999989,845.83499999999992,0]
["23.10.2021 03:00",7084,111,0,0.85,33.479999999999997,3716.2799999999997,1.0323,0.87745499999999998,877.45500000000004,0]
["23.10.2021 04:00",7085,106,0,0.85,33.479999999999997,3548.8799999999997,0.9857999999999999,0.83792999999999984,837.92999999999984,0]
["23.10.2021 05:00",7086,107,0,0.85,33.479999999999997,3582.3599999999997,0.99509999999999987,0.84583499999999989,845.83499999999992,0]
["23.10.2021 06:00",7087,106,0,0.85,33.479999999999997,3548.8799999999997,0.9857999999999999,0.83792999999999984,837.92999999999984,0]
["23.10.2021 07:00",7088,103,0,0.85,33.479999999999997,3448.4399999999996,0.95789999999999986,0.81421499999999991,814.21499999999992,0]
["23.10.2021 08:00",7089,108,0,0.85,33.479999999999997,3615.8399999999997,1.0044,0.85373999999999994,853.7399999999999,0]
["23.10.2021 09:00",7090,99,0,0.85,33.479999999999997,3314.5199999999995,0.92069999999999985,0.78259499999999982,782.5949999999998,0]
["23.10.2021 10:00",7091,99,0,0.85,33.479999999999997,3314.5199999999995,0.92069999999999985,0.78259499999999982,782.5949999999998,0]
["23.10.2021 11:00",7092,99,0,0.85,33.479999999999997,3314.5199999999995,0.92069999999999985,0.78259499999999982,782.5949999999998,0]
["23.10.2021 12:00",7093,99,0,0.85,33.479999999999997,3314.5199999999995,0.92069999999999985,0.78259499999999982,782.5949999999998,0]
["23.10.2021 13:00",7094,95,0,0.85,33.479999999999997,3180.6,0.88349999999999995,0.75097499999999995,750.97499999999991,0]
["23.10.2021 14:00",7095,99,0,0.85,33.479999999999997,3314.5199999999995,0.92069999999999985,0.78259499999999982,782.5949999999998,0]
["23.10.2021 15:00",7096,95,0,0.85,33.479999999999997,3180.6,0.88349999999999995,0.75097499999999995,750.97499999999991,0]
["23.10.2021 16:00",7097,99,0,0.85,33.479999999999997,3314.5199999999995,0.92069999999999985,0.78259499999999982,782.5949999999998,0]
["23.10.2021 17:00",7098,102,0,0.85,33.479999999999997,3414.9599999999996,0.94859999999999989,0.80630999999999986,806.30999999999983,0]
["23.10.2021 18:00",7099,107,0,0.85,33.479999999999997,3582.3599999999997,0.99509999999999987,0.84583499999999989,845.83499999999992,0]
["23.10.2021 19:00",7100,111,0,0.85,33.479999999999997,3716.2799999999997,1.0323,0.87745499999999998,877.45500000000004,0]
["23.10.2021 20:00",7101,116,0,0.85,33.479999999999997,3883.68,1.0788,0.91697999999999991,916.9799999999999,0]
["23.10.2021 21:00",7102,115,0,0.85,33.479999999999997,3850.2,1.0694999999999999,0.90907499999999986,909.07499999999982,0]
["23.10.2021 22:00",7103,111,0,0.85,33.479999999999997,3716.2799999999997,1.0323,0.87745499999999998,877.45500000000004,0]
["23.10.2021 23:00",7104,116,0,0.85,33.479999999999997,3883.68,1.0788,0.91697999999999991,916.9799999999999,0]
["24.10.2021 00:00",7105,112,0,0.85,33.479999999999997,3749.7599999999998,{"$f":"G7106/3600","v":1.0415999999999999},0.88535999999999981,885.35999999999979,0]
["24.10.2021 01:00",7106,116,0,0.85,33.479999999999997,{"$f":"C7107*F7107","v":3883.68},1.0788,{"$f":"H7107*E7107","v":0.91697999999999991},{"$f":"I7107*1000/1","v":916.9799999999999},0]
["24.10.2021 02:00",7107,119,0,{"$f":"E7107","v":0.85},{"$f":"F7107","v":33.479999999999997},3984.1199999999994,1.1066999999999998,0.94069499999999984,940.69499999999982,0]
["24.10.2021 03:00",7108,120,0,0.85,33.479999999999997,4017.5999999999995,1.1159999999999999,0.94859999999999989,948.59999999999991,0]
["24.10.2021 04:00",7109,123,0,0.85,33.479999999999997,4118.04,1.1438999999999999,0.97231499999999993,972.31499999999994,0]
["24.10.2021 05:00",7110,119,0,0.85,33.479999999999997,3984.1199999999994,1.1066999999999998,0.94069499999999984,940.69499999999982,0]
["24.10.2021 06:00",7111,123,0,0.85,33.479999999999997,4118.04,1.1438999999999999,0.97231499999999993,972.31499999999994,0]
["24.10.2021 07:00",7112,119,0,0.85,33.479999999999997,3984.1199999999994,1.1066999999999998,0.94069499999999984,940.69499999999982,0]
["24.10.2021 08:00",7113,124,0,0.85,33.479999999999997,4151.5199999999995,1.1531999999999998,0.98021999999999976,980.2199999999998,0]
["24.10.2021 09:00",7114,116,0,0.85,33.479999999999997,3883.68,1.0788,0.91697999999999991,916.9799999999999,0]
["24.10.2021 10:00",7115,116,0,0.85,33.479999999999997,3883.68,1.0788,0.91697999999999991,916.9799999999999,0]
["24.10.2021 11:00",7116,107,0,0.85,33.479999999999997,3582.3599999999997,0.99509999999999987,0.84583499999999989,845.83499999999992,0]
["24.10.2021 12:00",7117,108,0,0.85,33.479999999999997,3615.8399999999997,1.0044,0.85373999999999994,853.7399999999999,0]
["24.10.2021 13:00",7118,100,0,0.85,33.479999999999997,3347.9999999999995,0.92999999999999983,0.79049999999999987,790.49999999999989,0]
["24.10.2021 14:00",7119,95,0,0.85,33.479999999999997,3180.6,0.88349999999999995,0.75097499999999995,750.97499999999991,0]
["24.10.2021 15:00",7120,99,0,0.85,33.479999999999997,3314.5199999999995,0.92069999999999985,0.78259499999999982,782.5949999999998,0]
["24.10.2021 16:00",7121,95,0,0.85,33.479999999999997,3180.6,0.88349999999999995,0.75097499999999995,750.97499999999991,0]
["24.10.2021 17:00",7122,107,0,0.85,33.479999999999997,3582.3599999999997,0.99509999999999987,0.84583499999999989,845.83499999999992,0]
["24.10.2021 18:00",7123,111,0,0.85,33.479999999999997,3716.2799999999997,1.0323,0.87745499999999998,877.45500000000004,0]
["24.10.2021 19:00",7124,120,0,0.85,33.479999999999997,4017.5999999999995,1.1159999999999999,0.94859999999999989,948.59999999999991,0]
["24.10.2021 20:00",7125,115,0,0.85,33.479999999999997,3850.2,1.0694999999999999,0.90907499999999986,909.07499999999982,0]
["24.10.2021 21:00",7126,131,0,0.85,33.479999999999997,4385.8799999999992,1.2182999999999997,1.0355549999999998,1035.5549999999998,0]
["24.10.2021 22:00",7127,136,0,0.85,33.479999999999997,4553.28,1.2647999999999999,1.0750799999999998,1075.08,0]
["24.10.2021 23:00",7128,151,0,0.85,33.479999999999997,5055.4799999999996,1.4042999999999999,1.1936549999999999,1193.655,0]
["25.10.2021 00:00",7129,147,0,0.85,33.479999999999997,4921.5599999999995,1.3670999999999998,1.1620349999999997,1162.0349999999996,0]
["25.10.2021 01:00",7130,143,0,0.85,33.479999999999997,4787.6399999999994,1.3298999999999999,1.1304149999999999,1130.415,0]
["25.10.2021 02:00",7131,148,0,0.85,33.479999999999997,4955.04,1.3764000000000001,1.16994,1169.94,0]
["25.10.2021 03:00",7132,150,0,0.85,33.479999999999997,5021.9999999999991,1.3949999999999998,1.1857499999999999,1185.7499999999998,0]
["25.10.2021 04:00",7133,151,0,0.85,33.479999999999997,5055.4799999999996,1.4042999999999999,1.1936549999999999,1193.655,0]
["25.10.2021 05:00",7134,158,0,0.85,33.479999999999997,5289.8399999999992,1.4693999999999998,1.2489899999999998,1248.9899999999998,0]
["25.10.2021 06:00",{"$f":"B7135+1","v":7135},155,0,0.85,33.479999999999997,5189.3999999999996,1.4415,1.2252749999999999,1225.2749999999999,0]
["25.10.2021 07:00",7136,151,0,0.85,33.479999999999997,5055.4799999999996,1.4042999999999999,1.1936549999999999,1193.655,0]
["25.10.2021 08:00",7137,148,0,0.85,33.479999999999997,4955.04,1.3764000000000001,1.16994,1169.94,0]
["25.10.2021 09:00",7138,143,0,0.85,33.479999999999997,4787.6399999999994,1.3298999999999999,1.1304149999999999,1130.415,0]
["25.10.2021 10:00",7139,131,0,0.85,33.479999999999997,4385.8799999999992,1.2182999999999997,1.0355549999999998,1035.5549999999998,0]
["25.10.2021 11:00",7140,127,0,0.85,33.479999999999997,4251.96,1.1811,1.003935,1003.9350000000001,0]
["25.10.2021 12:00",7141,119,0,0.85,33.479999999999997,3984.1199999999994,1.1066999999999998,0.94069499999999984,940.69499999999982,0]
["25.10.2021 13:00",7142,128,0,0.85,33.479999999999997,4285.4399999999996,1.1903999999999999,1.0118399999999999,1011.8399999999998,0]
["25.10.2021 14:00",7143,118,0,0.85,33.479999999999997,3950.6399999999994,1.0973999999999999,0.9327899999999999,932.78999999999985,0]
["25.10.2021 15:00",7144,115,0,0.85,33.479999999999997,3850.2,1.0694999999999999,0.90907499999999986,909.07499999999982,0]
["25.10.2021 16:00",7145,119,0,0.85,33.479999999999997,3984.1199999999994,1.1066999999999998,0.94069499999999984,940.69499999999982,0]
["25.10.2021 17:00",7146,130,0,0.85,33.479999999999997,4352.3999999999996,1.2089999999999999,1.02765,1027.6499999999999,0]
["25.10.2021 18:00",7147,131,0,0.85,33.479999999999997,4385.8799999999992,1.2182999999999997,1.0355549999999998,1035.5549999999998,0]
["25.10.2021 19:00",7148,134,0,0.85,33.479999999999997,4486.32,1.2462,1.0592699999999999,1059.27,0]
["25.10.2021 20:00",7149,132,0,0.85,33.479999999999997,4419.3599999999997,1.2275999999999998,1.0434599999999998,1043.4599999999998,0]
["25.10.2021 21:00",7150,135,0,0.85,33.479999999999997,4519.7999999999993,1.2554999999999998,1.0671749999999998,1067.1749999999997,0]
["25.10.2021 22:00",7151,136,0,0.85,33.479999999999997,4553.28,1.2647999999999999,1.0750799999999998,1075.08,0]
["25.10.2021 23:00",7152,135,0,0.85,33.479999999999997,4519.7999999999993,1.2554999999999998,1.0671749999999998,1067.1749999999997,0]
["26.10.2021 00:00",7153,140,0,0.85,33.479999999999997,4687.2,1.302,1.1067,1106.7,0]
["26.10.2021 01:00",7154,135,0,0.85,33.479999999999997,4519.7999999999993,1.2554999999999998,1.0671749999999998,1067.1749999999997,0]
["26.10.2021 02:00",7155,135,0,0.85,33.479999999999997,4519.7999999999993,1.2554999999999998,1.0671749999999998,1067.1749999999997,0]
["26.10.2021 03:00",7156,143,0,0.85,33.479999999999997,4787.6399999999994,1.3298999999999999,1.1304149999999999,1130.415,0]
["26.10.2021 04:00",7157,143,0,0.85,33.479999999999997,4787.6399999999994,1.3298999999999999,1.1304149999999999,1130.415,0]
["26.10.2021 05:00",7158,146,0,0.85,33.479999999999997,4888.08,1.3577999999999999,1.1541299999999999,1154.1299999999999,0]
["26.10.2021 06:00",7159,143,0,0.85,33.479999999999997,4787.6399999999994,1.3298999999999999,1.1304149999999999,1130.415,0]
["26.10.2021 07:00",7160,139,0,0.85,33.479999999999997,4653.7199999999993,1.2926999999999997,1.0987949999999997,1098.7949999999998,0]
["26.10.2021 08:00",7161,139,0,0.85,33.479999999999997,4653.7199999999993,1.2926999999999997,1.0987949999999997,1098.7949999999998,0]
["26.10.2021 09:00",7162,136,0,0.85,33.479999999999997,4553.28,1.2647999999999999,1.0750799999999998,1075.08,0]
["26.10.2021 10:00",7163,127,0,0.85,33.479999999999997,4251.96,1.1811,1.003935,1003.9350000000001,0]
["26.10.2021 11:00",7164,120,0,0.85,33.479999999999997,4017.5999999999995,1.1159999999999999,0.94859999999999989,948.59999999999991,0]
["26.10.2021 12:00",7165,119,0,0.85,33.479999999999997,3984.1199999999994,1.1066999999999998,0.94069499999999984,940.69499999999982,0]
["26.10.2021 13:00",7166,119,0,0.85,33.479999999999997,3984.1199999999994,1.1066999999999998,0.94069499999999984,940.69499999999982,0]
["26.10.2021 14:00",7167,123,0,0.85,33.479999999999997,4118.04,1.1438999999999999,0.97231499999999993,972.31499999999994,0]
["26.10.2021 15:00",7168,115,0,0.85,33.479999999999997,3850.2,1.0694999999999999,0.90907499999999986,909.07499999999982,0]
["26.10.2021 16:00",7169,118,0,0.85,33.479999999999997,3950.6399999999994,{"$f":"G7170/3600","v":1.0973999999999999},0.9327899999999999,932.78999999999985,0]
["26.10.2021 17:00",7170,119,0,0.85,33.479999999999997,{"$f":"C7171*F7171","v":3984.1199999999994},1.1066999999999998,{"$f":"H7171*E7171","v":0.94069499999999984},{"$f":"I7171*1000/1","v":940.69499999999982},0]
["26.10.2021 18:00",7171,122,0,{"$f":"E7171","v":0.85},{"$f":"F7171","v":33.479999999999997},4084.5599999999995,1.1345999999999998,0.96440999999999988,964.40999999999985,0]
["26.10.2021 19:00",7172,127,0,0.85,33.479999999999997,4251.96,1.1811,1.003935,1003.9350000000001,0]
["26.10.2021 20:00",7173,123,0,0.85,33.479999999999997,4118.04,1.1438999999999999,0.97231499999999993,972.31499999999994,0]
["26.10.2021 21:00",7174,132,0,0.85,33.479999999999997,4419.3599999999997,1.2275999999999998,1.0434599999999998,1043.4599999999998,0]
["26.10.2021 22:00",7175,135,0,0.85,33.479999999999997,4519.7999999999993,1.2554999999999998,1.0671749999999998,1067.1749999999997,0]
["26.10.2021 23:00",7176,140,0,0.85,33.479999999999997,4687.2,1.302,1.1067,1106.7,0]
["27.10.2021 00:00",7177,136,0,0.85,33.479999999999997,4553.28,1.2647999999999999,1.0750799999999998,1075.08,0]
["27.10.2021 01:00",7178,139,0,0.85,33.479999999999997,4653.7199999999993,1.2926999999999997,1.0987949999999997,1098.7949999999998,0]
["27.10.2021 02:00",7179,140,0,0.85,33.479999999999997,4687.2,1.302,1.1067,1106.7,0]
["27.10.2021 03:00",7180,139,0,0.85,33.479999999999997,4653.7199999999993,1.2926999999999997,1.0987949999999997,1098.7949999999998,0]
["27.10.2021 04:00",7181,140,0,0.85,33.479999999999997,4687.2,1.302,1.1067,1106.7,0]
["27.10.2021 05:00",7182,142,0,0.85,33.479999999999997,4754.16,1.3206,1.1225099999999999,1122.51,0]
["27.10.2021 06:00",7183,139,0,0.85,33.479999999999997,4653.7199999999993,1.2926999999999997,1.0987949999999997,1098.7949999999998,0]
["27.10.2021 07:00",7184,139,0,0.85,33.479999999999997,4653.7199999999993,1.2926999999999997,1.0987949999999997,1098.7949999999998,0]
["27.10.2021 08:00",7185,135,0,0.85,33.479999999999997,4519.7999999999993,1.2554999999999998,1.0671749999999998,1067.1749999999997,0]
["27.10.2021 09:00",7186,131,0,0.85,33.479999999999997,4385.8799999999992,1.2182999999999997,1.0355549999999998,1035.5549999999998,0]
["27.10.2021 10:00",7187,124,0,0.85,33.479999999999997,4151.5199999999995,1.1531999999999998,0.98021999999999976,980.2199999999998,0]
["27.10.2021 11:00",7188,119,0,0.85,33.479999999999997,3984.1199999999994,1.1066999999999998,0.94069499999999984,940.69499999999982,0]
["27.10.2021 12:00",7189,120,0,0.85,33.479999999999997,4017.5999999999995,1.1159999999999999,0.94859999999999989,948.59999999999991,0]
["27.10.2021 13:00",7190,115,0,0.85,33.479999999999997,3850.2,1.0694999999999999,0.90907499999999986,909.07499999999982,0]
["27.10.2021 14:00",7191,119,0,0.85,33.479999999999997,3984.1199999999994,1.1066999999999998,0.94069499999999984,940.69499999999982,0]
["27.10.2021 15:00",7192,119,0,0.85,33.479999999999997,3984.1199999999994,1.1066999999999998,0.94069499999999984,940.69499999999982,0]
["27.10.2021 16:00",7193,119,0,0.85,33.479999999999997,3984.1199999999994,1.1066999999999998,0.94069499999999984,940.69499999999982,0]
["27.10.2021 17:00",7194,126,0,0.85,33.479999999999997,4218.4799999999996,1.1718,0.99602999999999997,996.03,0]
["27.10.2021 18:00",7195,123,0,0.85,33.479999999999997,4118.04,1.1438999999999999,0.97231499999999993,972.31499999999994,0]
["27.10.2021 19:00",7196,127,0,0.85,33.479999999999997,4251.96,1.1811,1.003935,1003.9350000000001,0]
["27.10.2021 20:00",7197,132,0,0.85,33.479999999999997,4419.3599999999997,1.2275999999999998,1.0434599999999998,1043.4599999999998,0]
["27.10.2021 21:00",7198,131,0,0.85,33.479999999999997,4385.8799999999992,1.2182999999999997,1.0355549999999998,1035.5549999999998,0]
["27.10.2021 22:00",{"$f":"B7199+1","v":7199},132,0,0.85,33.479999999999997,4419.3599999999997,1.2275999999999998,1.0434599999999998,1043.4599999999998,0]
["27.10.2021 23:00",7200,123,0,0.85,33.479999999999997,4118.04,1.1438999999999999,0.97231499999999993,972.31499999999994,0]
["28.10.2021 00:00",7201,128,0,0.85,33.479999999999997,4285.4399999999996,1.1903999999999999,1.0118399999999999,1011.8399999999998,0]
["28.10.2021 01:00",7202,120,0,0.85,33.479999999999997,4017.5999999999995,1.1159999999999999,0.94859999999999989,948.59999999999991,0]
["28.10.2021 02:00",7203,136,0,0.85,33.479999999999997,4553.28,1.2647999999999999,1.0750799999999998,1075.08,0]
["28.10.2021 03:00",7204,127,0,0.85,33.479999999999997,4251.96,1.1811,1.003935,1003.9350000000001,0]
["28.10.2021 04:00",7205,127,0,0.85,33.479999999999997,4251.96,1.1811,1.003935,1003.9350000000001,0]
["28.10.2021 05:00",7206,131,0,0.85,33.479999999999997,4385.8799999999992,1.2182999999999997,1.0355549999999998,1035.5549999999998,0]
["28.10.2021 06:00",7207,127,0,0.85,33.479999999999997,4251.96,1.1811,1.003935,1003.9350000000001,0]
["28.10.2021 07:00",7208,119,0,0.85,33.479999999999997,3984.1199999999994,1.1066999999999998,0.94069499999999984,940.69499999999982,0]
["28.10.2021 08:00",7209,119,0,0.85,33.479999999999997,3984.1199999999994,1.1066999999999998,0.94069499999999984,940.69499999999982,0]
["28.10.2021 09:00",7210,120,0,0.85,33.479999999999997,4017.5999999999995,1.1159999999999999,0.94859999999999989,948.59999999999991,0]
["28.10.2021 10:00",7211,115,0,0.85,33.479999999999997,3850.2,1.0694999999999999,0.90907499999999986,909.07499999999982,0]
["28.10.2021 11:00",7212,112,0,0.85,33.479999999999997,3749.7599999999998,1.0415999999999999,0.88535999999999981,885.35999999999979,0]
["28.10.2021 12:00",7213,112,0,0.85,33.479999999999997,3749.7599999999998,1.0415999999999999,0.88535999999999981,885.35999999999979,0]
["28.10.2021 13:00",7214,111,0,0.85,33.479999999999997,3716.2799999999997,1.0323,0.87745499999999998,877.45500000000004,0]
["28.10.2021 14:00",7215,107,0,0.85,33.479999999999997,3582.3599999999997,0.99509999999999987,0.84583499999999989,845.83499999999992,0]
["28.10.2021 15:00",7216,111,0,0.85,33.479999999999997,3716.2799999999997,1.0323,0.87745499999999998,877.45500000000004,0]
["28.10.2021 16:00",7217,114,0,0.85,33.479999999999997,3816.72,1.0602,0.90117000000000003,901.17000000000007,0]
["28.10.2021 17:00",7218,111,0,0.85,33.479999999999997,3716.2799999999997,1.0323,0.87745499999999998,877.45500000000004,0]
["28.10.2021 18:00",7219,115,0,0.85,33.479999999999997,3850.2,1.0694999999999999,0.90907499999999986,909.07499999999982,0]
["28.10.2021 19:00",7220,118,0,0.85,33.479999999999997,3950.6399999999994,1.0973999999999999,0.9327899999999999,932.78999999999985,0]
["28.10.2021 20:00",7221,120,0,0.85,33.479999999999997,4017.5999999999995,1.1159999999999999,0.94859999999999989,948.59999999999991,0]
["28.10.2021 21:00",7222,119,0,0.85,33.479999999999997,3984.1199999999994,1.1066999999999998,0.94069499999999984,940.69499999999982,0]
["28.10.2021 22:00",7223,124,0,0.85,33.479999999999997,4151.5199999999995,1.1531999999999998,0.98021999999999976,980.2199999999998,0]
["28.10.2021 23:00",7224,140,0,0.85,33.479999999999997,4687.2,1.302,1.1067,1106.7,0]
["29.10.2021 00:00",7225,140,0,0.85,33.479999999999997,4687.2,1.302,1.1067,1106.7,0]
["29.10.2021 01:00",7226,143,0,0.85,33.479999999999997,4787.6399999999994,1.3298999999999999,1.1304149999999999,1130.415,0]
["29.10.2021 02:00",7227,140,0,0.85,33.479999999999997,4687.2,1.302,1.1067,1106.7,0]
["29.10.2021 03:00",7228,143,0,0.85,33.479999999999997,4787.6399999999994,1.3298999999999999,1.1304149999999999,1130.415,0]
["29.10.2021 04:00",7229,139,0,0.85,33.479999999999997,4653.7199999999993,1.2926999999999997,1.0987949999999997,1098.7949999999998,0]
["29.10.2021 05:00",7230,143,0,0.85,33.479999999999997,4787.6399999999994,1.3298999999999999,1.1304149999999999,1130.415,0]
["29.10.2021 06:00",7231,142,0,0.85,33.479999999999997,4754.16,1.3206,1.1225099999999999,1122.51,0]
["29.10.2021 07:00",7232,146,0,0.85,33.479999999999997,4888.08,1.3577999999999999,1.1541299999999999,1154.1299999999999,0]
["29.10.2021 08:00",7233,147,0,0.85,33.479999999999997,4921.5599999999995,{"$f":"G7234/3600","v":1.3670999999999998},1.1620349999999997,1162.0349999999996,0]
["29.10.2021 09:00",7234,143,0,0.85,33.479999999999997,{"$f":"C7235*F7235","v":4787.6399999999994},1.3298999999999999,{"$f":"H7235*E7235","v":1.1304149999999999},{"$f":"I7235*1000/1","v":1130.415},0]
["29.10.2021 10:00",7235,132,0,{"$f":"E7235","v":0.85},{"$f":"F7235","v":33.479999999999997},4419.3599999999997,1.2275999999999998,1.0434599999999998,1043.4599999999998,0]
["29.10.2021 11:00",7236,123,0,0.85,33.479999999999997,4118.04,1.1438999999999999,0.97231499999999993,972.31499999999994,0]
["29.10.2021 12:00",7237,124,0,0.85,33.479999999999997,4151.5199999999995,1.1531999999999998,0.98021999999999976,980.2199999999998,0]
["29.10.2021 13:00",7238,119,0,0.85,33.479999999999997,3984.1199999999994,1.1066999999999998,0.94069499999999984,940.69499999999982,0]
["29.10.2021 14:00",7239,115,0,0.85,33.479999999999997,3850.2,1.0694999999999999,0.90907499999999986,909.07499999999982,0]
["29.10.2021 15:00",7240,111,0,0.85,33.479999999999997,3716.2799999999997,1.0323,0.87745499999999998,877.45500000000004,0]
["29.10.2021 16:00",7241,118,0,0.85,33.479999999999997,3950.6399999999994,1.0973999999999999,0.9327899999999999,932.78999999999985,0]
["29.10.2021 17:00",7242,126,0,0.85,33.479999999999997,4218.4799999999996,1.1718,0.99602999999999997,996.03,0]
["29.10.2021 18:00",7243,123,0,0.85,33.479999999999997,4118.04,1.1438999999999999,0.97231499999999993,972.31499999999994,0]
["29.10.2021 19:00",7244,131,0,0.85,33.479999999999997,4385.8799999999992,1.2182999999999997,1.0355549999999998,1035.5549999999998,0]
["29.10.2021 20:00",7245,135,0,0.85,33.479999999999997,4519.7999999999993,1.2554999999999998,1.0671749999999998,1067.1749999999997,0]
["29.10.2021 21:00",7246,131,0,0.85,33.479999999999997,4385.8799999999992,1.2182999999999997,1.0355549999999998,1035.5549999999998,0]
["29.10.2021 22:00",7247,135,0,0.85,33.479999999999997,4519.7999999999993,1.2554999999999998,1.0671749999999998,1067.1749999999997,0]
["29.10.2021 23:00",7248,127,0,0.85,33.479999999999997,4251.96,1.1811,1.003935,1003.9350000000001,0]
["30.10.2021 00:00",7249,128,0,0.85,33.479999999999997,4285.4399999999996,1.1903999999999999,1.0118399999999999,1011.8399999999998,0]
["30.10.2021 01:00",7250,127,0,0.85,33.479999999999997,4251.96,1.1811,1.003935,1003.9350000000001,0]
["30.10.2021 02:00",7251,132,0,0.85,33.479999999999997,4419.3599999999997,1.2275999999999998,1.0434599999999998,1043.4599999999998,0]
["30.10.2021 03:00",7252,127,0,0.85,33.479999999999997,4251.96,1.1811,1.003935,1003.9350000000001,0]
["30.10.2021 04:00",7253,131,0,0.85,33.479999999999997,4385.8799999999992,1.2182999999999997,1.0355549999999998,1035.5549999999998,0]
["30.10.2021 05:00",7254,134,0,0.85,33.479999999999997,4486.32,1.2462,1.0592699999999999,1059.27,0]
["30.10.2021 06:00",7255,139,0,0.85,33.479999999999997,4653.7199999999993,1.2926999999999997,1.0987949999999997,1098.7949999999998,0]
["30.10.2021 07:00",7256,142,0,0.85,33.479999999999997,4754.16,1.3206,1.1225099999999999,1122.51,0]
["30.10.2021 08:00",7257,136,0,0.85,33.479999999999997,4553.28,1.2647999999999999,1.0750799999999998,1075.08,0]
["30.10.2021 09:00",7258,131,0,0.85,33.479999999999997,4385.8799999999992,1.2182999999999997,1.0355549999999998,1035.5549999999998,0]
["30.10.2021 10:00",7259,127,0,0.85,33.479999999999997,4251.96,1.1811,1.003935,1003.9350000000001,0]
["30.10.2021 11:00",7260,115,0,0.85,33.479999999999997,3850.2,1.0694999999999999,0.90907499999999986,909.07499999999982,0]
["30.10.2021 12:00",7261,112,0,0.85,33.479999999999997,3749.7599999999998,1.0415999999999999,0.88535999999999981,885.35999999999979,0]
["30.10.2021 13:00",7262,119,0,0.85,33.479999999999997,3984.1199999999994,1.1066999999999998,0.94069499999999984,940.69499999999982,0]
["30.10.2021 14:00",{"$f":"B7263+1","v":7263},115,0,0.85,33.479999999999997,3850.2,1.0694999999999999,0.90907499999999986,909.07499999999982,0]
["30.10.2021 15:00",7264,110,0,0.85,33.479999999999997,3682.7999999999997,1.0229999999999999,0.86954999999999993,869.55,0]
["30.10.2021 16:00",7265,114,0,0.85,33.479999999999997,3816.72,1.0602,0.90117000000000003,901.17000000000007,0]
["30.10.2021 17:00",7266,118,0,0.85,33.479999999999997,3950.6399999999994,1.0973999999999999,0.9327899999999999,932.78999999999985,0]
["30.10.2021 18:00",7267,119,0,0.85,33.479999999999997,3984.1199999999994,1.1066999999999998,0.94069499999999984,940.69499999999982,0]
["30.10.2021 19:00",7268,123,0,0.85,33.479999999999997,4118.04,1.1438999999999999,0.97231499999999993,972.31499999999994,0]
["30.10.2021 20:00",7269,127,0,0.85,33.479999999999997,4251.96,1.1811,1.003935,1003.9350000000001,0]
["30.10.2021 21:00",7270,123,0,0.85,33.479999999999997,4118.04,1.1438999999999999,0.97231499999999993,972.31499999999994,0]
["30.10.2021 22:00",7271,123,0,0.85,33.479999999999997,4118.04,1.1438999999999999,0.97231499999999993,972.31499999999994,0]
["30.10.2021 23:00",7272,132,0,0.85,33.479999999999997,4419.3599999999997,1.2275999999999998,1.0434599999999998,1043.4599999999998,0]
["31.10.2021 00:00",7273,132,0,0.85,33.479999999999997,4419.3599999999997,1.2275999999999998,1.0434599999999998,1043.4599999999998,0]
["31.10.2021 01:00",7274,128,0,0.85,33.479999999999997,4285.4399999999996,1.1903999999999999,1.0118399999999999,1011.8399999999998,0]
["31.10.2021 02:00",7275,132,0,0.85,33.479999999999997,4419.3599999999997,1.2275999999999998,1.0434599999999998,1043.4599999999998,0]
["31.10.2021 03:00",7276,136,0,0.85,33.479999999999997,4553.28,1.2647999999999999,1.0750799999999998,1075.08,0]
["31.10.2021 04:00",7277,135,0,0.85,33.479999999999997,4519.7999999999993,1.2554999999999998,1.0671749999999998,1067.1749999999997,0]
["31.10.2021 05:00",7278,131,0,0.85,33.479999999999997,4385.8799999999992,1.2182999999999997,1.0355549999999998,1035.5549999999998,0]
["31.10.2021 06:00",7279,134,0,0.85,33.479999999999997,4486.32,1.2462,1.0592699999999999,1059.27,0]
["31.10.2021 07:00",7280,135,0,0.85,33.479999999999997,4519.7999999999993,1.2554999999999998,1.0671749999999998,1067.1749999999997,0]
["31.10.2021 08:00",7281,127,0,0.85,33.479999999999997,4251.96,1.1811,1.003935,1003.9350000000001,0]
["31.10.2021 09:00",7282,124,0,0.85,33.479999999999997,4151.5199999999995,1.1531999999999998,0.98021999999999976,980.2199999999998,0]
["31.10.2021 10:00",7283,119,0,0.85,33.479999999999997,3984.1199999999994,1.1066999999999998,0.94069499999999984,940.69499999999982,0]
["31.10.2021 11:00",7284,107,0,0.85,33.479999999999997,3582.3599999999997,0.99509999999999987,0.84583499999999989,845.83499999999992,0]
["31.10.2021 12:00",7285,107,0,0.85,33.479999999999997,3582.3599999999997,0.99509999999999987,0.84583499999999989,845.83499999999992,0]
["31.10.2021 13:00",7286,112,0,0.85,33.479999999999997,3749.7599999999998,1.0415999999999999,0.88535999999999981,885.35999999999979,0]
["31.10.2021 14:00",7287,107,0,0.85,33.479999999999997,3582.3599999999997,0.99509999999999987,0.84583499999999989,845.83499999999992,0]
["31.10.2021 15:00",7288,110,0,0.85,33.479999999999997,3682.7999999999997,1.0229999999999999,0.86954999999999993,869.55,0]
["31.10.2021 16:00",7289,111,0,0.85,33.479999999999997,3716.2799999999997,1.0323,0.87745499999999998,877.45500000000004,0]
["31.10.2021 17:00",7290,110,0,0.85,33.479999999999997,3682.7999999999997,1.0229999999999999,0.86954999999999993,869.55,0]
["31.10.2021 18:00",7291,114,0,0.85,33.479999999999997,3816.72,1.0602,0.90117000000000003,901.17000000000007,0]
["31.10.2021 19:00",7292,115,0,0.85,33.479999999999997,3850.2,1.0694999999999999,0.90907499999999986,909.07499999999982,0]
["31.10.2021 20:00",7293,111,0,0.85,33.479999999999997,3716.2799999999997,1.0323,0.87745499999999998,877.45500000000004,0]
["31.10.2021 21:00",7294,111,0,0.85,33.479999999999997,3716.2799999999997,1.0323,0.87745499999999998,877.45500000000004,0]
["31.10.2021 22:00",7295,115,0,0.85,33.479999999999997,3850.2,1.0694999999999999,0.90907499999999986,909.07499999999982,0]
["31.10.2021 23:00",7296,111,0,0.85,33.479999999999997,3716.2799999999997,1.0323,0.87745499999999998,877.45500000000004,0]
["01.11.2021 00:00",7297,128,0,0.85,33.479999999999997,4285.4399999999996,{"$f":"G7298/3600","v":1.1903999999999999},1.0118399999999999,1011.8399999999998,0]
["01.11.2021 01:00",7298,119,0,0.85,33.479999999999997,{"$f":"C7299*F7299","v":3984.1199999999994},1.1066999999999998,{"$f":"H7299*E7299","v":0.94069499999999984},{"$f":"I7299*1000/1","v":940.69499999999982},0]
["01.11.2021 02:00",7299,127,0,{"$f":"E7299","v":0.85},{"$f":"F7299","v":33.479999999999997},4251.96,1.1811,1.003935,1003.9350000000001,0]
["01.11.2021 03:00",7300,131,0,0.85,33.479999999999997,4385.8799999999992,1.2182999999999997,1.0355549999999998,1035.5549999999998,0]
["01.11.2021 04:00",7301,134,0,0.85,33.479999999999997,4486.32,1.2462,1.0592699999999999,1059.27,0]
["01.11.2021 05:00",7302,134,0,0.85,33.479999999999997,4486.32,1.2462,1.0592699999999999,1059.27,0]
["01.11.2021 06:00",7303,134,0,0.85,33.479999999999997,4486.32,1.2462,1.0592699999999999,1059.27,0]
["01.11.2021 07:00",7304,134,0,0.85,33.479999999999997,4486.32,1.2462,1.0592699999999999,1059.27,0]
["01.11.2021 08:00",7305,126,0,0.85,33.479999999999997,4218.4799999999996,1.1718,0.99602999999999997,996.03,0]
["01.11.2021 09:00",7306,123,0,0.85,33.479999999999997,4118.04,1.1438999999999999,0.97231499999999993,972.31499999999994,0]
["01.11.2021 10:00",7307,123,0,0.85,33.479999999999997,4118.04,1.1438999999999999,0.97231499999999993,972.31499999999994,0]
["01.11.2021 11:00",7308,119,0,0.85,33.479999999999997,3984.1199999999994,1.1066999999999998,0.94069499999999984,940.69499999999982,0]
["01.11.2021 12:00",7309,111,0,0.85,33.479999999999997,3716.2799999999997,1.0323,0.87745499999999998,877.45500000000004,0]
["01.11.2021 13:00",7310,115,0,0.85,33.479999999999997,3850.2,1.0694999999999999,0.90907499999999986,909.07499999999982,0]
["01.11.2021 14:00",7311,115,0,0.85,33.479999999999997,3850.2,1.0694999999999999,0.90907499999999986,909.07499999999982,0]
["01.11.2021 15:00",7312,119,0,0.85,33.479999999999997,3984.1199999999994,1.1066999999999998,0.94069499999999984,940.69499999999982,0]
["01.11.2021 16:00",7313,114,0,0.85,33.479999999999997,3816.72,1.0602,0.90117000000000003,901.17000000000007,0]
["01.11.2021 17:00",7314,114,0,0.85,33.479999999999997,3816.72,1.0602,0.90117000000000003,901.17000000000007,0]
["01.11.2021 18:00",7315,115,0,0.85,33.479999999999997,3850.2,1.0694999999999999,0.90907499999999986,909.07499999999982,0]
["01.11.2021 19:00",7316,114,0,0.85,33.479999999999997,3816.72,1.0602,0.90117000000000003,901.17000000000007,0]
["01.11.2021 20:00",7317,115,0,0.85,33.479999999999997,3850.2,1.0694999999999999,0.90907499999999986,909.07499999999982,0]
["01.11.2021 21:00",7318,119,0,0.85,33.479999999999997,3984.1199999999994,1.1066999999999998,0.94069499999999984,940.69499999999982,0]
["01.11.2021 22:00",7319,115,0,0.85,33.479999999999997,3850.2,1.0694999999999999,0.90907499999999986,909.07499999999982,0]
["01.11.2021 23:00",7320,115,0,0.85,33.479999999999997,3850.2,1.0694999999999999,0.90907499999999986,909.07499999999982,0]
["02.11.2021 00:00",7321,119,0,0.85,33.479999999999997,3984.1199999999994,1.1066999999999998,0.94069499999999984,940.69499999999982,0]
["02.11.2021 01:00",7322,115,0,0.85,33.479999999999997,3850.2,1.0694999999999999,0.90907499999999986,909.07499999999982,0]
["02.11.2021 02:00",7323,120,0,0.85,33.479999999999997,4017.5999999999995,1.1159999999999999,0.94859999999999989,948.59999999999991,0]
["02.11.2021 03:00",7324,119,0,0.85,33.479999999999997,3984.1199999999994,1.1066999999999998,0.94069499999999984,940.69499999999982,0]
["02.11.2021 04:00",7325,122,0,0.85,33.479999999999997,4084.5599999999995,1.1345999999999998,0.96440999999999988,964.40999999999985,0]
["02.11.2021 05:00",7326,126,0,0.85,33.479999999999997,4218.4799999999996,1.1718,0.99602999999999997,996.03,0]
["02.11.2021 06:00",{"$f":"B7327+1","v":7327},134,0,0.85,33.479999999999997,4486.32,1.2462,1.0592699999999999,1059.27,0]
["02.11.2021 07:00",7328,134,0,0.85,33.479999999999997,4486.32,1.2462,1.0592699999999999,1059.27,0]
["02.11.2021 08:00",7329,127,0,0.85,33.479999999999997,4251.96,1.1811,1.003935,1003.9350000000001,0]
["02.11.2021 09:00",7330,118,0,0.85,33.479999999999997,3950.6399999999994,1.0973999999999999,0.9327899999999999,932.78999999999985,0]
["02.11.2021 10:00",7331,123,0,0.85,33.479999999999997,4118.04,1.1438999999999999,0.97231499999999993,972.31499999999994,0]
["02.11.2021 11:00",7332,115,0,0.85,33.479999999999997,3850.2,1.0694999999999999,0.90907499999999986,909.07499999999982,0]
["02.11.2021 12:00",7333,119,0,0.85,33.479999999999997,3984.1199999999994,1.1066999999999998,0.94069499999999984,940.69499999999982,0]
["02.11.2021 13:00",7334,111,0,0.85,33.479999999999997,3716.2799999999997,1.0323,0.87745499999999998,877.45500000000004,0]
["02.11.2021 14:00",7335,110,0,0.85,33.479999999999997,3682.7999999999997,1.0229999999999999,0.86954999999999993,869.55,0]
["02.11.2021 15:00",7336,115,0,0.85,33.479999999999997,3850.2,1.0694999999999999,0.90907499999999986,909.07499999999982,0]
["02.11.2021 16:00",7337,118,0,0.85,33.479999999999997,3950.6399999999994,1.0973999999999999,0.9327899999999999,932.78999999999985,0]
["02.11.2021 17:00",7338,118,0,0.85,33.479999999999997,3950.6399999999994,1.0973999999999999,0.9327899999999999,932.78999999999985,0]
["02.11.2021 18:00",7339,119,0,0.85,33.479999999999997,3984.1199999999994,1.1066999999999998,0.94069499999999984,940.69499999999982,0]
["02.11.2021 19:00",7340,125,0,0.85,33.479999999999997,4185,1.1625000000000001,0.98812500000000003,988.125,0]
["02.11.2021 20:00",7341,131,0,0.85,33.479999999999997,4385.8799999999992,1.2182999999999997,1.0355549999999998,1035.5549999999998,0]
["02.11.2021 21:00",7342,127,0,0.85,33.479999999999997,4251.96,1.1811,1.003935,1003.9350000000001,0]
["02.11.2021 22:00",7343,123,0,0.85,33.479999999999997,4118.04,1.1438999999999999,0.97231499999999993,972.31499999999994,0]
["02.11.2021 23:00",7344,123,0,0.85,33.479999999999997,4118.04,1.1438999999999999,0.97231499999999993,972.31499999999994,0]
["03.11.2021 00:00",7345,123,0,0.85,33.479999999999997,4118.04,1.1438999999999999,0.97231499999999993,972.31499999999994,0]
["03.11.2021 01:00",7346,127,0,0.85,33.479999999999997,4251.96,1.1811,1.003935,1003.9350000000001,0]
["03.11.2021 02:00",7347,127,0,0.85,33.479999999999997,4251.96,1.1811,1.003935,1003.9350000000001,0]
["03.11.2021 03:00",7348,131,0,0.85,33.479999999999997,4385.8799999999992,1.2182999999999997,1.0355549999999998,1035.5549999999998,0]
["03.11.2021 04:00",7349,130,0,0.85,33.479999999999997,4352.3999999999996,1.2089999999999999,1.02765,1027.6499999999999,0]
["03.11.2021 05:00",7350,130,0,0.85,33.479999999999997,4352.3999999999996,1.2089999999999999,1.02765,1027.6499999999999,0]
["03.11.2021 06:00",7351,134,0,0.85,33.479999999999997,4486.32,1.2462,1.0592699999999999,1059.27,0]
["03.11.2021 07:00",7352,135,0,0.85,33.479999999999997,4519.7999999999993,1.2554999999999998,1.0671749999999998,1067.1749999999997,0]
["03.11.2021 08:00",7353,130,0,0.85,33.479999999999997,4352.3999999999996,1.2089999999999999,1.02765,1027.6499999999999,0]
["03.11.2021 09:00",7354,131,0,0.85,33.479999999999997,4385.8799999999992,1.2182999999999997,1.0355549999999998,1035.5549999999998,0]
["03.11.2021 10:00",7355,127,0,0.85,33.479999999999997,4251.96,1.1811,1.003935,1003.9350000000001,0]
["03.11.2021 11:00",7356,111,0,0.85,33.479999999999997,3716.2799999999997,1.0323,0.87745499999999998,877.45500000000004,0]
["03.11.2021 12:00",7357,127,0,0.85,33.479999999999997,4251.96,1.1811,1.003935,1003.9350000000001,0]
["03.11.2021 13:00",7358,115,0,0.85,33.479999999999997,3850.2,1.0694999999999999,0.90907499999999986,909.07499999999982,0]
["03.11.2021 14:00",7359,115,0,0.85,33.479999999999997,3850.2,1.0694999999999999,0.90907499999999986,909.07499999999982,0]
["03.11.2021 15:00",7360,114,0,0.85,33.479999999999997,3816.72,1.0602,0.90117000000000003,901.17000000000007,0]
["03.11.2021 16:00",7361,118,0,0.85,33.479999999999997,3950.6399999999994,{"$f":"G7362/3600","v":1.0973999999999999},0.9327899999999999,932.78999999999985,0]
["03.11.2021 17:00",7362,118,0,0.85,33.479999999999997,{"$f":"C7363*F7363","v":3950.6399999999994},1.0973999999999999,{"$f":"H7363*E7363","v":0.9327899999999999},{"$f":"I7363*1000/1","v":932.78999999999985},0]
["03.11.2021 18:00",7363,119,0,{"$f":"E7363","v":0.85},{"$f":"F7363","v":33.479999999999997},3984.1199999999994,1.1066999999999998,0.94069499999999984,940.69499999999982,0]
["03.11.2021 19:00",7364,118,0,0.85,33.479999999999997,3950.6399999999994,1.0973999999999999,0.9327899999999999,932.78999999999985,0]
["03.11.2021 20:00",7365,119,0,0.85,33.479999999999997,3984.1199999999994,1.1066999999999998,0.94069499999999984,940.69499999999982,0]
["03.11.2021 21:00",7366,122,0,0.85,33.479999999999997,4084.5599999999995,1.1345999999999998,0.96440999999999988,964.40999999999985,0]
["03.11.2021 22:00",7367,115,0,0.85,33.479999999999997,3850.2,1.0694999999999999,0.90907499999999986,909.07499999999982,0]
["03.11.2021 23:00",7368,115,0,0.85,33.479999999999997,3850.2,1.0694999999999999,0.90907499999999986,909.07499999999982,0]
["04.11.2021 00:00",7369,119,0,0.85,33.479999999999997,3984.1199999999994,1.1066999999999998,0.94069499999999984,940.69499999999982,0]
["04.11.2021 01:00",7370,120,0,0.85,33.479999999999997,4017.5999999999995,1.1159999999999999,0.94859999999999989,948.59999999999991,0]
["04.11.2021 02:00",7371,119,0,0.85,33.479999999999997,3984.1199999999994,1.1066999999999998,0.94069499999999984,940.69499999999982,0]
["04.11.2021 03:00",7372,115,0,0.85,33.479999999999997,3850.2,1.0694999999999999,0.90907499999999986,909.07499999999982,0]
["04.11.2021 04:00",7373,123,0,0.85,33.479999999999997,4118.04,1.1438999999999999,0.97231499999999993,972.31499999999994,0]
["04.11.2021 05:00",7374,118,0,0.85,33.479999999999997,3950.6399999999994,1.0973999999999999,0.9327899999999999,932.78999999999985,0]
["04.11.2021 06:00",7375,114,0,0.85,33.479999999999997,3816.72,1.0602,0.90117000000000003,901.17000000000007,0]
["04.11.2021 07:00",7376,118,0,0.85,33.479999999999997,3950.6399999999994,1.0973999999999999,0.9327899999999999,932.78999999999985,0]
["04.11.2021 08:00",7377,114,0,0.85,33.479999999999997,3816.72,1.0602,0.90117000000000003,901.17000000000007,0]
["04.11.2021 09:00",7378,118,0,0.85,33.479999999999997,3950.6399999999994,1.0973999999999999,0.9327899999999999,932.78999999999985,0]
["04.11.2021 10:00",7379,119,0,0.85,33.479999999999997,3984.1199999999994,1.1066999999999998,0.94069499999999984,940.69499999999982,0]
["04.11.2021 11:00",7380,119,0,0.85,33.479999999999997,3984.1199999999994,1.1066999999999998,0.94069499999999984,940.69499999999982,0]
["04.11.2021 12:00",7381,122,0,0.85,33.479999999999997,4084.5599999999995,1.1345999999999998,0.96440999999999988,964.40999999999985,0]
["04.11.2021 13:00",7382,123,0,0.85,33.479999999999997,4118.04,1.1438999999999999,0.97231499999999993,972.31499999999994,0]
["04.11.2021 14:00",7383,115,0,0.85,33.479999999999997,3850.2,1.0694999999999999,0.90907499999999986,909.07499999999982,0]
["04.11.2021 15:00",7384,118,0,0.85,33.479999999999997,3950.6399999999994,1.0973999999999999,0.9327899999999999,932.78999999999985,0]
["04.11.2021 16:00",7385,130,0,0.85,33.479999999999997,4352.3999999999996,1.2089999999999999,1.02765,1027.6499999999999,0]
["04.11.2021 17:00",7386,123,0,0.85,33.479999999999997,4118.04,1.1438999999999999,0.97231499999999993,972.31499999999994,0]
["04.11.2021 18:00",7387,126,0,0.85,33.479999999999997,4218.4799999999996,1.1718,0.99602999999999997,996.03,0]
["04.11.2021 19:00",7388,127,0,0.85,33.479999999999997,4251.96,1.1811,1.003935,1003.9350000000001,0]
["04.11.2021 20:00",7389,126,0,0.85,33.479999999999997,4218.4799999999996,1.1718,0.99602999999999997,996.03,0]
["04.11.2021 21:00",7390,127,0,0.85,33.479999999999997,4251.96,1.1811,1.003935,1003.9350000000001,0]
["04.11.2021 22:00",{"$f":"B7391+1","v":7391},124,0,0.85,33.479999999999997,4151.5199999999995,1.1531999999999998,0.98021999999999976,980.2199999999998,0]
["04.11.2021 23:00",7392,123,0,0.85,33.479999999999997,4118.04,1.1438999999999999,0.97231499999999993,972.31499999999994,0]
["05.11.2021 00:00",7393,123,0,0.85,33.479999999999997,4118.04,1.1438999999999999,0.97231499999999993,972.31499999999994,0]
["05.11.2021 01:00",7394,124,0,0.85,33.479999999999997,4151.5199999999995,1.1531999999999998,0.98021999999999976,980.2199999999998,0]
["05.11.2021 02:00",7395,124,0,0.85,33.479999999999997,4151.5199999999995,1.1531999999999998,0.98021999999999976,980.2199999999998,0]
["05.11.2021 03:00",7396,123,0,0.85,33.479999999999997,4118.04,1.1438999999999999,0.97231499999999993,972.31499999999994,0]
["05.11.2021 04:00",7397,127,0,0.85,33.479999999999997,4251.96,1.1811,1.003935,1003.9350000000001,0]
["05.11.2021 05:00",7398,127,0,0.85,33.479999999999997,4251.96,1.1811,1.003935,1003.9350000000001,0]
["05.11.2021 06:00",7399,126,0,0.85,33.479999999999997,4218.4799999999996,1.1718,0.99602999999999997,996.03,0]
["05.11.2021 07:00",7400,126,0,0.85,33.479999999999997,4218.4799999999996,1.1718,0.99602999999999997,996.03,0]
["05.11.2021 08:00",7401,127,0,0.85,33.479999999999997,4251.96,1.1811,1.003935,1003.9350000000001,0]
["05.11.2021 09:00",7402,123,0,0.85,33.479999999999997,4118.04,1.1438999999999999,0.97231499999999993,972.31499999999994,0]
["05.11.2021 10:00",7403,127,0,0.85,33.479999999999997,4251.96,1.1811,1.003935,1003.9350000000001,0]
["05.11.2021 11:00",7404,119,0,0.85,33.479999999999997,3984.1199999999994,1.1066999999999998,0.94069499999999984,940.69499999999982,0]
["05.11.2021 12:00",7405,127,0,0.85,33.479999999999997,4251.96,1.1811,1.003935,1003.9350000000001,0]
["05.11.2021 13:00",7406,124,0,0.85,33.479999999999997,4151.5199999999995,1.1531999999999998,0.98021999999999976,980.2199999999998,0]
["05.11.2021 14:00",7407,119,0,0.85,33.479999999999997,3984.1199999999994,1.1066999999999998,0.94069499999999984,940.69499999999982,0]
["05.11.2021 15:00",7408,131,0,0.85,33.479999999999997,4385.8799999999992,1.2182999999999997,1.0355549999999998,1035.5549999999998,0]
["05.11.2021 16:00",7409,127,0,0.85,33.479999999999997,4251.96,1.1811,1.003935,1003.9350000000001,0]
["05.11.2021 17:00",7410,135,0,0.85,33.479999999999997,4519.7999999999993,1.2554999999999998,1.0671749999999998,1067.1749999999997,0]
["05.11.2021 18:00",7411,139,0,0.85,33.479999999999997,4653.7199999999993,1.2926999999999997,1.0987949999999997,1098.7949999999998,0]
["05.11.2021 19:00",7412,139,0,0.85,33.479999999999997,4653.7199999999993,1.2926999999999997,1.0987949999999997,1098.7949999999998,0]
["05.11.2021 20:00",7413,139,0,0.85,33.479999999999997,4653.7199999999993,1.2926999999999997,1.0987949999999997,1098.7949999999998,0]
["05.11.2021 21:00",7414,128,0,0.85,33.479999999999997,4285.4399999999996,1.1903999999999999,1.0118399999999999,1011.8399999999998,0]
["05.11.2021 22:00",7415,132,0,0.85,33.479999999999997,4419.3599999999997,1.2275999999999998,1.0434599999999998,1043.4599999999998,0]
["05.11.2021 23:00",7416,132,0,0.85,33.479999999999997,4419.3599999999997,1.2275999999999998,1.0434599999999998,1043.4599999999998,0]
["06.11.2021 00:00",7417,132,0,0.85,33.479999999999997,4419.3599999999997,1.2275999999999998,1.0434599999999998,1043.4599999999998,0]
["06.11.2021 01:00",7418,128,0,0.85,33.479999999999997,4285.4399999999996,1.1903999999999999,1.0118399999999999,1011.8399999999998,0]
["06.11.2021 02:00",7419,137,0,0.85,33.479999999999997,4586.7599999999993,1.2740999999999998,1.0829849999999999,1082.9849999999999,0]
["06.11.2021 03:00",7420,136,0,0.85,33.479999999999997,4553.28,1.2647999999999999,1.0750799999999998,1075.08,0]
["06.11.2021 04:00",7421,136,0,0.85,33.479999999999997,4553.28,1.2647999999999999,1.0750799999999998,1075.08,0]
["06.11.2021 05:00",7422,136,0,0.85,33.479999999999997,4553.28,1.2647999999999999,1.0750799999999998,1075.08,0]
["06.11.2021 06:00",7423,135,0,0.85,33.479999999999997,4519.7999999999993,1.2554999999999998,1.0671749999999998,1067.1749999999997,0]
["06.11.2021 07:00",7424,40,0,0.85,33.479999999999997,1339.1999999999998,0.37199999999999994,0.31619999999999993,316.19999999999993,0]
["06.11.2021 08:00",7425,0,0,0.85,33.479999999999997,0,{"$f":"G7426/3600","v":0},0,0,0]
["06.11.2021 09:00",7426,0,0,0.85,33.479999999999997,{"$f":"C7427*F7427","v":0},0,{"$f":"H7427*E7427","v":0},{"$f":"I7427*1000/1","v":0},0]
["06.11.2021 10:00",7427,0,0,{"$f":"E7427","v":0.85},{"$f":"F7427","v":33.479999999999997},0,0,0,0,0]
["06.11.2021 11:00",7428,0,0,0.85,33.479999999999997,0,0,0,0,0]
["06.11.2021 12:00",7429,0,0,0.85,33.479999999999997,0,0,0,0,0]
["06.11.2021 13:00",7430,0,0,0.85,33.479999999999997,0,0,0,0,0]
["06.11.2021 14:00",7431,96,0,0.85,33.479999999999997,3214.08,0.89279999999999993,0.75887999999999989,758.87999999999988,0]
["06.11.2021 15:00",7432,202,0,0.85,33.479999999999997,6762.9599999999991,1.8785999999999998,1.5968099999999998,1596.81,0]
["06.11.2021 16:00",7433,179,0,0.85,33.479999999999997,5992.9199999999992,1.6646999999999998,1.4149949999999998,1414.9949999999999,0]
["06.11.2021 17:00",7434,135,0,0.85,33.479999999999997,4519.7999999999993,1.2554999999999998,1.0671749999999998,1067.1749999999997,0]
["06.11.2021 18:00",7435,140,0,0.85,33.479999999999997,4687.2,1.302,1.1067,1106.7,0]
["06.11.2021 19:00",7436,139,0,0.85,33.479999999999997,4653.7199999999993,1.2926999999999997,1.0987949999999997,1098.7949999999998,0]
["06.11.2021 20:00",7437,144,0,0.85,33.479999999999997,4821.12,1.3391999999999999,1.13832,1138.32,0]
["06.11.2021 21:00",7438,143,0,0.85,33.479999999999997,4787.6399999999994,1.3298999999999999,1.1304149999999999,1130.415,0]
["06.11.2021 22:00",7439,144,0,0.85,33.479999999999997,4821.12,1.3391999999999999,1.13832,1138.32,0]
["06.11.2021 23:00",7440,149,0,0.85,33.479999999999997,4988.5199999999995,1.3856999999999999,1.1778449999999998,1177.8449999999998,0]
["07.11.2021 00:00",7441,148,0,0.85,33.479999999999997,4955.04,1.3764000000000001,1.16994,1169.94,0]
["07.11.2021 01:00",7442,152,0,0.85,33.479999999999997,5088.9599999999991,1.4135999999999997,1.2015599999999997,1201.5599999999997,0]
["07.11.2021 02:00",7443,149,0,0.85,33.479999999999997,4988.5199999999995,1.3856999999999999,1.1778449999999998,1177.8449999999998,0]
["07.11.2021 03:00",7444,152,0,0.85,33.479999999999997,5088.9599999999991,1.4135999999999997,1.2015599999999997,1201.5599999999997,0]
["07.11.2021 04:00",7445,143,0,0.85,33.479999999999997,4787.6399999999994,1.3298999999999999,1.1304149999999999,1130.415,0]
["07.11.2021 05:00",7446,147,0,0.85,33.479999999999997,4921.5599999999995,1.3670999999999998,1.1620349999999997,1162.0349999999996,0]
["07.11.2021 06:00",7447,148,0,0.85,33.479999999999997,4955.04,1.3764000000000001,1.16994,1169.94,0]
["07.11.2021 07:00",7448,148,0,0.85,33.479999999999997,4955.04,1.3764000000000001,1.16994,1169.94,0]
["07.11.2021 08:00",7449,143,0,0.85,33.479999999999997,4787.6399999999994,1.3298999999999999,1.1304149999999999,1130.415,0]
["07.11.2021 09:00",7450,140,0,0.85,33.479999999999997,4687.2,1.302,1.1067,1106.7,0]
["07.11.2021 10:00",7451,139,0,0.85,33.479999999999997,4653.7199999999993,1.2926999999999997,1.0987949999999997,1098.7949999999998,0]
["07.11.2021 11:00",7452,139,0,0.85,33.479999999999997,4653.7199999999993,1.2926999999999997,1.0987949999999997,1098.7949999999998,0]
["07.11.2021 12:00",7453,128,0,0.85,33.479999999999997,4285.4399999999996,1.1903999999999999,1.0118399999999999,1011.8399999999998,0]
["07.11.2021 13:00",7454,136,0,0.85,33.479999999999997,4553.28,1.2647999999999999,1.0750799999999998,1075.08,0]
["07.11.2021 14:00",{"$f":"B7455+1","v":7455},131,0,0.85,33.479999999999997,4385.8799999999992,1.2182999999999997,1.0355549999999998,1035.5549999999998,0]
["07.11.2021 15:00",7456,135,0,0.85,33.479999999999997,4519.7999999999993,1.2554999999999998,1.0671749999999998,1067.1749999999997,0]
["07.11.2021 16:00",7457,135,0,0.85,33.479999999999997,4519.7999999999993,1.2554999999999998,1.0671749999999998,1067.1749999999997,0]
["07.11.2021 17:00",7458,131,0,0.85,33.479999999999997,4385.8799999999992,1.2182999999999997,1.0355549999999998,1035.5549999999998,0]
["07.11.2021 18:00",7459,135,0,0.85,33.479999999999997,4519.7999999999993,1.2554999999999998,1.0671749999999998,1067.1749999999997,0]
["07.11.2021 19:00",7460,139,0,0.85,33.479999999999997,4653.7199999999993,1.2926999999999997,1.0987949999999997,1098.7949999999998,0]
["07.11.2021 20:00",7461,132,0,0.85,33.479999999999997,4419.3599999999997,1.2275999999999998,1.0434599999999998,1043.4599999999998,0]
["07.11.2021 21:00",7462,135,0,0.85,33.479999999999997,4519.7999999999993,1.2554999999999998,1.0671749999999998,1067.1749999999997,0]
["07.11.2021 22:00",7463,140,0,0.85,33.479999999999997,4687.2,1.302,1.1067,1106.7,0]
["07.11.2021 23:00",7464,140,0,0.85,33.479999999999997,4687.2,1.302,1.1067,1106.7,0]
["08.11.2021 00:00",7465,147,0,0.85,33.479999999999997,4921.5599999999995,1.3670999999999998,1.1620349999999997,1162.0349999999996,0]
["08.11.2021 01:00",7466,148,0,0.85,33.479999999999997,4955.04,1.3764000000000001,1.16994,1169.94,0]
["08.11.2021 02:00",7467,145,0,0.85,33.479999999999997,4854.5999999999995,1.3484999999999998,1.1462249999999998,1146.2249999999999,0]
["08.11.2021 03:00",7468,143,0,0.85,33.479999999999997,4787.6399999999994,1.3298999999999999,1.1304149999999999,1130.415,0]
["08.11.2021 04:00",7469,143,0,0.85,33.479999999999997,4787.6399999999994,1.3298999999999999,1.1304149999999999,1130.415,0]
["08.11.2021 05:00",7470,143,0,0.85,33.479999999999997,4787.6399999999994,1.3298999999999999,1.1304149999999999,1130.415,0]
["08.11.2021 06:00",7471,143,0,0.85,33.479999999999997,4787.6399999999994,1.3298999999999999,1.1304149999999999,1130.415,0]
["08.11.2021 07:00",7472,143,0,0.85,33.479999999999997,4787.6399999999994,1.3298999999999999,1.1304149999999999,1130.415,0]
["08.11.2021 08:00",7473,139,0,0.85,33.479999999999997,4653.7199999999993,1.2926999999999997,1.0987949999999997,1098.7949999999998,0]
["08.11.2021 09:00",7474,136,0,0.85,33.479999999999997,4553.28,1.2647999999999999,1.0750799999999998,1075.08,0]
["08.11.2021 10:00",7475,139,0,0.85,33.479999999999997,4653.7199999999993,1.2926999999999997,1.0987949999999997,1098.7949999999998,0]
["08.11.2021 11:00",7476,128,0,0.85,33.479999999999997,4285.4399999999996,1.1903999999999999,1.0118399999999999,1011.8399999999998,0]
["08.11.2021 12:00",7477,136,0,0.85,33.479999999999997,4553.28,1.2647999999999999,1.0750799999999998,1075.08,0]
["08.11.2021 13:00",7478,132,0,0.85,33.479999999999997,4419.3599999999997,1.2275999999999998,1.0434599999999998,1043.4599999999998,0]
["08.11.2021 14:00",7479,131,0,0.85,33.479999999999997,4385.8799999999992,1.2182999999999997,1.0355549999999998,1035.5549999999998,0]
["08.11.2021 15:00",7480,128,0,0.85,33.479999999999997,4285.4399999999996,1.1903999999999999,1.0118399999999999,1011.8399999999998,0]
["08.11.2021 16:00",7481,131,0,0.85,33.479999999999997,4385.8799999999992,1.2182999999999997,1.0355549999999998,1035.5549999999998,0]
["08.11.2021 17:00",7482,131,0,0.85,33.479999999999997,4385.8799999999992,1.2182999999999997,1.0355549999999998,1035.5549999999998,0]
["08.11.2021 18:00",7483,136,0,0.85,33.479999999999997,4553.28,1.2647999999999999,1.0750799999999998,1075.08,0]
["08.11.2021 19:00",7484,135,0,0.85,33.479999999999997,4519.7999999999993,1.2554999999999998,1.0671749999999998,1067.1749999999997,0]
["08.11.2021 20:00",7485,140,0,0.85,33.479999999999997,4687.2,1.302,1.1067,1106.7,0]
["08.11.2021 21:00",7486,131,0,0.85,33.479999999999997,4385.8799999999992,1.2182999999999997,1.0355549999999998,1035.5549999999998,0]
["08.11.2021 22:00",7487,140,0,0.85,33.479999999999997,4687.2,1.302,1.1067,1106.7,0]
["08.11.2021 23:00",7488,141,0,0.85,33.479999999999997,4720.6799999999994,1.3112999999999999,1.1146049999999998,1114.6049999999998,0]
["09.11.2021 00:00",7489,136,0,0.85,33.479999999999997,4553.28,{"$f":"G7490/3600","v":1.2647999999999999},1.0750799999999998,1075.08,0]
["09.11.2021 01:00",7490,140,0,0.85,33.479999999999997,{"$f":"C7491*F7491","v":4687.2},1.302,{"$f":"H7491*E7491","v":1.1067},{"$f":"I7491*1000/1","v":1106.7},0]
["09.11.2021 02:00",7491,141,0,{"$f":"E7491","v":0.85},{"$f":"F7491","v":33.479999999999997},4720.6799999999994,1.3112999999999999,1.1146049999999998,1114.6049999999998,0]
["09.11.2021 03:00",7492,141,0,0.85,33.479999999999997,4720.6799999999994,1.3112999999999999,1.1146049999999998,1114.6049999999998,0]
["09.11.2021 04:00",7493,143,0,0.85,33.479999999999997,4787.6399999999994,1.3298999999999999,1.1304149999999999,1130.415,0]
["09.11.2021 05:00",7494,140,0,0.85,33.479999999999997,4687.2,1.302,1.1067,1106.7,0]
["09.11.2021 06:00",7495,143,0,0.85,33.479999999999997,4787.6399999999994,1.3298999999999999,1.1304149999999999,1130.415,0]
["09.11.2021 07:00",7496,139,0,0.85,33.479999999999997,4653.7199999999993,1.2926999999999997,1.0987949999999997,1098.7949999999998,0]
["09.11.2021 08:00",7497,140,0,0.85,33.479999999999997,4687.2,1.302,1.1067,1106.7,0]
["09.11.2021 09:00",7498,136,0,0.85,33.479999999999997,4553.28,1.2647999999999999,1.0750799999999998,1075.08,0]
["09.11.2021 10:00",7499,136,0,0.85,33.479999999999997,4553.28,1.2647999999999999,1.0750799999999998,1075.08,0]
["09.11.2021 11:00",7500,128,0,0.85,33.479999999999997,4285.4399999999996,1.1903999999999999,1.0118399999999999,1011.8399999999998,0]
["09.11.2021 12:00",7501,124,0,0.85,33.479999999999997,4151.5199999999995,1.1531999999999998,0.98021999999999976,980.2199999999998,0]
["09.11.2021 13:00",7502,124,0,0.85,33.479999999999997,4151.5199999999995,1.1531999999999998,0.98021999999999976,980.2199999999998,0]
["09.11.2021 14:00",7503,124,0,0.85,33.479999999999997,4151.5199999999995,1.1531999999999998,0.98021999999999976,980.2199999999998,0]
["09.11.2021 15:00",7504,124,0,0.85,33.479999999999997,4151.5199999999995,1.1531999999999998,0.98021999999999976,980.2199999999998,0]
["09.11.2021 16:00",7505,127,0,0.85,33.479999999999997,4251.96,1.1811,1.003935,1003.9350000000001,0]
["09.11.2021 17:00",7506,132,0,0.85,33.479999999999997,4419.3599999999997,1.2275999999999998,1.0434599999999998,1043.4599999999998,0]
["09.11.2021 18:00",7507,136,0,0.85,33.479999999999997,4553.28,1.2647999999999999,1.0750799999999998,1075.08,0]
["09.11.2021 19:00",7508,139,0,0.85,33.479999999999997,4653.7199999999993,1.2926999999999997,1.0987949999999997,1098.7949999999998,0]
["09.11.2021 20:00",7509,136,0,0.85,33.479999999999997,4553.28,1.2647999999999999,1.0750799999999998,1075.08,0]
["09.11.2021 21:00",7510,140,0,0.85,33.479999999999997,4687.2,1.302,1.1067,1106.7,0]
["09.11.2021 22:00",7511,145,0,0.85,33.479999999999997,4854.5999999999995,1.3484999999999998,1.1462249999999998,1146.2249999999999,0]
["09.11.2021 23:00",7512,148,0,0.85,33.479999999999997,4955.04,1.3764000000000001,1.16994,1169.94,0]
["10.11.2021 00:00",7513,145,0,0.85,33.479999999999997,4854.5999999999995,1.3484999999999998,1.1462249999999998,1146.2249999999999,0]
["10.11.2021 01:00",7514,145,0,0.85,33.479999999999997,4854.5999999999995,1.3484999999999998,1.1462249999999998,1146.2249999999999,0]
["10.11.2021 02:00",7515,148,0,0.85,33.479999999999997,4955.04,1.3764000000000001,1.16994,1169.94,0]
["10.11.2021 03:00",7516,153,0,0.85,33.479999999999997,5122.4399999999996,1.4228999999999998,1.2094649999999998,1209.4649999999997,0]
["10.11.2021 04:00",7517,148,0,0.85,33.479999999999997,4955.04,1.3764000000000001,1.16994,1169.94,0]
["10.11.2021 05:00",7518,152,0,0.85,33.479999999999997,5088.9599999999991,1.4135999999999997,1.2015599999999997,1201.5599999999997,0]
["10.11.2021 06:00",{"$f":"B7519+1","v":7519},155,0,0.85,33.479999999999997,5189.3999999999996,1.4415,1.2252749999999999,1225.2749999999999,0]
["10.11.2021 07:00",7520,152,0,0.85,33.479999999999997,5088.9599999999991,1.4135999999999997,1.2015599999999997,1201.5599999999997,0]
["10.11.2021 08:00",7521,148,0,0.85,33.479999999999997,4955.04,1.3764000000000001,1.16994,1169.94,0]
["10.11.2021 09:00",7522,144,0,0.85,33.479999999999997,4821.12,1.3391999999999999,1.13832,1138.32,0]
["10.11.2021 10:00",7523,139,0,0.85,33.479999999999997,4653.7199999999993,1.2926999999999997,1.0987949999999997,1098.7949999999998,0]
["10.11.2021 11:00",7524,125,0,0.85,33.479999999999997,4185,1.1625000000000001,0.98812500000000003,988.125,0]
["10.11.2021 12:00",7525,140,0,0.85,33.479999999999997,4687.2,1.302,1.1067,1106.7,0]
["10.11.2021 13:00",7526,133,0,0.85,33.479999999999997,4452.8399999999992,1.2368999999999999,1.0513649999999999,1051.3649999999998,0]
["10.11.2021 14:00",7527,136,0,0.85,33.479999999999997,4553.28,1.2647999999999999,1.0750799999999998,1075.08,0]
["10.11.2021 15:00",7528,140,0,0.85,33.479999999999997,4687.2,1.302,1.1067,1106.7,0]
["10.11.2021 16:00",7529,135,0,0.85,33.479999999999997,4519.7999999999993,1.2554999999999998,1.0671749999999998,1067.1749999999997,0]
["10.11.2021 17:00",7530,144,0,0.85,33.479999999999997,4821.12,1.3391999999999999,1.13832,1138.32,0]
["10.11.2021 18:00",7531,4,0,0.85,33.479999999999997,133.91999999999999,3.7199999999999997E-2,3.1619999999999995E-2,31.619999999999994,0]
["10.11.2021 19:00",7532,0,0,0.85,33.479999999999997,0,0,0,0,0]
["10.11.2021 20:00",7533,0,0,0.85,33.479999999999997,0,0,0,0,0]
["10.11.2021 21:00",7534,0,0,0.85,33.479999999999997,0,0,0,0,0]
["10.11.2021 22:00",7535,193,0,0.85,33.479999999999997,6461.6399999999994,1.7948999999999999,1.5256649999999998,1525.6649999999997,0]
["10.11.2021 23:00",7536,200,0,0.85,33.479999999999997,6695.9999999999991,1.8599999999999997,1.5809999999999997,1580.9999999999998,0]
["11.11.2021 00:00",7537,197,0,0.85,33.479999999999997,6595.5599999999995,1.8320999999999998,1.5572849999999998,1557.2849999999999,0]
["11.11.2021 01:00",7538,165,0,0.85,33.479999999999997,5524.2,1.5345,1.304325,1304.325,0]
["11.11.2021 02:00",7539,168,0,0.85,33.479999999999997,5624.6399999999994,1.5623999999999998,1.3280399999999999,1328.04,0]
["11.11.2021 03:00",7540,160,0,0.85,33.479999999999997,5356.7999999999993,1.4879999999999998,1.2647999999999997,1264.7999999999997,0]
["11.11.2021 04:00",7541,161,0,0.85,33.479999999999997,5390.28,1.4972999999999999,1.2727049999999998,1272.7049999999997,0]
["11.11.2021 05:00",7542,156,0,0.85,33.479999999999997,5222.8799999999992,1.4507999999999999,1.2331799999999999,1233.1799999999998,0]
["11.11.2021 06:00",7543,155,0,0.85,33.479999999999997,5189.3999999999996,1.4415,1.2252749999999999,1225.2749999999999,0]
["11.11.2021 07:00",7544,152,0,0.85,33.479999999999997,5088.9599999999991,1.4135999999999997,1.2015599999999997,1201.5599999999997,0]
["11.11.2021 08:00",7545,148,0,0.85,33.479999999999997,4955.04,1.3764000000000001,1.16994,1169.94,0]
["11.11.2021 09:00",7546,144,0,0.85,33.479999999999997,4821.12,1.3391999999999999,1.13832,1138.32,0]
["11.11.2021 10:00",7547,140,0,0.85,33.479999999999997,4687.2,1.302,1.1067,1106.7,0]
["11.11.2021 11:00",7548,145,0,0.85,33.479999999999997,4854.5999999999995,1.3484999999999998,1.1462249999999998,1146.2249999999999,0]
["11.11.2021 12:00",7549,144,0,0.85,33.479999999999997,4821.12,1.3391999999999999,1.13832,1138.32,0]
["11.11.2021 13:00",7550,136,0,0.85,33.479999999999997,4553.28,1.2647999999999999,1.0750799999999998,1075.08,0]
["11.11.2021 14:00",7551,145,0,0.85,33.479999999999997,4854.5999999999995,1.3484999999999998,1.1462249999999998,1146.2249999999999,0]
["11.11.2021 15:00",7552,148,0,0.85,33.479999999999997,4955.04,1.3764000000000001,1.16994,1169.94,0]
["11.11.2021 16:00",7553,147,0,0.85,33.479999999999997,4921.5599999999995,{"$f":"G7554/3600","v":1.3670999999999998},1.1620349999999997,1162.0349999999996,0]
["11.11.2021 17:00",7554,148,0,0.85,33.479999999999997,{"$f":"C7555*F7555","v":4955.04},1.3764000000000001,{"$f":"H7555*E7555","v":1.16994},{"$f":"I7555*1000/1","v":1169.94},0]
["11.11.2021 18:00",7555,145,0,{"$f":"E7555","v":0.85},{"$f":"F7555","v":33.479999999999997},4854.5999999999995,1.3484999999999998,1.1462249999999998,1146.2249999999999,0]
["11.11.2021 19:00",7556,148,0,0.85,33.479999999999997,4955.04,1.3764000000000001,1.16994,1169.94,0]
["11.11.2021 20:00",7557,144,0,0.85,33.479999999999997,4821.12,1.3391999999999999,1.13832,1138.32,0]
["11.11.2021 21:00",7558,144,0,0.85,33.479999999999997,4821.12,1.3391999999999999,1.13832,1138.32,0]
["11.11.2021 22:00",7559,145,0,0.85,33.479999999999997,4854.5999999999995,1.3484999999999998,1.1462249999999998,1146.2249999999999,0]
["11.11.2021 23:00",7560,149,0,0.85,33.479999999999997,4988.5199999999995,1.3856999999999999,1.1778449999999998,1177.8449999999998,0]
["12.11.2021 00:00",7561,145,0,0.85,33.479999999999997,4854.5999999999995,1.3484999999999998,1.1462249999999998,1146.2249999999999,0]
["12.11.2021 01:00",7562,145,0,0.85,33.479999999999997,4854.5999999999995,1.3484999999999998,1.1462249999999998,1146.2249999999999,0]
["12.11.2021 02:00",7563,148,0,0.85,33.479999999999997,4955.04,1.3764000000000001,1.16994,1169.94,0]
["12.11.2021 03:00",7564,149,0,0.85,33.479999999999997,4988.5199999999995,1.3856999999999999,1.1778449999999998,1177.8449999999998,0]
["12.11.2021 04:00",7565,144,0,0.85,33.479999999999997,4821.12,1.3391999999999999,1.13832,1138.32,0]
["12.11.2021 05:00",7566,147,0,0.85,33.479999999999997,4921.5599999999995,1.3670999999999998,1.1620349999999997,1162.0349999999996,0]
["12.11.2021 06:00",7567,151,0,0.85,33.479999999999997,5055.4799999999996,1.4042999999999999,1.1936549999999999,1193.655,0]
["12.11.2021 07:00",7568,152,0,0.85,33.479999999999997,5088.9599999999991,1.4135999999999997,1.2015599999999997,1201.5599999999997,0]
["12.11.2021 08:00",7569,151,0,0.85,33.479999999999997,5055.4799999999996,1.4042999999999999,1.1936549999999999,1193.655,0]
["12.11.2021 09:00",7570,152,0,0.85,33.479999999999997,5088.9599999999991,1.4135999999999997,1.2015599999999997,1201.5599999999997,0]
["12.11.2021 10:00",7571,144,0,0.85,33.479999999999997,4821.12,1.3391999999999999,1.13832,1138.32,0]
["12.11.2021 11:00",7572,144,0,0.85,33.479999999999997,4821.12,1.3391999999999999,1.13832,1138.32,0]
["12.11.2021 12:00",7573,144,0,0.85,33.479999999999997,4821.12,1.3391999999999999,1.13832,1138.32,0]
["12.11.2021 13:00",7574,173,0,0.85,33.479999999999997,5792.0399999999991,1.6088999999999998,1.3675649999999997,1367.5649999999996,0]
["12.11.2021 14:00",7575,155,0,0.85,33.479999999999997,5189.3999999999996,1.4415,1.2252749999999999,1225.2749999999999,0]
["12.11.2021 15:00",7576,156,0,0.85,33.479999999999997,5222.8799999999992,1.4507999999999999,1.2331799999999999,1233.1799999999998,0]
["12.11.2021 16:00",7577,152,0,0.85,33.479999999999997,5088.9599999999991,1.4135999999999997,1.2015599999999997,1201.5599999999997,0]
["12.11.2021 17:00",7578,151,0,0.85,33.479999999999997,5055.4799999999996,1.4042999999999999,1.1936549999999999,1193.655,0]
["12.11.2021 18:00",7579,160,0,0.85,33.479999999999997,5356.7999999999993,1.4879999999999998,1.2647999999999997,1264.7999999999997,0]
["12.11.2021 19:00",7580,156,0,0.85,33.479999999999997,5222.8799999999992,1.4507999999999999,1.2331799999999999,1233.1799999999998,0]
["12.11.2021 20:00",7581,152,0,0.85,33.479999999999997,5088.9599999999991,1.4135999999999997,1.2015599999999997,1201.5599999999997,0]
["12.11.2021 21:00",7582,156,0,0.85,33.479999999999997,5222.8799999999992,1.4507999999999999,1.2331799999999999,1233.1799999999998,0]
["12.11.2021 22:00",{"$f":"B7583+1","v":7583},153,0,0.85,33.479999999999997,5122.4399999999996,1.4228999999999998,1.2094649999999998,1209.4649999999997,0]
["12.11.2021 23:00",7584,156,0,0.85,33.479999999999997,5222.8799999999992,1.4507999999999999,1.2331799999999999,1233.1799999999998,0]
["13.11.2021 00:00",7585,141,0,0.85,33.479999999999997,4720.6799999999994,1.3112999999999999,1.1146049999999998,1114.6049999999998,0]
["13.11.2021 01:00",7586,144,0,0.85,33.479999999999997,4821.12,1.3391999999999999,1.13832,1138.32,0]
["13.11.2021 02:00",7587,145,0,0.85,33.479999999999997,4854.5999999999995,1.3484999999999998,1.1462249999999998,1146.2249999999999,0]
["13.11.2021 03:00",7588,144,0,0.85,33.479999999999997,4821.12,1.3391999999999999,1.13832,1138.32,0]
["13.11.2021 04:00",7589,145,0,0.85,33.479999999999997,4854.5999999999995,1.3484999999999998,1.1462249999999998,1146.2249999999999,0]
["13.11.2021 05:00",7590,147,0,0.85,33.479999999999997,4921.5599999999995,1.3670999999999998,1.1620349999999997,1162.0349999999996,0]
["13.11.2021 06:00",7591,148,0,0.85,33.479999999999997,4955.04,1.3764000000000001,1.16994,1169.94,0]
["13.11.2021 07:00",7592,147,0,0.85,33.479999999999997,4921.5599999999995,1.3670999999999998,1.1620349999999997,1162.0349999999996,0]
["13.11.2021 08:00",7593,151,0,0.85,33.479999999999997,5055.4799999999996,1.4042999999999999,1.1936549999999999,1193.655,0]
["13.11.2021 09:00",7594,144,0,0.85,33.479999999999997,4821.12,1.3391999999999999,1.13832,1138.32,0]
["13.11.2021 10:00",7595,148,0,0.85,33.479999999999997,4955.04,1.3764000000000001,1.16994,1169.94,0]
["13.11.2021 11:00",7596,144,0,0.85,33.479999999999997,4821.12,1.3391999999999999,1.13832,1138.32,0]
["13.11.2021 12:00",7597,141,0,0.85,33.479999999999997,4720.6799999999994,1.3112999999999999,1.1146049999999998,1114.6049999999998,0]
["13.11.2021 13:00",7598,144,0,0.85,33.479999999999997,4821.12,1.3391999999999999,1.13832,1138.32,0]
["13.11.2021 14:00",7599,144,0,0.85,33.479999999999997,4821.12,1.3391999999999999,1.13832,1138.32,0]
["13.11.2021 15:00",7600,147,0,0.85,33.479999999999997,4921.5599999999995,1.3670999999999998,1.1620349999999997,1162.0349999999996,0]
["13.11.2021 16:00",7601,144,0,0.85,33.479999999999997,4821.12,1.3391999999999999,1.13832,1138.32,0]
["13.11.2021 17:00",7602,147,0,0.85,33.479999999999997,4921.5599999999995,1.3670999999999998,1.1620349999999997,1162.0349999999996,0]
["13.11.2021 18:00",7603,148,0,0.85,33.479999999999997,4955.04,1.3764000000000001,1.16994,1169.94,0]
["13.11.2021 19:00",7604,148,0,0.85,33.479999999999997,4955.04,1.3764000000000001,1.16994,1169.94,0]
["13.11.2021 20:00",7605,148,0,0.85,33.479999999999997,4955.04,1.3764000000000001,1.16994,1169.94,0]
["13.11.2021 21:00",7606,144,0,0.85,33.479999999999997,4821.12,1.3391999999999999,1.13832,1138.32,0]
["13.11.2021 22:00",7607,153,0,0.85,33.479999999999997,5122.4399999999996,1.4228999999999998,1.2094649999999998,1209.4649999999997,0]
["13.11.2021 23:00",7608,140,0,0.85,33.479999999999997,4687.2,1.302,1.1067,1106.7,0]
["14.11.2021 00:00",7609,149,0,0.85,33.479999999999997,4988.5199999999995,1.3856999999999999,1.1778449999999998,1177.8449999999998,0]
["14.11.2021 01:00",7610,149,0,0.85,33.479999999999997,4988.5199999999995,1.3856999999999999,1.1778449999999998,1177.8449999999998,0]
["14.11.2021 02:00",7611,149,0,0.85,33.479999999999997,4988.5199999999995,1.3856999999999999,1.1778449999999998,1177.8449999999998,0]
["14.11.2021 03:00",7612,149,0,0.85,33.479999999999997,4988.5199999999995,1.3856999999999999,1.1778449999999998,1177.8449999999998,0]
["14.11.2021 04:00",7613,144,0,0.85,33.479999999999997,4821.12,1.3391999999999999,1.13832,1138.32,0]
["14.11.2021 05:00",7614,148,0,0.85,33.479999999999997,4955.04,1.3764000000000001,1.16994,1169.94,0]
["14.11.2021 06:00",7615,144,0,0.85,33.479999999999997,4821.12,1.3391999999999999,1.13832,1138.32,0]
["14.11.2021 07:00",7616,148,0,0.85,33.479999999999997,4955.04,1.3764000000000001,1.16994,1169.94,0]
["14.11.2021 08:00",7617,144,0,0.85,33.479999999999997,4821.12,{"$f":"G7618/3600","v":1.3391999999999999},1.13832,1138.32,0]
["14.11.2021 09:00",7618,148,0,0.85,33.479999999999997,{"$f":"C7619*F7619","v":4955.04},1.3764000000000001,{"$f":"H7619*E7619","v":1.16994},{"$f":"I7619*1000/1","v":1169.94},0]
["14.11.2021 10:00",7619,140,0,{"$f":"E7619","v":0.85},{"$f":"F7619","v":33.479999999999997},4687.2,1.302,1.1067,1106.7,0]
["14.11.2021 11:00",7620,136,0,0.85,33.479999999999997,4553.28,1.2647999999999999,1.0750799999999998,1075.08,0]
["14.11.2021 12:00",7621,140,0,0.85,33.479999999999997,4687.2,1.302,1.1067,1106.7,0]
["14.11.2021 13:00",7622,141,0,0.85,33.479999999999997,4720.6799999999994,1.3112999999999999,1.1146049999999998,1114.6049999999998,0]
["14.11.2021 14:00",7623,144,0,0.85,33.479999999999997,4821.12,1.3391999999999999,1.13832,1138.32,0]
["14.11.2021 15:00",7624,140,0,0.85,33.479999999999997,4687.2,1.302,1.1067,1106.7,0]
["14.11.2021 16:00",7625,140,0,0.85,33.479999999999997,4687.2,1.302,1.1067,1106.7,0]
["14.11.2021 17:00",7626,140,0,0.85,33.479999999999997,4687.2,1.302,1.1067,1106.7,0]
["14.11.2021 18:00",7627,135,0,0.85,33.479999999999997,4519.7999999999993,1.2554999999999998,1.0671749999999998,1067.1749999999997,0]
["14.11.2021 19:00",7628,148,0,0.85,33.479999999999997,4955.04,1.3764000000000001,1.16994,1169.94,0]
["14.11.2021 20:00",7629,137,0,0.85,33.479999999999997,4586.7599999999993,1.2740999999999998,1.0829849999999999,1082.9849999999999,0]
["14.11.2021 21:00",7630,140,0,0.85,33.479999999999997,4687.2,1.302,1.1067,1106.7,0]
["14.11.2021 22:00",7631,141,0,0.85,33.479999999999997,4720.6799999999994,1.3112999999999999,1.1146049999999998,1114.6049999999998,0]
["14.11.2021 23:00",7632,141,0,0.85,33.479999999999997,4720.6799999999994,1.3112999999999999,1.1146049999999998,1114.6049999999998,0]
["15.11.2021 00:00",7633,156,0,0.85,33.479999999999997,5222.8799999999992,1.4507999999999999,1.2331799999999999,1233.1799999999998,0]
["15.11.2021 01:00",7634,149,0,0.85,33.479999999999997,4988.5199999999995,1.3856999999999999,1.1778449999999998,1177.8449999999998,0]
["15.11.2021 02:00",7635,149,0,0.85,33.479999999999997,4988.5199999999995,1.3856999999999999,1.1778449999999998,1177.8449999999998,0]
["15.11.2021 03:00",7636,153,0,0.85,33.479999999999997,5122.4399999999996,1.4228999999999998,1.2094649999999998,1209.4649999999997,0]
["15.11.2021 04:00",7637,152,0,0.85,33.479999999999997,5088.9599999999991,1.4135999999999997,1.2015599999999997,1201.5599999999997,0]
["15.11.2021 05:00",7638,156,0,0.85,33.479999999999997,5222.8799999999992,1.4507999999999999,1.2331799999999999,1233.1799999999998,0]
["15.11.2021 06:00",7639,155,0,0.85,33.479999999999997,5189.3999999999996,1.4415,1.2252749999999999,1225.2749999999999,0]
["15.11.2021 07:00",7640,152,0,0.85,33.479999999999997,5088.9599999999991,1.4135999999999997,1.2015599999999997,1201.5599999999997,0]
["15.11.2021 08:00",7641,156,0,0.85,33.479999999999997,5222.8799999999992,1.4507999999999999,1.2331799999999999,1233.1799999999998,0]
["15.11.2021 09:00",7642,148,0,0.85,33.479999999999997,4955.04,1.3764000000000001,1.16994,1169.94,0]
["15.11.2021 10:00",7643,152,0,0.85,33.479999999999997,5088.9599999999991,1.4135999999999997,1.2015599999999997,1201.5599999999997,0]
["15.11.2021 11:00",7644,144,0,0.85,33.479999999999997,4821.12,1.3391999999999999,1.13832,1138.32,0]
["15.11.2021 12:00",7645,153,0,0.85,33.479999999999997,5122.4399999999996,1.4228999999999998,1.2094649999999998,1209.4649999999997,0]
["15.11.2021 13:00",7646,149,0,0.85,33.479999999999997,4988.5199999999995,1.3856999999999999,1.1778449999999998,1177.8449999999998,0]
["15.11.2021 14:00",{"$f":"B7647+1","v":7647},148,0,0.85,33.479999999999997,4955.04,1.3764000000000001,1.16994,1169.94,0]
["15.11.2021 15:00",7648,145,0,0.85,33.479999999999997,4854.5999999999995,1.3484999999999998,1.1462249999999998,1146.2249999999999,0]
["15.11.2021 16:00",7649,148,0,0.85,33.479999999999997,4955.04,1.3764000000000001,1.16994,1169.94,0]
["15.11.2021 17:00",7650,152,0,0.85,33.479999999999997,5088.9599999999991,1.4135999999999997,1.2015599999999997,1201.5599999999997,0]
["15.11.2021 18:00",7651,148,0,0.85,33.479999999999997,4955.04,1.3764000000000001,1.16994,1169.94,0]
["15.11.2021 19:00",7652,160,0,0.85,33.479999999999997,5356.7999999999993,1.4879999999999998,1.2647999999999997,1264.7999999999997,0]
["15.11.2021 20:00",7653,161,0,0.85,33.479999999999997,5390.28,1.4972999999999999,1.2727049999999998,1272.7049999999997,0]
["15.11.2021 21:00",7654,165,0,0.85,33.479999999999997,5524.2,1.5345,1.304325,1304.325,0]
["15.11.2021 22:00",7655,165,0,0.85,33.479999999999997,5524.2,1.5345,1.304325,1304.325,0]
["15.11.2021 23:00",7656,164,0,0.85,33.479999999999997,5490.7199999999993,1.5251999999999999,1.2964199999999999,1296.4199999999998,0]
["16.11.2021 00:00",7657,165,0,0.85,33.479999999999997,5524.2,1.5345,1.304325,1304.325,0]
["16.11.2021 01:00",7658,165,0,0.85,33.479999999999997,5524.2,1.5345,1.304325,1304.325,0]
["16.11.2021 02:00",7659,165,0,0.85,33.479999999999997,5524.2,1.5345,1.304325,1304.325,0]
["16.11.2021 03:00",7660,165,0,0.85,33.479999999999997,5524.2,1.5345,1.304325,1304.325,0]
["16.11.2021 04:00",7661,164,0,0.85,33.479999999999997,5490.7199999999993,1.5251999999999999,1.2964199999999999,1296.4199999999998,0]
["16.11.2021 05:00",7662,156,0,0.85,33.479999999999997,5222.8799999999992,1.4507999999999999,1.2331799999999999,1233.1799999999998,0]
["16.11.2021 06:00",7663,156,0,0.85,33.479999999999997,5222.8799999999992,1.4507999999999999,1.2331799999999999,1233.1799999999998,0]
["16.11.2021 07:00",7664,156,0,0.85,33.479999999999997,5222.8799999999992,1.4507999999999999,1.2331799999999999,1233.1799999999998,0]
["16.11.2021 08:00",7665,148,0,0.85,33.479999999999997,4955.04,1.3764000000000001,1.16994,1169.94,0]
["16.11.2021 09:00",7666,144,0,0.85,33.479999999999997,4821.12,1.3391999999999999,1.13832,1138.32,0]
["16.11.2021 10:00",7667,145,0,0.85,33.479999999999997,4854.5999999999995,1.3484999999999998,1.1462249999999998,1146.2249999999999,0]
["16.11.2021 11:00",7668,140,0,0.85,33.479999999999997,4687.2,1.302,1.1067,1106.7,0]
["16.11.2021 12:00",7669,144,0,0.85,33.479999999999997,4821.12,1.3391999999999999,1.13832,1138.32,0]
["16.11.2021 13:00",7670,136,0,0.85,33.479999999999997,4553.28,1.2647999999999999,1.0750799999999998,1075.08,0]
["16.11.2021 14:00",7671,136,0,0.85,33.479999999999997,4553.28,1.2647999999999999,1.0750799999999998,1075.08,0]
["16.11.2021 15:00",7672,141,0,0.85,33.479999999999997,4720.6799999999994,1.3112999999999999,1.1146049999999998,1114.6049999999998,0]
["16.11.2021 16:00",7673,132,0,0.85,33.479999999999997,4419.3599999999997,1.2275999999999998,1.0434599999999998,1043.4599999999998,0]
["16.11.2021 17:00",7674,140,0,0.85,33.479999999999997,4687.2,1.302,1.1067,1106.7,0]
["16.11.2021 18:00",7675,140,0,0.85,33.479999999999997,4687.2,1.302,1.1067,1106.7,0]
["16.11.2021 19:00",7676,140,0,0.85,33.479999999999997,4687.2,1.302,1.1067,1106.7,0]
["16.11.2021 20:00",7677,140,0,0.85,33.479999999999997,4687.2,1.302,1.1067,1106.7,0]
["16.11.2021 21:00",7678,136,0,0.85,33.479999999999997,4553.28,1.2647999999999999,1.0750799999999998,1075.08,0]
["16.11.2021 22:00",7679,141,0,0.85,33.479999999999997,4720.6799999999994,1.3112999999999999,1.1146049999999998,1114.6049999999998,0]
["16.11.2021 23:00",7680,140,0,0.85,33.479999999999997,4687.2,1.302,1.1067,1106.7,0]
["17.11.2021 00:00",7681,137,0,0.85,33.479999999999997,4586.7599999999993,{"$f":"G7682/3600","v":1.2740999999999998},1.0829849999999999,1082.9849999999999,0]
["17.11.2021 01:00",7682,136,0,0.85,33.479999999999997,{"$f":"C7683*F7683","v":4553.28},1.2647999999999999,{"$f":"H7683*E7683","v":1.0750799999999998},{"$f":"I7683*1000/1","v":1075.08},0]
["17.11.2021 02:00",7683,141,0,{"$f":"E7683","v":0.85},{"$f":"F7683","v":33.479999999999997},4720.6799999999994,1.3112999999999999,1.1146049999999998,1114.6049999999998,0]
["17.11.2021 03:00",7684,136,0,0.85,33.479999999999997,4553.28,1.2647999999999999,1.0750799999999998,1075.08,0]
["17.11.2021 04:00",7685,140,0,0.85,33.479999999999997,4687.2,1.302,1.1067,1106.7,0]
["17.11.2021 05:00",7686,143,0,0.85,33.479999999999997,4787.6399999999994,1.3298999999999999,1.1304149999999999,1130.415,0]
["17.11.2021 06:00",7687,144,0,0.85,33.479999999999997,4821.12,1.3391999999999999,1.13832,1138.32,0]
["17.11.2021 07:00",7688,140,0,0.85,33.479999999999997,4687.2,1.302,1.1067,1106.7,0]
["17.11.2021 08:00",7689,140,0,0.85,33.479999999999997,4687.2,1.302,1.1067,1106.7,0]
["17.11.2021 09:00",7690,139,0,0.85,33.479999999999997,4653.7199999999993,1.2926999999999997,1.0987949999999997,1098.7949999999998,0]
["17.11.2021 10:00",7691,144,0,0.85,33.479999999999997,4821.12,1.3391999999999999,1.13832,1138.32,0]
["17.11.2021 11:00",7692,64,0,0.85,33.479999999999997,2142.7199999999998,0.59519999999999995,0.50591999999999993,505.9199999999999,0]
["17.11.2021 12:00",7693,52,0,0.85,33.479999999999997,1740.9599999999998,0.48359999999999997,0.41105999999999998,411.06,0]
["17.11.2021 13:00",7694,197,0,0.85,33.479999999999997,6595.5599999999995,1.8320999999999998,1.5572849999999998,1557.2849999999999,0]
["17.11.2021 14:00",7695,160,0,0.85,33.479999999999997,5356.7999999999993,1.4879999999999998,1.2647999999999997,1264.7999999999997,0]
["17.11.2021 15:00",7696,144,0,0.85,33.479999999999997,4821.12,1.3391999999999999,1.13832,1138.32,0]
["17.11.2021 16:00",7697,144,0,0.85,33.479999999999997,4821.12,1.3391999999999999,1.13832,1138.32,0]
["17.11.2021 17:00",7698,145,0,0.85,33.479999999999997,4854.5999999999995,1.3484999999999998,1.1462249999999998,1146.2249999999999,0]
["17.11.2021 18:00",7699,140,0,0.85,33.479999999999997,4687.2,1.302,1.1067,1106.7,0]
["17.11.2021 19:00",7700,144,0,0.85,33.479999999999997,4821.12,1.3391999999999999,1.13832,1138.32,0]
["17.11.2021 20:00",7701,141,0,0.85,33.479999999999997,4720.6799999999994,1.3112999999999999,1.1146049999999998,1114.6049999999998,0]
["17.11.2021 21:00",7702,140,0,0.85,33.479999999999997,4687.2,1.302,1.1067,1106.7,0]
["17.11.2021 22:00",7703,145,0,0.85,33.479999999999997,4854.5999999999995,1.3484999999999998,1.1462249999999998,1146.2249999999999,0]
["17.11.2021 23:00",7704,149,0,0.85,33.479999999999997,4988.5199999999995,1.3856999999999999,1.1778449999999998,1177.8449999999998,0]
["18.11.2021 00:00",7705,148,0,0.85,33.479999999999997,4955.04,1.3764000000000001,1.16994,1169.94,0]
["18.11.2021 01:00",7706,153,0,0.85,33.479999999999997,5122.4399999999996,1.4228999999999998,1.2094649999999998,1209.4649999999997,0]
["18.11.2021 02:00",7707,149,0,0.85,33.479999999999997,4988.5199999999995,1.3856999999999999,1.1778449999999998,1177.8449999999998,0]
["18.11.2021 03:00",7708,153,0,0.85,33.479999999999997,5122.4399999999996,1.4228999999999998,1.2094649999999998,1209.4649999999997,0]
["18.11.2021 04:00",7709,148,0,0.85,33.479999999999997,4955.04,1.3764000000000001,1.16994,1169.94,0]
["18.11.2021 05:00",7710,156,0,0.85,33.479999999999997,5222.8799999999992,1.4507999999999999,1.2331799999999999,1233.1799999999998,0]
["18.11.2021 06:00",{"$f":"B7711+1","v":7711},148,0,0.85,33.479999999999997,4955.04,1.3764000000000001,1.16994,1169.94,0]
["18.11.2021 07:00",7712,152,0,0.85,33.479999999999997,5088.9599999999991,1.4135999999999997,1.2015599999999997,1201.5599999999997,0]
["18.11.2021 08:00",7713,152,0,0.85,33.479999999999997,5088.9599999999991,1.4135999999999997,1.2015599999999997,1201.5599999999997,0]
["18.11.2021 09:00",7714,145,0,0.85,33.479999999999997,4854.5999999999995,1.3484999999999998,1.1462249999999998,1146.2249999999999,0]
["18.11.2021 10:00",7715,136,0,0.85,33.479999999999997,4553.28,1.2647999999999999,1.0750799999999998,1075.08,0]
["18.11.2021 11:00",7716,129,0,0.85,33.479999999999997,4318.9199999999992,1.1996999999999998,1.0197449999999997,1019.7449999999997,0]
["18.11.2021 12:00",7717,133,0,0.85,33.479999999999997,4452.8399999999992,1.2368999999999999,1.0513649999999999,1051.3649999999998,0]
["18.11.2021 13:00",7718,132,0,0.85,33.479999999999997,4419.3599999999997,1.2275999999999998,1.0434599999999998,1043.4599999999998,0]
["18.11.2021 14:00",7719,128,0,0.85,33.479999999999997,4285.4399999999996,1.1903999999999999,1.0118399999999999,1011.8399999999998,0]
["18.11.2021 15:00",7720,129,0,0.85,33.479999999999997,4318.9199999999992,1.1996999999999998,1.0197449999999997,1019.7449999999997,0]
["18.11.2021 16:00",7721,136,0,0.85,33.479999999999997,4553.28,1.2647999999999999,1.0750799999999998,1075.08,0]
["18.11.2021 17:00",7722,132,0,0.85,33.479999999999997,4419.3599999999997,1.2275999999999998,1.0434599999999998,1043.4599999999998,0]
["18.11.2021 18:00",7723,141,0,0.85,33.479999999999997,4720.6799999999994,1.3112999999999999,1.1146049999999998,1114.6049999999998,0]
["18.11.2021 19:00",7724,132,0,0.85,33.479999999999997,4419.3599999999997,1.2275999999999998,1.0434599999999998,1043.4599999999998,0]
["18.11.2021 20:00",7725,137,0,0.85,33.479999999999997,4586.7599999999993,1.2740999999999998,1.0829849999999999,1082.9849999999999,0]
["18.11.2021 21:00",7726,128,0,0.85,33.479999999999997,4285.4399999999996,1.1903999999999999,1.0118399999999999,1011.8399999999998,0]
["18.11.2021 22:00",7727,133,0,0.85,33.479999999999997,4452.8399999999992,1.2368999999999999,1.0513649999999999,1051.3649999999998,0]
["18.11.2021 23:00",7728,137,0,0.85,33.479999999999997,4586.7599999999993,1.2740999999999998,1.0829849999999999,1082.9849999999999,0]
["19.11.2021 00:00",7729,140,0,0.85,33.479999999999997,4687.2,1.302,1.1067,1106.7,0]
["19.11.2021 01:00",7730,137,0,0.85,33.479999999999997,4586.7599999999993,1.2740999999999998,1.0829849999999999,1082.9849999999999,0]
["19.11.2021 02:00",7731,141,0,0.85,33.479999999999997,4720.6799999999994,1.3112999999999999,1.1146049999999998,1114.6049999999998,0]
["19.11.2021 03:00",7732,137,0,0.85,33.479999999999997,4586.7599999999993,1.2740999999999998,1.0829849999999999,1082.9849999999999,0]
["19.11.2021 04:00",7733,136,0,0.85,33.479999999999997,4553.28,1.2647999999999999,1.0750799999999998,1075.08,0]
["19.11.2021 05:00",7734,136,0,0.85,33.479999999999997,4553.28,1.2647999999999999,1.0750799999999998,1075.08,0]
["19.11.2021 06:00",7735,132,0,0.85,33.479999999999997,4419.3599999999997,1.2275999999999998,1.0434599999999998,1043.4599999999998,0]
["19.11.2021 07:00",7736,128,0,0.85,33.479999999999997,4285.4399999999996,1.1903999999999999,1.0118399999999999,1011.8399999999998,0]
["19.11.2021 08:00",7737,128,0,0.85,33.479999999999997,4285.4399999999996,1.1903999999999999,1.0118399999999999,1011.8399999999998,0]
["19.11.2021 09:00",7738,124,0,0.85,33.479999999999997,4151.5199999999995,1.1531999999999998,0.98021999999999976,980.2199999999998,0]
["19.11.2021 10:00",7739,124,0,0.85,33.479999999999997,4151.5199999999995,1.1531999999999998,0.98021999999999976,980.2199999999998,0]
["19.11.2021 11:00",7740,124,0,0.85,33.479999999999997,4151.5199999999995,1.1531999999999998,0.98021999999999976,980.2199999999998,0]
["19.11.2021 12:00",7741,129,0,0.85,33.479999999999997,4318.9199999999992,1.1996999999999998,1.0197449999999997,1019.7449999999997,0]
["19.11.2021 13:00",7742,124,0,0.85,33.479999999999997,4151.5199999999995,1.1531999999999998,0.98021999999999976,980.2199999999998,0]
["19.11.2021 14:00",7743,128,0,0.85,33.479999999999997,4285.4399999999996,1.1903999999999999,1.0118399999999999,1011.8399999999998,0]
["19.11.2021 15:00",7744,124,0,0.85,33.479999999999997,4151.5199999999995,1.1531999999999998,0.98021999999999976,980.2199999999998,0]
["19.11.2021 16:00",7745,124,0,0.85,33.479999999999997,4151.5199999999995,{"$f":"G7746/3600","v":1.1531999999999998},0.98021999999999976,980.2199999999998,0]
["19.11.2021 17:00",7746,124,0,0.85,33.479999999999997,{"$f":"C7747*F7747","v":4151.5199999999995},1.1531999999999998,{"$f":"H7747*E7747","v":0.98021999999999976},{"$f":"I7747*1000/1","v":980.2199999999998},0]
["19.11.2021 18:00",7747,128,0,{"$f":"E7747","v":0.85},{"$f":"F7747","v":33.479999999999997},4285.4399999999996,1.1903999999999999,1.0118399999999999,1011.8399999999998,0]
["19.11.2021 19:00",7748,124,0,0.85,33.479999999999997,4151.5199999999995,1.1531999999999998,0.98021999999999976,980.2199999999998,0]
["19.11.2021 20:00",7749,124,0,0.85,33.479999999999997,4151.5199999999995,1.1531999999999998,0.98021999999999976,980.2199999999998,0]
["19.11.2021 21:00",7750,125,0,0.85,33.479999999999997,4185,1.1625000000000001,0.98812500000000003,988.125,0]
["19.11.2021 22:00",7751,124,0,0.85,33.479999999999997,4151.5199999999995,1.1531999999999998,0.98021999999999976,980.2199999999998,0]
["19.11.2021 23:00",7752,125,0,0.85,33.479999999999997,4185,1.1625000000000001,0.98812500000000003,988.125,0]
["20.11.2021 00:00",7753,120,0,0.85,33.479999999999997,4017.5999999999995,1.1159999999999999,0.94859999999999989,948.59999999999991,0]
["20.11.2021 01:00",7754,121,0,0.85,33.479999999999997,4051.0799999999995,1.1252999999999997,0.95650499999999972,956.50499999999977,0]
["20.11.2021 02:00",7755,121,0,0.85,33.479999999999997,4051.0799999999995,1.1252999999999997,0.95650499999999972,956.50499999999977,0]
["20.11.2021 03:00",7756,116,0,0.85,33.479999999999997,3883.68,1.0788,0.91697999999999991,916.9799999999999,0]
["20.11.2021 04:00",7757,125,0,0.85,33.479999999999997,4185,1.1625000000000001,0.98812500000000003,988.125,0]
["20.11.2021 05:00",7758,124,0,0.85,33.479999999999997,4151.5199999999995,1.1531999999999998,0.98021999999999976,980.2199999999998,0]
["20.11.2021 06:00",7759,120,0,0.85,33.479999999999997,4017.5999999999995,1.1159999999999999,0.94859999999999989,948.59999999999991,0]
["20.11.2021 07:00",7760,124,0,0.85,33.479999999999997,4151.5199999999995,1.1531999999999998,0.98021999999999976,980.2199999999998,0]
["20.11.2021 08:00",7761,124,0,0.85,33.479999999999997,4151.5199999999995,1.1531999999999998,0.98021999999999976,980.2199999999998,0]
["20.11.2021 09:00",7762,120,0,0.85,33.479999999999997,4017.5999999999995,1.1159999999999999,0.94859999999999989,948.59999999999991,0]
["20.11.2021 10:00",7763,115,0,0.85,33.479999999999997,3850.2,1.0694999999999999,0.90907499999999986,909.07499999999982,0]
["20.11.2021 11:00",7764,120,0,0.85,33.479999999999997,4017.5999999999995,1.1159999999999999,0.94859999999999989,948.59999999999991,0]
["20.11.2021 12:00",7765,121,0,0.85,33.479999999999997,4051.0799999999995,1.1252999999999997,0.95650499999999972,956.50499999999977,0]
["20.11.2021 13:00",7766,120,0,0.85,33.479999999999997,4017.5999999999995,1.1159999999999999,0.94859999999999989,948.59999999999991,0]
["20.11.2021 14:00",7767,116,0,0.85,33.479999999999997,3883.68,1.0788,0.91697999999999991,916.9799999999999,0]
["20.11.2021 15:00",7768,120,0,0.85,33.479999999999997,4017.5999999999995,1.1159999999999999,0.94859999999999989,948.59999999999991,0]
["20.11.2021 16:00",7769,119,0,0.85,33.479999999999997,3984.1199999999994,1.1066999999999998,0.94069499999999984,940.69499999999982,0]
["20.11.2021 17:00",7770,120,0,0.85,33.479999999999997,4017.5999999999995,1.1159999999999999,0.94859999999999989,948.59999999999991,0]
["20.11.2021 18:00",7771,124,0,0.85,33.479999999999997,4151.5199999999995,1.1531999999999998,0.98021999999999976,980.2199999999998,0]
["20.11.2021 19:00",7772,120,0,0.85,33.479999999999997,4017.5999999999995,1.1159999999999999,0.94859999999999989,948.59999999999991,0]
["20.11.2021 20:00",7773,124,0,0.85,33.479999999999997,4151.5199999999995,1.1531999999999998,0.98021999999999976,980.2199999999998,0]
["20.11.2021 21:00",7774,124,0,0.85,33.479999999999997,4151.5199999999995,1.1531999999999998,0.98021999999999976,980.2199999999998,0]
["20.11.2021 22:00",{"$f":"B7775+1","v":7775},124,0,0.85,33.479999999999997,4151.5199999999995,1.1531999999999998,0.98021999999999976,980.2199999999998,0]
["20.11.2021 23:00",7776,128,0,0.85,33.479999999999997,4285.4399999999996,1.1903999999999999,1.0118399999999999,1011.8399999999998,0]
["21.11.2021 00:00",7777,125,0,0.85,33.479999999999997,4185,1.1625000000000001,0.98812500000000003,988.125,0]
["21.11.2021 01:00",7778,140,0,0.85,33.479999999999997,4687.2,1.302,1.1067,1106.7,0]
["21.11.2021 02:00",7779,137,0,0.85,33.479999999999997,4586.7599999999993,1.2740999999999998,1.0829849999999999,1082.9849999999999,0]
["21.11.2021 03:00",7780,136,0,0.85,33.479999999999997,4553.28,1.2647999999999999,1.0750799999999998,1075.08,0]
["21.11.2021 04:00",7781,141,0,0.85,33.479999999999997,4720.6799999999994,1.3112999999999999,1.1146049999999998,1114.6049999999998,0]
["21.11.2021 05:00",7782,140,0,0.85,33.479999999999997,4687.2,1.302,1.1067,1106.7,0]
["21.11.2021 06:00",7783,136,0,0.85,33.479999999999997,4553.28,1.2647999999999999,1.0750799999999998,1075.08,0]
["21.11.2021 07:00",7784,139,0,0.85,33.479999999999997,4653.7199999999993,1.2926999999999997,1.0987949999999997,1098.7949999999998,0]
["21.11.2021 08:00",7785,135,0,0.85,33.479999999999997,4519.7999999999993,1.2554999999999998,1.0671749999999998,1067.1749999999997,0]
["21.11.2021 09:00",7786,139,0,0.85,33.479999999999997,4653.7199999999993,1.2926999999999997,1.0987949999999997,1098.7949999999998,0]
["21.11.2021 10:00",7787,136,0,0.85,33.479999999999997,4553.28,1.2647999999999999,1.0750799999999998,1075.08,0]
["21.11.2021 11:00",7788,132,0,0.85,33.479999999999997,4419.3599999999997,1.2275999999999998,1.0434599999999998,1043.4599999999998,0]
["21.11.2021 12:00",7789,135,0,0.85,33.479999999999997,4519.7999999999993,1.2554999999999998,1.0671749999999998,1067.1749999999997,0]
["21.11.2021 13:00",7790,132,0,0.85,33.479999999999997,4419.3599999999997,1.2275999999999998,1.0434599999999998,1043.4599999999998,0]
["21.11.2021 14:00",7791,136,0,0.85,33.479999999999997,4553.28,1.2647999999999999,1.0750799999999998,1075.08,0]
["21.11.2021 15:00",7792,135,0,0.85,33.479999999999997,4519.7999999999993,1.2554999999999998,1.0671749999999998,1067.1749999999997,0]
["21.11.2021 16:00",7793,132,0,0.85,33.479999999999997,4419.3599999999997,1.2275999999999998,1.0434599999999998,1043.4599999999998,0]
["21.11.2021 17:00",7794,136,0,0.85,33.479999999999997,4553.28,1.2647999999999999,1.0750799999999998,1075.08,0]
["21.11.2021 18:00",7795,135,0,0.85,33.479999999999997,4519.7999999999993,1.2554999999999998,1.0671749999999998,1067.1749999999997,0]
["21.11.2021 19:00",7796,136,0,0.85,33.479999999999997,4553.28,1.2647999999999999,1.0750799999999998,1075.08,0]
["21.11.2021 20:00",7797,140,0,0.85,33.479999999999997,4687.2,1.302,1.1067,1106.7,0]
["21.11.2021 21:00",7798,136,0,0.85,33.479999999999997,4553.28,1.2647999999999999,1.0750799999999998,1075.08,0]
["21.11.2021 22:00",7799,136,0,0.85,33.479999999999997,4553.28,1.2647999999999999,1.0750799999999998,1075.08,0]
["21.11.2021 23:00",7800,141,0,0.85,33.479999999999997,4720.6799999999994,1.3112999999999999,1.1146049999999998,1114.6049999999998,0]
["22.11.2021 00:00",7801,144,0,0.85,33.479999999999997,4821.12,1.3391999999999999,1.13832,1138.32,0]
["22.11.2021 01:00",7802,149,0,0.85,33.479999999999997,4988.5199999999995,1.3856999999999999,1.1778449999999998,1177.8449999999998,0]
["22.11.2021 02:00",7803,140,0,0.85,33.479999999999997,4687.2,1.302,1.1067,1106.7,0]
["22.11.2021 03:00",7804,145,0,0.85,33.479999999999997,4854.5999999999995,1.3484999999999998,1.1462249999999998,1146.2249999999999,0]
["22.11.2021 04:00",7805,144,0,0.85,33.479999999999997,4821.12,1.3391999999999999,1.13832,1138.32,0]
["22.11.2021 05:00",7806,148,0,0.85,33.479999999999997,4955.04,1.3764000000000001,1.16994,1169.94,0]
["22.11.2021 06:00",7807,143,0,0.85,33.479999999999997,4787.6399999999994,1.3298999999999999,1.1304149999999999,1130.415,0]
["22.11.2021 07:00",7808,144,0,0.85,33.479999999999997,4821.12,1.3391999999999999,1.13832,1138.32,0]
["22.11.2021 08:00",7809,140,0,0.85,33.479999999999997,4687.2,{"$f":"G7810/3600","v":1.302},1.1067,1106.7,0]
["22.11.2021 09:00",7810,144,0,0.85,33.479999999999997,{"$f":"C7811*F7811","v":4821.12},1.3391999999999999,{"$f":"H7811*E7811","v":1.13832},{"$f":"I7811*1000/1","v":1138.32},0]
["22.11.2021 10:00",7811,133,0,{"$f":"E7811","v":0.85},{"$f":"F7811","v":33.479999999999997},4452.8399999999992,1.2368999999999999,1.0513649999999999,1051.3649999999998,0]
["22.11.2021 11:00",7812,144,0,0.85,33.479999999999997,4821.12,1.3391999999999999,1.13832,1138.32,0]
["22.11.2021 12:00",7813,148,0,0.85,33.479999999999997,4955.04,1.3764000000000001,1.16994,1169.94,0]
["22.11.2021 13:00",7814,144,0,0.85,33.479999999999997,4821.12,1.3391999999999999,1.13832,1138.32,0]
["22.11.2021 14:00",7815,149,0,0.85,33.479999999999997,4988.5199999999995,1.3856999999999999,1.1778449999999998,1177.8449999999998,0]
["22.11.2021 15:00",7816,152,0,0.85,33.479999999999997,5088.9599999999991,1.4135999999999997,1.2015599999999997,1201.5599999999997,0]
["22.11.2021 16:00",7817,152,0,0.85,33.479999999999997,5088.9599999999991,1.4135999999999997,1.2015599999999997,1201.5599999999997,0]
["22.11.2021 17:00",7818,148,0,0.85,33.479999999999997,4955.04,1.3764000000000001,1.16994,1169.94,0]
["22.11.2021 18:00",7819,152,0,0.85,33.479999999999997,5088.9599999999991,1.4135999999999997,1.2015599999999997,1201.5599999999997,0]
["22.11.2021 19:00",7820,149,0,0.85,33.479999999999997,4988.5199999999995,1.3856999999999999,1.1778449999999998,1177.8449999999998,0]
["22.11.2021 20:00",7821,148,0,0.85,33.479999999999997,4955.04,1.3764000000000001,1.16994,1169.94,0]
["22.11.2021 21:00",7822,157,0,0.85,33.479999999999997,5256.36,1.4601,1.241085,1241.085,0]
["22.11.2021 22:00",7823,153,0,0.85,33.479999999999997,5122.4399999999996,1.4228999999999998,1.2094649999999998,1209.4649999999997,0]
["22.11.2021 23:00",7824,153,0,0.85,33.479999999999997,5122.4399999999996,1.4228999999999998,1.2094649999999998,1209.4649999999997,0]
["23.11.2021 00:00",7825,161,0,0.85,33.479999999999997,5390.28,1.4972999999999999,1.2727049999999998,1272.7049999999997,0]
["23.11.2021 01:00",7826,162,0,0.85,33.479999999999997,5423.7599999999993,1.5065999999999997,1.2806099999999998,1280.6099999999999,0]
["23.11.2021 02:00",7827,165,0,0.85,33.479999999999997,5524.2,1.5345,1.304325,1304.325,0]
["23.11.2021 03:00",7828,165,0,0.85,33.479999999999997,5524.2,1.5345,1.304325,1304.325,0]
["23.11.2021 04:00",7829,169,0,0.85,33.479999999999997,5658.12,1.5716999999999999,1.3359449999999999,1335.9449999999999,0]
["23.11.2021 05:00",7830,169,0,0.85,33.479999999999997,5658.12,1.5716999999999999,1.3359449999999999,1335.9449999999999,0]
["23.11.2021 06:00",7831,172,0,0.85,33.479999999999997,5758.5599999999995,1.5995999999999999,1.3596599999999999,1359.6599999999999,0]
["23.11.2021 07:00",7832,181,0,0.85,33.479999999999997,6059.8799999999992,1.6832999999999998,1.4308049999999999,1430.8049999999998,0]
["23.11.2021 08:00",7833,177,0,0.85,33.479999999999997,5925.9599999999991,1.6460999999999997,1.3991849999999997,1399.1849999999997,0]
["23.11.2021 09:00",7834,165,0,0.85,33.479999999999997,5524.2,1.5345,1.304325,1304.325,0]
["23.11.2021 10:00",7835,149,0,0.85,33.479999999999997,4988.5199999999995,1.3856999999999999,1.1778449999999998,1177.8449999999998,0]
["23.11.2021 11:00",7836,150,0,0.85,33.479999999999997,5021.9999999999991,1.3949999999999998,1.1857499999999999,1185.7499999999998,0]
["23.11.2021 12:00",7837,173,0,0.85,33.479999999999997,5792.0399999999991,1.6088999999999998,1.3675649999999997,1367.5649999999996,0]
["23.11.2021 13:00",7838,166,0,0.85,33.479999999999997,5557.6799999999994,1.5437999999999998,1.3122299999999998,1312.2299999999998,0]
["23.11.2021 14:00",{"$f":"B7839+1","v":7839},165,0,0.85,33.479999999999997,5524.2,1.5345,1.304325,1304.325,0]
["23.11.2021 15:00",7840,161,0,0.85,33.479999999999997,5390.28,1.4972999999999999,1.2727049999999998,1272.7049999999997,0]
["23.11.2021 16:00",7841,165,0,0.85,33.479999999999997,5524.2,1.5345,1.304325,1304.325,0]
["23.11.2021 17:00",7842,161,0,0.85,33.479999999999997,5390.28,1.4972999999999999,1.2727049999999998,1272.7049999999997,0]
["23.11.2021 18:00",7843,165,0,0.85,33.479999999999997,5524.2,1.5345,1.304325,1304.325,0]
["23.11.2021 19:00",7844,164,0,0.85,33.479999999999997,5490.7199999999993,1.5251999999999999,1.2964199999999999,1296.4199999999998,0]
["23.11.2021 20:00",7845,166,0,0.85,33.479999999999997,5557.6799999999994,1.5437999999999998,1.3122299999999998,1312.2299999999998,0]
["23.11.2021 21:00",7846,161,0,0.85,33.479999999999997,5390.28,1.4972999999999999,1.2727049999999998,1272.7049999999997,0]
["23.11.2021 22:00",7847,164,0,0.85,33.479999999999997,5490.7199999999993,1.5251999999999999,1.2964199999999999,1296.4199999999998,0]
["23.11.2021 23:00",7848,165,0,0.85,33.479999999999997,5524.2,1.5345,1.304325,1304.325,0]
["24.11.2021 00:00",7849,165,0,0.85,33.479999999999997,5524.2,1.5345,1.304325,1304.325,0]
["24.11.2021 01:00",7850,166,0,0.85,33.479999999999997,5557.6799999999994,1.5437999999999998,1.3122299999999998,1312.2299999999998,0]
["24.11.2021 02:00",7851,161,0,0.85,33.479999999999997,5390.28,1.4972999999999999,1.2727049999999998,1272.7049999999997,0]
["24.11.2021 03:00",7852,165,0,0.85,33.479999999999997,5524.2,1.5345,1.304325,1304.325,0]
["24.11.2021 04:00",7853,161,0,0.85,33.479999999999997,5390.28,1.4972999999999999,1.2727049999999998,1272.7049999999997,0]
["24.11.2021 05:00",7854,164,0,0.85,33.479999999999997,5490.7199999999993,1.5251999999999999,1.2964199999999999,1296.4199999999998,0]
["24.11.2021 06:00",7855,164,0,0.85,33.479999999999997,5490.7199999999993,1.5251999999999999,1.2964199999999999,1296.4199999999998,0]
["24.11.2021 07:00",7856,165,0,0.85,33.479999999999997,5524.2,1.5345,1.304325,1304.325,0]
["24.11.2021 08:00",7857,169,0,0.85,33.479999999999997,5658.12,1.5716999999999999,1.3359449999999999,1335.9449999999999,0]
["24.11.2021 09:00",7858,161,0,0.85,33.479999999999997,5390.28,1.4972999999999999,1.2727049999999998,1272.7049999999997,0]
["24.11.2021 10:00",7859,161,0,0.85,33.479999999999997,5390.28,1.4972999999999999,1.2727049999999998,1272.7049999999997,0]
["24.11.2021 11:00",7860,153,0,0.85,33.479999999999997,5122.4399999999996,1.4228999999999998,1.2094649999999998,1209.4649999999997,0]
["24.11.2021 12:00",7861,165,0,0.85,33.479999999999997,5524.2,1.5345,1.304325,1304.325,0]
["24.11.2021 13:00",7862,156,0,0.85,33.479999999999997,5222.8799999999992,1.4507999999999999,1.2331799999999999,1233.1799999999998,0]
["24.11.2021 14:00",7863,157,0,0.85,33.479999999999997,5256.36,1.4601,1.241085,1241.085,0]
["24.11.2021 15:00",7864,161,0,0.85,33.479999999999997,5390.28,1.4972999999999999,1.2727049999999998,1272.7049999999997,0]
["24.11.2021 16:00",7865,152,0,0.85,33.479999999999997,5088.9599999999991,1.4135999999999997,1.2015599999999997,1201.5599999999997,0]
["24.11.2021 17:00",7866,161,0,0.85,33.479999999999997,5390.28,1.4972999999999999,1.2727049999999998,1272.7049999999997,0]
["24.11.2021 18:00",7867,156,0,0.85,33.479999999999997,5222.8799999999992,1.4507999999999999,1.2331799999999999,1233.1799999999998,0]
["24.11.2021 19:00",7868,156,0,0.85,33.479999999999997,5222.8799999999992,1.4507999999999999,1.2331799999999999,1233.1799999999998,0]
["24.11.2021 20:00",7869,157,0,0.85,33.479999999999997,5256.36,1.4601,1.241085,1241.085,0]
["24.11.2021 21:00",7870,156,0,0.85,33.479999999999997,5222.8799999999992,1.4507999999999999,1.2331799999999999,1233.1799999999998,0]
["24.11.2021 22:00",7871,161,0,0.85,33.479999999999997,5390.28,1.4972999999999999,1.2727049999999998,1272.7049999999997,0]
["24.11.2021 23:00",7872,160,0,0.85,33.479999999999997,5356.7999999999993,1.4879999999999998,1.2647999999999997,1264.7999999999997,0]
["25.11.2021 00:00",7873,169,0,0.85,33.479999999999997,5658.12,{"$f":"G7874/3600","v":1.5716999999999999},1.3359449999999999,1335.9449999999999,0]
["25.11.2021 01:00",7874,169,0,0.85,33.479999999999997,{"$f":"C7875*F7875","v":5658.12},1.5716999999999999,{"$f":"H7875*E7875","v":1.3359449999999999},{"$f":"I7875*1000/1","v":1335.9449999999999},0]
["25.11.2021 02:00",7875,161,0,{"$f":"E7875","v":0.85},{"$f":"F7875","v":33.479999999999997},5390.28,1.4972999999999999,1.2727049999999998,1272.7049999999997,0]
["25.11.2021 03:00",7876,165,0,0.85,33.479999999999997,5524.2,1.5345,1.304325,1304.325,0]
["25.11.2021 04:00",7877,171,0,0.85,33.479999999999997,5725.079999999999,1.5902999999999998,1.3517549999999998,1351.7549999999999,0]
["25.11.2021 05:00",7878,168,0,0.85,33.479999999999997,5624.6399999999994,1.5623999999999998,1.3280399999999999,1328.04,0]
["25.11.2021 06:00",7879,172,0,0.85,33.479999999999997,5758.5599999999995,1.5995999999999999,1.3596599999999999,1359.6599999999999,0]
["25.11.2021 07:00",7880,164,0,0.85,33.479999999999997,5490.7199999999993,1.5251999999999999,1.2964199999999999,1296.4199999999998,0]
["25.11.2021 08:00",7881,168,0,0.85,33.479999999999997,5624.6399999999994,1.5623999999999998,1.3280399999999999,1328.04,0]
["25.11.2021 09:00",7882,168,0,0.85,33.479999999999997,5624.6399999999994,1.5623999999999998,1.3280399999999999,1328.04,0]
["25.11.2021 10:00",7883,160,0,0.85,33.479999999999997,5356.7999999999993,1.4879999999999998,1.2647999999999997,1264.7999999999997,0]
["25.11.2021 11:00",7884,161,0,0.85,33.479999999999997,5390.28,1.4972999999999999,1.2727049999999998,1272.7049999999997,0]
["25.11.2021 12:00",7885,160,0,0.85,33.479999999999997,5356.7999999999993,1.4879999999999998,1.2647999999999997,1264.7999999999997,0]
["25.11.2021 13:00",7886,164,0,0.85,33.479999999999997,5490.7199999999993,1.5251999999999999,1.2964199999999999,1296.4199999999998,0]
["25.11.2021 14:00",7887,157,0,0.85,33.479999999999997,5256.36,1.4601,1.241085,1241.085,0]
["25.11.2021 15:00",7888,164,0,0.85,33.479999999999997,5490.7199999999993,1.5251999999999999,1.2964199999999999,1296.4199999999998,0]
["25.11.2021 16:00",7889,160,0,0.85,33.479999999999997,5356.7999999999993,1.4879999999999998,1.2647999999999997,1264.7999999999997,0]
["25.11.2021 17:00",7890,156,0,0.85,33.479999999999997,5222.8799999999992,1.4507999999999999,1.2331799999999999,1233.1799999999998,0]
["25.11.2021 18:00",7891,164,0,0.85,33.479999999999997,5490.7199999999993,1.5251999999999999,1.2964199999999999,1296.4199999999998,0]
["25.11.2021 19:00",7892,156,0,0.85,33.479999999999997,5222.8799999999992,1.4507999999999999,1.2331799999999999,1233.1799999999998,0]
["25.11.2021 20:00",7893,160,0,0.85,33.479999999999997,5356.7999999999993,1.4879999999999998,1.2647999999999997,1264.7999999999997,0]
["25.11.2021 21:00",7894,157,0,0.85,33.479999999999997,5256.36,1.4601,1.241085,1241.085,0]
["25.11.2021 22:00",7895,153,0,0.85,33.479999999999997,5122.4399999999996,1.4228999999999998,1.2094649999999998,1209.4649999999997,0]
["25.11.2021 23:00",7896,160,0,0.85,33.479999999999997,5356.7999999999993,1.4879999999999998,1.2647999999999997,1264.7999999999997,0]
["26.11.2021 00:00",7897,160,0,0.85,33.479999999999997,5356.7999999999993,1.4879999999999998,1.2647999999999997,1264.7999999999997,0]
["26.11.2021 01:00",7898,157,0,0.85,33.479999999999997,5256.36,1.4601,1.241085,1241.085,0]
["26.11.2021 02:00",7899,161,0,0.85,33.479999999999997,5390.28,1.4972999999999999,1.2727049999999998,1272.7049999999997,0]
["26.11.2021 03:00",7900,160,0,0.85,33.479999999999997,5356.7999999999993,1.4879999999999998,1.2647999999999997,1264.7999999999997,0]
["26.11.2021 04:00",7901,168,0,0.85,33.479999999999997,5624.6399999999994,1.5623999999999998,1.3280399999999999,1328.04,0]
["26.11.2021 05:00",7902,164,0,0.85,33.479999999999997,5490.7199999999993,1.5251999999999999,1.2964199999999999,1296.4199999999998,0]
["26.11.2021 06:00",{"$f":"B7903+1","v":7903},168,0,0.85,33.479999999999997,5624.6399999999994,1.5623999999999998,1.3280399999999999,1328.04,0]
["26.11.2021 07:00",7904,168,0,0.85,33.479999999999997,5624.6399999999994,1.5623999999999998,1.3280399999999999,1328.04,0]
["26.11.2021 08:00",7905,155,0,0.85,33.479999999999997,5189.3999999999996,1.4415,1.2252749999999999,1225.2749999999999,0]
["26.11.2021 09:00",7906,160,0,0.85,33.479999999999997,5356.7999999999993,1.4879999999999998,1.2647999999999997,1264.7999999999997,0]
["26.11.2021 10:00",7907,164,0,0.85,33.479999999999997,5490.7199999999993,1.5251999999999999,1.2964199999999999,1296.4199999999998,0]
["26.11.2021 11:00",7908,160,0,0.85,33.479999999999997,5356.7999999999993,1.4879999999999998,1.2647999999999997,1264.7999999999997,0]
["26.11.2021 12:00",7909,153,0,0.85,33.479999999999997,5122.4399999999996,1.4228999999999998,1.2094649999999998,1209.4649999999997,0]
["26.11.2021 13:00",7910,156,0,0.85,33.479999999999997,5222.8799999999992,1.4507999999999999,1.2331799999999999,1233.1799999999998,0]
["26.11.2021 14:00",7911,156,0,0.85,33.479999999999997,5222.8799999999992,1.4507999999999999,1.2331799999999999,1233.1799999999998,0]
["26.11.2021 15:00",7912,160,0,0.85,33.479999999999997,5356.7999999999993,1.4879999999999998,1.2647999999999997,1264.7999999999997,0]
["26.11.2021 16:00",7913,157,0,0.85,33.479999999999997,5256.36,1.4601,1.241085,1241.085,0]
["26.11.2021 17:00",7914,159,0,0.85,33.479999999999997,5323.32,1.4786999999999999,1.2568949999999999,1256.895,0]
["26.11.2021 18:00",7915,156,0,0.85,33.479999999999997,5222.8799999999992,1.4507999999999999,1.2331799999999999,1233.1799999999998,0]
["26.11.2021 19:00",7916,144,0,0.85,33.479999999999997,4821.12,1.3391999999999999,1.13832,1138.32,0]
["26.11.2021 20:00",7917,164,0,0.85,33.479999999999997,5490.7199999999993,1.5251999999999999,1.2964199999999999,1296.4199999999998,0]
["26.11.2021 21:00",7918,157,0,0.85,33.479999999999997,5256.36,1.4601,1.241085,1241.085,0]
["26.11.2021 22:00",7919,156,0,0.85,33.479999999999997,5222.8799999999992,1.4507999999999999,1.2331799999999999,1233.1799999999998,0]
["26.11.2021 23:00",7920,164,0,0.85,33.479999999999997,5490.7199999999993,1.5251999999999999,1.2964199999999999,1296.4199999999998,0]
["27.11.2021 00:00",7921,157,0,0.85,33.479999999999997,5256.36,1.4601,1.241085,1241.085,0]
["27.11.2021 01:00",7922,156,0,0.85,33.479999999999997,5222.8799999999992,1.4507999999999999,1.2331799999999999,1233.1799999999998,0]
["27.11.2021 02:00",7923,160,0,0.85,33.479999999999997,5356.7999999999993,1.4879999999999998,1.2647999999999997,1264.7999999999997,0]
["27.11.2021 03:00",7924,160,0,0.85,33.479999999999997,5356.7999999999993,1.4879999999999998,1.2647999999999997,1264.7999999999997,0]
["27.11.2021 04:00",7925,164,0,0.85,33.479999999999997,5490.7199999999993,1.5251999999999999,1.2964199999999999,1296.4199999999998,0]
["27.11.2021 05:00",7926,165,0,0.85,33.479999999999997,5524.2,1.5345,1.304325,1304.325,0]
["27.11.2021 06:00",7927,163,0,0.85,33.479999999999997,5457.24,1.5159,1.2885150000000001,1288.5150000000001,0]
["27.11.2021 07:00",7928,163,0,0.85,33.479999999999997,5457.24,1.5159,1.2885150000000001,1288.5150000000001,0]
["27.11.2021 08:00",7929,164,0,0.85,33.479999999999997,5490.7199999999993,1.5251999999999999,1.2964199999999999,1296.4199999999998,0]
["27.11.2021 09:00",7930,156,0,0.85,33.479999999999997,5222.8799999999992,1.4507999999999999,1.2331799999999999,1233.1799999999998,0]
["27.11.2021 10:00",7931,160,0,0.85,33.479999999999997,5356.7999999999993,1.4879999999999998,1.2647999999999997,1264.7999999999997,0]
["27.11.2021 11:00",7932,152,0,0.85,33.479999999999997,5088.9599999999991,1.4135999999999997,1.2015599999999997,1201.5599999999997,0]
["27.11.2021 12:00",7933,152,0,0.85,33.479999999999997,5088.9599999999991,1.4135999999999997,1.2015599999999997,1201.5599999999997,0]
["27.11.2021 13:00",7934,156,0,0.85,33.479999999999997,5222.8799999999992,1.4507999999999999,1.2331799999999999,1233.1799999999998,0]
["27.11.2021 14:00",7935,153,0,0.85,33.479999999999997,5122.4399999999996,1.4228999999999998,1.2094649999999998,1209.4649999999997,0]
["27.11.2021 15:00",7936,156,0,0.85,33.479999999999997,5222.8799999999992,1.4507999999999999,1.2331799999999999,1233.1799999999998,0]
["27.11.2021 16:00",7937,157,0,0.85,33.479999999999997,5256.36,{"$f":"G7938/3600","v":1.4601},1.241085,1241.085,0]
["27.11.2021 17:00",7938,160,0,0.85,33.479999999999997,{"$f":"C7939*F7939","v":5356.7999999999993},1.4879999999999998,{"$f":"H7939*E7939","v":1.2647999999999997},{"$f":"I7939*1000/1","v":1264.7999999999997},0]
["27.11.2021 18:00",7939,164,0,{"$f":"E7939","v":0.85},{"$f":"F7939","v":33.479999999999997},5490.7199999999993,1.5251999999999999,1.2964199999999999,1296.4199999999998,0]
["27.11.2021 19:00",7940,164,0,0.85,33.479999999999997,5490.7199999999993,1.5251999999999999,1.2964199999999999,1296.4199999999998,0]
["27.11.2021 20:00",7941,161,0,0.85,33.479999999999997,5390.28,1.4972999999999999,1.2727049999999998,1272.7049999999997,0]
["27.11.2021 21:00",7942,156,0,0.85,33.479999999999997,5222.8799999999992,1.4507999999999999,1.2331799999999999,1233.1799999999998,0]
["27.11.2021 22:00",7943,160,0,0.85,33.479999999999997,5356.7999999999993,1.4879999999999998,1.2647999999999997,1264.7999999999997,0]
["27.11.2021 23:00",7944,161,0,0.85,33.479999999999997,5390.28,1.4972999999999999,1.2727049999999998,1272.7049999999997,0]
["28.11.2021 00:00",7945,160,0,0.85,33.479999999999997,5356.7999999999993,1.4879999999999998,1.2647999999999997,1264.7999999999997,0]
["28.11.2021 01:00",7946,165,0,0.85,33.479999999999997,5524.2,1.5345,1.304325,1304.325,0]
["28.11.2021 02:00",7947,160,0,0.85,33.479999999999997,5356.7999999999993,1.4879999999999998,1.2647999999999997,1264.7999999999997,0]
["28.11.2021 03:00",7948,164,0,0.85,33.479999999999997,5490.7199999999993,1.5251999999999999,1.2964199999999999,1296.4199999999998,0]
["28.11.2021 04:00",7949,164,0,0.85,33.479999999999997,5490.7199999999993,1.5251999999999999,1.2964199999999999,1296.4199999999998,0]
["28.11.2021 05:00",7950,164,0,0.85,33.479999999999997,5490.7199999999993,1.5251999999999999,1.2964199999999999,1296.4199999999998,0]
["28.11.2021 06:00",7951,168,0,0.85,33.479999999999997,5624.6399999999994,1.5623999999999998,1.3280399999999999,1328.04,0]
["28.11.2021 07:00",7952,164,0,0.85,33.479999999999997,5490.7199999999993,1.5251999999999999,1.2964199999999999,1296.4199999999998,0]
["28.11.2021 08:00",7953,164,0,0.85,33.479999999999997,5490.7199999999993,1.5251999999999999,1.2964199999999999,1296.4199999999998,0]
["28.11.2021 09:00",7954,163,0,0.85,33.479999999999997,5457.24,1.5159,1.2885150000000001,1288.5150000000001,0]
["28.11.2021 10:00",7955,164,0,0.85,33.479999999999997,5490.7199999999993,1.5251999999999999,1.2964199999999999,1296.4199999999998,0]
["28.11.2021 11:00",7956,160,0,0.85,33.479999999999997,5356.7999999999993,1.4879999999999998,1.2647999999999997,1264.7999999999997,0]
["28.11.2021 12:00",7957,157,0,0.85,33.479999999999997,5256.36,1.4601,1.241085,1241.085,0]
["28.11.2021 13:00",7958,172,0,0.85,33.479999999999997,5758.5599999999995,1.5995999999999999,1.3596599999999999,1359.6599999999999,0]
["28.11.2021 14:00",7959,165,0,0.85,33.479999999999997,5524.2,1.5345,1.304325,1304.325,0]
["28.11.2021 15:00",7960,165,0,0.85,33.479999999999997,5524.2,1.5345,1.304325,1304.325,0]
["28.11.2021 16:00",7961,168,0,0.85,33.479999999999997,5624.6399999999994,1.5623999999999998,1.3280399999999999,1328.04,0]
["28.11.2021 17:00",7962,164,0,0.85,33.479999999999997,5490.7199999999993,1.5251999999999999,1.2964199999999999,1296.4199999999998,0]
["28.11.2021 18:00",7963,168,0,0.85,33.479999999999997,5624.6399999999994,1.5623999999999998,1.3280399999999999,1328.04,0]
["28.11.2021 19:00",7964,176,0,0.85,33.479999999999997,5892.48,1.6367999999999998,1.3912799999999999,1391.2799999999997,0]
["28.11.2021 20:00",7965,172,0,0.85,33.479999999999997,5758.5599999999995,1.5995999999999999,1.3596599999999999,1359.6599999999999,0]
["28.11.2021 21:00",7966,173,0,0.85,33.479999999999997,5792.0399999999991,1.6088999999999998,1.3675649999999997,1367.5649999999996,0]
["28.11.2021 22:00",{"$f":"B7967+1","v":7967},181,0,0.85,33.479999999999997,6059.8799999999992,1.6832999999999998,1.4308049999999999,1430.8049999999998,0]
["28.11.2021 23:00",7968,177,0,0.85,33.479999999999997,5925.9599999999991,1.6460999999999997,1.3991849999999997,1399.1849999999997,0]
["29.11.2021 00:00",7969,185,0,0.85,33.479999999999997,6193.7999999999993,1.7204999999999997,1.4624249999999996,1462.4249999999997,0]
["29.11.2021 01:00",7970,181,0,0.85,33.479999999999997,6059.8799999999992,1.6832999999999998,1.4308049999999999,1430.8049999999998,0]
["29.11.2021 02:00",7971,181,0,0.85,33.479999999999997,6059.8799999999992,1.6832999999999998,1.4308049999999999,1430.8049999999998,0]
["29.11.2021 03:00",7972,185,0,0.85,33.479999999999997,6193.7999999999993,1.7204999999999997,1.4624249999999996,1462.4249999999997,0]
["29.11.2021 04:00",7973,184,0,0.85,33.479999999999997,6160.32,1.7111999999999998,1.4545199999999998,1454.5199999999998,0]
["29.11.2021 05:00",7974,180,0,0.85,33.479999999999997,6026.4,1.6739999999999999,1.4228999999999998,1422.8999999999999,0]
["29.11.2021 06:00",7975,184,0,0.85,33.479999999999997,6160.32,1.7111999999999998,1.4545199999999998,1454.5199999999998,0]
["29.11.2021 07:00",7976,185,0,0.85,33.479999999999997,6193.7999999999993,1.7204999999999997,1.4624249999999996,1462.4249999999997,0]
["29.11.2021 08:00",7977,184,0,0.85,33.479999999999997,6160.32,1.7111999999999998,1.4545199999999998,1454.5199999999998,0]
["29.11.2021 09:00",7978,185,0,0.85,33.479999999999997,6193.7999999999993,1.7204999999999997,1.4624249999999996,1462.4249999999997,0]
["29.11.2021 10:00",7979,180,0,0.85,33.479999999999997,6026.4,1.6739999999999999,1.4228999999999998,1422.8999999999999,0]
["29.11.2021 11:00",7980,176,0,0.85,33.479999999999997,5892.48,1.6367999999999998,1.3912799999999999,1391.2799999999997,0]
["29.11.2021 12:00",7981,181,0,0.85,33.479999999999997,6059.8799999999992,1.6832999999999998,1.4308049999999999,1430.8049999999998,0]
["29.11.2021 13:00",7982,177,0,0.85,33.479999999999997,5925.9599999999991,1.6460999999999997,1.3991849999999997,1399.1849999999997,0]
["29.11.2021 14:00",7983,173,0,0.85,33.479999999999997,5792.0399999999991,1.6088999999999998,1.3675649999999997,1367.5649999999996,0]
["29.11.2021 15:00",7984,181,0,0.85,33.479999999999997,6059.8799999999992,1.6832999999999998,1.4308049999999999,1430.8049999999998,0]
["29.11.2021 16:00",7985,176,0,0.85,33.479999999999997,5892.48,1.6367999999999998,1.3912799999999999,1391.2799999999997,0]
["29.11.2021 17:00",7986,177,0,0.85,33.479999999999997,5925.9599999999991,1.6460999999999997,1.3991849999999997,1399.1849999999997,0]
["29.11.2021 18:00",7987,176,0,0.85,33.479999999999997,5892.48,1.6367999999999998,1.3912799999999999,1391.2799999999997,0]
["29.11.2021 19:00",7988,173,0,0.85,33.479999999999997,5792.0399999999991,1.6088999999999998,1.3675649999999997,1367.5649999999996,0]
["29.11.2021 20:00",7989,173,0,0.85,33.479999999999997,5792.0399999999991,1.6088999999999998,1.3675649999999997,1367.5649999999996,0]
["29.11.2021 21:00",7990,173,0,0.85,33.479999999999997,5792.0399999999991,1.6088999999999998,1.3675649999999997,1367.5649999999996,0]
["29.11.2021 22:00",7991,178,0,0.85,33.479999999999997,5959.44,1.6554,1.40709,1407.09,0]
["29.11.2021 23:00",7992,173,0,0.85,33.479999999999997,5792.0399999999991,1.6088999999999998,1.3675649999999997,1367.5649999999996,0]
["30.11.2021 00:00",7993,173,0,0.85,33.479999999999997,5792.0399999999991,1.6088999999999998,1.3675649999999997,1367.5649999999996,0]
["30.11.2021 01:00",7994,177,0,0.85,33.479999999999997,5925.9599999999991,1.6460999999999997,1.3991849999999997,1399.1849999999997,0]
["30.11.2021 02:00",7995,181,0,0.85,33.479999999999997,6059.8799999999992,1.6832999999999998,1.4308049999999999,1430.8049999999998,0]
["30.11.2021 03:00",7996,177,0,0.85,33.479999999999997,5925.9599999999991,1.6460999999999997,1.3991849999999997,1399.1849999999997,0]
["30.11.2021 04:00",7997,176,0,0.85,33.479999999999997,5892.48,1.6367999999999998,1.3912799999999999,1391.2799999999997,0]
["30.11.2021 05:00",7998,176,0,0.85,33.479999999999997,5892.48,1.6367999999999998,1.3912799999999999,1391.2799999999997,0]
["30.11.2021 06:00",7999,185,0,0.85,33.479999999999997,6193.7999999999993,1.7204999999999997,1.4624249999999996,1462.4249999999997,0]
["30.11.2021 07:00",8000,180,0,0.85,33.479999999999997,6026.4,1.6739999999999999,1.4228999999999998,1422.8999999999999,0]
["30.11.2021 08:00",8001,181,0,0.85,33.479999999999997,6059.8799999999992,{"$f":"G8002/3600","v":1.6832999999999998},1.4308049999999999,1430.8049999999998,0]
["30.11.2021 09:00",8002,180,0,0.85,33.479999999999997,{"$f":"C8003*F8003","v":6026.4},1.6739999999999999,{"$f":"H8003*E8003","v":1.4228999999999998},{"$f":"I8003*1000/1","v":1422.8999999999999},0]
["30.11.2021 10:00",8003,177,0,{"$f":"E8003","v":0.85},{"$f":"F8003","v":33.479999999999997},5925.9599999999991,1.6460999999999997,1.3991849999999997,1399.1849999999997,0]
["30.11.2021 11:00",8004,173,0,0.85,33.479999999999997,5792.0399999999991,1.6088999999999998,1.3675649999999997,1367.5649999999996,0]
["30.11.2021 12:00",8005,180,0,0.85,33.479999999999997,6026.4,1.6739999999999999,1.4228999999999998,1422.8999999999999,0]
["30.11.2021 13:00",8006,172,0,0.85,33.479999999999997,5758.5599999999995,1.5995999999999999,1.3596599999999999,1359.6599999999999,0]
["30.11.2021 14:00",8007,173,0,0.85,33.479999999999997,5792.0399999999991,1.6088999999999998,1.3675649999999997,1367.5649999999996,0]
["30.11.2021 15:00",8008,173,0,0.85,33.479999999999997,5792.0399999999991,1.6088999999999998,1.3675649999999997,1367.5649999999996,0]
["30.11.2021 16:00",8009,168,0,0.85,33.479999999999997,5624.6399999999994,1.5623999999999998,1.3280399999999999,1328.04,0]
["30.11.2021 17:00",8010,169,0,0.85,33.479999999999997,5658.12,1.5716999999999999,1.3359449999999999,1335.9449999999999,0]
["30.11.2021 18:00",8011,168,0,0.85,33.479999999999997,5624.6399999999994,1.5623999999999998,1.3280399999999999,1328.04,0]
["30.11.2021 19:00",8012,169,0,0.85,33.479999999999997,5658.12,1.5716999999999999,1.3359449999999999,1335.9449999999999,0]
["30.11.2021 20:00",8013,165,0,0.85,33.479999999999997,5524.2,1.5345,1.304325,1304.325,0]
["30.11.2021 21:00",8014,169,0,0.85,33.479999999999997,5658.12,1.5716999999999999,1.3359449999999999,1335.9449999999999,0]
["30.11.2021 22:00",8015,173,0,0.85,33.479999999999997,5792.0399999999991,1.6088999999999998,1.3675649999999997,1367.5649999999996,0]
["30.11.2021 23:00",8016,169,0,0.85,33.479999999999997,5658.12,1.5716999999999999,1.3359449999999999,1335.9449999999999,0]
["01.12.2021 00:00",8017,160,0,0.85,33.479999999999997,5356.7999999999993,1.4879999999999998,1.2647999999999997,1264.7999999999997,0]
["01.12.2021 01:00",8018,169,0,0.85,33.479999999999997,5658.12,1.5716999999999999,1.3359449999999999,1335.9449999999999,0]
["01.12.2021 02:00",8019,165,0,0.85,33.479999999999997,5524.2,1.5345,1.304325,1304.325,0]
["01.12.2021 03:00",8020,165,0,0.85,33.479999999999997,5524.2,1.5345,1.304325,1304.325,0]
["01.12.2021 04:00",8021,161,0,0.85,33.479999999999997,5390.28,1.4972999999999999,1.2727049999999998,1272.7049999999997,0]
["01.12.2021 05:00",8022,172,0,0.85,33.479999999999997,5758.5599999999995,1.5995999999999999,1.3596599999999999,1359.6599999999999,0]
["01.12.2021 06:00",8023,172,0,0.85,33.479999999999997,5758.5599999999995,1.5995999999999999,1.3596599999999999,1359.6599999999999,0]
["01.12.2021 07:00",8024,172,0,0.85,33.479999999999997,5758.5599999999995,1.5995999999999999,1.3596599999999999,1359.6599999999999,0]
["01.12.2021 08:00",8025,168,0,0.85,33.479999999999997,5624.6399999999994,1.5623999999999998,1.3280399999999999,1328.04,0]
["01.12.2021 09:00",8026,168,0,0.85,33.479999999999997,5624.6399999999994,1.5623999999999998,1.3280399999999999,1328.04,0]
["01.12.2021 10:00",8027,164,0,0.85,33.479999999999997,5490.7199999999993,1.5251999999999999,1.2964199999999999,1296.4199999999998,0]
["01.12.2021 11:00",8028,157,0,0.85,33.479999999999997,5256.36,1.4601,1.241085,1241.085,0]
["01.12.2021 12:00",8029,168,0,0.85,33.479999999999997,5624.6399999999994,1.5623999999999998,1.3280399999999999,1328.04,0]
["01.12.2021 13:00",8030,160,0,0.85,33.479999999999997,5356.7999999999993,1.4879999999999998,1.2647999999999997,1264.7999999999997,0]
["01.12.2021 14:00",{"$f":"B8031+1","v":8031},164,0,0.85,33.479999999999997,5490.7199999999993,1.5251999999999999,1.2964199999999999,1296.4199999999998,0]
["01.12.2021 15:00",8032,165,0,0.85,33.479999999999997,5524.2,1.5345,1.304325,1304.325,0]
["01.12.2021 16:00",8033,160,0,0.85,33.479999999999997,5356.7999999999993,1.4879999999999998,1.2647999999999997,1264.7999999999997,0]
["01.12.2021 17:00",8034,160,0,0.85,33.479999999999997,5356.7999999999993,1.4879999999999998,1.2647999999999997,1264.7999999999997,0]
["01.12.2021 18:00",8035,156,0,0.85,33.479999999999997,5222.8799999999992,1.4507999999999999,1.2331799999999999,1233.1799999999998,0]
["01.12.2021 19:00",8036,160,0,0.85,33.479999999999997,5356.7999999999993,1.4879999999999998,1.2647999999999997,1264.7999999999997,0]
["01.12.2021 20:00",8037,156,0,0.85,33.479999999999997,5222.8799999999992,1.4507999999999999,1.2331799999999999,1233.1799999999998,0]
["01.12.2021 21:00",8038,157,0,0.85,33.479999999999997,5256.36,1.4601,1.241085,1241.085,0]
["01.12.2021 22:00",8039,156,0,0.85,33.479999999999997,5222.8799999999992,1.4507999999999999,1.2331799999999999,1233.1799999999998,0]
["01.12.2021 23:00",8040,160,0,0.85,33.479999999999997,5356.7999999999993,1.4879999999999998,1.2647999999999997,1264.7999999999997,0]
["02.12.2021 00:00",8041,161,0,0.85,33.479999999999997,5390.28,1.4972999999999999,1.2727049999999998,1272.7049999999997,0]
["02.12.2021 01:00",8042,156,0,0.85,33.479999999999997,5222.8799999999992,1.4507999999999999,1.2331799999999999,1233.1799999999998,0]
["02.12.2021 02:00",8043,165,0,0.85,33.479999999999997,5524.2,1.5345,1.304325,1304.325,0]
["02.12.2021 03:00",8044,164,0,0.85,33.479999999999997,5490.7199999999993,1.5251999999999999,1.2964199999999999,1296.4199999999998,0]
["02.12.2021 04:00",8045,167,0,0.85,33.479999999999997,5591.16,1.5530999999999999,1.3201349999999998,1320.1349999999998,0]
["02.12.2021 05:00",8046,164,0,0.85,33.479999999999997,5490.7199999999993,1.5251999999999999,1.2964199999999999,1296.4199999999998,0]
["02.12.2021 06:00",8047,167,0,0.85,33.479999999999997,5591.16,1.5530999999999999,1.3201349999999998,1320.1349999999998,0]
["02.12.2021 07:00",8048,165,0,0.85,33.479999999999997,5524.2,1.5345,1.304325,1304.325,0]
["02.12.2021 08:00",8049,168,0,0.85,33.479999999999997,5624.6399999999994,1.5623999999999998,1.3280399999999999,1328.04,0]
["02.12.2021 09:00",8050,164,0,0.85,33.479999999999997,5490.7199999999993,1.5251999999999999,1.2964199999999999,1296.4199999999998,0]
["02.12.2021 10:00",8051,168,0,0.85,33.479999999999997,5624.6399999999994,1.5623999999999998,1.3280399999999999,1328.04,0]
["02.12.2021 11:00",8052,157,0,0.85,33.479999999999997,5256.36,1.4601,1.241085,1241.085,0]
["02.12.2021 12:00",8053,168,0,0.85,33.479999999999997,5624.6399999999994,1.5623999999999998,1.3280399999999999,1328.04,0]
["02.12.2021 13:00",8054,165,0,0.85,33.479999999999997,5524.2,1.5345,1.304325,1304.325,0]
["02.12.2021 14:00",8055,165,0,0.85,33.479999999999997,5524.2,1.5345,1.304325,1304.325,0]
["02.12.2021 15:00",8056,164,0,0.85,33.479999999999997,5490.7199999999993,1.5251999999999999,1.2964199999999999,1296.4199999999998,0]
["02.12.2021 16:00",8057,164,0,0.85,33.479999999999997,5490.7199999999993,1.5251999999999999,1.2964199999999999,1296.4199999999998,0]
["02.12.2021 17:00",8058,169,0,0.85,33.479999999999997,5658.12,1.5716999999999999,1.3359449999999999,1335.9449999999999,0]
["02.12.2021 18:00",8059,168,0,0.85,33.479999999999997,5624.6399999999994,1.5623999999999998,1.3280399999999999,1328.04,0]
["02.12.2021 19:00",8060,176,0,0.85,33.479999999999997,5892.48,1.6367999999999998,1.3912799999999999,1391.2799999999997,0]
["02.12.2021 20:00",8061,174,0,0.85,33.479999999999997,5825.5199999999995,1.6181999999999999,1.3754699999999997,1375.4699999999998,0]
["02.12.2021 21:00",8062,173,0,0.85,33.479999999999997,5792.0399999999991,1.6088999999999998,1.3675649999999997,1367.5649999999996,0]
["02.12.2021 22:00",8063,173,0,0.85,33.479999999999997,5792.0399999999991,1.6088999999999998,1.3675649999999997,1367.5649999999996,0]
["02.12.2021 23:00",8064,182,0,0.85,33.479999999999997,6093.36,1.6925999999999999,1.4387099999999999,1438.71,0]
["03.12.2021 00:00",8065,182,0,0.85,33.479999999999997,6093.36,{"$f":"G8066/3600","v":1.6925999999999999},1.4387099999999999,1438.71,0]
["03.12.2021 01:00",8066,177,0,0.85,33.479999999999997,{"$f":"C8067*F8067","v":5925.9599999999991},1.6460999999999997,{"$f":"H8067*E8067","v":1.3991849999999997},{"$f":"I8067*1000/1","v":1399.1849999999997},0]
["03.12.2021 02:00",8067,186,0,{"$f":"E8067","v":0.85},{"$f":"F8067","v":33.479999999999997},6227.28,1.7298,1.4703299999999999,1470.33,0]
["03.12.2021 03:00",8068,185,0,0.85,33.479999999999997,6193.7999999999993,1.7204999999999997,1.4624249999999996,1462.4249999999997,0]
["03.12.2021 04:00",8069,185,0,0.85,33.479999999999997,6193.7999999999993,1.7204999999999997,1.4624249999999996,1462.4249999999997,0]
["03.12.2021 05:00",8070,185,0,0.85,33.479999999999997,6193.7999999999993,1.7204999999999997,1.4624249999999996,1462.4249999999997,0]
["03.12.2021 06:00",8071,185,0,0.85,33.479999999999997,6193.7999999999993,1.7204999999999997,1.4624249999999996,1462.4249999999997,0]
["03.12.2021 07:00",8072,193,0,0.85,33.479999999999997,6461.6399999999994,1.7948999999999999,1.5256649999999998,1525.6649999999997,0]
["03.12.2021 08:00",8073,190,0,0.85,33.479999999999997,6361.2,1.7669999999999999,1.5019499999999999,1501.9499999999998,0]
["03.12.2021 09:00",8074,190,0,0.85,33.479999999999997,6361.2,1.7669999999999999,1.5019499999999999,1501.9499999999998,0]
["03.12.2021 10:00",8075,182,0,0.85,33.479999999999997,6093.36,1.6925999999999999,1.4387099999999999,1438.71,0]
["03.12.2021 11:00",8076,162,0,0.85,33.479999999999997,5423.7599999999993,1.5065999999999997,1.2806099999999998,1280.6099999999999,0]
["03.12.2021 12:00",8077,182,0,0.85,33.479999999999997,6093.36,1.6925999999999999,1.4387099999999999,1438.71,0]
["03.12.2021 13:00",8078,182,0,0.85,33.479999999999997,6093.36,1.6925999999999999,1.4387099999999999,1438.71,0]
["03.12.2021 14:00",8079,178,0,0.85,33.479999999999997,5959.44,1.6554,1.40709,1407.09,0]
["03.12.2021 15:00",8080,173,0,0.85,33.479999999999997,5792.0399999999991,1.6088999999999998,1.3675649999999997,1367.5649999999996,0]
["03.12.2021 16:00",8081,174,0,0.85,33.479999999999997,5825.5199999999995,1.6181999999999999,1.3754699999999997,1375.4699999999998,0]
["03.12.2021 17:00",8082,177,0,0.85,33.479999999999997,5925.9599999999991,1.6460999999999997,1.3991849999999997,1399.1849999999997,0]
["03.12.2021 18:00",8083,186,0,0.85,33.479999999999997,6227.28,1.7298,1.4703299999999999,1470.33,0]
["03.12.2021 19:00",8084,185,0,0.85,33.479999999999997,6193.7999999999993,1.7204999999999997,1.4624249999999996,1462.4249999999997,0]
["03.12.2021 20:00",8085,181,0,0.85,33.479999999999997,6059.8799999999992,1.6832999999999998,1.4308049999999999,1430.8049999999998,0]
["03.12.2021 21:00",8086,178,0,0.85,33.479999999999997,5959.44,1.6554,1.40709,1407.09,0]
["03.12.2021 22:00",8087,186,0,0.85,33.479999999999997,6227.28,1.7298,1.4703299999999999,1470.33,0]
["03.12.2021 23:00",8088,187,0,0.85,33.479999999999997,6260.7599999999993,1.7390999999999999,1.4782349999999997,1478.2349999999997,0]
["04.12.2021 00:00",8089,174,0,0.85,33.479999999999997,5825.5199999999995,1.6181999999999999,1.3754699999999997,1375.4699999999998,0]
["04.12.2021 01:00",8090,169,0,0.85,33.479999999999997,5658.12,1.5716999999999999,1.3359449999999999,1335.9449999999999,0]
["04.12.2021 02:00",8091,178,0,0.85,33.479999999999997,5959.44,1.6554,1.40709,1407.09,0]
["04.12.2021 03:00",8092,181,0,0.85,33.479999999999997,6059.8799999999992,1.6832999999999998,1.4308049999999999,1430.8049999999998,0]
["04.12.2021 04:00",8093,177,0,0.85,33.479999999999997,5925.9599999999991,1.6460999999999997,1.3991849999999997,1399.1849999999997,0]
["04.12.2021 05:00",8094,177,0,0.85,33.479999999999997,5925.9599999999991,1.6460999999999997,1.3991849999999997,1399.1849999999997,0]
["04.12.2021 06:00",{"$f":"B8095+1","v":8095},181,0,0.85,33.479999999999997,6059.8799999999992,1.6832999999999998,1.4308049999999999,1430.8049999999998,0]
["04.12.2021 07:00",8096,188,0,0.85,33.479999999999997,6294.24,1.7484,1.48614,1486.14,0]
["04.12.2021 08:00",8097,182,0,0.85,33.479999999999997,6093.36,1.6925999999999999,1.4387099999999999,1438.71,0]
["04.12.2021 09:00",8098,177,0,0.85,33.479999999999997,5925.9599999999991,1.6460999999999997,1.3991849999999997,1399.1849999999997,0]
["04.12.2021 10:00",8099,181,0,0.85,33.479999999999997,6059.8799999999992,1.6832999999999998,1.4308049999999999,1430.8049999999998,0]
["04.12.2021 11:00",8100,174,0,0.85,33.479999999999997,5825.5199999999995,1.6181999999999999,1.3754699999999997,1375.4699999999998,0]
["04.12.2021 12:00",8101,169,0,0.85,33.479999999999997,5658.12,1.5716999999999999,1.3359449999999999,1335.9449999999999,0]
["04.12.2021 13:00",8102,173,0,0.85,33.479999999999997,5792.0399999999991,1.6088999999999998,1.3675649999999997,1367.5649999999996,0]
["04.12.2021 14:00",8103,174,0,0.85,33.479999999999997,5825.5199999999995,1.6181999999999999,1.3754699999999997,1375.4699999999998,0]
["04.12.2021 15:00",8104,177,0,0.85,33.479999999999997,5925.9599999999991,1.6460999999999997,1.3991849999999997,1399.1849999999997,0]
["04.12.2021 16:00",8105,182,0,0.85,33.479999999999997,6093.36,1.6925999999999999,1.4387099999999999,1438.71,0]
["04.12.2021 17:00",8106,182,0,0.85,33.479999999999997,6093.36,1.6925999999999999,1.4387099999999999,1438.71,0]
["04.12.2021 18:00",8107,181,0,0.85,33.479999999999997,6059.8799999999992,1.6832999999999998,1.4308049999999999,1430.8049999999998,0]
["04.12.2021 19:00",8108,181,0,0.85,33.479999999999997,6059.8799999999992,1.6832999999999998,1.4308049999999999,1430.8049999999998,0]
["04.12.2021 20:00",8109,178,0,0.85,33.479999999999997,5959.44,1.6554,1.40709,1407.09,0]
["04.12.2021 21:00",8110,182,0,0.85,33.479999999999997,6093.36,1.6925999999999999,1.4387099999999999,1438.71,0]
["04.12.2021 22:00",8111,181,0,0.85,33.479999999999997,6059.8799999999992,1.6832999999999998,1.4308049999999999,1430.8049999999998,0]
["04.12.2021 23:00",8112,177,0,0.85,33.479999999999997,5925.9599999999991,1.6460999999999997,1.3991849999999997,1399.1849999999997,0]
["05.12.2021 00:00",8113,186,0,0.85,33.479999999999997,6227.28,1.7298,1.4703299999999999,1470.33,0]
["05.12.2021 01:00",8114,177,0,0.85,33.479999999999997,5925.9599999999991,1.6460999999999997,1.3991849999999997,1399.1849999999997,0]
["05.12.2021 02:00",8115,178,0,0.85,33.479999999999997,5959.44,1.6554,1.40709,1407.09,0]
["05.12.2021 03:00",8116,181,0,0.85,33.479999999999997,6059.8799999999992,1.6832999999999998,1.4308049999999999,1430.8049999999998,0]
["05.12.2021 04:00",8117,181,0,0.85,33.479999999999997,6059.8799999999992,1.6832999999999998,1.4308049999999999,1430.8049999999998,0]
["05.12.2021 05:00",8118,181,0,0.85,33.479999999999997,6059.8799999999992,1.6832999999999998,1.4308049999999999,1430.8049999999998,0]
["05.12.2021 06:00",8119,177,0,0.85,33.479999999999997,5925.9599999999991,1.6460999999999997,1.3991849999999997,1399.1849999999997,0]
["05.12.2021 07:00",8120,181,0,0.85,33.479999999999997,6059.8799999999992,1.6832999999999998,1.4308049999999999,1430.8049999999998,0]
["05.12.2021 08:00",8121,181,0,0.85,33.479999999999997,6059.8799999999992,1.6832999999999998,1.4308049999999999,1430.8049999999998,0]
["05.12.2021 09:00",8122,177,0,0.85,33.479999999999997,5925.9599999999991,1.6460999999999997,1.3991849999999997,1399.1849999999997,0]
["05.12.2021 10:00",8123,177,0,0.85,33.479999999999997,5925.9599999999991,1.6460999999999997,1.3991849999999997,1399.1849999999997,0]
["05.12.2021 11:00",8124,174,0,0.85,33.479999999999997,5825.5199999999995,1.6181999999999999,1.3754699999999997,1375.4699999999998,0]
["05.12.2021 12:00",8125,169,0,0.85,33.479999999999997,5658.12,1.5716999999999999,1.3359449999999999,1335.9449999999999,0]
["05.12.2021 13:00",8126,174,0,0.85,33.479999999999997,5825.5199999999995,1.6181999999999999,1.3754699999999997,1375.4699999999998,0]
["05.12.2021 14:00",8127,174,0,0.85,33.479999999999997,5825.5199999999995,1.6181999999999999,1.3754699999999997,1375.4699999999998,0]
["05.12.2021 15:00",8128,169,0,0.85,33.479999999999997,5658.12,1.5716999999999999,1.3359449999999999,1335.9449999999999,0]
["05.12.2021 16:00",8129,174,0,0.85,33.479999999999997,5825.5199999999995,{"$f":"G8130/3600","v":1.6181999999999999},1.3754699999999997,1375.4699999999998,0]
["05.12.2021 17:00",8130,173,0,0.85,33.479999999999997,{"$f":"C8131*F8131","v":5792.0399999999991},1.6088999999999998,{"$f":"H8131*E8131","v":1.3675649999999997},{"$f":"I8131*1000/1","v":1367.5649999999996},0]
["05.12.2021 18:00",8131,177,0,{"$f":"E8131","v":0.85},{"$f":"F8131","v":33.479999999999997},5925.9599999999991,1.6460999999999997,1.3991849999999997,1399.1849999999997,0]
["05.12.2021 19:00",8132,174,0,0.85,33.479999999999997,5825.5199999999995,1.6181999999999999,1.3754699999999997,1375.4699999999998,0]
["05.12.2021 20:00",8133,178,0,0.85,33.479999999999997,5959.44,1.6554,1.40709,1407.09,0]
["05.12.2021 21:00",8134,182,0,0.85,33.479999999999997,6093.36,1.6925999999999999,1.4387099999999999,1438.71,0]
["05.12.2021 22:00",8135,178,0,0.85,33.479999999999997,5959.44,1.6554,1.40709,1407.09,0]
["05.12.2021 23:00",8136,178,0,0.85,33.479999999999997,5959.44,1.6554,1.40709,1407.09,0]
["06.12.2021 00:00",8137,190,0,0.85,33.479999999999997,6361.2,1.7669999999999999,1.5019499999999999,1501.9499999999998,0]
["06.12.2021 01:00",8138,182,0,0.85,33.479999999999997,6093.36,1.6925999999999999,1.4387099999999999,1438.71,0]
["06.12.2021 02:00",8139,189,0,0.85,33.479999999999997,6327.7199999999993,1.7576999999999998,1.4940449999999998,1494.0449999999998,0]
["06.12.2021 03:00",8140,186,0,0.85,33.479999999999997,6227.28,1.7298,1.4703299999999999,1470.33,0]
["06.12.2021 04:00",8141,182,0,0.85,33.479999999999997,6093.36,1.6925999999999999,1.4387099999999999,1438.71,0]
["06.12.2021 05:00",8142,182,0,0.85,33.479999999999997,6093.36,1.6925999999999999,1.4387099999999999,1438.71,0]
["06.12.2021 06:00",8143,189,0,0.85,33.479999999999997,6327.7199999999993,1.7576999999999998,1.4940449999999998,1494.0449999999998,0]
["06.12.2021 07:00",8144,190,0,0.85,33.479999999999997,6361.2,1.7669999999999999,1.5019499999999999,1501.9499999999998,0]
["06.12.2021 08:00",8145,182,0,0.85,33.479999999999997,6093.36,1.6925999999999999,1.4387099999999999,1438.71,0]
["06.12.2021 09:00",8146,186,0,0.85,33.479999999999997,6227.28,1.7298,1.4703299999999999,1470.33,0]
["06.12.2021 10:00",8147,182,0,0.85,33.479999999999997,6093.36,1.6925999999999999,1.4387099999999999,1438.71,0]
["06.12.2021 11:00",8148,186,0,0.85,33.479999999999997,6227.28,1.7298,1.4703299999999999,1470.33,0]
["06.12.2021 12:00",8149,183,0,0.85,33.479999999999997,6126.8399999999992,1.7018999999999997,1.4466149999999998,1446.6149999999998,0]
["06.12.2021 13:00",8150,186,0,0.85,33.479999999999997,6227.28,1.7298,1.4703299999999999,1470.33,0]
["06.12.2021 14:00",8151,187,0,0.85,33.479999999999997,6260.7599999999993,1.7390999999999999,1.4782349999999997,1478.2349999999997,0]
["06.12.2021 15:00",8152,186,0,0.85,33.479999999999997,6227.28,1.7298,1.4703299999999999,1470.33,0]
["06.12.2021 16:00",8153,186,0,0.85,33.479999999999997,6227.28,1.7298,1.4703299999999999,1470.33,0]
["06.12.2021 17:00",8154,187,0,0.85,33.479999999999997,6260.7599999999993,1.7390999999999999,1.4782349999999997,1478.2349999999997,0]
["06.12.2021 18:00",8155,182,0,0.85,33.479999999999997,6093.36,1.6925999999999999,1.4387099999999999,1438.71,0]
["06.12.2021 19:00",8156,186,0,0.85,33.479999999999997,6227.28,1.7298,1.4703299999999999,1470.33,0]
["06.12.2021 20:00",8157,187,0,0.85,33.479999999999997,6260.7599999999993,1.7390999999999999,1.4782349999999997,1478.2349999999997,0]
["06.12.2021 21:00",8158,186,0,0.85,33.479999999999997,6227.28,1.7298,1.4703299999999999,1470.33,0]
["06.12.2021 22:00",{"$f":"B8159+1","v":8159},183,0,0.85,33.479999999999997,6126.8399999999992,1.7018999999999997,1.4466149999999998,1446.6149999999998,0]
["06.12.2021 23:00",8160,182,0,0.85,33.479999999999997,6093.36,1.6925999999999999,1.4387099999999999,1438.71,0]
["07.12.2021 00:00",8161,186,0,0.85,33.479999999999997,6227.28,1.7298,1.4703299999999999,1470.33,0]
["07.12.2021 01:00",8162,187,0,0.85,33.479999999999997,6260.7599999999993,1.7390999999999999,1.4782349999999997,1478.2349999999997,0]
["07.12.2021 02:00",8163,186,0,0.85,33.479999999999997,6227.28,1.7298,1.4703299999999999,1470.33,0]
["07.12.2021 03:00",8164,186,0,0.85,33.479999999999997,6227.28,1.7298,1.4703299999999999,1470.33,0]
["07.12.2021 04:00",8165,190,0,0.85,33.479999999999997,6361.2,1.7669999999999999,1.5019499999999999,1501.9499999999998,0]
["07.12.2021 05:00",8166,185,0,0.85,33.479999999999997,6193.7999999999993,1.7204999999999997,1.4624249999999996,1462.4249999999997,0]
["07.12.2021 06:00",8167,186,0,0.85,33.479999999999997,6227.28,1.7298,1.4703299999999999,1470.33,0]
["07.12.2021 07:00",8168,185,0,0.85,33.479999999999997,6193.7999999999993,1.7204999999999997,1.4624249999999996,1462.4249999999997,0]
["07.12.2021 08:00",8169,190,0,0.85,33.479999999999997,6361.2,1.7669999999999999,1.5019499999999999,1501.9499999999998,0]
["07.12.2021 09:00",8170,37,0,0.85,33.479999999999997,1238.76,0.34410000000000002,0.29248499999999999,292.48500000000001,0]
["07.12.2021 10:00",8171,162,0,0.85,33.479999999999997,5423.7599999999993,1.5065999999999997,1.2806099999999998,1280.6099999999999,0]
["07.12.2021 11:00",8172,198,0,0.85,33.479999999999997,6629.0399999999991,1.8413999999999997,1.5651899999999996,1565.1899999999996,0]
["07.12.2021 12:00",8173,195,0,0.85,33.479999999999997,6528.5999999999995,1.8134999999999999,1.5414749999999999,1541.4749999999999,0]
["07.12.2021 13:00",8174,198,0,0.85,33.479999999999997,6629.0399999999991,1.8413999999999997,1.5651899999999996,1565.1899999999996,0]
["07.12.2021 14:00",8175,203,0,0.85,33.479999999999997,6796.44,1.8878999999999999,1.6047149999999999,1604.7149999999999,0]
["07.12.2021 15:00",8176,202,0,0.85,33.479999999999997,6762.9599999999991,1.8785999999999998,1.5968099999999998,1596.81,0]
["07.12.2021 16:00",8177,198,0,0.85,33.479999999999997,6629.0399999999991,1.8413999999999997,1.5651899999999996,1565.1899999999996,0]
["07.12.2021 17:00",8178,202,0,0.85,33.479999999999997,6762.9599999999991,1.8785999999999998,1.5968099999999998,1596.81,0]
["07.12.2021 18:00",8179,198,0,0.85,33.479999999999997,6629.0399999999991,1.8413999999999997,1.5651899999999996,1565.1899999999996,0]
["07.12.2021 19:00",8180,199,0,0.85,33.479999999999997,6662.5199999999995,1.8506999999999998,1.5730949999999997,1573.0949999999998,0]
["07.12.2021 20:00",8181,194,0,0.85,33.479999999999997,6495.119999999999,1.8041999999999998,1.5335699999999999,1533.57,0]
["07.12.2021 21:00",8182,195,0,0.85,33.479999999999997,6528.5999999999995,1.8134999999999999,1.5414749999999999,1541.4749999999999,0]
["07.12.2021 22:00",8183,195,0,0.85,33.479999999999997,6528.5999999999995,1.8134999999999999,1.5414749999999999,1541.4749999999999,0]
["07.12.2021 23:00",8184,199,0,0.85,33.479999999999997,6662.5199999999995,1.8506999999999998,1.5730949999999997,1573.0949999999998,0]
["08.12.2021 00:00",8185,194,0,0.85,33.479999999999997,6495.119999999999,1.8041999999999998,1.5335699999999999,1533.57,0]
["08.12.2021 01:00",8186,199,0,0.85,33.479999999999997,6662.5199999999995,1.8506999999999998,1.5730949999999997,1573.0949999999998,0]
["08.12.2021 02:00",8187,198,0,0.85,33.479999999999997,6629.0399999999991,1.8413999999999997,1.5651899999999996,1565.1899999999996,0]
["08.12.2021 03:00",8188,195,0,0.85,33.479999999999997,6528.5999999999995,1.8134999999999999,1.5414749999999999,1541.4749999999999,0]
["08.12.2021 04:00",8189,197,0,0.85,33.479999999999997,6595.5599999999995,1.8320999999999998,1.5572849999999998,1557.2849999999999,0]
["08.12.2021 05:00",8190,202,0,0.85,33.479999999999997,6762.9599999999991,1.8785999999999998,1.5968099999999998,1596.81,0]
["08.12.2021 06:00",8191,193,0,0.85,33.479999999999997,6461.6399999999994,1.7948999999999999,1.5256649999999998,1525.6649999999997,0]
["08.12.2021 07:00",8192,199,0,0.85,33.479999999999997,6662.5199999999995,1.8506999999999998,1.5730949999999997,1573.0949999999998,0]
["08.12.2021 08:00",8193,193,0,0.85,33.479999999999997,6461.6399999999994,{"$f":"G8194/3600","v":1.7948999999999999},1.5256649999999998,1525.6649999999997,0]
["08.12.2021 09:00",8194,199,0,0.85,33.479999999999997,{"$f":"C8195*F8195","v":6662.5199999999995},1.8506999999999998,{"$f":"H8195*E8195","v":1.5730949999999997},{"$f":"I8195*1000/1","v":1573.0949999999998},0]
["08.12.2021 10:00",8195,194,0,{"$f":"E8195","v":0.85},{"$f":"F8195","v":33.479999999999997},6495.119999999999,1.8041999999999998,1.5335699999999999,1533.57,0]
["08.12.2021 11:00",8196,190,0,0.85,33.479999999999997,6361.2,1.7669999999999999,1.5019499999999999,1501.9499999999998,0]
["08.12.2021 12:00",8197,198,0,0.85,33.479999999999997,6629.0399999999991,1.8413999999999997,1.5651899999999996,1565.1899999999996,0]
["08.12.2021 13:00",8198,198,0,0.85,33.479999999999997,6629.0399999999991,1.8413999999999997,1.5651899999999996,1565.1899999999996,0]
["08.12.2021 14:00",8199,198,0,0.85,33.479999999999997,6629.0399999999991,1.8413999999999997,1.5651899999999996,1565.1899999999996,0]
["08.12.2021 15:00",8200,199,0,0.85,33.479999999999997,6662.5199999999995,1.8506999999999998,1.5730949999999997,1573.0949999999998,0]
["08.12.2021 16:00",8201,194,0,0.85,33.479999999999997,6495.119999999999,1.8041999999999998,1.5335699999999999,1533.57,0]
["08.12.2021 17:00",8202,194,0,0.85,33.479999999999997,6495.119999999999,1.8041999999999998,1.5335699999999999,1533.57,0]
["08.12.2021 18:00",8203,198,0,0.85,33.479999999999997,6629.0399999999991,1.8413999999999997,1.5651899999999996,1565.1899999999996,0]
["08.12.2021 19:00",8204,193,0,0.85,33.479999999999997,6461.6399999999994,1.7948999999999999,1.5256649999999998,1525.6649999999997,0]
["08.12.2021 20:00",8205,195,0,0.85,33.479999999999997,6528.5999999999995,1.8134999999999999,1.5414749999999999,1541.4749999999999,0]
["08.12.2021 21:00",8206,190,0,0.85,33.479999999999997,6361.2,1.7669999999999999,1.5019499999999999,1501.9499999999998,0]
["08.12.2021 22:00",8207,191,0,0.85,33.479999999999997,6394.6799999999994,1.7762999999999998,1.5098549999999997,1509.8549999999998,0]
["08.12.2021 23:00",8208,194,0,0.85,33.479999999999997,6495.119999999999,1.8041999999999998,1.5335699999999999,1533.57,0]
["09.12.2021 00:00",8209,198,0,0.85,33.479999999999997,6629.0399999999991,1.8413999999999997,1.5651899999999996,1565.1899999999996,0]
["09.12.2021 01:00",8210,195,0,0.85,33.479999999999997,6528.5999999999995,1.8134999999999999,1.5414749999999999,1541.4749999999999,0]
["09.12.2021 02:00",8211,194,0,0.85,33.479999999999997,6495.119999999999,1.8041999999999998,1.5335699999999999,1533.57,0]
["09.12.2021 03:00",8212,194,0,0.85,33.479999999999997,6495.119999999999,1.8041999999999998,1.5335699999999999,1533.57,0]
["09.12.2021 04:00",8213,189,0,0.85,33.479999999999997,6327.7199999999993,1.7576999999999998,1.4940449999999998,1494.0449999999998,0]
["09.12.2021 05:00",8214,194,0,0.85,33.479999999999997,6495.119999999999,1.8041999999999998,1.5335699999999999,1533.57,0]
["09.12.2021 06:00",8215,193,0,0.85,33.479999999999997,6461.6399999999994,1.7948999999999999,1.5256649999999998,1525.6649999999997,0]
["09.12.2021 07:00",8216,189,0,0.85,33.479999999999997,6327.7199999999993,1.7576999999999998,1.4940449999999998,1494.0449999999998,0]
["09.12.2021 08:00",8217,194,0,0.85,33.479999999999997,6495.119999999999,1.8041999999999998,1.5335699999999999,1533.57,0]
["09.12.2021 09:00",8218,190,0,0.85,33.479999999999997,6361.2,1.7669999999999999,1.5019499999999999,1501.9499999999998,0]
["09.12.2021 10:00",8219,186,0,0.85,33.479999999999997,6227.28,1.7298,1.4703299999999999,1470.33,0]
["09.12.2021 11:00",8220,186,0,0.85,33.479999999999997,6227.28,1.7298,1.4703299999999999,1470.33,0]
["09.12.2021 12:00",8221,194,0,0.85,33.479999999999997,6495.119999999999,1.8041999999999998,1.5335699999999999,1533.57,0]
["09.12.2021 13:00",8222,190,0,0.85,33.479999999999997,6361.2,1.7669999999999999,1.5019499999999999,1501.9499999999998,0]
["09.12.2021 14:00",{"$f":"B8223+1","v":8223},189,0,0.85,33.479999999999997,6327.7199999999993,1.7576999999999998,1.4940449999999998,1494.0449999999998,0]
["09.12.2021 15:00",8224,191,0,0.85,33.479999999999997,6394.6799999999994,1.7762999999999998,1.5098549999999997,1509.8549999999998,0]
["09.12.2021 16:00",8225,194,0,0.85,33.479999999999997,6495.119999999999,1.8041999999999998,1.5335699999999999,1533.57,0]
["09.12.2021 17:00",8226,190,0,0.85,33.479999999999997,6361.2,1.7669999999999999,1.5019499999999999,1501.9499999999998,0]
["09.12.2021 18:00",8227,190,0,0.85,33.479999999999997,6361.2,1.7669999999999999,1.5019499999999999,1501.9499999999998,0]
["09.12.2021 19:00",8228,194,0,0.85,33.479999999999997,6495.119999999999,1.8041999999999998,1.5335699999999999,1533.57,0]
["09.12.2021 20:00",8229,185,0,0.85,33.479999999999997,6193.7999999999993,1.7204999999999997,1.4624249999999996,1462.4249999999997,0]
["09.12.2021 21:00",8230,191,0,0.85,33.479999999999997,6394.6799999999994,1.7762999999999998,1.5098549999999997,1509.8549999999998,0]
["09.12.2021 22:00",8231,191,0,0.85,33.479999999999997,6394.6799999999994,1.7762999999999998,1.5098549999999997,1509.8549999999998,0]
["09.12.2021 23:00",8232,195,0,0.85,33.479999999999997,6528.5999999999995,1.8134999999999999,1.5414749999999999,1541.4749999999999,0]
["10.12.2021 00:00",8233,195,0,0.85,33.479999999999997,6528.5999999999995,1.8134999999999999,1.5414749999999999,1541.4749999999999,0]
["10.12.2021 01:00",8234,195,0,0.85,33.479999999999997,6528.5999999999995,1.8134999999999999,1.5414749999999999,1541.4749999999999,0]
["10.12.2021 02:00",8235,197,0,0.85,33.479999999999997,6595.5599999999995,1.8320999999999998,1.5572849999999998,1557.2849999999999,0]
["10.12.2021 03:00",8236,194,0,0.85,33.479999999999997,6495.119999999999,1.8041999999999998,1.5335699999999999,1533.57,0]
["10.12.2021 04:00",8237,194,0,0.85,33.479999999999997,6495.119999999999,1.8041999999999998,1.5335699999999999,1533.57,0]
["10.12.2021 05:00",8238,197,0,0.85,33.479999999999997,6595.5599999999995,1.8320999999999998,1.5572849999999998,1557.2849999999999,0]
["10.12.2021 06:00",8239,198,0,0.85,33.479999999999997,6629.0399999999991,1.8413999999999997,1.5651899999999996,1565.1899999999996,0]
["10.12.2021 07:00",8240,189,0,0.85,33.479999999999997,6327.7199999999993,1.7576999999999998,1.4940449999999998,1494.0449999999998,0]
["10.12.2021 08:00",8241,193,0,0.85,33.479999999999997,6461.6399999999994,1.7948999999999999,1.5256649999999998,1525.6649999999997,0]
["10.12.2021 09:00",8242,191,0,0.85,33.479999999999997,6394.6799999999994,1.7762999999999998,1.5098549999999997,1509.8549999999998,0]
["10.12.2021 10:00",8243,189,0,0.85,33.479999999999997,6327.7199999999993,1.7576999999999998,1.4940449999999998,1494.0449999999998,0]
["10.12.2021 11:00",8244,186,0,0.85,33.479999999999997,6227.28,1.7298,1.4703299999999999,1470.33,0]
["10.12.2021 12:00",8245,202,0,0.85,33.479999999999997,6762.9599999999991,1.8785999999999998,1.5968099999999998,1596.81,0]
["10.12.2021 13:00",8246,198,0,0.85,33.479999999999997,6629.0399999999991,1.8413999999999997,1.5651899999999996,1565.1899999999996,0]
["10.12.2021 14:00",8247,198,0,0.85,33.479999999999997,6629.0399999999991,1.8413999999999997,1.5651899999999996,1565.1899999999996,0]
["10.12.2021 15:00",8248,194,0,0.85,33.479999999999997,6495.119999999999,1.8041999999999998,1.5335699999999999,1533.57,0]
["10.12.2021 16:00",8249,198,0,0.85,33.479999999999997,6629.0399999999991,1.8413999999999997,1.5651899999999996,1565.1899999999996,0]
["10.12.2021 17:00",8250,194,0,0.85,33.479999999999997,6495.119999999999,1.8041999999999998,1.5335699999999999,1533.57,0]
["10.12.2021 18:00",8251,193,0,0.85,33.479999999999997,6461.6399999999994,1.7948999999999999,1.5256649999999998,1525.6649999999997,0]
["10.12.2021 19:00",8252,194,0,0.85,33.479999999999997,6495.119999999999,1.8041999999999998,1.5335699999999999,1533.57,0]
["10.12.2021 20:00",8253,190,0,0.85,33.479999999999997,6361.2,1.7669999999999999,1.5019499999999999,1501.9499999999998,0]
["10.12.2021 21:00",8254,195,0,0.85,33.479999999999997,6528.5999999999995,1.8134999999999999,1.5414749999999999,1541.4749999999999,0]
["10.12.2021 22:00",8255,195,0,0.85,33.479999999999997,6528.5999999999995,1.8134999999999999,1.5414749999999999,1541.4749999999999,0]
["10.12.2021 23:00",8256,194,0,0.85,33.479999999999997,6495.119999999999,1.8041999999999998,1.5335699999999999,1533.57,0]
["11.12.2021 00:00",8257,187,0,0.85,33.479999999999997,6260.7599999999993,{"$f":"G8258/3600","v":1.7390999999999999},1.4782349999999997,1478.2349999999997,0]
["11.12.2021 01:00",8258,187,0,0.85,33.479999999999997,{"$f":"C8259*F8259","v":6260.7599999999993},1.7390999999999999,{"$f":"H8259*E8259","v":1.4782349999999997},{"$f":"I8259*1000/1","v":1478.2349999999997},0]
["11.12.2021 02:00",8259,190,0,{"$f":"E8259","v":0.85},{"$f":"F8259","v":33.479999999999997},6361.2,1.7669999999999999,1.5019499999999999,1501.9499999999998,0]
["11.12.2021 03:00",8260,190,0,0.85,33.479999999999997,6361.2,1.7669999999999999,1.5019499999999999,1501.9499999999998,0]
["11.12.2021 04:00",8261,190,0,0.85,33.479999999999997,6361.2,1.7669999999999999,1.5019499999999999,1501.9499999999998,0]
["11.12.2021 05:00",8262,198,0,0.85,33.479999999999997,6629.0399999999991,1.8413999999999997,1.5651899999999996,1565.1899999999996,0]
["11.12.2021 06:00",8263,190,0,0.85,33.479999999999997,6361.2,1.7669999999999999,1.5019499999999999,1501.9499999999998,0]
["11.12.2021 07:00",8264,198,0,0.85,33.479999999999997,6629.0399999999991,1.8413999999999997,1.5651899999999996,1565.1899999999996,0]
["11.12.2021 08:00",8265,194,0,0.85,33.479999999999997,6495.119999999999,1.8041999999999998,1.5335699999999999,1533.57,0]
["11.12.2021 09:00",8266,190,0,0.85,33.479999999999997,6361.2,1.7669999999999999,1.5019499999999999,1501.9499999999998,0]
["11.12.2021 10:00",8267,194,0,0.85,33.479999999999997,6495.119999999999,1.8041999999999998,1.5335699999999999,1533.57,0]
["11.12.2021 11:00",8268,162,0,0.85,33.479999999999997,5423.7599999999993,1.5065999999999997,1.2806099999999998,1280.6099999999999,0]
["11.12.2021 12:00",8269,175,0,0.85,33.479999999999997,5858.9999999999991,1.6274999999999997,1.3833749999999998,1383.3749999999998,0]
["11.12.2021 13:00",8270,174,0,0.85,33.479999999999997,5825.5199999999995,1.6181999999999999,1.3754699999999997,1375.4699999999998,0]
["11.12.2021 14:00",8271,175,0,0.85,33.479999999999997,5858.9999999999991,1.6274999999999997,1.3833749999999998,1383.3749999999998,0]
["11.12.2021 15:00",8272,179,0,0.85,33.479999999999997,5992.9199999999992,1.6646999999999998,1.4149949999999998,1414.9949999999999,0]
["11.12.2021 16:00",8273,178,0,0.85,33.479999999999997,5959.44,1.6554,1.40709,1407.09,0]
["11.12.2021 17:00",8274,179,0,0.85,33.479999999999997,5992.9199999999992,1.6646999999999998,1.4149949999999998,1414.9949999999999,0]
["11.12.2021 18:00",8275,183,0,0.85,33.479999999999997,6126.8399999999992,1.7018999999999997,1.4466149999999998,1446.6149999999998,0]
["11.12.2021 19:00",8276,183,0,0.85,33.479999999999997,6126.8399999999992,1.7018999999999997,1.4466149999999998,1446.6149999999998,0]
["11.12.2021 20:00",8277,180,0,0.85,33.479999999999997,6026.4,1.6739999999999999,1.4228999999999998,1422.8999999999999,0]
["11.12.2021 21:00",8278,183,0,0.85,33.479999999999997,6126.8399999999992,1.7018999999999997,1.4466149999999998,1446.6149999999998,0]
["11.12.2021 22:00",8279,184,0,0.85,33.479999999999997,6160.32,1.7111999999999998,1.4545199999999998,1454.5199999999998,0]
["11.12.2021 23:00",8280,184,0,0.85,33.479999999999997,6160.32,1.7111999999999998,1.4545199999999998,1454.5199999999998,0]
["12.12.2021 00:00",8281,188,0,0.85,33.479999999999997,6294.24,1.7484,1.48614,1486.14,0]
["12.12.2021 01:00",8282,191,0,0.85,33.479999999999997,6394.6799999999994,1.7762999999999998,1.5098549999999997,1509.8549999999998,0]
["12.12.2021 02:00",8283,192,0,0.85,33.479999999999997,6428.16,1.7855999999999999,1.5177599999999998,1517.7599999999998,0]
["12.12.2021 03:00",8284,196,0,0.85,33.479999999999997,6562.079999999999,1.8227999999999998,1.5493799999999998,1549.3799999999997,0]
["12.12.2021 04:00",8285,195,0,0.85,33.479999999999997,6528.5999999999995,1.8134999999999999,1.5414749999999999,1541.4749999999999,0]
["12.12.2021 05:00",8286,200,0,0.85,33.479999999999997,6695.9999999999991,1.8599999999999997,1.5809999999999997,1580.9999999999998,0]
["12.12.2021 06:00",{"$f":"B8287+1","v":8287},199,0,0.85,33.479999999999997,6662.5199999999995,1.8506999999999998,1.5730949999999997,1573.0949999999998,0]
["12.12.2021 07:00",8288,199,0,0.85,33.479999999999997,6662.5199999999995,1.8506999999999998,1.5730949999999997,1573.0949999999998,0]
["12.12.2021 08:00",8289,200,0,0.85,33.479999999999997,6695.9999999999991,1.8599999999999997,1.5809999999999997,1580.9999999999998,0]
["12.12.2021 09:00",8290,200,0,0.85,33.479999999999997,6695.9999999999991,1.8599999999999997,1.5809999999999997,1580.9999999999998,0]
["12.12.2021 10:00",8291,200,0,0.85,33.479999999999997,6695.9999999999991,1.8599999999999997,1.5809999999999997,1580.9999999999998,0]
["12.12.2021 11:00",8292,192,0,0.85,33.479999999999997,6428.16,1.7855999999999999,1.5177599999999998,1517.7599999999998,0]
["12.12.2021 12:00",8293,200,0,0.85,33.479999999999997,6695.9999999999991,1.8599999999999997,1.5809999999999997,1580.9999999999998,0]
["12.12.2021 13:00",8294,205,0,0.85,33.479999999999997,6863.4,1.9064999999999999,1.6205249999999998,1620.5249999999999,0]
["12.12.2021 14:00",8295,200,0,0.85,33.479999999999997,6695.9999999999991,1.8599999999999997,1.5809999999999997,1580.9999999999998,0]
["12.12.2021 15:00",8296,203,0,0.85,33.479999999999997,6796.44,1.8878999999999999,1.6047149999999999,1604.7149999999999,0]
["12.12.2021 16:00",8297,200,0,0.85,33.479999999999997,6695.9999999999991,1.8599999999999997,1.5809999999999997,1580.9999999999998,0]
["12.12.2021 17:00",8298,199,0,0.85,33.479999999999997,6662.5199999999995,1.8506999999999998,1.5730949999999997,1573.0949999999998,0]
["12.12.2021 18:00",8299,204,0,0.85,33.479999999999997,6829.9199999999992,1.8971999999999998,1.6126199999999997,1612.6199999999997,0]
["12.12.2021 19:00",8300,199,0,0.85,33.479999999999997,6662.5199999999995,1.8506999999999998,1.5730949999999997,1573.0949999999998,0]
["12.12.2021 20:00",8301,204,0,0.85,33.479999999999997,6829.9199999999992,1.8971999999999998,1.6126199999999997,1612.6199999999997,0]
["12.12.2021 21:00",8302,200,0,0.85,33.479999999999997,6695.9999999999991,1.8599999999999997,1.5809999999999997,1580.9999999999998,0]
["12.12.2021 22:00",8303,200,0,0.85,33.479999999999997,6695.9999999999991,1.8599999999999997,1.5809999999999997,1580.9999999999998,0]
["12.12.2021 23:00",8304,197,0,0.85,33.479999999999997,6595.5599999999995,1.8320999999999998,1.5572849999999998,1557.2849999999999,0]
["13.12.2021 00:00",8305,204,0,0.85,33.479999999999997,6829.9199999999992,1.8971999999999998,1.6126199999999997,1612.6199999999997,0]
["13.12.2021 01:00",8306,200,0,0.85,33.479999999999997,6695.9999999999991,1.8599999999999997,1.5809999999999997,1580.9999999999998,0]
["13.12.2021 02:00",8307,200,0,0.85,33.479999999999997,6695.9999999999991,1.8599999999999997,1.5809999999999997,1580.9999999999998,0]
["13.12.2021 03:00",8308,204,0,0.85,33.479999999999997,6829.9199999999992,1.8971999999999998,1.6126199999999997,1612.6199999999997,0]
["13.12.2021 04:00",8309,199,0,0.85,33.479999999999997,6662.5199999999995,1.8506999999999998,1.5730949999999997,1573.0949999999998,0]
["13.12.2021 05:00",8310,203,0,0.85,33.479999999999997,6796.44,1.8878999999999999,1.6047149999999999,1604.7149999999999,0]
["13.12.2021 06:00",8311,203,0,0.85,33.479999999999997,6796.44,1.8878999999999999,1.6047149999999999,1604.7149999999999,0]
["13.12.2021 07:00",8312,199,0,0.85,33.479999999999997,6662.5199999999995,1.8506999999999998,1.5730949999999997,1573.0949999999998,0]
["13.12.2021 08:00",8313,204,0,0.85,33.479999999999997,6829.9199999999992,1.8971999999999998,1.6126199999999997,1612.6199999999997,0]
["13.12.2021 09:00",8314,199,0,0.85,33.479999999999997,6662.5199999999995,1.8506999999999998,1.5730949999999997,1573.0949999999998,0]
["13.12.2021 10:00",8315,106,0,0.85,33.479999999999997,3548.8799999999997,0.9857999999999999,0.83792999999999984,837.92999999999984,0]
["13.12.2021 11:00",8316,236,0,0.85,33.479999999999997,7901.2799999999988,2.1947999999999999,1.8655799999999998,1865.5799999999997,0]
["13.12.2021 12:00",8317,240,0,0.85,33.479999999999997,8035.1999999999989,2.2319999999999998,1.8971999999999998,1897.1999999999998,0]
["13.12.2021 13:00",8318,224,0,0.85,33.479999999999997,7499.5199999999995,2.0831999999999997,1.7707199999999996,1770.7199999999996,0]
["13.12.2021 14:00",8319,191,0,0.85,33.479999999999997,6394.6799999999994,1.7762999999999998,1.5098549999999997,1509.8549999999998,0]
["13.12.2021 15:00",8320,192,0,0.85,33.479999999999997,6428.16,1.7855999999999999,1.5177599999999998,1517.7599999999998,0]
["13.12.2021 16:00",8321,183,0,0.85,33.479999999999997,6126.8399999999992,{"$f":"G8322/3600","v":1.7018999999999997},1.4466149999999998,1446.6149999999998,0]
["13.12.2021 17:00",8322,191,0,0.85,33.479999999999997,{"$f":"C8323*F8323","v":6394.6799999999994},1.7762999999999998,{"$f":"H8323*E8323","v":1.5098549999999997},{"$f":"I8323*1000/1","v":1509.8549999999998},0]
["13.12.2021 18:00",8323,192,0,{"$f":"E8323","v":0.85},{"$f":"F8323","v":33.479999999999997},6428.16,1.7855999999999999,1.5177599999999998,1517.7599999999998,0]
["13.12.2021 19:00",8324,187,0,0.85,33.479999999999997,6260.7599999999993,1.7390999999999999,1.4782349999999997,1478.2349999999997,0]
["13.12.2021 20:00",8325,192,0,0.85,33.479999999999997,6428.16,1.7855999999999999,1.5177599999999998,1517.7599999999998,0]
["13.12.2021 21:00",8326,188,0,0.85,33.479999999999997,6294.24,1.7484,1.48614,1486.14,0]
["13.12.2021 22:00",8327,187,0,0.85,33.479999999999997,6260.7599999999993,1.7390999999999999,1.4782349999999997,1478.2349999999997,0]
["13.12.2021 23:00",8328,188,0,0.85,33.479999999999997,6294.24,1.7484,1.48614,1486.14,0]
["14.12.2021 00:00",8329,184,0,0.85,33.479999999999997,6160.32,1.7111999999999998,1.4545199999999998,1454.5199999999998,0]
["14.12.2021 01:00",8330,188,0,0.85,33.479999999999997,6294.24,1.7484,1.48614,1486.14,0]
["14.12.2021 02:00",8331,188,0,0.85,33.479999999999997,6294.24,1.7484,1.48614,1486.14,0]
["14.12.2021 03:00",8332,187,0,0.85,33.479999999999997,6260.7599999999993,1.7390999999999999,1.4782349999999997,1478.2349999999997,0]
["14.12.2021 04:00",8333,183,0,0.85,33.479999999999997,6126.8399999999992,1.7018999999999997,1.4466149999999998,1446.6149999999998,0]
["14.12.2021 05:00",8334,183,0,0.85,33.479999999999997,6126.8399999999992,1.7018999999999997,1.4466149999999998,1446.6149999999998,0]
["14.12.2021 06:00",8335,187,0,0.85,33.479999999999997,6260.7599999999993,1.7390999999999999,1.4782349999999997,1478.2349999999997,0]
["14.12.2021 07:00",8336,182,0,0.85,33.479999999999997,6093.36,1.6925999999999999,1.4387099999999999,1438.71,0]
["14.12.2021 08:00",8337,179,0,0.85,33.479999999999997,5992.9199999999992,1.6646999999999998,1.4149949999999998,1414.9949999999999,0]
["14.12.2021 09:00",8338,183,0,0.85,33.479999999999997,6126.8399999999992,1.7018999999999997,1.4466149999999998,1446.6149999999998,0]
["14.12.2021 10:00",8339,183,0,0.85,33.479999999999997,6126.8399999999992,1.7018999999999997,1.4466149999999998,1446.6149999999998,0]
["14.12.2021 11:00",8340,167,0,0.85,33.479999999999997,5591.16,1.5530999999999999,1.3201349999999998,1320.1349999999998,0]
["14.12.2021 12:00",8341,167,0,0.85,33.479999999999997,5591.16,1.5530999999999999,1.3201349999999998,1320.1349999999998,0]
["14.12.2021 13:00",8342,171,0,0.85,33.479999999999997,5725.079999999999,1.5902999999999998,1.3517549999999998,1351.7549999999999,0]
["14.12.2021 14:00",8343,122,0,0.85,33.479999999999997,4084.5599999999995,1.1345999999999998,0.96440999999999988,964.40999999999985,0]
["14.12.2021 15:00",8344,162,0,0.85,33.479999999999997,5423.7599999999993,1.5065999999999997,1.2806099999999998,1280.6099999999999,0]
["14.12.2021 16:00",8345,175,0,0.85,33.479999999999997,5858.9999999999991,1.6274999999999997,1.3833749999999998,1383.3749999999998,0]
["14.12.2021 17:00",8346,199,0,0.85,33.479999999999997,6662.5199999999995,1.8506999999999998,1.5730949999999997,1573.0949999999998,0]
["14.12.2021 18:00",8347,176,0,0.85,33.479999999999997,5892.48,1.6367999999999998,1.3912799999999999,1391.2799999999997,0]
["14.12.2021 19:00",8348,170,0,0.85,33.479999999999997,5691.5999999999995,1.5809999999999997,1.3438499999999998,1343.8499999999997,0]
["14.12.2021 20:00",8349,171,0,0.85,33.479999999999997,5725.079999999999,1.5902999999999998,1.3517549999999998,1351.7549999999999,0]
["14.12.2021 21:00",8350,168,0,0.85,33.479999999999997,5624.6399999999994,1.5623999999999998,1.3280399999999999,1328.04,0]
["14.12.2021 22:00",{"$f":"B8351+1","v":8351},171,0,0.85,33.479999999999997,5725.079999999999,1.5902999999999998,1.3517549999999998,1351.7549999999999,0]
["14.12.2021 23:00",8352,171,0,0.85,33.479999999999997,5725.079999999999,1.5902999999999998,1.3517549999999998,1351.7549999999999,0]
["15.12.2021 00:00",8353,167,0,0.85,33.479999999999997,5591.16,1.5530999999999999,1.3201349999999998,1320.1349999999998,0]
["15.12.2021 01:00",8354,171,0,0.85,33.479999999999997,5725.079999999999,1.5902999999999998,1.3517549999999998,1351.7549999999999,0]
["15.12.2021 02:00",8355,171,0,0.85,33.479999999999997,5725.079999999999,1.5902999999999998,1.3517549999999998,1351.7549999999999,0]
["15.12.2021 03:00",8356,171,0,0.85,33.479999999999997,5725.079999999999,1.5902999999999998,1.3517549999999998,1351.7549999999999,0]
["15.12.2021 04:00",8357,171,0,0.85,33.479999999999997,5725.079999999999,1.5902999999999998,1.3517549999999998,1351.7549999999999,0]
["15.12.2021 05:00",8358,170,0,0.85,33.479999999999997,5691.5999999999995,1.5809999999999997,1.3438499999999998,1343.8499999999997,0]
["15.12.2021 06:00",8359,167,0,0.85,33.479999999999997,5591.16,1.5530999999999999,1.3201349999999998,1320.1349999999998,0]
["15.12.2021 07:00",8360,170,0,0.85,33.479999999999997,5691.5999999999995,1.5809999999999997,1.3438499999999998,1343.8499999999997,0]
["15.12.2021 08:00",8361,171,0,0.85,33.479999999999997,5725.079999999999,1.5902999999999998,1.3517549999999998,1351.7549999999999,0]
["15.12.2021 09:00",8362,167,0,0.85,33.479999999999997,5591.16,1.5530999999999999,1.3201349999999998,1320.1349999999998,0]
["15.12.2021 10:00",8363,167,0,0.85,33.479999999999997,5591.16,1.5530999999999999,1.3201349999999998,1320.1349999999998,0]
["15.12.2021 11:00",8364,163,0,0.85,33.479999999999997,5457.24,1.5159,1.2885150000000001,1288.5150000000001,0]
["15.12.2021 12:00",8365,127,0,0.85,33.479999999999997,4251.96,1.1811,1.003935,1003.9350000000001,0]
["15.12.2021 13:00",8366,182,0,0.85,33.479999999999997,6093.36,1.6925999999999999,1.4387099999999999,1438.71,0]
["15.12.2021 14:00",8367,171,0,0.85,33.479999999999997,5725.079999999999,1.5902999999999998,1.3517549999999998,1351.7549999999999,0]
["15.12.2021 15:00",8368,164,0,0.85,33.479999999999997,5490.7199999999993,1.5251999999999999,1.2964199999999999,1296.4199999999998,0]
["15.12.2021 16:00",8369,162,0,0.85,33.479999999999997,5423.7599999999993,1.5065999999999997,1.2806099999999998,1280.6099999999999,0]
["15.12.2021 17:00",8370,163,0,0.85,33.479999999999997,5457.24,1.5159,1.2885150000000001,1288.5150000000001,0]
["15.12.2021 18:00",8371,4,0,0.85,33.479999999999997,133.91999999999999,3.7199999999999997E-2,3.1619999999999995E-2,31.619999999999994,0]
["15.12.2021 19:00",8372,0,0,0.85,33.479999999999997,0,0,0,0,0]
["15.12.2021 20:00",8373,0,0,0.85,33.479999999999997,0,0,0,0,0]
["15.12.2021 21:00",8374,21,0,0.85,33.479999999999997,703.07999999999993,0.19529999999999997,0.16600499999999999,166.005,0]
["15.12.2021 22:00",8375,216,0,0.85,33.479999999999997,7231.6799999999994,2.0087999999999999,1.7074799999999999,1707.4799999999998,0]
["15.12.2021 23:00",8376,328,0,0.85,33.479999999999997,10981.439999999999,3.0503999999999998,2.5928399999999998,2592.8399999999997,0]
["16.12.2021 00:00",8377,156,0,0.85,33.479999999999997,5222.8799999999992,1.4507999999999999,1.2331799999999999,1233.1799999999998,0]
["16.12.2021 01:00",8378,155,0,0.85,33.479999999999997,5189.3999999999996,1.4415,1.2252749999999999,1225.2749999999999,0]
["16.12.2021 02:00",8379,163,0,0.85,33.479999999999997,5457.24,1.5159,1.2885150000000001,1288.5150000000001,0]
["16.12.2021 03:00",8380,168,0,0.85,33.479999999999997,5624.6399999999994,1.5623999999999998,1.3280399999999999,1328.04,0]
["16.12.2021 04:00",8381,162,0,0.85,33.479999999999997,5423.7599999999993,1.5065999999999997,1.2806099999999998,1280.6099999999999,0]
["16.12.2021 05:00",8382,162,0,0.85,33.479999999999997,5423.7599999999993,1.5065999999999997,1.2806099999999998,1280.6099999999999,0]
["16.12.2021 06:00",8383,166,0,0.85,33.479999999999997,5557.6799999999994,1.5437999999999998,1.3122299999999998,1312.2299999999998,0]
["16.12.2021 07:00",8384,163,0,0.85,33.479999999999997,5457.24,1.5159,1.2885150000000001,1288.5150000000001,0]
["16.12.2021 08:00",8385,163,0,0.85,33.479999999999997,5457.24,{"$f":"G8386/3600","v":1.5159},1.2885150000000001,1288.5150000000001,0]
["16.12.2021 09:00",8386,159,0,0.85,33.479999999999997,{"$f":"C8387*F8387","v":5323.32},1.4786999999999999,{"$f":"H8387*E8387","v":1.2568949999999999},{"$f":"I8387*1000/1","v":1256.895},0]
["16.12.2021 10:00",8387,158,0,{"$f":"E8387","v":0.85},{"$f":"F8387","v":33.479999999999997},5289.8399999999992,1.4693999999999998,1.2489899999999998,1248.9899999999998,0]
["16.12.2021 11:00",8388,159,0,0.85,33.479999999999997,5323.32,1.4786999999999999,1.2568949999999999,1256.895,0]
["16.12.2021 12:00",8389,155,0,0.85,33.479999999999997,5189.3999999999996,1.4415,1.2252749999999999,1225.2749999999999,0]
["16.12.2021 13:00",8390,150,0,0.85,33.479999999999997,5021.9999999999991,1.3949999999999998,1.1857499999999999,1185.7499999999998,0]
["16.12.2021 14:00",8391,155,0,0.85,33.479999999999997,5189.3999999999996,1.4415,1.2252749999999999,1225.2749999999999,0]
["16.12.2021 15:00",8392,158,0,0.85,33.479999999999997,5289.8399999999992,1.4693999999999998,1.2489899999999998,1248.9899999999998,0]
["16.12.2021 16:00",8393,155,0,0.85,33.479999999999997,5189.3999999999996,1.4415,1.2252749999999999,1225.2749999999999,0]
["16.12.2021 17:00",8394,159,0,0.85,33.479999999999997,5323.32,1.4786999999999999,1.2568949999999999,1256.895,0]
["16.12.2021 18:00",8395,155,0,0.85,33.479999999999997,5189.3999999999996,1.4415,1.2252749999999999,1225.2749999999999,0]
["16.12.2021 19:00",8396,155,0,0.85,33.479999999999997,5189.3999999999996,1.4415,1.2252749999999999,1225.2749999999999,0]
["16.12.2021 20:00",8397,159,0,0.85,33.479999999999997,5323.32,1.4786999999999999,1.2568949999999999,1256.895,0]
["16.12.2021 21:00",8398,159,0,0.85,33.479999999999997,5323.32,1.4786999999999999,1.2568949999999999,1256.895,0]
["16.12.2021 22:00",8399,159,0,0.85,33.479999999999997,5323.32,1.4786999999999999,1.2568949999999999,1256.895,0]
["16.12.2021 23:00",8400,159,0,0.85,33.479999999999997,5323.32,1.4786999999999999,1.2568949999999999,1256.895,0]
["17.12.2021 00:00",8401,159,0,0.85,33.479999999999997,5323.32,1.4786999999999999,1.2568949999999999,1256.895,0]
["17.12.2021 01:00",8402,156,0,0.85,33.479999999999997,5222.8799999999992,1.4507999999999999,1.2331799999999999,1233.1799999999998,0]
["17.12.2021 02:00",8403,159,0,0.85,33.479999999999997,5323.32,1.4786999999999999,1.2568949999999999,1256.895,0]
["17.12.2021 03:00",8404,159,0,0.85,33.479999999999997,5323.32,1.4786999999999999,1.2568949999999999,1256.895,0]
["17.12.2021 04:00",8405,155,0,0.85,33.479999999999997,5189.3999999999996,1.4415,1.2252749999999999,1225.2749999999999,0]
["17.12.2021 05:00",8406,162,0,0.85,33.479999999999997,5423.7599999999993,1.5065999999999997,1.2806099999999998,1280.6099999999999,0]
["17.12.2021 06:00",8407,158,0,0.85,33.479999999999997,5289.8399999999992,1.4693999999999998,1.2489899999999998,1248.9899999999998,0]
["17.12.2021 07:00",8408,167,0,0.85,33.479999999999997,5591.16,1.5530999999999999,1.3201349999999998,1320.1349999999998,0]
["17.12.2021 08:00",8409,162,0,0.85,33.479999999999997,5423.7599999999993,1.5065999999999997,1.2806099999999998,1280.6099999999999,0]
["17.12.2021 09:00",8410,164,0,0.85,33.479999999999997,5490.7199999999993,1.5251999999999999,1.2964199999999999,1296.4199999999998,0]
["17.12.2021 10:00",8411,163,0,0.85,33.479999999999997,5457.24,1.5159,1.2885150000000001,1288.5150000000001,0]
["17.12.2021 11:00",8412,163,0,0.85,33.479999999999997,5457.24,1.5159,1.2885150000000001,1288.5150000000001,0]
["17.12.2021 12:00",8413,163,0,0.85,33.479999999999997,5457.24,1.5159,1.2885150000000001,1288.5150000000001,0]
["17.12.2021 13:00",8414,163,0,0.85,33.479999999999997,5457.24,1.5159,1.2885150000000001,1288.5150000000001,0]
["17.12.2021 14:00",{"$f":"B8415+1","v":8415},179,0,0.85,33.479999999999997,5992.9199999999992,1.6646999999999998,1.4149949999999998,1414.9949999999999,0]
["17.12.2021 15:00",8416,184,0,0.85,33.479999999999997,6160.32,1.7111999999999998,1.4545199999999998,1454.5199999999998,0]
["17.12.2021 16:00",8417,179,0,0.85,33.479999999999997,5992.9199999999992,1.6646999999999998,1.4149949999999998,1414.9949999999999,0]
["17.12.2021 17:00",8418,171,0,0.85,33.479999999999997,5725.079999999999,1.5902999999999998,1.3517549999999998,1351.7549999999999,0]
["17.12.2021 18:00",8419,171,0,0.85,33.479999999999997,5725.079999999999,1.5902999999999998,1.3517549999999998,1351.7549999999999,0]
["17.12.2021 19:00",8420,163,0,0.85,33.479999999999997,5457.24,1.5159,1.2885150000000001,1288.5150000000001,0]
["17.12.2021 20:00",8421,162,0,0.85,33.479999999999997,5423.7599999999993,1.5065999999999997,1.2806099999999998,1280.6099999999999,0]
["17.12.2021 21:00",8422,172,0,0.85,33.479999999999997,5758.5599999999995,1.5995999999999999,1.3596599999999999,1359.6599999999999,0]
["17.12.2021 22:00",8423,167,0,0.85,33.479999999999997,5591.16,1.5530999999999999,1.3201349999999998,1320.1349999999998,0]
["17.12.2021 23:00",8424,166,0,0.85,33.479999999999997,5557.6799999999994,1.5437999999999998,1.3122299999999998,1312.2299999999998,0]
["18.12.2021 00:00",8425,160,0,0.85,33.479999999999997,5356.7999999999993,1.4879999999999998,1.2647999999999997,1264.7999999999997,0]
["18.12.2021 01:00",8426,160,0,0.85,33.479999999999997,5356.7999999999993,1.4879999999999998,1.2647999999999997,1264.7999999999997,0]
["18.12.2021 02:00",8427,163,0,0.85,33.479999999999997,5457.24,1.5159,1.2885150000000001,1288.5150000000001,0]
["18.12.2021 03:00",8428,160,0,0.85,33.479999999999997,5356.7999999999993,1.4879999999999998,1.2647999999999997,1264.7999999999997,0]
["18.12.2021 04:00",8429,162,0,0.85,33.479999999999997,5423.7599999999993,1.5065999999999997,1.2806099999999998,1280.6099999999999,0]
["18.12.2021 05:00",8430,167,0,0.85,33.479999999999997,5591.16,1.5530999999999999,1.3201349999999998,1320.1349999999998,0]
["18.12.2021 06:00",8431,167,0,0.85,33.479999999999997,5591.16,1.5530999999999999,1.3201349999999998,1320.1349999999998,0]
["18.12.2021 07:00",8432,167,0,0.85,33.479999999999997,5591.16,1.5530999999999999,1.3201349999999998,1320.1349999999998,0]
["18.12.2021 08:00",8433,166,0,0.85,33.479999999999997,5557.6799999999994,1.5437999999999998,1.3122299999999998,1312.2299999999998,0]
["18.12.2021 09:00",8434,167,0,0.85,33.479999999999997,5591.16,1.5530999999999999,1.3201349999999998,1320.1349999999998,0]
["18.12.2021 10:00",8435,167,0,0.85,33.479999999999997,5591.16,1.5530999999999999,1.3201349999999998,1320.1349999999998,0]
["18.12.2021 11:00",8436,159,0,0.85,33.479999999999997,5323.32,1.4786999999999999,1.2568949999999999,1256.895,0]
["18.12.2021 12:00",8437,163,0,0.85,33.479999999999997,5457.24,1.5159,1.2885150000000001,1288.5150000000001,0]
["18.12.2021 13:00",8438,163,0,0.85,33.479999999999997,5457.24,1.5159,1.2885150000000001,1288.5150000000001,0]
["18.12.2021 14:00",8439,151,0,0.85,33.479999999999997,5055.4799999999996,1.4042999999999999,1.1936549999999999,1193.655,0]
["18.12.2021 15:00",8440,159,0,0.85,33.479999999999997,5323.32,1.4786999999999999,1.2568949999999999,1256.895,0]
["18.12.2021 16:00",8441,158,0,0.85,33.479999999999997,5289.8399999999992,1.4693999999999998,1.2489899999999998,1248.9899999999998,0]
["18.12.2021 17:00",8442,164,0,0.85,33.479999999999997,5490.7199999999993,1.5251999999999999,1.2964199999999999,1296.4199999999998,0]
["18.12.2021 18:00",8443,158,0,0.85,33.479999999999997,5289.8399999999992,1.4693999999999998,1.2489899999999998,1248.9899999999998,0]
["18.12.2021 19:00",8444,159,0,0.85,33.479999999999997,5323.32,1.4786999999999999,1.2568949999999999,1256.895,0]
["18.12.2021 20:00",8445,159,0,0.85,33.479999999999997,5323.32,1.4786999999999999,1.2568949999999999,1256.895,0]
["18.12.2021 21:00",8446,163,0,0.85,33.479999999999997,5457.24,1.5159,1.2885150000000001,1288.5150000000001,0]
["18.12.2021 22:00",8447,159,0,0.85,33.479999999999997,5323.32,1.4786999999999999,1.2568949999999999,1256.895,0]
["18.12.2021 23:00",8448,154,0,0.85,33.479999999999997,5155.9199999999992,1.4321999999999997,1.2173699999999996,1217.3699999999997,0]
["19.12.2021 00:00",8449,163,0,0.85,33.479999999999997,5457.24,{"$f":"G8450/3600","v":1.5159},1.2885150000000001,1288.5150000000001,0]
["19.12.2021 01:00",8450,159,0,0.85,33.479999999999997,{"$f":"C8451*F8451","v":5323.32},1.4786999999999999,{"$f":"H8451*E8451","v":1.2568949999999999},{"$f":"I8451*1000/1","v":1256.895},0]
["19.12.2021 02:00",8451,159,0,{"$f":"E8451","v":0.85},{"$f":"F8451","v":33.479999999999997},5323.32,1.4786999999999999,1.2568949999999999,1256.895,0]
["19.12.2021 03:00",8452,154,0,0.85,33.479999999999997,5155.9199999999992,1.4321999999999997,1.2173699999999996,1217.3699999999997,0]
["19.12.2021 04:00",8453,167,0,0.85,33.479999999999997,5591.16,1.5530999999999999,1.3201349999999998,1320.1349999999998,0]
["19.12.2021 05:00",8454,157,0,0.85,33.479999999999997,5256.36,1.4601,1.241085,1241.085,0]
["19.12.2021 06:00",8455,158,0,0.85,33.479999999999997,5289.8399999999992,1.4693999999999998,1.2489899999999998,1248.9899999999998,0]
["19.12.2021 07:00",8456,158,0,0.85,33.479999999999997,5289.8399999999992,1.4693999999999998,1.2489899999999998,1248.9899999999998,0]
["19.12.2021 08:00",8457,162,0,0.85,33.479999999999997,5423.7599999999993,1.5065999999999997,1.2806099999999998,1280.6099999999999,0]
["19.12.2021 09:00",8458,157,0,0.85,33.479999999999997,5256.36,1.4601,1.241085,1241.085,0]
["19.12.2021 10:00",8459,162,0,0.85,33.479999999999997,5423.7599999999993,1.5065999999999997,1.2806099999999998,1280.6099999999999,0]
["19.12.2021 11:00",8460,158,0,0.85,33.479999999999997,5289.8399999999992,1.4693999999999998,1.2489899999999998,1248.9899999999998,0]
["19.12.2021 12:00",8461,162,0,0.85,33.479999999999997,5423.7599999999993,1.5065999999999997,1.2806099999999998,1280.6099999999999,0]
["19.12.2021 13:00",8462,158,0,0.85,33.479999999999997,5289.8399999999992,1.4693999999999998,1.2489899999999998,1248.9899999999998,0]
["19.12.2021 14:00",8463,150,0,0.85,33.479999999999997,5021.9999999999991,1.3949999999999998,1.1857499999999999,1185.7499999999998,0]
["19.12.2021 15:00",8464,158,0,0.85,33.479999999999997,5289.8399999999992,1.4693999999999998,1.2489899999999998,1248.9899999999998,0]
["19.12.2021 16:00",8465,154,0,0.85,33.479999999999997,5155.9199999999992,1.4321999999999997,1.2173699999999996,1217.3699999999997,0]
["19.12.2021 17:00",8466,158,0,0.85,33.479999999999997,5289.8399999999992,1.4693999999999998,1.2489899999999998,1248.9899999999998,0]
["19.12.2021 18:00",8467,158,0,0.85,33.479999999999997,5289.8399999999992,1.4693999999999998,1.2489899999999998,1248.9899999999998,0]
["19.12.2021 19:00",8468,158,0,0.85,33.479999999999997,5289.8399999999992,1.4693999999999998,1.2489899999999998,1248.9899999999998,0]
["19.12.2021 20:00",8469,158,0,0.85,33.479999999999997,5289.8399999999992,1.4693999999999998,1.2489899999999998,1248.9899999999998,0]
["19.12.2021 21:00",8470,158,0,0.85,33.479999999999997,5289.8399999999992,1.4693999999999998,1.2489899999999998,1248.9899999999998,0]
["19.12.2021 22:00",8471,155,0,0.85,33.479999999999997,5189.3999999999996,1.4415,1.2252749999999999,1225.2749999999999,0]
["19.12.2021 23:00",8472,158,0,0.85,33.479999999999997,5289.8399999999992,1.4693999999999998,1.2489899999999998,1248.9899999999998,0]
["20.12.2021 00:00",8473,167,0,0.85,33.479999999999997,5591.16,1.5530999999999999,1.3201349999999998,1320.1349999999998,0]
["20.12.2021 01:00",8474,166,0,0.85,33.479999999999997,5557.6799999999994,1.5437999999999998,1.3122299999999998,1312.2299999999998,0]
["20.12.2021 02:00",8475,170,0,0.85,33.479999999999997,5691.5999999999995,1.5809999999999997,1.3438499999999998,1343.8499999999997,0]
["20.12.2021 03:00",8476,175,0,0.85,33.479999999999997,5858.9999999999991,1.6274999999999997,1.3833749999999998,1383.3749999999998,0]
["20.12.2021 04:00",8477,174,0,0.85,33.479999999999997,5825.5199999999995,1.6181999999999999,1.3754699999999997,1375.4699999999998,0]
["20.12.2021 05:00",8478,170,0,0.85,33.479999999999997,5691.5999999999995,1.5809999999999997,1.3438499999999998,1343.8499999999997,0]
["20.12.2021 06:00",{"$f":"B8479+1","v":8479},174,0,0.85,33.479999999999997,5825.5199999999995,1.6181999999999999,1.3754699999999997,1375.4699999999998,0]
["20.12.2021 07:00",8480,178,0,0.85,33.479999999999997,5959.44,1.6554,1.40709,1407.09,0]
["20.12.2021 08:00",8481,175,0,0.85,33.479999999999997,5858.9999999999991,1.6274999999999997,1.3833749999999998,1383.3749999999998,0]
["20.12.2021 09:00",8482,171,0,0.85,33.479999999999997,5725.079999999999,1.5902999999999998,1.3517549999999998,1351.7549999999999,0]
["20.12.2021 10:00",8483,170,0,0.85,33.479999999999997,5691.5999999999995,1.5809999999999997,1.3438499999999998,1343.8499999999997,0]
["20.12.2021 11:00",8484,175,0,0.85,33.479999999999997,5858.9999999999991,1.6274999999999997,1.3833749999999998,1383.3749999999998,0]
["20.12.2021 12:00",8485,170,0,0.85,33.479999999999997,5691.5999999999995,1.5809999999999997,1.3438499999999998,1343.8499999999997,0]
["20.12.2021 13:00",8486,167,0,0.85,33.479999999999997,5591.16,1.5530999999999999,1.3201349999999998,1320.1349999999998,0]
["20.12.2021 14:00",8487,171,0,0.85,33.479999999999997,5725.079999999999,1.5902999999999998,1.3517549999999998,1351.7549999999999,0]
["20.12.2021 15:00",8488,171,0,0.85,33.479999999999997,5725.079999999999,1.5902999999999998,1.3517549999999998,1351.7549999999999,0]
["20.12.2021 16:00",8489,162,0,0.85,33.479999999999997,5423.7599999999993,1.5065999999999997,1.2806099999999998,1280.6099999999999,0]
["20.12.2021 17:00",8490,0,0,0.85,33.479999999999997,0,0,0,0,0]
["20.12.2021 18:00",8491,0,0,0.85,33.479999999999997,0,0,0,0,0]
["20.12.2021 19:00",8492,0,0,0.85,33.479999999999997,0,0,0,0,0]
["20.12.2021 20:00",8493,0,0,0.85,33.479999999999997,0,0,0,0,0]
["20.12.2021 21:00",8494,0,0,0.85,33.479999999999997,0,0,0,0,0]
["20.12.2021 22:00",8495,0,0,0.85,33.479999999999997,0,0,0,0,0]
["20.12.2021 23:00",8496,0,0,0.85,33.479999999999997,0,0,0,0,0]
["21.12.2021 00:00",8497,0,0,0.85,33.479999999999997,0,0,0,0,0]
["21.12.2021 01:00",8498,0,0,0.85,33.479999999999997,0,0,0,0,0]
["21.12.2021 02:00",8499,0,0,0.85,33.479999999999997,0,0,0,0,0]
["21.12.2021 03:00",8500,0,0,0.85,33.479999999999997,0,0,0,0,0]
["21.12.2021 04:00",8501,0,0,0.85,33.479999999999997,0,0,0,0,0]
["21.12.2021 05:00",8502,0,0,0.85,33.479999999999997,0,0,0,0,0]
["21.12.2021 06:00",8503,118,0,0.85,33.479999999999997,3950.6399999999994,1.0973999999999999,0.9327899999999999,932.78999999999985,0]
["21.12.2021 07:00",8504,385,0,0.85,33.479999999999997,12889.8,3.5804999999999998,3.0434249999999996,3043.4249999999997,0]
["21.12.2021 08:00",8505,299,0,0.85,33.479999999999997,10010.519999999999,2.7806999999999995,2.3635949999999997,2363.5949999999998,0]
["21.12.2021 09:00",8506,216,0,0.85,33.479999999999997,7231.6799999999994,2.0087999999999999,1.7074799999999999,1707.4799999999998,0]
["21.12.2021 10:00",8507,188,0,0.85,33.479999999999997,6294.24,1.7484,1.48614,1486.14,0]
["21.12.2021 11:00",8508,175,0,0.85,33.479999999999997,5858.9999999999991,1.6274999999999997,1.3833749999999998,1383.3749999999998,0]
["21.12.2021 12:00",8509,175,0,0.85,33.479999999999997,5858.9999999999991,1.6274999999999997,1.3833749999999998,1383.3749999999998,0]
["21.12.2021 13:00",8510,179,0,0.85,33.479999999999997,5992.9199999999992,1.6646999999999998,1.4149949999999998,1414.9949999999999,0]
["21.12.2021 14:00",8511,187,0,0.85,33.479999999999997,6260.7599999999993,1.7390999999999999,1.4782349999999997,1478.2349999999997,0]
["21.12.2021 15:00",8512,175,0,0.85,33.479999999999997,5858.9999999999991,1.6274999999999997,1.3833749999999998,1383.3749999999998,0]
["21.12.2021 16:00",8513,175,0,0.85,33.479999999999997,5858.9999999999991,{"$f":"G8514/3600","v":1.6274999999999997},1.3833749999999998,1383.3749999999998,0]
["21.12.2021 17:00",8514,187,0,0.85,33.479999999999997,{"$f":"C8515*F8515","v":6260.7599999999993},1.7390999999999999,{"$f":"H8515*E8515","v":1.4782349999999997},{"$f":"I8515*1000/1","v":1478.2349999999997},0]
["21.12.2021 18:00",8515,183,0,{"$f":"E8515","v":0.85},{"$f":"F8515","v":33.479999999999997},6126.8399999999992,1.7018999999999997,1.4466149999999998,1446.6149999999998,0]
["21.12.2021 19:00",8516,191,0,0.85,33.479999999999997,6394.6799999999994,1.7762999999999998,1.5098549999999997,1509.8549999999998,0]
["21.12.2021 20:00",8517,184,0,0.85,33.479999999999997,6160.32,1.7111999999999998,1.4545199999999998,1454.5199999999998,0]
["21.12.2021 21:00",8518,187,0,0.85,33.479999999999997,6260.7599999999993,1.7390999999999999,1.4782349999999997,1478.2349999999997,0]
["21.12.2021 22:00",8519,184,0,0.85,33.479999999999997,6160.32,1.7111999999999998,1.4545199999999998,1454.5199999999998,0]
["21.12.2021 23:00",8520,180,0,0.85,33.479999999999997,6026.4,1.6739999999999999,1.4228999999999998,1422.8999999999999,0]
["22.12.2021 00:00",8521,184,0,0.85,33.479999999999997,6160.32,1.7111999999999998,1.4545199999999998,1454.5199999999998,0]
["22.12.2021 01:00",8522,184,0,0.85,33.479999999999997,6160.32,1.7111999999999998,1.4545199999999998,1454.5199999999998,0]
["22.12.2021 02:00",8523,183,0,0.85,33.479999999999997,6126.8399999999992,1.7018999999999997,1.4466149999999998,1446.6149999999998,0]
["22.12.2021 03:00",8524,184,0,0.85,33.479999999999997,6160.32,1.7111999999999998,1.4545199999999998,1454.5199999999998,0]
["22.12.2021 04:00",8525,187,0,0.85,33.479999999999997,6260.7599999999993,1.7390999999999999,1.4782349999999997,1478.2349999999997,0]
["22.12.2021 05:00",8526,187,0,0.85,33.479999999999997,6260.7599999999993,1.7390999999999999,1.4782349999999997,1478.2349999999997,0]
["22.12.2021 06:00",8527,187,0,0.85,33.479999999999997,6260.7599999999993,1.7390999999999999,1.4782349999999997,1478.2349999999997,0]
["22.12.2021 07:00",8528,188,0,0.85,33.479999999999997,6294.24,1.7484,1.48614,1486.14,0]
["22.12.2021 08:00",8529,188,0,0.85,33.479999999999997,6294.24,1.7484,1.48614,1486.14,0]
["22.12.2021 09:00",8530,192,0,0.85,33.479999999999997,6428.16,1.7855999999999999,1.5177599999999998,1517.7599999999998,0]
["22.12.2021 10:00",8531,188,0,0.85,33.479999999999997,6294.24,1.7484,1.48614,1486.14,0]
["22.12.2021 11:00",8532,184,0,0.85,33.479999999999997,6160.32,1.7111999999999998,1.4545199999999998,1454.5199999999998,0]
["22.12.2021 12:00",8533,188,0,0.85,33.479999999999997,6294.24,1.7484,1.48614,1486.14,0]
["22.12.2021 13:00",8534,184,0,0.85,33.479999999999997,6160.32,1.7111999999999998,1.4545199999999998,1454.5199999999998,0]
["22.12.2021 14:00",8535,180,0,0.85,33.479999999999997,6026.4,1.6739999999999999,1.4228999999999998,1422.8999999999999,0]
["22.12.2021 15:00",8536,179,0,0.85,33.479999999999997,5992.9199999999992,1.6646999999999998,1.4149949999999998,1414.9949999999999,0]
["22.12.2021 16:00",8537,188,0,0.85,33.479999999999997,6294.24,1.7484,1.48614,1486.14,0]
["22.12.2021 17:00",8538,183,0,0.85,33.479999999999997,6126.8399999999992,1.7018999999999997,1.4466149999999998,1446.6149999999998,0]
["22.12.2021 18:00",8539,180,0,0.85,33.479999999999997,6026.4,1.6739999999999999,1.4228999999999998,1422.8999999999999,0]
["22.12.2021 19:00",8540,191,0,0.85,33.479999999999997,6394.6799999999994,1.7762999999999998,1.5098549999999997,1509.8549999999998,0]
["22.12.2021 20:00",8541,192,0,0.85,33.479999999999997,6428.16,1.7855999999999999,1.5177599999999998,1517.7599999999998,0]
["22.12.2021 21:00",8542,188,0,0.85,33.479999999999997,6294.24,1.7484,1.48614,1486.14,0]
["22.12.2021 22:00",{"$f":"B8543+1","v":8543},185,0,0.85,33.479999999999997,6193.7999999999993,1.7204999999999997,1.4624249999999996,1462.4249999999997,0]
["22.12.2021 23:00",8544,189,0,0.85,33.479999999999997,6327.7199999999993,1.7576999999999998,1.4940449999999998,1494.0449999999998,0]
["23.12.2021 00:00",8545,192,0,0.85,33.479999999999997,6428.16,1.7855999999999999,1.5177599999999998,1517.7599999999998,0]
["23.12.2021 01:00",8546,189,0,0.85,33.479999999999997,6327.7199999999993,1.7576999999999998,1.4940449999999998,1494.0449999999998,0]
["23.12.2021 02:00",8547,188,0,0.85,33.479999999999997,6294.24,1.7484,1.48614,1486.14,0]
["23.12.2021 03:00",8548,188,0,0.85,33.479999999999997,6294.24,1.7484,1.48614,1486.14,0]
["23.12.2021 04:00",8549,192,0,0.85,33.479999999999997,6428.16,1.7855999999999999,1.5177599999999998,1517.7599999999998,0]
["23.12.2021 05:00",8550,192,0,0.85,33.479999999999997,6428.16,1.7855999999999999,1.5177599999999998,1517.7599999999998,0]
["23.12.2021 06:00",8551,187,0,0.85,33.479999999999997,6260.7599999999993,1.7390999999999999,1.4782349999999997,1478.2349999999997,0]
["23.12.2021 07:00",8552,192,0,0.85,33.479999999999997,6428.16,1.7855999999999999,1.5177599999999998,1517.7599999999998,0]
["23.12.2021 08:00",8553,191,0,0.85,33.479999999999997,6394.6799999999994,1.7762999999999998,1.5098549999999997,1509.8549999999998,0]
["23.12.2021 09:00",8554,188,0,0.85,33.479999999999997,6294.24,1.7484,1.48614,1486.14,0]
["23.12.2021 10:00",8555,187,0,0.85,33.479999999999997,6260.7599999999993,1.7390999999999999,1.4782349999999997,1478.2349999999997,0]
["23.12.2021 11:00",8556,188,0,0.85,33.479999999999997,6294.24,1.7484,1.48614,1486.14,0]
["23.12.2021 12:00",8557,191,0,0.85,33.479999999999997,6394.6799999999994,1.7762999999999998,1.5098549999999997,1509.8549999999998,0]
["23.12.2021 13:00",8558,188,0,0.85,33.479999999999997,6294.24,1.7484,1.48614,1486.14,0]
["23.12.2021 14:00",8559,180,0,0.85,33.479999999999997,6026.4,1.6739999999999999,1.4228999999999998,1422.8999999999999,0]
["23.12.2021 15:00",8560,187,0,0.85,33.479999999999997,6260.7599999999993,1.7390999999999999,1.4782349999999997,1478.2349999999997,0]
["23.12.2021 16:00",8561,192,0,0.85,33.479999999999997,6428.16,1.7855999999999999,1.5177599999999998,1517.7599999999998,0]
["23.12.2021 17:00",8562,187,0,0.85,33.479999999999997,6260.7599999999993,1.7390999999999999,1.4782349999999997,1478.2349999999997,0]
["23.12.2021 18:00",8563,183,0,0.85,33.479999999999997,6126.8399999999992,1.7018999999999997,1.4466149999999998,1446.6149999999998,0]
["23.12.2021 19:00",8564,188,0,0.85,33.479999999999997,6294.24,1.7484,1.48614,1486.14,0]
["23.12.2021 20:00",8565,187,0,0.85,33.479999999999997,6260.7599999999993,1.7390999999999999,1.4782349999999997,1478.2349999999997,0]
["23.12.2021 21:00",8566,187,0,0.85,33.479999999999997,6260.7599999999993,1.7390999999999999,1.4782349999999997,1478.2349999999997,0]
["23.12.2021 22:00",8567,184,0,0.85,33.479999999999997,6160.32,1.7111999999999998,1.4545199999999998,1454.5199999999998,0]
["23.12.2021 23:00",8568,187,0,0.85,33.479999999999997,6260.7599999999993,1.7390999999999999,1.4782349999999997,1478.2349999999997,0]
["24.12.2021 00:00",8569,188,0,0.85,33.479999999999997,6294.24,1.7484,1.48614,1486.14,0]
["24.12.2021 01:00",8570,183,0,0.85,33.479999999999997,6126.8399999999992,1.7018999999999997,1.4466149999999998,1446.6149999999998,0]
["24.12.2021 02:00",8571,184,0,0.85,33.479999999999997,6160.32,1.7111999999999998,1.4545199999999998,1454.5199999999998,0]
["24.12.2021 03:00",8572,187,0,0.85,33.479999999999997,6260.7599999999993,1.7390999999999999,1.4782349999999997,1478.2349999999997,0]
["24.12.2021 04:00",8573,182,0,0.85,33.479999999999997,6093.36,1.6925999999999999,1.4387099999999999,1438.71,0]
["24.12.2021 05:00",8574,183,0,0.85,33.479999999999997,6126.8399999999992,1.7018999999999997,1.4466149999999998,1446.6149999999998,0]
["24.12.2021 06:00",8575,182,0,0.85,33.479999999999997,6093.36,1.6925999999999999,1.4387099999999999,1438.71,0]
["24.12.2021 07:00",8576,187,0,0.85,33.479999999999997,6260.7599999999993,1.7390999999999999,1.4782349999999997,1478.2349999999997,0]
["24.12.2021 08:00",8577,178,0,0.85,33.479999999999997,5959.44,{"$f":"G8578/3600","v":1.6554},1.40709,1407.09,0]
["24.12.2021 09:00",8578,178,0,0.85,33.479999999999997,{"$f":"C8579*F8579","v":5959.44},1.6554,{"$f":"H8579*E8579","v":1.40709},{"$f":"I8579*1000/1","v":1407.09},0]
["24.12.2021 10:00",8579,166,0,{"$f":"E8579","v":0.85},{"$f":"F8579","v":33.479999999999997},5557.6799999999994,1.5437999999999998,1.3122299999999998,1312.2299999999998,0]
["24.12.2021 11:00",8580,166,0,0.85,33.479999999999997,5557.6799999999994,1.5437999999999998,1.3122299999999998,1312.2299999999998,0]
["24.12.2021 12:00",8581,142,0,0.85,33.479999999999997,4754.16,1.3206,1.1225099999999999,1122.51,0]
["24.12.2021 13:00",8582,150,0,0.85,33.479999999999997,5021.9999999999991,1.3949999999999998,1.1857499999999999,1185.7499999999998,0]
["24.12.2021 14:00",8583,154,0,0.85,33.479999999999997,5155.9199999999992,1.4321999999999997,1.2173699999999996,1217.3699999999997,0]
["24.12.2021 15:00",8584,154,0,0.85,33.479999999999997,5155.9199999999992,1.4321999999999997,1.2173699999999996,1217.3699999999997,0]
["24.12.2021 16:00",8585,158,0,0.85,33.479999999999997,5289.8399999999992,1.4693999999999998,1.2489899999999998,1248.9899999999998,0]
["24.12.2021 17:00",8586,154,0,0.85,33.479999999999997,5155.9199999999992,1.4321999999999997,1.2173699999999996,1217.3699999999997,0]
["24.12.2021 18:00",8587,158,0,0.85,33.479999999999997,5289.8399999999992,1.4693999999999998,1.2489899999999998,1248.9899999999998,0]
["24.12.2021 19:00",8588,162,0,0.85,33.479999999999997,5423.7599999999993,1.5065999999999997,1.2806099999999998,1280.6099999999999,0]
["24.12.2021 20:00",8589,163,0,0.85,33.479999999999997,5457.24,1.5159,1.2885150000000001,1288.5150000000001,0]
["24.12.2021 21:00",8590,166,0,0.85,33.479999999999997,5557.6799999999994,1.5437999999999998,1.3122299999999998,1312.2299999999998,0]
["24.12.2021 22:00",8591,167,0,0.85,33.479999999999997,5591.16,1.5530999999999999,1.3201349999999998,1320.1349999999998,0]
["24.12.2021 23:00",8592,171,0,0.85,33.479999999999997,5725.079999999999,1.5902999999999998,1.3517549999999998,1351.7549999999999,0]
["25.12.2021 00:00",8593,171,0,0.85,33.479999999999997,5725.079999999999,1.5902999999999998,1.3517549999999998,1351.7549999999999,0]
["25.12.2021 01:00",8594,170,0,0.85,33.479999999999997,5691.5999999999995,1.5809999999999997,1.3438499999999998,1343.8499999999997,0]
["25.12.2021 02:00",8595,171,0,0.85,33.479999999999997,5725.079999999999,1.5902999999999998,1.3517549999999998,1351.7549999999999,0]
["25.12.2021 03:00",8596,175,0,0.85,33.479999999999997,5858.9999999999991,1.6274999999999997,1.3833749999999998,1383.3749999999998,0]
["25.12.2021 04:00",8597,175,0,0.85,33.479999999999997,5858.9999999999991,1.6274999999999997,1.3833749999999998,1383.3749999999998,0]
["25.12.2021 05:00",8598,175,0,0.85,33.479999999999997,5858.9999999999991,1.6274999999999997,1.3833749999999998,1383.3749999999998,0]
["25.12.2021 06:00",8599,178,0,0.85,33.479999999999997,5959.44,1.6554,1.40709,1407.09,0]
["25.12.2021 07:00",8600,179,0,0.85,33.479999999999997,5992.9199999999992,1.6646999999999998,1.4149949999999998,1414.9949999999999,0]
["25.12.2021 08:00",8601,174,0,0.85,33.479999999999997,5825.5199999999995,1.6181999999999999,1.3754699999999997,1375.4699999999998,0]
["25.12.2021 09:00",8602,179,0,0.85,33.479999999999997,5992.9199999999992,1.6646999999999998,1.4149949999999998,1414.9949999999999,0]
["25.12.2021 10:00",8603,180,0,0.85,33.479999999999997,6026.4,1.6739999999999999,1.4228999999999998,1422.8999999999999,0]
["25.12.2021 11:00",8604,171,0,0.85,33.479999999999997,5725.079999999999,1.5902999999999998,1.3517549999999998,1351.7549999999999,0]
["25.12.2021 12:00",8605,179,0,0.85,33.479999999999997,5992.9199999999992,1.6646999999999998,1.4149949999999998,1414.9949999999999,0]
["25.12.2021 13:00",8606,176,0,0.85,33.479999999999997,5892.48,1.6367999999999998,1.3912799999999999,1391.2799999999997,0]
["25.12.2021 14:00",{"$f":"B8607+1","v":8607},180,0,0.85,33.479999999999997,6026.4,1.6739999999999999,1.4228999999999998,1422.8999999999999,0]
["25.12.2021 15:00",8608,179,0,0.85,33.479999999999997,5992.9199999999992,1.6646999999999998,1.4149949999999998,1414.9949999999999,0]
["25.12.2021 16:00",8609,175,0,0.85,33.479999999999997,5858.9999999999991,1.6274999999999997,1.3833749999999998,1383.3749999999998,0]
["25.12.2021 17:00",8610,184,0,0.85,33.479999999999997,6160.32,1.7111999999999998,1.4545199999999998,1454.5199999999998,0]
["25.12.2021 18:00",8611,184,0,0.85,33.479999999999997,6160.32,1.7111999999999998,1.4545199999999998,1454.5199999999998,0]
["25.12.2021 19:00",8612,183,0,0.85,33.479999999999997,6126.8399999999992,1.7018999999999997,1.4466149999999998,1446.6149999999998,0]
["25.12.2021 20:00",8613,180,0,0.85,33.479999999999997,6026.4,1.6739999999999999,1.4228999999999998,1422.8999999999999,0]
["25.12.2021 21:00",8614,188,0,0.85,33.479999999999997,6294.24,1.7484,1.48614,1486.14,0]
["25.12.2021 22:00",8615,186,0,0.85,33.479999999999997,6227.28,1.7298,1.4703299999999999,1470.33,0]
["25.12.2021 23:00",8616,188,0,0.85,33.479999999999997,6294.24,1.7484,1.48614,1486.14,0]
["26.12.2021 00:00",8617,190,0,0.85,33.479999999999997,6361.2,1.7669999999999999,1.5019499999999999,1501.9499999999998,0]
["26.12.2021 01:00",8618,185,0,0.85,33.479999999999997,6193.7999999999993,1.7204999999999997,1.4624249999999996,1462.4249999999997,0]
["26.12.2021 02:00",8619,193,0,0.85,33.479999999999997,6461.6399999999994,1.7948999999999999,1.5256649999999998,1525.6649999999997,0]
["26.12.2021 03:00",8620,190,0,0.85,33.479999999999997,6361.2,1.7669999999999999,1.5019499999999999,1501.9499999999998,0]
["26.12.2021 04:00",8621,192,0,0.85,33.479999999999997,6428.16,1.7855999999999999,1.5177599999999998,1517.7599999999998,0]
["26.12.2021 05:00",8622,188,0,0.85,33.479999999999997,6294.24,1.7484,1.48614,1486.14,0]
["26.12.2021 06:00",8623,197,0,0.85,33.479999999999997,6595.5599999999995,1.8320999999999998,1.5572849999999998,1557.2849999999999,0]
["26.12.2021 07:00",8624,192,0,0.85,33.479999999999997,6428.16,1.7855999999999999,1.5177599999999998,1517.7599999999998,0]
["26.12.2021 08:00",8625,192,0,0.85,33.479999999999997,6428.16,1.7855999999999999,1.5177599999999998,1517.7599999999998,0]
["26.12.2021 09:00",8626,193,0,0.85,33.479999999999997,6461.6399999999994,1.7948999999999999,1.5256649999999998,1525.6649999999997,0]
["26.12.2021 10:00",8627,194,0,0.85,33.479999999999997,6495.119999999999,1.8041999999999998,1.5335699999999999,1533.57,0]
["26.12.2021 11:00",8628,185,0,0.85,33.479999999999997,6193.7999999999993,1.7204999999999997,1.4624249999999996,1462.4249999999997,0]
["26.12.2021 12:00",8629,193,0,0.85,33.479999999999997,6461.6399999999994,1.7948999999999999,1.5256649999999998,1525.6649999999997,0]
["26.12.2021 13:00",8630,189,0,0.85,33.479999999999997,6327.7199999999993,1.7576999999999998,1.4940449999999998,1494.0449999999998,0]
["26.12.2021 14:00",8631,184,0,0.85,33.479999999999997,6160.32,1.7111999999999998,1.4545199999999998,1454.5199999999998,0]
["26.12.2021 15:00",8632,188,0,0.85,33.479999999999997,6294.24,1.7484,1.48614,1486.14,0]
["26.12.2021 16:00",8633,184,0,0.85,33.479999999999997,6160.32,1.7111999999999998,1.4545199999999998,1454.5199999999998,0]
["26.12.2021 17:00",8634,188,0,0.85,33.479999999999997,6294.24,1.7484,1.48614,1486.14,0]
["26.12.2021 18:00",8635,184,0,0.85,33.479999999999997,6160.32,1.7111999999999998,1.4545199999999998,1454.5199999999998,0]
["26.12.2021 19:00",8636,192,0,0.85,33.479999999999997,6428.16,1.7855999999999999,1.5177599999999998,1517.7599999999998,0]
["26.12.2021 20:00",8637,184,0,0.85,33.479999999999997,6160.32,1.7111999999999998,1.4545199999999998,1454.5199999999998,0]
["26.12.2021 21:00",8638,188,0,0.85,33.479999999999997,6294.24,1.7484,1.48614,1486.14,0]
["26.12.2021 22:00",8639,185,0,0.85,33.479999999999997,6193.7999999999993,1.7204999999999997,1.4624249999999996,1462.4249999999997,0]
["26.12.2021 23:00",8640,189,0,0.85,33.479999999999997,6327.7199999999993,1.7576999999999998,1.4940449999999998,1494.0449999999998,0]
["27.12.2021 00:00",8641,185,0,0.85,33.479999999999997,6193.7999999999993,{"$f":"G8642/3600","v":1.7204999999999997},1.4624249999999996,1462.4249999999997,0]
["27.12.2021 01:00",8642,185,0,0.85,33.479999999999997,{"$f":"C8643*F8643","v":6193.7999999999993},1.7204999999999997,{"$f":"H8643*E8643","v":1.4624249999999996},{"$f":"I8643*1000/1","v":1462.4249999999997},0]
["27.12.2021 02:00",8643,184,0,{"$f":"E8643","v":0.85},{"$f":"F8643","v":33.479999999999997},6160.32,1.7111999999999998,1.4545199999999998,1454.5199999999998,0]
["27.12.2021 03:00",8644,187,0,0.85,33.479999999999997,6260.7599999999993,1.7390999999999999,1.4782349999999997,1478.2349999999997,0]
["27.12.2021 04:00",8645,184,0,0.85,33.479999999999997,6160.32,1.7111999999999998,1.4545199999999998,1454.5199999999998,0]
["27.12.2021 05:00",8646,183,0,0.85,33.479999999999997,6126.8399999999992,1.7018999999999997,1.4466149999999998,1446.6149999999998,0]
["27.12.2021 06:00",8647,183,0,0.85,33.479999999999997,6126.8399999999992,1.7018999999999997,1.4466149999999998,1446.6149999999998,0]
["27.12.2021 07:00",8648,188,0,0.85,33.479999999999997,6294.24,1.7484,1.48614,1486.14,0]
["27.12.2021 08:00",8649,183,0,0.85,33.479999999999997,6126.8399999999992,1.7018999999999997,1.4466149999999998,1446.6149999999998,0]
["27.12.2021 09:00",8650,183,0,0.85,33.479999999999997,6126.8399999999992,1.7018999999999997,1.4466149999999998,1446.6149999999998,0]
["27.12.2021 10:00",8651,179,0,0.85,33.479999999999997,5992.9199999999992,1.6646999999999998,1.4149949999999998,1414.9949999999999,0]
["27.12.2021 11:00",8652,131,0,0.85,33.479999999999997,4385.8799999999992,1.2182999999999997,1.0355549999999998,1035.5549999999998,0]
["27.12.2021 12:00",8653,167,0,0.85,33.479999999999997,5591.16,1.5530999999999999,1.3201349999999998,1320.1349999999998,0]
["27.12.2021 13:00",8654,192,0,0.85,33.479999999999997,6428.16,1.7855999999999999,1.5177599999999998,1517.7599999999998,0]
["27.12.2021 14:00",8655,180,0,0.85,33.479999999999997,6026.4,1.6739999999999999,1.4228999999999998,1422.8999999999999,0]
["27.12.2021 15:00",8656,179,0,0.85,33.479999999999997,5992.9199999999992,1.6646999999999998,1.4149949999999998,1414.9949999999999,0]
["27.12.2021 16:00",8657,179,0,0.85,33.479999999999997,5992.9199999999992,1.6646999999999998,1.4149949999999998,1414.9949999999999,0]
["27.12.2021 17:00",8658,179,0,0.85,33.479999999999997,5992.9199999999992,1.6646999999999998,1.4149949999999998,1414.9949999999999,0]
["27.12.2021 18:00",8659,175,0,0.85,33.479999999999997,5858.9999999999991,1.6274999999999997,1.3833749999999998,1383.3749999999998,0]
["27.12.2021 19:00",8660,179,0,0.85,33.479999999999997,5992.9199999999992,1.6646999999999998,1.4149949999999998,1414.9949999999999,0]
["27.12.2021 20:00",8661,180,0,0.85,33.479999999999997,6026.4,1.6739999999999999,1.4228999999999998,1422.8999999999999,0]
["27.12.2021 21:00",8662,176,0,0.85,33.479999999999997,5892.48,1.6367999999999998,1.3912799999999999,1391.2799999999997,0]
["27.12.2021 22:00",8663,175,0,0.85,33.479999999999997,5858.9999999999991,1.6274999999999997,1.3833749999999998,1383.3749999999998,0]
["27.12.2021 23:00",8664,180,0,0.85,33.479999999999997,6026.4,1.6739999999999999,1.4228999999999998,1422.8999999999999,0]
["28.12.2021 00:00",8665,176,0,0.85,33.479999999999997,5892.48,1.6367999999999998,1.3912799999999999,1391.2799999999997,0]
["28.12.2021 01:00",8666,181,0,0.85,33.479999999999997,6059.8799999999992,1.6832999999999998,1.4308049999999999,1430.8049999999998,0]
["28.12.2021 02:00",8667,175,0,0.85,33.479999999999997,5858.9999999999991,1.6274999999999997,1.3833749999999998,1383.3749999999998,0]
["28.12.2021 03:00",8668,179,0,0.85,33.479999999999997,5992.9199999999992,1.6646999999999998,1.4149949999999998,1414.9949999999999,0]
["28.12.2021 04:00",8669,178,0,0.85,33.479999999999997,5959.44,1.6554,1.40709,1407.09,0]
["28.12.2021 05:00",8670,179,0,0.85,33.479999999999997,5992.9199999999992,1.6646999999999998,1.4149949999999998,1414.9949999999999,0]
["28.12.2021 06:00",{"$f":"B8671+1","v":8671},179,0,0.85,33.479999999999997,5992.9199999999992,1.6646999999999998,1.4149949999999998,1414.9949999999999,0]
["28.12.2021 07:00",8672,174,0,0.85,33.479999999999997,5825.5199999999995,1.6181999999999999,1.3754699999999997,1375.4699999999998,0]
["28.12.2021 08:00",8673,183,0,0.85,33.479999999999997,6126.8399999999992,1.7018999999999997,1.4466149999999998,1446.6149999999998,0]
["28.12.2021 09:00",8674,175,0,0.85,33.479999999999997,5858.9999999999991,1.6274999999999997,1.3833749999999998,1383.3749999999998,0]
["28.12.2021 10:00",8675,175,0,0.85,33.479999999999997,5858.9999999999991,1.6274999999999997,1.3833749999999998,1383.3749999999998,0]
["28.12.2021 11:00",8676,175,0,0.85,33.479999999999997,5858.9999999999991,1.6274999999999997,1.3833749999999998,1383.3749999999998,0]
["28.12.2021 12:00",8677,179,0,0.85,33.479999999999997,5992.9199999999992,1.6646999999999998,1.4149949999999998,1414.9949999999999,0]
["28.12.2021 13:00",8678,170,0,0.85,33.479999999999997,5691.5999999999995,1.5809999999999997,1.3438499999999998,1343.8499999999997,0]
["28.12.2021 14:00",8679,179,0,0.85,33.479999999999997,5992.9199999999992,1.6646999999999998,1.4149949999999998,1414.9949999999999,0]
["28.12.2021 15:00",8680,175,0,0.85,33.479999999999997,5858.9999999999991,1.6274999999999997,1.3833749999999998,1383.3749999999998,0]
["28.12.2021 16:00",8681,175,0,0.85,33.479999999999997,5858.9999999999991,1.6274999999999997,1.3833749999999998,1383.3749999999998,0]
["28.12.2021 17:00",8682,175,0,0.85,33.479999999999997,5858.9999999999991,1.6274999999999997,1.3833749999999998,1383.3749999999998,0]
["28.12.2021 18:00",8683,175,0,0.85,33.479999999999997,5858.9999999999991,1.6274999999999997,1.3833749999999998,1383.3749999999998,0]
["28.12.2021 19:00",8684,175,0,0.85,33.479999999999997,5858.9999999999991,1.6274999999999997,1.3833749999999998,1383.3749999999998,0]
["28.12.2021 20:00",8685,175,0,0.85,33.479999999999997,5858.9999999999991,1.6274999999999997,1.3833749999999998,1383.3749999999998,0]
["28.12.2021 21:00",8686,175,0,0.85,33.479999999999997,5858.9999999999991,1.6274999999999997,1.3833749999999998,1383.3749999999998,0]
["28.12.2021 22:00",8687,171,0,0.85,33.479999999999997,5725.079999999999,1.5902999999999998,1.3517549999999998,1351.7549999999999,0]
["28.12.2021 23:00",8688,171,0,0.85,33.479999999999997,5725.079999999999,1.5902999999999998,1.3517549999999998,1351.7549999999999,0]
["29.12.2021 00:00",8689,176,0,0.85,33.479999999999997,5892.48,1.6367999999999998,1.3912799999999999,1391.2799999999997,0]
["29.12.2021 01:00",8690,171,0,0.85,33.479999999999997,5725.079999999999,1.5902999999999998,1.3517549999999998,1351.7549999999999,0]
["29.12.2021 02:00",8691,167,0,0.85,33.479999999999997,5591.16,1.5530999999999999,1.3201349999999998,1320.1349999999998,0]
["29.12.2021 03:00",8692,175,0,0.85,33.479999999999997,5858.9999999999991,1.6274999999999997,1.3833749999999998,1383.3749999999998,0]
["29.12.2021 04:00",8693,174,0,0.85,33.479999999999997,5825.5199999999995,1.6181999999999999,1.3754699999999997,1375.4699999999998,0]
["29.12.2021 05:00",8694,170,0,0.85,33.479999999999997,5691.5999999999995,1.5809999999999997,1.3438499999999998,1343.8499999999997,0]
["29.12.2021 06:00",8695,170,0,0.85,33.479999999999997,5691.5999999999995,1.5809999999999997,1.3438499999999998,1343.8499999999997,0]
["29.12.2021 07:00",8696,171,0,0.85,33.479999999999997,5725.079999999999,1.5902999999999998,1.3517549999999998,1351.7549999999999,0]
["29.12.2021 08:00",8697,174,0,0.85,33.479999999999997,5825.5199999999995,1.6181999999999999,1.3754699999999997,1375.4699999999998,0]
["29.12.2021 09:00",8698,170,0,0.85,33.479999999999997,5691.5999999999995,1.5809999999999997,1.3438499999999998,1343.8499999999997,0]
["29.12.2021 10:00",8699,167,0,0.85,33.479999999999997,5591.16,1.5530999999999999,1.3201349999999998,1320.1349999999998,0]
["29.12.2021 11:00",8700,163,0,0.85,33.479999999999997,5457.24,1.5159,1.2885150000000001,1288.5150000000001,0]
["29.12.2021 12:00",8701,158,0,0.85,33.479999999999997,5289.8399999999992,1.4693999999999998,1.2489899999999998,1248.9899999999998,0]
["29.12.2021 13:00",8702,155,0,0.85,33.479999999999997,5189.3999999999996,1.4415,1.2252749999999999,1225.2749999999999,0]
["29.12.2021 14:00",8703,163,0,0.85,33.479999999999997,5457.24,1.5159,1.2885150000000001,1288.5150000000001,0]
["29.12.2021 15:00",8704,158,0,0.85,33.479999999999997,5289.8399999999992,1.4693999999999998,1.2489899999999998,1248.9899999999998,0]
["29.12.2021 16:00",8705,167,0,0.85,33.479999999999997,5591.16,{"$f":"G8706/3600","v":1.5530999999999999},1.3201349999999998,1320.1349999999998,0]
["29.12.2021 17:00",8706,163,0,0.85,33.479999999999997,{"$f":"C8707*F8707","v":5457.24},1.5159,{"$f":"H8707*E8707","v":1.2885150000000001},{"$f":"I8707*1000/1","v":1288.5150000000001},0]
["29.12.2021 18:00",8707,163,0,{"$f":"E8707","v":0.85},{"$f":"F8707","v":33.479999999999997},5457.24,1.5159,1.2885150000000001,1288.5150000000001,0]
["29.12.2021 19:00",8708,163,0,0.85,33.479999999999997,5457.24,1.5159,1.2885150000000001,1288.5150000000001,0]
["29.12.2021 20:00",8709,163,0,0.85,33.479999999999997,5457.24,1.5159,1.2885150000000001,1288.5150000000001,0]
["29.12.2021 21:00",8710,163,0,0.85,33.479999999999997,5457.24,1.5159,1.2885150000000001,1288.5150000000001,0]
["29.12.2021 22:00",8711,164,0,0.85,33.479999999999997,5490.7199999999993,1.5251999999999999,1.2964199999999999,1296.4199999999998,0]
["29.12.2021 23:00",8712,159,0,0.85,33.479999999999997,5323.32,1.4786999999999999,1.2568949999999999,1256.895,0]
["30.12.2021 00:00",8713,168,0,0.85,33.479999999999997,5624.6399999999994,1.5623999999999998,1.3280399999999999,1328.04,0]
["30.12.2021 01:00",8714,163,0,0.85,33.479999999999997,5457.24,1.5159,1.2885150000000001,1288.5150000000001,0]
["30.12.2021 02:00",8715,163,0,0.85,33.479999999999997,5457.24,1.5159,1.2885150000000001,1288.5150000000001,0]
["30.12.2021 03:00",8716,159,0,0.85,33.479999999999997,5323.32,1.4786999999999999,1.2568949999999999,1256.895,0]
["30.12.2021 04:00",8717,167,0,0.85,33.479999999999997,5591.16,1.5530999999999999,1.3201349999999998,1320.1349999999998,0]
["30.12.2021 05:00",8718,159,0,0.85,33.479999999999997,5323.32,1.4786999999999999,1.2568949999999999,1256.895,0]
["30.12.2021 06:00",8719,158,0,0.85,33.479999999999997,5289.8399999999992,1.4693999999999998,1.2489899999999998,1248.9899999999998,0]
["30.12.2021 07:00",8720,110,0,0.85,33.479999999999997,3682.7999999999997,1.0229999999999999,0.86954999999999993,869.55,0]
["30.12.2021 08:00",8721,0,0,0.85,33.479999999999997,0,0,0,0,0]
["30.12.2021 09:00",8722,65,0,0.85,33.479999999999997,2176.1999999999998,0.60449999999999993,0.51382499999999998,513.82499999999993,0]
["30.12.2021 10:00",8723,212,0,0.85,33.479999999999997,7097.7599999999993,1.9715999999999998,1.6758599999999997,1675.8599999999997,0]
["30.12.2021 11:00",8724,175,0,0.85,33.479999999999997,5858.9999999999991,1.6274999999999997,1.3833749999999998,1383.3749999999998,0]
["30.12.2021 12:00",8725,159,0,0.85,33.479999999999997,5323.32,1.4786999999999999,1.2568949999999999,1256.895,0]
["30.12.2021 13:00",8726,155,0,0.85,33.479999999999997,5189.3999999999996,1.4415,1.2252749999999999,1225.2749999999999,0]
["30.12.2021 14:00",8727,154,0,0.85,33.479999999999997,5155.9199999999992,1.4321999999999997,1.2173699999999996,1217.3699999999997,0]
["30.12.2021 15:00",8728,159,0,0.85,33.479999999999997,5323.32,1.4786999999999999,1.2568949999999999,1256.895,0]
["30.12.2021 16:00",8729,151,0,0.85,33.479999999999997,5055.4799999999996,1.4042999999999999,1.1936549999999999,1193.655,0]
["30.12.2021 17:00",8730,155,0,0.85,33.479999999999997,5189.3999999999996,1.4415,1.2252749999999999,1225.2749999999999,0]
["30.12.2021 18:00",8731,155,0,0.85,33.479999999999997,5189.3999999999996,1.4415,1.2252749999999999,1225.2749999999999,0]
["30.12.2021 19:00",8732,159,0,0.85,33.479999999999997,5323.32,1.4786999999999999,1.2568949999999999,1256.895,0]
["30.12.2021 20:00",8733,151,0,0.85,33.479999999999997,5055.4799999999996,1.4042999999999999,1.1936549999999999,1193.655,0]
["30.12.2021 21:00",8734,151,0,0.85,33.479999999999997,5055.4799999999996,1.4042999999999999,1.1936549999999999,1193.655,0]
["30.12.2021 22:00",{"$f":"B8735+1","v":8735},156,0,0.85,33.479999999999997,5222.8799999999992,1.4507999999999999,1.2331799999999999,1233.1799999999998,0]
["30.12.2021 23:00",8736,155,0,0.85,33.479999999999997,5189.3999999999996,1.4415,1.2252749999999999,1225.2749999999999,0]
["31.12.2021 00:00",8737,148,0,0.85,33.479999999999997,4955.04,1.3764000000000001,1.16994,1169.94,0]
["31.12.2021 01:00",8738,147,0,0.85,33.479999999999997,4921.5599999999995,1.3670999999999998,1.1620349999999997,1162.0349999999996,0]
["31.12.2021 02:00",8739,150,0,0.85,33.479999999999997,5021.9999999999991,1.3949999999999998,1.1857499999999999,1185.7499999999998,0]
["31.12.2021 03:00",8740,147,0,0.85,33.479999999999997,4921.5599999999995,1.3670999999999998,1.1620349999999997,1162.0349999999996,0]
["31.12.2021 04:00",8741,142,0,0.85,33.479999999999997,4754.16,1.3206,1.1225099999999999,1122.51,0]
["31.12.2021 05:00",8742,141,0,0.85,33.479999999999997,4720.6799999999994,1.3112999999999999,1.1146049999999998,1114.6049999999998,0]
["31.12.2021 06:00",8743,146,0,0.85,33.479999999999997,4888.08,1.3577999999999999,1.1541299999999999,1154.1299999999999,0]
["31.12.2021 07:00",8744,142,0,0.85,33.479999999999997,4754.16,1.3206,1.1225099999999999,1122.51,0]
["31.12.2021 08:00",8745,138,0,0.85,33.479999999999997,4620.24,1.2833999999999999,1.0908899999999999,1090.8899999999999,0]
["31.12.2021 09:00",8746,138,0,0.85,33.479999999999997,4620.24,1.2833999999999999,1.0908899999999999,1090.8899999999999,0]
["31.12.2021 10:00",8747,142,0,0.85,33.479999999999997,4754.16,1.3206,1.1225099999999999,1122.51,0]
["31.12.2021 11:00",8748,139,0,0.85,33.479999999999997,4653.7199999999993,1.2926999999999997,1.0987949999999997,1098.7949999999998,0]
["31.12.2021 12:00",8749,134,0,0.85,33.479999999999997,4486.32,1.2462,1.0592699999999999,1059.27,0]
["31.12.2021 13:00",8750,134,0,0.85,33.479999999999997,4486.32,1.2462,1.0592699999999999,1059.27,0]
["31.12.2021 14:00",8751,138,0,0.85,33.479999999999997,4620.24,1.2833999999999999,1.0908899999999999,1090.8899999999999,0]
["31.12.2021 15:00",8752,134,0,0.85,33.479999999999997,4486.32,1.2462,1.0592699999999999,1059.27,0]
["31.12.2021 16:00",8753,134,0,0.85,33.479999999999997,4486.32,1.2462,1.0592699999999999,1059.27,0]
["31.12.2021 17:00",8754,138,0,0.85,33.479999999999997,4620.24,1.2833999999999999,1.0908899999999999,1090.8899999999999,0]
["31.12.2021 18:00",8755,138,0,0.85,33.479999999999997,4620.24,1.2833999999999999,1.0908899999999999,1090.8899999999999,0]
["31.12.2021 19:00",8756,137,0,0.85,33.479999999999997,4586.7599999999993,1.2740999999999998,1.0829849999999999,1082.9849999999999,0]
["31.12.2021 20:00",8757,134,0,0.85,33.479999999999997,4486.32,1.2462,1.0592699999999999,1059.27,0]
["31.12.2021 21:00",8758,138,0,0.85,33.479999999999997,4620.24,1.2833999999999999,1.0908899999999999,1090.8899999999999,0]
["31.12.2021 22:00",8759,135,0,0.85,33.479999999999997,4519.7999999999993,1.2554999999999998,1.0671749999999998,1067.1749999999997,0]
["31.12.2021 23:00",8760,134,0,0.85,33.479999999999997,4486.32,1.2462,1.0592699999999999,1059.27,0]
["celkem",null,{"$f":"SUM(C2:C8761)","v":749332},null,null,null,{"$f":"SUM(G2:G8761)","v":25087635.360000219},{"$f":"SUM(H2:H8761)","v":6968.7875999999833},{"$f":"SUM(I2:I8761)","v":5923.4694599999875},{"$f":"SUM(J2:J8761)","v":5923469.4599999711}]

{"sheet":"EE","index":1,"n_rows":35041,"n_cols":4,"rows_kept":4500,"cut":true,"hidden":false,"merged":[],"bounds":{"rows_first":2000,"rows_last":500,"rows_between":2000,"halvings":0}}
[null,"hodina","výkon el. [kW]","seřazeno [kW]"]
["2020-12-31T23:59:59.975",1,141,1788]
["2021-01-01T00:14:59.980",2,133,1786]
["2021-01-01T00:29:59.985",3,135,1765]
["2021-01-01T00:44:59.990",4,141,1748]
["2021-01-01T01:00:00",5,140,1746]
["2021-01-01T01:15:00",6,135,1741]
["2021-01-01T01:30:00",7,135,1734]
["2021-01-01T01:45:00",8,137,1728]
["2021-01-01T02:00:00",9,137,1726]
["2021-01-01T02:15:00",10,137,1725]
["2021-01-01T02:30:00",11,135,1724]
["2021-01-01T02:45:00",12,137,1722]
["2021-01-01T03:00:00",13,143,1721]
["2021-01-01T03:15:00",14,145,1720]
["2021-01-01T03:30:00",15,141,1720]
["2021-01-01T03:45:00",16,137,1711]
["2021-01-01T04:00:00",17,136,1710]
["2021-01-01T04:15:00",18,138,1705]
["2021-01-01T04:30:00",19,136,1699]
["2021-01-01T04:45:00",20,132,1696]
["2021-01-01T05:00:00",21,134,1696]
["2021-01-01T05:15:00",22,139,1696]
["2021-01-01T05:30:00",23,140,1694]
["2021-01-01T05:45:00",24,138,1694]
["2021-01-01T06:00:00",25,133,1692]
["2021-01-01T06:15:00",26,135,1690]
["2021-01-01T06:30:00",27,133,1690]
["2021-01-01T06:45:00",28,134,1690]
["2021-01-01T07:00:00",29,133,1688]
["2021-01-01T07:15:00",30,133,1688]
["2021-01-01T07:30:00",31,138,1687]
["2021-01-01T07:45:00",32,140,1686]
["2021-01-01T08:00:00",33,137,1686]
["2021-01-01T08:15:00",34,124,1685]
["2021-01-01T08:30:00",35,124,1684]
["2021-01-01T08:45:00",36,123,1684]
["2021-01-01T09:00:00",37,124,1684]
["2021-01-01T09:15:00",38,124,1679]
["2021-01-01T09:30:00",39,123,1677]
["2021-01-01T09:45:00",40,126,1676]
["2021-01-01T10:00:00",41,131,1675]
["2021-01-01T10:15:00",42,132,1675]
["2021-01-01T10:30:00",43,124,1674]
["2021-01-01T10:45:00",44,125,1673]
["2021-01-01T11:00:00",45,124,1673]
["2021-01-01T11:15:00",46,128,1673]
["2021-01-01T11:30:00",47,124,1672]
["2021-01-01T11:45:00",48,124,1671]
["2021-01-01T12:00:00",49,124,1671]
["2021-01-01T12:15:00",50,128,1671]
["2021-01-01T12:30:00",51,128,1671]
["2021-01-01T12:45:00",52,125,1670]
["2021-01-01T13:00:00",53,121,1670]
["2021-01-01T13:15:00",54,121,1669]
["2021-01-01T13:30:00",55,119,1668]
["2021-01-01T13:45:00",56,119,1668]
["2021-01-01T14:00:00",57,120,1667]
["2021-01-01T14:15:00",58,125,1667]
["2021-01-01T14:30:00",59,126,1666]
["2021-01-01T14:45:00",60,128,1666]
["2021-01-01T15:00:00",61,120,1665]
["2021-01-01T15:15:00",62,122,1665]
["2021-01-01T15:30:00",63,120,1665]
["2021-01-01T15:45:00",64,122,1663]
["2021-01-01T16:00:00",65,123,1662]
["2021-01-01T16:15:00",66,126,1662]
["2021-01-01T16:30:00",67,130,1661]
["2021-01-01T16:45:00",68,139,1661]
["2021-01-01T17:00:00",69,139,1660]
["2021-01-01T17:15:00",70,134,1660]
["2021-01-01T17:30:00",71,132,1659]
["2021-01-01T17:45:00",72,132,1659]
["2021-01-01T18:00:00",73,131,1659]
["2021-01-01T18:15:00",74,135,1658]
["2021-01-01T18:30:00",75,134,1658]
["2021-01-01T18:45:00",76,137,1658]
["2021-01-01T19:00:00",77,142,1657]
["2021-01-01T19:15:00",78,143,1657]
["2021-01-01T19:30:00",79,140,1657]
["2021-01-01T19:45:00",80,137,1656]
["2021-01-01T20:00:00",81,136,1656]
["2021-01-01T20:15:00",82,137,1655]
["2021-01-01T20:30:00",83,137,1655]
["2021-01-01T20:45:00",84,137,1654]
["2021-01-01T21:00:00",85,138,1654]
["2021-01-01T21:15:00",86,140,1654]
["2021-01-01T21:30:00",87,140,1653]
["2021-01-01T21:45:00",88,139,1652]
["2021-01-01T22:00:00",89,132,1652]
["2021-01-01T22:15:00",90,132,1651]
["2021-01-01T22:30:00",91,132,1651]
["2021-01-01T22:45:00",92,133,1650]
["2021-01-01T23:00:00",93,133,1650]
["2021-01-01T23:15:00",94,134,1650]
["2021-01-01T23:30:00",95,136,1650]
["2021-01-01T23:45:00",96,140,1650]
["2021-01-02",97,140,1650]
["2021-01-02T00:15:00",98,135,1650]
["2021-01-02T00:30:00",99,135,1649]
["2021-01-02T00:45:00",100,136,1649]
["2021-01-02T01:00:00",101,136,1648]
["2021-01-02T01:15:00",102,136,1648]
["2021-01-02T01:30:00",103,136,1647]
["2021-01-02T01:45:00",104,137,1647]
["2021-01-02T02:00:00",105,143,1647]
["2021-01-02T02:15:00",106,141,1646]
["2021-01-02T02:30:00",107,141,1646]
["2021-01-02T02:45:00",108,138,1645]
["2021-01-02T03:00:00",109,139,1645]
["2021-01-02T03:15:00",110,138,1645]
["2021-01-02T03:30:00",111,138,1645]
["2021-01-02T03:45:00",112,137,1644]
["2021-01-02T04:00:00",113,139,1644]
["2021-01-02T04:15:00",114,145,1643]
["2021-01-02T04:30:00",115,146,1643]
["2021-01-02T04:45:00",116,142,1643]
["2021-01-02T05:00:00",117,138,1643]
["2021-01-02T05:15:00",118,135,1643]
["2021-01-02T05:30:00",119,134,1642]
["2021-01-02T05:45:00",120,134,1641]
["2021-01-02T06:00:00",121,133,1641]
["2021-01-02T06:15:00",122,133,1641]
["2021-01-02T06:30:00",123,137,1641]
["2021-01-02T06:45:00",124,140,1640]
["2021-01-02T07:00:00",125,140,1640]
["2021-01-02T07:15:00",126,134,1640]
["2021-01-02T07:30:00",127,133,1640]
["2021-01-02T07:45:00",128,133,1640]
["2021-01-02T08:00:00",129,132,1639]
["2021-01-02T08:15:00",130,131,1638]
["2021-01-02T08:30:00",131,127,1638]
["2021-01-02T08:45:00",132,127,1638]
["2021-01-02T09:00:00",133,130,1638]
["2021-01-02T09:15:00",134,126,1637]
["2021-01-02T09:30:00",135,122,1637]
["2021-01-02T09:45:00",136,121,1637]
["2021-01-02T10:00:00",137,119,1637]
["2021-01-02T10:15:00",138,120,1637]
["2021-01-02T10:30:00",139,120,1636]
["2021-01-02T10:45:00",140,122,1636]
["2021-01-02T11:00:00",141,127,1635]
["2021-01-02T11:15:00",142,130,1635]
["2021-01-02T11:30:00",143,129,1634]
["2021-01-02T11:45:00",144,121,1634]
["2021-01-02T12:00:00",145,122,1634]
["2021-01-02T12:15:00",146,123,1633]
["2021-01-02T12:30:00",147,121,1633]
["2021-01-02T12:45:00",148,123,1633]
["2021-01-02T13:00:00",149,123,1633]
["2021-01-02T13:15:00",150,124,1633]
["2021-01-02T13:30:00",151,128,1633]
["2021-01-02T13:45:00",152,126,1632]
["2021-01-02T14:00:00",153,119,1632]
["2021-01-02T14:15:00",154,118,1632]
["2021-01-02T14:30:00",155,121,1632]
["2021-01-02T14:45:00",156,116,1632]
["2021-01-02T15:00:00",157,117,1631]
["2021-01-02T15:15:00",158,116,1631]
["2021-01-02T15:30:00",159,120,1631]
["2021-01-02T15:45:00",160,124,1630]
["2021-01-02T16:00:00",161,126,1630]
["2021-01-02T16:15:00",162,128,1630]
["2021-01-02T16:30:00",163,130,1629]
["2021-01-02T16:45:00",164,131,1629]
["2021-01-02T17:00:00",165,137,1628]
["2021-01-02T17:15:00",166,133,1628]
["2021-01-02T17:30:00",167,134,1627]
["2021-01-02T17:45:00",168,133,1627]
["2021-01-02T18:00:00",169,139,1627]
["2021-01-02T18:15:00",170,137,1627]
["2021-01-02T18:30:00",171,134,1627]
["2021-01-02T18:45:00",172,129,1627]
["2021-01-02T19:00:00",173,134,1627]
["2021-01-02T19:15:00",174,134,1626]
["2021-01-02T19:30:00",175,136,1626]
["2021-01-02T19:45:00",176,135,1626]
["2021-01-02T20:00:00",177,137,1626]
["2021-01-02T20:15:00",178,140,1626]
["2021-01-02T20:30:00",179,144,1626]
["2021-01-02T20:45:00",180,137,1626]
["2021-01-02T21:00:00",181,136,1625]
["2021-01-02T21:15:00",182,136,1624]
["2021-01-02T21:30:00",183,137,1624]
["2021-01-02T21:45:00",184,135,1624]
["2021-01-02T22:00:00",185,134,1624]
["2021-01-02T22:15:00",186,136,1624]
["2021-01-02T22:30:00",187,139,1624]
["2021-01-02T22:45:00",188,140,1624]
["2021-01-02T23:00:00",189,133,1623]
["2021-01-02T23:15:00",190,134,1623]
["2021-01-02T23:30:00",191,136,1623]
["2021-01-02T23:45:00",192,135,1623]
["2021-01-03",193,132,1622]
["2021-01-03T00:15:00",194,135,1622]
["2021-01-03T00:30:00",195,139,1621]
["2021-01-03T00:45:00",196,142,1620]
["2021-01-03T01:00:00",197,140,1620]
["2021-01-03T01:15:00",198,137,1620]
["2021-01-03T01:30:00",199,136,1619]
["2021-01-03T01:45:00",200,135,1619]
["2021-01-03T02:00:00",201,132,1619]
["2021-01-03T02:15:00",202,133,1618]
["2021-01-03T02:30:00",203,139,1618]
["2021-01-03T02:45:00",204,143,1617]
["2021-01-03T03:00:00",205,141,1617]
["2021-01-03T03:15:00",206,137,1616]
["2021-01-03T03:30:00",207,136,1616]
["2021-01-03T03:45:00",208,139,1616]
["2021-01-03T04:00:00",209,138,1616]
["2021-01-03T04:15:00",210,138,1615]
["2021-01-03T04:30:00",211,137,1615]
["2021-01-03T04:45:00",212,143,1615]
["2021-01-03T05:00:00",213,145,1615]
["2021-01-03T05:15:00",214,145,1615]
["2021-01-03T05:30:00",215,140,1614]
["2021-01-03T05:45:00",216,135,1614]
["2021-01-03T06:00:00",217,135,1614]
["2021-01-03T06:15:00",218,132,1614]
["2021-01-03T06:30:00",219,131,1613]
["2021-01-03T06:45:00",220,132,1613]
["2021-01-03T07:00:00",221,138,1613]
["2021-01-03T07:15:00",222,140,1612]
["2021-01-03T07:30:00",223,137,1612]
["2021-01-03T07:45:00",224,130,1611]
["2021-01-03T08:00:00",225,130,1611]
["2021-01-03T08:15:00",226,131,1611]
["2021-01-03T08:30:00",227,127,1611]
["2021-01-03T08:45:00",228,124,1611]
["2021-01-03T09:00:00",229,121,1611]
["2021-01-03T09:15:00",230,127,1610]
["2021-01-03T09:30:00",231,124,1610]
["2021-01-03T09:45:00",232,123,1609]
["2021-01-03T10:00:00",233,121,1609]
["2021-01-03T10:15:00",234,121,1609]
["2021-01-03T10:30:00",235,122,1609]
["2021-01-03T10:45:00",236,120,1609]
["2021-01-03T11:00:00",237,121,1609]
["2021-01-03T11:15:00",238,122,1609]
["2021-01-03T11:30:00",239,129,1609]
["2021-01-03T11:45:00",240,133,1608]
["2021-01-03T12:00:00",241,132,1608]
["2021-01-03T12:15:00",242,130,1608]
["2021-01-03T12:30:00",243,134,1607]
["2021-01-03T12:45:00",244,134,1607]
["2021-01-03T13:00:00",245,134,1607]
["2021-01-03T13:15:00",246,134,1607]
["2021-01-03T13:30:00",247,134,1607]
["2021-01-03T13:45:00",248,139,1607]
["2021-01-03T14:00:00",249,141,1607]
["2021-01-03T14:15:00",250,131,1606]
["2021-01-03T14:30:00",251,128,1606]
["2021-01-03T14:45:00",252,129,1606]
["2021-01-03T15:00:00",253,131,1606]
["2021-01-03T15:15:00",254,132,1605]
["2021-01-03T15:30:00",255,131,1605]
["2021-01-03T15:45:00",256,134,1604]
["2021-01-03T16:00:00",257,140,1604]
["2021-01-03T16:15:00",258,142,1603]
["2021-01-03T16:30:00",259,138,1603]
["2021-01-03T16:45:00",260,140,1603]
["2021-01-03T17:00:00",261,140,1603]
["2021-01-03T17:15:00",262,141,1602]
["2021-01-03T17:30:00",263,141,1602]
["2021-01-03T17:45:00",264,141,1602]
["2021-01-03T18:00:00",265,145,1601]
["2021-01-03T18:15:00",266,148,1601]
["2021-01-03T18:30:00",267,148,1601]
["2021-01-03T18:45:00",268,141,1600]
["2021-01-03T19:00:00",269,140,1600]
["2021-01-03T19:15:00",270,142,1600]
["2021-01-03T19:30:00",271,144,1600]
["2021-01-03T19:45:00",272,145,1600]
["2021-01-03T20:00:00",273,146,1600]
["2021-01-03T20:15:00",274,151,1599]
["2021-01-03T20:30:00",275,151,1599]
["2021-01-03T20:45:00",276,152,1598]
["2021-01-03T21:00:00",277,148,1598]
["2021-01-03T21:15:00",278,147,1598]
["2021-01-03T21:30:00",279,147,1598]
["2021-01-03T21:45:00",280,149,1598]
["2021-01-03T22:00:00",281,151,1598]
["2021-01-03T22:15:00",282,149,1598]
["2021-01-03T22:30:00",283,152,1597]
["2021-01-03T22:45:00",284,157,1597]
["2021-01-03T23:00:00",285,156,1597]
["2021-01-03T23:15:00",286,155,1596]
["2021-01-03T23:30:00",287,247,1596]
["2021-01-03T23:45:00",288,228,1596]
["2021-01-04",289,228,1596]
["2021-01-04T00:15:00",290,232,1596]
["2021-01-04T00:30:00",291,232,1595]
["2021-01-04T00:45:00",292,234,1595]
["2021-01-04T01:00:00",293,234,1595]
["2021-01-04T01:15:00",294,238,1594]
["2021-01-04T01:30:00",295,234,1594]
["2021-01-04T01:45:00",296,306,1594]
["2021-01-04T02:00:00",297,332,1594]
["2021-01-04T02:15:00",298,330,1593]
["2021-01-04T02:30:00",299,324,1593]
["2021-01-04T02:45:00",300,356,1593]
["2021-01-04T03:00:00",301,377,1593]
["2021-01-04T03:15:00",302,410,1592]
["2021-01-04T03:30:00",303,393,1592]
["2021-01-04T03:45:00",304,387,1592]
["2021-01-04T04:00:00",305,384,1592]
["2021-01-04T04:15:00",306,476,1592]
["2021-01-04T04:30:00",307,421,1591]
["2021-01-04T04:45:00",308,454,1591]
["2021-01-04T05:00:00",309,479,1590]
["2021-01-04T05:15:00",310,523,1590]
["2021-01-04T05:30:00",311,538,1590]
["2021-01-04T05:45:00",312,554,1590]
["2021-01-04T06:00:00",313,617,1589]
["2021-01-04T06:15:00",314,740,1589]
["2021-01-04T06:30:00",315,886,1589]
["2021-01-04T06:45:00",316,945,1588]
["2021-01-04T07:00:00",317,1232,1588]
["2021-01-04T07:15:00",318,1188,1587]
["2021-01-04T07:30:00",319,1194,1587]
["2021-01-04T07:45:00",320,1219,1587]
["2021-01-04T08:00:00",321,1252,1587]
["2021-01-04T08:15:00",322,1204,1587]
["2021-01-04T08:30:00",323,1018,1586]
["2021-01-04T08:45:00",324,1026,1586]
["2021-01-04T09:00:00",325,1032,1586]
["2021-01-04T09:15:00",326,1180,1585]
["2021-01-04T09:30:00",327,1259,1585]
["2021-01-04T09:45:00",328,1193,1585]
["2021-01-04T10:00:00",329,968,1585]
["2021-01-04T10:15:00",330,899,1585]
["2021-01-04T10:30:00",331,912,1584]
["2021-01-04T10:45:00",332,1108,1584]
["2021-01-04T11:00:00",333,1314,1584]
["2021-01-04T11:15:00",334,1317,1584]
["2021-01-04T11:30:00",335,1154,1584]
["2021-01-04T11:45:00",336,1154,1584]
["2021-01-04T12:00:00",337,1415,1584]
["2021-01-04T12:15:00",338,1518,1584]
["2021-01-04T12:30:00",339,1531,1582]
["2021-01-04T12:45:00",340,1473,1582]
["2021-01-04T13:00:00",341,1456,1582]
["2021-01-04T13:15:00",342,1350,1581]
["2021-01-04T13:30:00",343,1324,1581]
["2021-01-04T13:45:00",344,1125,1581]
["2021-01-04T14:00:00",345,1011,1581]
["2021-01-04T14:15:00",346,903,1581]
["2021-01-04T14:30:00",347,946,1580]
["2021-01-04T14:45:00",348,861,1580]
["2021-01-04T15:00:00",349,925,1580]
["2021-01-04T15:15:00",350,971,1580]
["2021-01-04T15:30:00",351,1041,1580]
["2021-01-04T15:45:00",352,996,1579]
["2021-01-04T16:00:00",353,990,1579]
["2021-01-04T16:15:00",354,961,1579]
["2021-01-04T16:30:00",355,1034,1578]
["2021-01-04T16:45:00",356,1042,1578]
["2021-01-04T17:00:00",357,1030,1578]
["2021-01-04T17:15:00",358,1041,1578]
["2021-01-04T17:30:00",359,1045,1578]
["2021-01-04T17:45:00",360,1030,1578]
["2021-01-04T18:00:00",361,992,1578]
["2021-01-04T18:15:00",362,965,1578]
["2021-01-04T18:30:00",363,1015,1578]
["2021-01-04T18:45:00",364,996,1577]
["2021-01-04T19:00:00",365,1034,1577]
["2021-01-04T19:15:00",366,1096,1577]
["2021-01-04T19:30:00",367,1166,1577]
["2021-01-04T19:45:00",368,1155,1576]
["2021-01-04T20:00:00",369,1152,1576]
["2021-01-04T20:15:00",370,1149,1576]
["2021-01-04T20:30:00",371,1128,1575]
["2021-01-04T20:45:00",372,1149,1575]
["2021-01-04T21:00:00",373,1144,1575]
["2021-01-04T21:15:00",374,1106,1575]
["2021-01-04T21:30:00",375,1089,1575]
["2021-01-04T21:45:00",376,1055,1574]
["2021-01-04T22:00:00",377,1059,1574]
["2021-01-04T22:15:00",378,1087,1574]
["2021-01-04T22:30:00",379,1116,1574]
["2021-01-04T22:45:00",380,1178,1574]
["2021-01-04T23:00:00",381,1176,1574]
["2021-01-04T23:15:00",382,1187,1574]
["2021-01-04T23:30:00",383,1182,1574]
["2021-01-04T23:45:00",384,1177,1573]
["2021-01-05",385,1159,1573]
["2021-01-05T00:15:00",386,1139,1573]
["2021-01-05T00:30:00",387,1120,1572]
["2021-01-05T00:45:00",388,1091,1572]
["2021-01-05T01:00:00",389,1073,1572]
["2021-01-05T01:15:00",390,1066,1572]
["2021-01-05T01:30:00",391,1083,1572]
["2021-01-05T01:45:00",392,1061,1572]
["2021-01-05T02:00:00",393,1046,1572]
["2021-01-05T02:15:00",394,1033,1571]
["2021-01-05T02:30:00",395,1046,1571]
["2021-01-05T02:45:00",396,1038,1571]
["2021-01-05T03:00:00",397,1036,1571]
["2021-01-05T03:15:00",398,1040,1571]
["2021-01-05T03:30:00",399,1030,1571]
["2021-01-05T03:45:00",400,1033,1570]
["2021-01-05T04:00:00",401,1021,1570]
["2021-01-05T04:15:00",402,1010,1570]
["2021-01-05T04:30:00",403,1001,1570]
["2021-01-05T04:45:00",404,995,1570]
["2021-01-05T05:00:00",405,1006,1570]
["2021-01-05T05:15:00",406,1049,1570]
["2021-01-05T05:30:00",407,1053,1569]
["2021-01-05T05:45:00",408,1058,1569]
["2021-01-05T06:00:00",409,1060,1569]
["2021-01-05T06:15:00",410,1218,1569]
["2021-01-05T06:30:00",411,1578,1569]
["2021-01-05T06:45:00",412,1590,1568]
["2021-01-05T07:00:00",413,1592,1568]
["2021-01-05T07:15:00",414,1627,1568]
["2021-01-05T07:30:00",415,1641,1567]
["2021-01-05T07:45:00",416,1673,1567]
["2021-01-05T08:00:00",417,1566,1567]
["2021-01-05T08:15:00",418,1436,1567]
["2021-01-05T08:30:00",419,1310,1567]
["2021-01-05T08:45:00",420,1383,1566]
["2021-01-05T09:00:00",421,1398,1566]
["2021-01-05T09:15:00",422,1392,1566]
["2021-01-05T09:30:00",423,1612,1566]
["2021-01-05T09:45:00",424,1533,1566]
["2021-01-05T10:00:00",425,1331,1566]
["2021-01-05T10:15:00",426,1210,1566]
["2021-01-05T10:30:00",427,1115,1566]
["2021-01-05T10:45:00",428,1296,1565]
["2021-01-05T11:00:00",429,1487,1565]
["2021-01-05T11:15:00",430,1556,1565]
["2021-01-05T11:30:00",431,1630,1565]
["2021-01-05T11:45:00",432,1645,1565]
["2021-01-05T12:00:00",433,1685,1565]
["2021-01-05T12:15:00",434,1628,1565]
["2021-01-05T12:30:00",435,1669,1564]
["2021-01-05T12:45:00",436,1687,1564]
["2021-01-05T13:00:00",437,1667,1564]
["2021-01-05T13:15:00",438,1661,1564]
["2021-01-05T13:30:00",439,1439,1564]
["2021-01-05T13:45:00",440,1404,1564]
["2021-01-05T14:00:00",441,1367,1563]
["2021-01-05T14:15:00",442,1324,1563]
["2021-01-05T14:30:00",443,1234,1563]
["2021-01-05T14:45:00",444,1221,1563]
["2021-01-05T15:00:00",445,1180,1563]
["2021-01-05T15:15:00",446,1153,1562]
["2021-01-05T15:30:00",447,1135,1562]
["2021-01-05T15:45:00",448,1116,1562]
["2021-01-05T16:00:00",449,1137,1562]
["2021-01-05T16:15:00",450,1161,1562]
["2021-01-05T16:30:00",451,1191,1562]
["2021-01-05T16:45:00",452,1223,1561]
["2021-01-05T17:00:00",453,1175,1561]
["2021-01-05T17:15:00",454,1159,1560]
["2021-01-05T17:30:00",455,1116,1560]
["2021-01-05T17:45:00",456,1109,1560]
["2021-01-05T18:00:00",457,1050,1560]
["2021-01-05T18:15:00",458,1000,1560]
["2021-01-05T18:30:00",459,1010,1560]
["2021-01-05T18:45:00",460,1061,1560]
["2021-01-05T19:00:00",461,1103,1559]
["2021-01-05T19:15:00",462,1128,1559]
["2021-01-05T19:30:00",463,1114,1559]
["2021-01-05T19:45:00",464,1149,1559]
["2021-01-05T20:00:00",465,1153,1559]
["2021-01-05T20:15:00",466,1135,1559]
["2021-01-05T20:30:00",467,1137,1559]
["2021-01-05T20:45:00",468,1128,1558]
["2021-01-05T21:00:00",469,1131,1558]
["2021-01-05T21:15:00",470,1122,1558]
["2021-01-05T21:30:00",471,1095,1558]
["2021-01-05T21:45:00",472,1043,1558]
["2021-01-05T22:00:00",473,1036,1558]
["2021-01-05T22:15:00",474,1038,1558]
["2021-01-05T22:30:00",475,1054,1558]
["2021-01-05T22:45:00",476,1105,1557]
["2021-01-05T23:00:00",477,1142,1557]
["2021-01-05T23:15:00",478,1130,1557]
["2021-01-05T23:30:00",479,1141,1557]
["2021-01-05T23:45:00",480,1133,1557]
["2021-01-06",481,1135,1557]
["2021-01-06T00:15:00",482,1128,1556]
["2021-01-06T00:30:00",483,1091,1556]
["2021-01-06T00:45:00",484,1092,1556]
["2021-01-06T01:00:00",485,1125,1556]
["2021-01-06T01:15:00",486,1149,1556]
["2021-01-06T01:30:00",487,1114,1556]
["2021-01-06T01:45:00",488,1070,1556]
["2021-01-06T02:00:00",489,1128,1556]
["2021-01-06T02:15:00",490,1135,1556]
["2021-01-06T02:30:00",491,1085,1555]
["2021-01-06T02:45:00",492,1053,1555]
["2021-01-06T03:00:00",493,1032,1554]
["2021-01-06T03:15:00",494,1031,1554]
["2021-01-06T03:30:00",495,1047,1554]
["2021-01-06T03:45:00",496,1042,1554]
["2021-01-06T04:00:00",497,1063,1554]
["2021-01-06T04:15:00",498,1044,1554]
["2021-01-06T04:30:00",499,1052,1553]
["2021-01-06T04:45:00",500,1055,1553]
["2021-01-06T05:00:00",501,1085,1553]
["2021-01-06T05:15:00",502,1103,1553]
["2021-01-06T05:30:00",503,1055,1553]
["2021-01-06T05:45:00",504,1008,1553]
["2021-01-06T06:00:00",505,1038,1552]
["2021-01-06T06:15:00",506,1130,1552]
["2021-01-06T06:30:00",507,1148,1552]
["2021-01-06T06:45:00",508,1154,1552]
["2021-01-06T07:00:00",509,1150,1552]
["2021-01-06T07:15:00",510,1199,1552]
["2021-01-06T07:30:00",511,1283,1551]
["2021-01-06T07:45:00",512,1322,1551]
["2021-01-06T08:00:00",513,1347,1551]
["2021-01-06T08:15:00",514,1346,1551]
["2021-01-06T08:30:00",515,1283,1550]
["2021-01-06T08:45:00",516,1292,1550]
["2021-01-06T09:00:00",517,1318,1550]
["2021-01-06T09:15:00",518,1274,1550]
["2021-01-06T09:30:00",519,1228,1550]
["2021-01-06T09:45:00",520,1183,1550]
["2021-01-06T10:00:00",521,1138,1550]
["2021-01-06T10:15:00",522,1148,1550]
["2021-01-06T10:30:00",523,1159,1550]
["2021-01-06T10:45:00",524,1224,1550]
["2021-01-06T11:00:00",525,1306,1550]
["2021-01-06T11:15:00",526,1261,1549]
["2021-01-06T11:30:00",527,1246,1549]
["2021-01-06T11:45:00",528,1283,1549]
["2021-01-06T12:00:00",529,1354,1549]
["2021-01-06T12:15:00",530,1393,1549]
["2021-01-06T12:30:00",531,1358,1549]
["2021-01-06T12:45:00",532,1339,1549]
["2021-01-06T13:00:00",533,1355,1549]
["2021-01-06T13:15:00",534,1381,1549]
["2021-01-06T13:30:00",535,1388,1549]
["2021-01-06T13:45:00",536,1361,1549]
["2021-01-06T14:00:00",537,1352,1549]
["2021-01-06T14:15:00",538,1314,1548]
["2021-01-06T14:30:00",539,1305,1548]
["2021-01-06T14:45:00",540,1279,1548]
["2021-01-06T15:00:00",541,1181,1548]
["2021-01-06T15:15:00",542,1165,1548]
["2021-01-06T15:30:00",543,1193,1548]
["2021-01-06T15:45:00",544,1199,1548]
["2021-01-06T16:00:00",545,1208,1548]
["2021-01-06T16:15:00",546,1189,1548]
["2021-01-06T16:30:00",547,1254,1548]
["2021-01-06T16:45:00",548,1226,1547]
["2021-01-06T17:00:00",549,1189,1547]
["2021-01-06T17:15:00",550,1183,1547]
["2021-01-06T17:30:00",551,1164,1547]
["2021-01-06T17:45:00",552,1129,1547]
["2021-01-06T18:00:00",553,1128,1547]
["2021-01-06T18:15:00",554,1071,1546]
["2021-01-06T18:30:00",555,1080,1546]
["2021-01-06T18:45:00",556,1099,1546]
["2021-01-06T19:00:00",557,1160,1546]
["2021-01-06T19:15:00",558,1208,1545]
["2021-01-06T19:30:00",559,1216,1545]
["2021-01-06T19:45:00",560,1274,1545]
["2021-01-06T20:00:00",561,1283,1545]
["2021-01-06T20:15:00",562,1291,1545]
["2021-01-06T20:30:00",563,1307,1545]
["2021-01-06T20:45:00",564,1290,1545]
["2021-01-06T21:00:00",565,1303,1544]
["2021-01-06T21:15:00",566,1210,1544]
["2021-01-06T21:30:00",567,1223,1544]
["2021-01-06T21:45:00",568,1231,1544]
["2021-01-06T22:00:00",569,1207,1544]
["2021-01-06T22:15:00",570,1193,1544]
["2021-01-06T22:30:00",571,1183,1544]
["2021-01-06T22:45:00",572,1164,1544]
["2021-01-06T23:00:00",573,1203,1544]
["2021-01-06T23:15:00",574,1196,1543]
["2021-01-06T23:30:00",575,1197,1543]
["2021-01-06T23:45:00",576,1205,1543]
["2021-01-07",577,1121,1543]
["2021-01-07T00:15:00",578,1123,1543]
["2021-01-07T00:30:00",579,1143,1543]
["2021-01-07T00:45:00",580,1139,1543]
["2021-01-07T01:00:00",581,1131,1543]
["2021-01-07T01:15:00",582,1098,1543]
["2021-01-07T01:30:00",583,1091,1542]
["2021-01-07T01:45:00",584,1117,1542]
["2021-01-07T02:00:00",585,1114,1542]
["2021-01-07T02:15:00",586,1030,1542]
["2021-01-07T02:30:00",587,1053,1542]
["2021-01-07T02:45:00",588,1090,1542]
["2021-01-07T03:00:00",589,1124,1542]
["2021-01-07T03:15:00",590,1129,1542]
["2021-01-07T03:30:00",591,1122,1542]
["2021-01-07T03:45:00",592,1124,1542]
["2021-01-07T04:00:00",593,1141,1541]
["2021-01-07T04:15:00",594,1127,1541]
["2021-01-07T04:30:00",595,1123,1541]
["2021-01-07T04:45:00",596,1080,1541]
["2021-01-07T05:00:00",597,1079,1541]
["2021-01-07T05:15:00",598,1100,1541]
["2021-01-07T05:30:00",599,1104,1541]
["2021-01-07T05:45:00",600,1108,1541]
["2021-01-07T06:00:00",601,1131,1541]
["2021-01-07T06:15:00",602,1166,1541]
["2021-01-07T06:30:00",603,1231,1541]
["2021-01-07T06:45:00",604,1276,1541]
["2021-01-07T07:00:00",605,1275,1540]
["2021-01-07T07:15:00",606,1263,1540]
["2021-01-07T07:30:00",607,1287,1540]
["2021-01-07T07:45:00",608,1313,1540]
["2021-01-07T08:00:00",609,1285,1540]
["2021-01-07T08:15:00",610,1252,1540]
["2021-01-07T08:30:00",611,1288,1540]
["2021-01-07T08:45:00",612,1305,1540]
["2021-01-07T09:00:00",613,1341,1539]
["2021-01-07T09:15:00",614,1327,1539]
["2021-01-07T09:30:00",615,1293,1539]
["2021-01-07T09:45:00",616,1257,1539]
["2021-01-07T10:00:00",617,1244,1538]
["2021-01-07T10:15:00",618,1179,1538]
["2021-01-07T10:30:00",619,1141,1538]
["2021-01-07T10:45:00",620,1170,1538]
["2021-01-07T11:00:00",621,1206,1538]
["2021-01-07T11:15:00",622,1218,1538]
["2021-01-07T11:30:00",623,1235,1538]
["2021-01-07T11:45:00",624,1301,1538]
["2021-01-07T12:00:00",625,1284,1537]
["2021-01-07T12:15:00",626,1264,1537]
["2021-01-07T12:30:00",627,1281,1537]
["2021-01-07T12:45:00",628,1222,1537]
["2021-01-07T13:00:00",629,1199,1537]
["2021-01-07T13:15:00",630,1263,1537]
["2021-01-07T13:30:00",631,1309,1537]
["2021-01-07T13:45:00",632,1316,1536]
["2021-01-07T14:00:00",633,1336,1536]
["2021-01-07T14:15:00",634,1292,1536]
["2021-01-07T14:30:00",635,1283,1536]
["2021-01-07T14:45:00",636,1268,1536]
["2021-01-07T15:00:00",637,1251,1535]
["2021-01-07T15:15:00",638,1233,1535]
["2021-01-07T15:30:00",639,1189,1535]
["2021-01-07T15:45:00",640,1192,1535]
["2021-01-07T16:00:00",641,1213,1535]
["2021-01-07T16:15:00",642,1186,1534]
["2021-01-07T16:30:00",643,1175,1534]
["2021-01-07T16:45:00",644,1153,1534]
["2021-01-07T17:00:00",645,1076,1534]
["2021-01-07T17:15:00",646,1115,1534]
["2021-01-07T17:30:00",647,1173,1534]
["2021-01-07T17:45:00",648,1169,1534]
["2021-01-07T18:00:00",649,1203,1534]
["2021-01-07T18:15:00",650,1167,1534]
["2021-01-07T18:30:00",651,1114,1534]
["2021-01-07T18:45:00",652,1134,1534]
["2021-01-07T19:00:00",653,1184,1534]
["2021-01-07T19:15:00",654,1213,1533]
["2021-01-07T19:30:00",655,1196,1533]
["2021-01-07T19:45:00",656,1205,1533]
["2021-01-07T20:00:00",657,1217,1533]
["2021-01-07T20:15:00",658,1178,1533]
["2021-01-07T20:30:00",659,1185,1533]
["2021-01-07T20:45:00",660,1237,1533]
["2021-01-07T21:00:00",661,1233,1533]
["2021-01-07T21:15:00",662,1256,1533]
["2021-01-07T21:30:00",663,1241,1532]
["2021-01-07T21:45:00",664,1216,1532]
["2021-01-07T22:00:00",665,1231,1532]
["2021-01-07T22:15:00",666,1145,1532]
["2021-01-07T22:30:00",667,1169,1532]
["2021-01-07T22:45:00",668,1111,1532]
["2021-01-07T23:00:00",669,1105,1531]
["2021-01-07T23:15:00",670,1065,1531]
["2021-01-07T23:30:00",671,1066,1531]
["2021-01-07T23:45:00",672,1074,1531]
["2021-01-08",673,1130,1531]
["2021-01-08T00:15:00",674,1146,1531]
["2021-01-08T00:30:00",675,1148,1531]
["2021-01-08T00:45:00",676,1156,1531]
["2021-01-08T01:00:00",677,1163,1531]
["2021-01-08T01:15:00",678,1071,1530]
["2021-01-08T01:30:00",679,1011,1530]
["2021-01-08T01:45:00",680,1017,1530]
["2021-01-08T02:00:00",681,1034,1530]
["2021-01-08T02:15:00",682,1017,1530]
["2021-01-08T02:30:00",683,949,1530]
["2021-01-08T02:45:00",684,953,1530]
["2021-01-08T03:00:00",685,959,1529]
["2021-01-08T03:15:00",686,885,1529]
["2021-01-08T03:30:00",687,886,1529]
["2021-01-08T03:45:00",688,867,1529]
["2021-01-08T04:00:00",689,865,1529]
["2021-01-08T04:15:00",690,882,1529]
["2021-01-08T04:30:00",691,937,1529]
["2021-01-08T04:45:00",692,1021,1528]
["2021-01-08T05:00:00",693,1034,1528]
["2021-01-08T05:15:00",694,1040,1528]
["2021-01-08T05:30:00",695,1058,1528]
["2021-01-08T05:45:00",696,1047,1528]
["2021-01-08T06:00:00",697,1098,1528]
["2021-01-08T06:15:00",698,1157,1527]
["2021-01-08T06:30:00",699,1226,1527]
["2021-01-08T06:45:00",700,1304,1527]
["2021-01-08T07:00:00",701,1302,1527]
["2021-01-08T07:15:00",702,1292,1527]
["2021-01-08T07:30:00",703,1258,1526]
["2021-01-08T07:45:00",704,1238,1526]
["2021-01-08T08:00:00",705,1141,1526]
["2021-01-08T08:15:00",706,1142,1526]
["2021-01-08T08:30:00",707,1221,1526]
["2021-01-08T08:45:00",708,1288,1526]
["2021-01-08T09:00:00",709,1286,1526]
["2021-01-08T09:15:00",710,1256,1526]
["2021-01-08T09:30:00",711,1223,1526]
["2021-01-08T09:45:00",712,1212,1526]
["2021-01-08T10:00:00",713,1142,1526]
["2021-01-08T10:15:00",714,1081,1526]
["2021-01-08T10:30:00",715,1075,1525]
["2021-01-08T10:45:00",716,1154,1525]
["2021-01-08T11:00:00",717,1249,1525]
["2021-01-08T11:15:00",718,1257,1525]
["2021-01-08T11:30:00",719,1266,1525]
["2021-01-08T11:45:00",720,1247,1525]
["2021-01-08T12:00:00",721,1206,1525]
["2021-01-08T12:15:00",722,1173,1525]
["2021-01-08T12:30:00",723,1124,1525]
["2021-01-08T12:45:00",724,1083,1524]
["2021-01-08T13:00:00",725,1061,1524]
["2021-01-08T13:15:00",726,1067,1524]
["2021-01-08T13:30:00",727,1068,1524]
["2021-01-08T13:45:00",728,1070,1524]
["2021-01-08T14:00:00",729,1057,1524]
["2021-01-08T14:15:00",730,1022,1524]
["2021-01-08T14:30:00",731,1082,1523]
["2021-01-08T14:45:00",732,1133,1523]
["2021-01-08T15:00:00",733,1125,1523]
["2021-01-08T15:15:00",734,1091,1523]
["2021-01-08T15:30:00",735,1114,1523]
["2021-01-08T15:45:00",736,1093,1523]
["2021-01-08T16:00:00",737,1040,1523]
["2021-01-08T16:15:00",738,991,1523]
["2021-01-08T16:30:00",739,974,1523]
["2021-01-08T16:45:00",740,963,1523]
["2021-01-08T17:00:00",741,981,1523]
["2021-01-08T17:15:00",742,992,1522]
["2021-01-08T17:30:00",743,986,1522]
["2021-01-08T17:45:00",744,901,1522]
["2021-01-08T18:00:00",745,829,1522]
["2021-01-08T18:15:00",746,814,1522]
["2021-01-08T18:30:00",747,810,1522]
["2021-01-08T18:45:00",748,824,1522]
["2021-01-08T19:00:00",749,929,1522]
["2021-01-08T19:15:00",750,938,1521]
["2021-01-08T19:30:00",751,940,1521]
["2021-01-08T19:45:00",752,878,1521]
["2021-01-08T20:00:00",753,917,1521]
["2021-01-08T20:15:00",754,929,1521]
["2021-01-08T20:30:00",755,886,1521]
["2021-01-08T20:45:00",756,895,1521]
["2021-01-08T21:00:00",757,870,1520]
["2021-01-08T21:15:00",758,804,1520]
["2021-01-08T21:30:00",759,685,1520]
["2021-01-08T21:45:00",760,647,1520]
["2021-01-08T22:00:00",761,650,1520]
["2021-01-08T22:15:00",762,537,1520]
["2021-01-08T22:30:00",763,498,1519]
["2021-01-08T22:45:00",764,459,1519]
["2021-01-08T23:00:00",765,447,1519]
["2021-01-08T23:15:00",766,448,1519]
["2021-01-08T23:30:00",767,463,1519]
["2021-01-08T23:45:00",768,484,1519]
["2021-01-09",769,534,1519]
["2021-01-09T00:15:00",770,547,1518]
["2021-01-09T00:30:00",771,533,1518]
["2021-01-09T00:45:00",772,526,1518]
["2021-01-09T01:00:00",773,537,1518]
["2021-01-09T01:15:00",774,538,1518]
["2021-01-09T01:30:00",775,473,1518]
["2021-01-09T01:45:00",776,438,1518]
["2021-01-09T02:00:00",777,436,1518]
["2021-01-09T02:15:00",778,426,1518]
["2021-01-09T02:30:00",779,403,1518]
["2021-01-09T02:45:00",780,409,1518]
["2021-01-09T03:00:00",781,420,1518]
["2021-01-09T03:15:00",782,481,1517]
["2021-01-09T03:30:00",783,507,1517]
["2021-01-09T03:45:00",784,508,1517]
["2021-01-09T04:00:00",785,518,1517]
["2021-01-09T04:15:00",786,497,1517]
["2021-01-09T04:30:00",787,510,1517]
["2021-01-09T04:45:00",788,507,1517]
["2021-01-09T05:00:00",789,462,1516]
["2021-01-09T05:15:00",790,446,1516]
["2021-01-09T05:30:00",791,442,1516]
["2021-01-09T05:45:00",792,434,1516]
["2021-01-09T06:00:00",793,448,1516]
["2021-01-09T06:15:00",794,444,1516]
["2021-01-09T06:30:00",795,439,1516]
["2021-01-09T06:45:00",796,456,1516]
["2021-01-09T07:00:00",797,492,1516]
["2021-01-09T07:15:00",798,526,1516]
["2021-01-09T07:30:00",799,517,1516]
["2021-01-09T07:45:00",800,514,1515]
["2021-01-09T08:00:00",801,527,1515]
["2021-01-09T08:15:00",802,524,1515]
["2021-01-09T08:30:00",803,496,1515]
["2021-01-09T08:45:00",804,506,1515]
["2021-01-09T09:00:00",805,484,1515]
["2021-01-09T09:15:00",806,452,1515]
["2021-01-09T09:30:00",807,469,1515]
["2021-01-09T09:45:00",808,467,1515]
["2021-01-09T10:00:00",809,477,1515]
["2021-01-09T10:15:00",810,468,1515]
["2021-01-09T10:30:00",811,457,1514]
["2021-01-09T10:45:00",812,473,1514]
["2021-01-09T11:00:00",813,520,1514]
["2021-01-09T11:15:00",814,537,1514]
["2021-01-09T11:30:00",815,545,1514]
["2021-01-09T11:45:00",816,536,1514]
["2021-01-09T12:00:00",817,513,1514]
["2021-01-09T12:15:00",818,525,1514]
["2021-01-09T12:30:00",819,531,1514]
["2021-01-09T12:45:00",820,517,1514]
["2021-01-09T13:00:00",821,517,1514]
["2021-01-09T13:15:00",822,535,1514]
["2021-01-09T13:30:00",823,512,1514]
["2021-01-09T13:45:00",824,491,1513]
["2021-01-09T14:00:00",825,492,1513]
["2021-01-09T14:15:00",826,493,1513]
["2021-01-09T14:30:00",827,500,1513]
["2021-01-09T14:45:00",828,479,1513]
["2021-01-09T15:00:00",829,470,1513]
["2021-01-09T15:15:00",830,471,1513]
["2021-01-09T15:30:00",831,456,1513]
["2021-01-09T15:45:00",832,452,1513]
["2021-01-09T16:00:00",833,456,1513]
["2021-01-09T16:15:00",834,456,1513]
["2021-01-09T16:30:00",835,462,1513]
["2021-01-09T16:45:00",836,479,1512]
["2021-01-09T17:00:00",837,480,1512]
["2021-01-09T17:15:00",838,471,1512]
["2021-01-09T17:30:00",839,449,1512]
["2021-01-09T17:45:00",840,418,1512]
["2021-01-09T18:00:00",841,403,1512]
["2021-01-09T18:15:00",842,397,1512]
["2021-01-09T18:30:00",843,377,1512]
["2021-01-09T18:45:00",844,375,1512]
["2021-01-09T19:00:00",845,401,1512]
["2021-01-09T19:15:00",846,390,1512]
["2021-01-09T19:30:00",847,385,1512]
["2021-01-09T19:45:00",848,404,1512]
["2021-01-09T20:00:00",849,397,1512]
["2021-01-09T20:15:00",850,377,1511]
["2021-01-09T20:30:00",851,378,1511]
["2021-01-09T20:45:00",852,376,1511]
["2021-01-09T21:00:00",853,376,1511]
["2021-01-09T21:15:00",854,389,1511]
["2021-01-09T21:30:00",855,377,1511]
["2021-01-09T21:45:00",856,376,1510]
["2021-01-09T22:00:00",857,369,1510]
["2021-01-09T22:15:00",858,367,1510]
["2021-01-09T22:30:00",859,361,1510]
["2021-01-09T22:45:00",860,363,1510]
["2021-01-09T23:00:00",861,375,1510]
["2021-01-09T23:15:00",862,376,1510]
["2021-01-09T23:30:00",863,357,1510]
["2021-01-09T23:45:00",864,364,1510]
["2021-01-10",865,367,1510]
["2021-01-10T00:15:00",866,371,1510]
["2021-01-10T00:30:00",867,376,1510]
["2021-01-10T00:45:00",868,367,1509]
["2021-01-10T01:00:00",869,367,1509]
["2021-01-10T01:15:00",870,373,1509]
["2021-01-10T01:30:00",871,369,1509]
["2021-01-10T01:45:00",872,365,1509]
["2021-01-10T02:00:00",873,388,1509]
["2021-01-10T02:15:00",874,385,1509]
["2021-01-10T02:30:00",875,362,1509]
["2021-01-10T02:45:00",876,369,1509]
["2021-01-10T03:00:00",877,377,1509]
["2021-01-10T03:15:00",878,376,1509]
["2021-01-10T03:30:00",879,381,1509]
["2021-01-10T03:45:00",880,378,1509]
["2021-01-10T04:00:00",881,373,1508]
["2021-01-10T04:15:00",882,382,1508]
["2021-01-10T04:30:00",883,380,1508]
["2021-01-10T04:45:00",884,374,1508]
["2021-01-10T05:00:00",885,379,1508]
["2021-01-10T05:15:00",886,382,1507]
["2021-01-10T05:30:00",887,375,1507]
["2021-01-10T05:45:00",888,368,1507]
["2021-01-10T06:00:00",889,390,1507]
["2021-01-10T06:15:00",890,411,1507]
["2021-01-10T06:30:00",891,414,1507]
["2021-01-10T06:45:00",892,442,1507]
["2021-01-10T07:00:00",893,443,1507]
["2021-01-10T07:15:00",894,461,1507]
["2021-01-10T07:30:00",895,460,1507]
["2021-01-10T07:45:00",896,450,1507]
["2021-01-10T08:00:00",897,453,1507]
["2021-01-10T08:15:00",898,465,1507]
["2021-01-10T08:30:00",899,457,1507]
["2021-01-10T08:45:00",900,451,1506]
["2021-01-10T09:00:00",901,444,1506]
["2021-01-10T09:15:00",902,434,1506]
["2021-01-10T09:30:00",903,433,1506]
["2021-01-10T09:45:00",904,427,1506]
["2021-01-10T10:00:00",905,385,1506]
["2021-01-10T10:15:00",906,391,1506]
["2021-01-10T10:30:00",907,387,1506]
["2021-01-10T10:45:00",908,405,1506]
["2021-01-10T11:00:00",909,449,1505]
["2021-01-10T11:15:00",910,473,1505]
["2021-01-10T11:30:00",911,451,1505]
["2021-01-10T11:45:00",912,458,1505]
["2021-01-10T12:00:00",913,462,1505]
["2021-01-10T12:15:00",914,460,1505]
["2021-01-10T12:30:00",915,460,1504]
["2021-01-10T12:45:00",916,472,1504]
["2021-01-10T13:00:00",917,475,1504]
["2021-01-10T13:15:00",918,481,1504]
["2021-01-10T13:30:00",919,482,1504]
["2021-01-10T13:45:00",920,472,1504]
["2021-01-10T14:00:00",921,456,1504]
["2021-01-10T14:15:00",922,427,1504]
["2021-01-10T14:30:00",923,403,1504]
["2021-01-10T14:45:00",924,405,1504]
["2021-01-10T15:00:00",925,408,1504]
["2021-01-10T15:15:00",926,407,1504]
["2021-01-10T15:30:00",927,427,1503]
["2021-01-10T15:45:00",928,405,1503]
["2021-01-10T16:00:00",929,377,1503]
["2021-01-10T16:15:00",930,375,1503]
["2021-01-10T16:30:00",931,404,1503]
["2021-01-10T16:45:00",932,412,1503]
["2021-01-10T17:00:00",933,400,1503]
["2021-01-10T17:15:00",934,381,1503]
["2021-01-10T17:30:00",935,385,1503]
["2021-01-10T17:45:00",936,392,1502]
["2021-01-10T18:00:00",937,584,1502]
["2021-01-10T18:15:00",938,781,1502]
["2021-01-10T18:30:00",939,751,1502]
["2021-01-10T18:45:00",940,767,1502]
["2021-01-10T19:00:00",941,774,1502]
["2021-01-10T19:15:00",942,758,1502]
["2021-01-10T19:30:00",943,736,1502]
["2021-01-10T19:45:00",944,740,1502]
["2021-01-10T20:00:00",945,784,1502]
["2021-01-10T20:15:00",946,779,1502]
["2021-01-10T20:30:00",947,792,1502]
["2021-01-10T20:45:00",948,774,1502]
["2021-01-10T21:00:00",949,770,1502]
["2021-01-10T21:15:00",950,793,1502]
["2021-01-10T21:30:00",951,861,1502]
["2021-01-10T21:45:00",952,849,1501]
["2021-01-10T22:00:00",953,938,1501]
["2021-01-10T22:15:00",954,1012,1501]
["2021-01-10T22:30:00",955,1035,1501]
["2021-01-10T22:45:00",956,1016,1501]
["2021-01-10T23:00:00",957,996,1501]
["2021-01-10T23:15:00",958,1004,1501]
["2021-01-10T23:30:00",959,881,1501]
["2021-01-10T23:45:00",960,1049,1500]
["2021-01-11",961,1049,1500]
["2021-01-11T00:15:00",962,1082,1500]
["2021-01-11T00:30:00",963,1154,1500]
["2021-01-11T00:45:00",964,1176,1500]
["2021-01-11T01:00:00",965,1144,1500]
["2021-01-11T01:15:00",966,946,1500]
["2021-01-11T01:30:00",967,911,1499]
["2021-01-11T01:45:00",968,900,1499]
["2021-01-11T02:00:00",969,899,1499]
["2021-01-11T02:15:00",970,887,1499]
["2021-01-11T02:30:00",971,888,1499]
["2021-01-11T02:45:00",972,887,1499]
["2021-01-11T03:00:00",973,875,1499]
["2021-01-11T03:15:00",974,840,1499]
["2021-01-11T03:30:00",975,893,1499]
["2021-01-11T03:45:00",976,1132,1499]
["2021-01-11T04:00:00",977,1102,1499]
["2021-01-11T04:15:00",978,1129,1498]
["2021-01-11T04:30:00",979,1138,1498]
["2021-01-11T04:45:00",980,1176,1498]
["2021-01-11T05:00:00",981,1098,1498]
["2021-01-11T05:15:00",982,995,1498]
["2021-01-11T05:30:00",983,853,1498]
["2021-01-11T05:45:00",984,881,1497]
["2021-01-11T06:00:00",985,947,1497]
["2021-01-11T06:15:00",986,1071,1497]
["2021-01-11T06:30:00",987,1184,1497]
["2021-01-11T06:45:00",988,1420,1497]
["2021-01-11T07:00:00",989,1341,1497]
["2021-01-11T07:15:00",990,1167,1497]
["2021-01-11T07:30:00",991,1321,1497]
["2021-01-11T07:45:00",992,1498,1497]
["2021-01-11T08:00:00",993,1516,1497]
["2021-01-11T08:15:00",994,1535,1497]
["2021-01-11T08:30:00",995,1533,1497]
["2021-01-11T08:45:00",996,1509,1497]
["2021-01-11T09:00:00",997,1554,1497]
["2021-01-11T09:15:00",998,1590,1497]
["2021-01-11T09:30:00",999,1579,1497]
["2021-01-11T09:45:00",1000,1466,1496]
["2021-01-11T10:00:00",1001,1243,1496]
["2021-01-11T10:15:00",1002,1104,1496]
["2021-01-11T10:30:00",1003,1093,1496]
["2021-01-11T10:45:00",1004,1348,1496]
["2021-01-11T11:00:00",1005,1603,1496]
["2021-01-11T11:15:00",1006,1671,1496]
["2021-01-11T11:30:00",1007,1668,1496]
["2021-01-11T11:45:00",1008,1505,1496]
["2021-01-11T12:00:00",1009,1726,1496]
["2021-01-11T12:15:00",1010,1710,1496]
["2021-01-11T12:30:00",1011,1660,1496]
["2021-01-11T12:45:00",1012,1511,1496]
["2021-01-11T13:00:00",1013,1609,1495]
["2021-01-11T13:15:00",1014,1611,1495]
["2021-01-11T13:30:00",1015,1543,1495]
["2021-01-11T13:45:00",1016,1367,1495]
["2021-01-11T14:00:00",1017,1280,1495]
["2021-01-11T14:15:00",1018,1245,1495]
["2021-01-11T14:30:00",1019,1319,1495]
["2021-01-11T14:45:00",1020,1442,1495]
["2021-01-11T15:00:00",1021,1443,1494]
["2021-01-11T15:15:00",1022,1273,1494]
["2021-01-11T15:30:00",1023,1251,1494]
["2021-01-11T15:45:00",1024,1430,1494]
["2021-01-11T16:00:00",1025,1476,1494]
["2021-01-11T16:15:00",1026,1536,1494]
["2021-01-11T16:30:00",1027,1485,1494]
["2021-01-11T16:45:00",1028,1539,1494]
["2021-01-11T17:00:00",1029,1487,1494]
["2021-01-11T17:15:00",1030,1448,1494]
["2021-01-11T17:30:00",1031,1491,1494]
["2021-01-11T17:45:00",1032,1475,1493]
["2021-01-11T18:00:00",1033,1166,1493]
["2021-01-11T18:15:00",1034,1117,1493]
["2021-01-11T18:30:00",1035,1155,1493]
["2021-01-11T18:45:00",1036,1300,1493]
["2021-01-11T19:00:00",1037,1489,1493]
["2021-01-11T19:15:00",1038,1529,1492]
["2021-01-11T19:30:00",1039,1518,1492]
["2021-01-11T19:45:00",1040,1569,1492]
["2021-01-11T20:00:00",1041,1574,1492]
["2021-01-11T20:15:00",1042,1543,1492]
["2021-01-11T20:30:00",1043,1368,1492]
["2021-01-11T20:45:00",1044,1255,1492]
["2021-01-11T21:00:00",1045,1213,1492]
["2021-01-11T21:15:00",1046,1168,1492]
["2021-01-11T21:30:00",1047,1141,1492]
["2021-01-11T21:45:00",1048,1111,1492]
["2021-01-11T22:00:00",1049,1101,1491]
["2021-01-11T22:15:00",1050,1071,1491]
["2021-01-11T22:30:00",1051,1117,1491]
["2021-01-11T22:45:00",1052,1078,1491]
["2021-01-11T23:00:00",1053,1041,1491]
["2021-01-11T23:15:00",1054,1155,1491]
["2021-01-11T23:30:00",1055,1333,1491]
["2021-01-11T23:45:00",1056,1265,1491]
["2021-01-12",1057,1295,1491]
["2021-01-12T00:15:00",1058,1051,1491]
["2021-01-12T00:30:00",1059,1029,1491]
["2021-01-12T00:45:00",1060,1051,1491]
["2021-01-12T01:00:00",1061,1026,1490]
["2021-01-12T01:15:00",1062,1015,1490]
["2021-01-12T01:30:00",1063,979,1490]
["2021-01-12T01:45:00",1064,970,1490]
["2021-01-12T02:00:00",1065,979,1490]
["2021-01-12T02:15:00",1066,978,1490]
["2021-01-12T02:30:00",1067,956,1490]
["2021-01-12T02:45:00",1068,960,1489]
["2021-01-12T03:00:00",1069,941,1489]
["2021-01-12T03:15:00",1070,941,1489]
["2021-01-12T03:30:00",1071,1008,1489]
["2021-01-12T03:45:00",1072,1032,1489]
["2021-01-12T04:00:00",1073,1048,1489]
["2021-01-12T04:15:00",1074,1285,1489]
["2021-01-12T04:30:00",1075,1365,1489]
["2021-01-12T04:45:00",1076,1373,1489]
["2021-01-12T05:00:00",1077,1266,1489]
["2021-01-12T05:15:00",1078,1307,1489]
["2021-01-12T05:30:00",1079,1345,1489]
["2021-01-12T05:45:00",1080,1324,1489]
["2021-01-12T06:00:00",1081,1126,1489]
["2021-01-12T06:15:00",1082,1202,1489]
["2021-01-12T06:30:00",1083,1297,1489]
["2021-01-12T06:45:00",1084,1330,1489]
["2021-01-12T07:00:00",1085,1387,1488]
["2021-01-12T07:15:00",1086,1443,1488]
["2021-01-12T07:30:00",1087,1494,1488]
["2021-01-12T07:45:00",1088,1515,1488]
["2021-01-12T08:00:00",1089,1699,1488]
["2021-01-12T08:15:00",1090,1741,1487]
["2021-01-12T08:30:00",1091,1529,1487]
["2021-01-12T08:45:00",1092,1380,1487]
["2021-01-12T09:00:00",1093,1566,1487]
["2021-01-12T09:15:00",1094,1684,1487]
["2021-01-12T09:30:00",1095,1686,1487]
["2021-01-12T09:45:00",1096,1626,1487]
["2021-01-12T10:00:00",1097,1328,1487]
["2021-01-12T10:15:00",1098,1284,1487]
["2021-01-12T10:30:00",1099,1275,1487]
["2021-01-12T10:45:00",1100,1484,1487]
["2021-01-12T11:00:00",1101,1648,1487]
["2021-01-12T11:15:00",1102,1526,1487]
["2021-01-12T11:30:00",1103,1229,1487]
["2021-01-12T11:45:00",1104,1258,1487]
["2021-01-12T12:00:00",1105,1445,1487]
["2021-01-12T12:15:00",1106,1457,1487]
["2021-01-12T12:30:00",1107,1484,1486]
["2021-01-12T12:45:00",1108,1485,1486]
["2021-01-12T13:00:00",1109,1491,1486]
["2021-01-12T13:15:00",1110,1499,1486]
["2021-01-12T13:30:00",1111,1499,1486]
["2021-01-12T13:45:00",1112,1370,1486]
["2021-01-12T14:00:00",1113,1211,1486]
["2021-01-12T14:15:00",1114,1231,1486]
["2021-01-12T14:30:00",1115,1503,1486]
["2021-01-12T14:45:00",1116,1504,1486]
["2021-01-12T15:00:00",1117,1466,1486]
["2021-01-12T15:15:00",1118,1417,1486]
["2021-01-12T15:30:00",1119,1477,1486]
["2021-01-12T15:45:00",1120,1494,1486]
["2021-01-12T16:00:00",1121,1512,1485]
["2021-01-12T16:15:00",1122,1487,1485]
["2021-01-12T16:30:00",1123,1445,1485]
["2021-01-12T16:45:00",1124,1474,1485]
["2021-01-12T17:00:00",1125,1163,1485]
["2021-01-12T17:15:00",1126,1151,1485]
["2021-01-12T17:30:00",1127,1138,1485]
["2021-01-12T17:45:00",1128,1087,1485]
["2021-01-12T18:00:00",1129,1057,1484]
["2021-01-12T18:15:00",1130,1026,1484]
["2021-01-12T18:30:00",1131,1059,1484]
["2021-01-12T18:45:00",1132,1247,1484]
["2021-01-12T19:00:00",1133,1422,1484]
["2021-01-12T19:15:00",1134,1452,1484]
["2021-01-12T19:30:00",1135,1417,1484]
["2021-01-12T19:45:00",1136,1157,1484]
["2021-01-12T20:00:00",1137,1345,1484]
["2021-01-12T20:15:00",1138,1455,1484]
["2021-01-12T20:30:00",1139,1342,1484]
["2021-01-12T20:45:00",1140,1229,1484]
["2021-01-12T21:00:00",1141,1193,1484]
["2021-01-12T21:15:00",1142,1168,1484]
["2021-01-12T21:30:00",1143,1103,1484]
["2021-01-12T21:45:00",1144,1064,1484]
["2021-01-12T22:00:00",1145,1091,1484]
["2021-01-12T22:15:00",1146,1072,1484]
["2021-01-12T22:30:00",1147,1276,1484]
["2021-01-12T22:45:00",1148,1350,1483]
["2021-01-12T23:00:00",1149,1358,1483]
["2021-01-12T23:15:00",1150,1307,1483]
["2021-01-12T23:30:00",1151,1284,1483]
["2021-01-12T23:45:00",1152,1270,1483]
["2021-01-13",1153,1272,1483]
["2021-01-13T00:15:00",1154,1275,1483]
["2021-01-13T00:30:00",1155,1308,1483]
["2021-01-13T00:45:00",1156,1248,1483]
["2021-01-13T01:00:00",1157,982,1483]
["2021-01-13T01:15:00",1158,934,1483]
["2021-01-13T01:30:00",1159,947,1483]
["2021-01-13T01:45:00",1160,933,1483]
["2021-01-13T02:00:00",1161,929,1483]
["2021-01-13T02:15:00",1162,934,1483]
["2021-01-13T02:30:00",1163,942,1482]
["2021-01-13T02:45:00",1164,895,1482]
["2021-01-13T03:00:00",1165,940,1482]
["2021-01-13T03:15:00",1166,952,1482]
["2021-01-13T03:30:00",1167,952,1482]
["2021-01-13T03:45:00",1168,953,1482]
["2021-01-13T04:00:00",1169,987,1482]
["2021-01-13T04:15:00",1170,1204,1482]
["2021-01-13T04:30:00",1171,1234,1482]
["2021-01-13T04:45:00",1172,1202,1482]
["2021-01-13T05:00:00",1173,1223,1482]
["2021-01-13T05:15:00",1174,1231,1481]
["2021-01-13T05:30:00",1175,1259,1481]
["2021-01-13T05:45:00",1176,1167,1481]
["2021-01-13T06:00:00",1177,1007,1481]
["2021-01-13T06:15:00",1178,1142,1481]
["2021-01-13T06:30:00",1179,1231,1481]
["2021-01-13T06:45:00",1180,1241,1481]
["2021-01-13T07:00:00",1181,1266,1481]
["2021-01-13T07:15:00",1182,1331,1481]
["2021-01-13T07:30:00",1183,1319,1481]
["2021-01-13T07:45:00",1184,1295,1481]
["2021-01-13T08:00:00",1185,1263,1481]
["2021-01-13T08:15:00",1186,1318,1481]
["2021-01-13T08:30:00",1187,1334,1481]
["2021-01-13T08:45:00",1188,1277,1481]
["2021-01-13T09:00:00",1189,1289,1481]
["2021-01-13T09:15:00",1190,1296,1480]
["2021-01-13T09:30:00",1191,1331,1480]
["2021-01-13T09:45:00",1192,1302,1480]
["2021-01-13T10:00:00",1193,1228,1480]
["2021-01-13T10:15:00",1194,1170,1480]
["2021-01-13T10:30:00",1195,1156,1480]
["2021-01-13T10:45:00",1196,1180,1480]
["2021-01-13T11:00:00",1197,1256,1480]
["2021-01-13T11:15:00",1198,1396,1479]
["2021-01-13T11:30:00",1199,1410,1479]
["2021-01-13T11:45:00",1200,1414,1479]
["2021-01-13T12:00:00",1201,1485,1479]
["2021-01-13T12:15:00",1202,1465,1479]
["2021-01-13T12:30:00",1203,1471,1479]
["2021-01-13T12:45:00",1204,1383,1479]
["2021-01-13T13:00:00",1205,1314,1479]
["2021-01-13T13:15:00",1206,1282,1479]
["2021-01-13T13:30:00",1207,1279,1479]
["2021-01-13T13:45:00",1208,1189,1479]
["2021-01-13T14:00:00",1209,1169,1479]
["2021-01-13T14:15:00",1210,1133,1479]
["2021-01-13T14:30:00",1211,1108,1479]
["2021-01-13T14:45:00",1212,1191,1478]
["2021-01-13T15:00:00",1213,1231,1478]
["2021-01-13T15:15:00",1214,1237,1478]
["2021-01-13T15:30:00",1215,1280,1478]
["2021-01-13T15:45:00",1216,1251,1478]
["2021-01-13T16:00:00",1217,1210,1478]
["2021-01-13T16:15:00",1218,1245,1478]
["2021-01-13T16:30:00",1219,1216,1478]
["2021-01-13T16:45:00",1220,1213,1478]
["2021-01-13T17:00:00",1221,1197,1478]
["2021-01-13T17:15:00",1222,1190,1478]
["2021-01-13T17:30:00",1223,1151,1478]
["2021-01-13T17:45:00",1224,1132,1478]
["2021-01-13T18:00:00",1225,1142,1478]
["2021-01-13T18:15:00",1226,1087,1478]
["2021-01-13T18:30:00",1227,1069,1478]
["2021-01-13T18:45:00",1228,1050,1478]
["2021-01-13T19:00:00",1229,1014,1477]
["2021-01-13T19:15:00",1230,1116,1477]
["2021-01-13T19:30:00",1231,1197,1477]
["2021-01-13T19:45:00",1232,1166,1477]
["2021-01-13T20:00:00",1233,1124,1477]
["2021-01-13T20:15:00",1234,1049,1477]
["2021-01-13T20:30:00",1235,1092,1477]
["2021-01-13T20:45:00",1236,1105,1477]
["2021-01-13T21:00:00",1237,1079,1477]
["2021-01-13T21:15:00",1238,1090,1477]
["2021-01-13T21:30:00",1239,1006,1477]
["2021-01-13T21:45:00",1240,1030,1477]
["2021-01-13T22:00:00",1241,1031,1477]
["2021-01-13T22:15:00",1242,1043,1477]
["2021-01-13T22:30:00",1243,1090,1477]
["2021-01-13T22:45:00",1244,1072,1476]
["2021-01-13T23:00:00",1245,1298,1476]
["2021-01-13T23:15:00",1246,1394,1476]
["2021-01-13T23:30:00",1247,1440,1476]
["2021-01-13T23:45:00",1248,1461,1476]
["2021-01-14",1249,1450,1476]
["2021-01-14T00:15:00",1250,1404,1476]
["2021-01-14T00:30:00",1251,1293,1476]
["2021-01-14T00:45:00",1252,1357,1476]
["2021-01-14T01:00:00",1253,1316,1476]
["2021-01-14T01:15:00",1254,1229,1476]
["2021-01-14T01:30:00",1255,1041,1476]
["2021-01-14T01:45:00",1256,1018,1475]
["2021-01-14T02:00:00",1257,1011,1475]
["2021-01-14T02:15:00",1258,998,1475]
["2021-01-14T02:30:00",1259,984,1475]
["2021-01-14T02:45:00",1260,990,1475]
["2021-01-14T03:00:00",1261,954,1475]
["2021-01-14T03:15:00",1262,975,1475]
["2021-01-14T03:30:00",1263,1063,1475]
["2021-01-14T03:45:00",1264,1254,1475]
["2021-01-14T04:00:00",1265,1281,1475]
["2021-01-14T04:15:00",1266,1235,1475]
["2021-01-14T04:30:00",1267,1319,1475]
["2021-01-14T04:45:00",1268,1323,1474]
["2021-01-14T05:00:00",1269,1333,1474]
["2021-01-14T05:15:00",1270,1326,1474]
["2021-01-14T05:30:00",1271,1238,1474]
["2021-01-14T05:45:00",1272,1041,1474]
["2021-01-14T06:00:00",1273,1087,1474]
["2021-01-14T06:15:00",1274,1151,1474]
["2021-01-14T06:30:00",1275,1292,1474]
["2021-01-14T06:45:00",1276,1269,1474]
["2021-01-14T07:00:00",1277,1334,1474]
["2021-01-14T07:15:00",1278,1348,1474]
["2021-01-14T07:30:00",1279,1331,1474]
["2021-01-14T07:45:00",1280,1338,1474]
["2021-01-14T08:00:00",1281,1373,1473]
["2021-01-14T08:15:00",1282,1355,1473]
["2021-01-14T08:30:00",1283,1322,1473]
["2021-01-14T08:45:00",1284,1292,1473]
["2021-01-14T09:00:00",1285,1378,1473]
["2021-01-14T09:15:00",1286,1362,1473]
["2021-01-14T09:30:00",1287,1348,1473]
["2021-01-14T09:45:00",1288,1322,1473]
["2021-01-14T10:00:00",1289,1237,1473]
["2021-01-14T10:15:00",1290,1180,1472]
["2021-01-14T10:30:00",1291,1150,1472]
["2021-01-14T10:45:00",1292,1152,1472]
["2021-01-14T11:00:00",1293,1205,1472]
["2021-01-14T11:15:00",1294,1308,1472]
["2021-01-14T11:30:00",1295,1301,1472]
["2021-01-14T11:45:00",1296,1282,1472]
["2021-01-14T12:00:00",1297,1256,1472]
["2021-01-14T12:15:00",1298,1174,1472]
["2021-01-14T12:30:00",1299,1204,1472]
["2021-01-14T12:45:00",1300,1207,1472]
["2021-01-14T13:00:00",1301,1255,1472]
["2021-01-14T13:15:00",1302,1252,1471]
["2021-01-14T13:30:00",1303,1304,1471]
["2021-01-14T13:45:00",1304,1199,1471]
["2021-01-14T14:00:00",1305,1135,1471]
["2021-01-14T14:15:00",1306,1163,1471]
["2021-01-14T14:30:00",1307,1157,1471]
["2021-01-14T14:45:00",1308,1197,1471]
["2021-01-14T15:00:00",1309,1250,1471]
["2021-01-14T15:15:00",1310,1293,1471]
["2021-01-14T15:30:00",1311,1256,1471]
["2021-01-14T15:45:00",1312,1252,1471]
["2021-01-14T16:00:00",1313,1270,1471]
["2021-01-14T16:15:00",1314,1512,1471]
["2021-01-14T16:30:00",1315,1532,1471]
["2021-01-14T16:45:00",1316,1542,1471]
["2021-01-14T17:00:00",1317,1558,1470]
["2021-01-14T17:15:00",1318,1571,1470]
["2021-01-14T17:30:00",1319,1541,1470]
["2021-01-14T17:45:00",1320,1270,1470]
["2021-01-14T18:00:00",1321,1208,1470]
["2021-01-14T18:15:00",1322,1177,1470]
["2021-01-14T18:30:00",1323,1119,1470]
["2021-01-14T18:45:00",1324,1226,1470]
["2021-01-14T19:00:00",1325,1413,1470]
["2021-01-14T19:15:00",1326,1395,1470]
["2021-01-14T19:30:00",1327,1379,1470]
["2021-01-14T19:45:00",1328,1261,1469]
["2021-01-14T20:00:00",1329,1048,1469]
["2021-01-14T20:15:00",1330,1035,1469]
["2021-01-14T20:30:00",1331,1015,1469]
["2021-01-14T20:45:00",1332,1033,1469]
["2021-01-14T21:00:00",1333,1031,1469]
["2021-01-14T21:15:00",1334,994,1469]
["2021-01-14T21:30:00",1335,967,1469]
["2021-01-14T21:45:00",1336,948,1469]
["2021-01-14T22:00:00",1337,937,1469]
["2021-01-14T22:15:00",1338,1013,1469]
["2021-01-14T22:30:00",1339,1048,1469]
["2021-01-14T22:45:00",1340,1063,1469]
["2021-01-14T23:00:00",1341,1065,1469]
["2021-01-14T23:15:00",1342,1099,1469]
["2021-01-14T23:30:00",1343,1080,1469]
["2021-01-14T23:45:00",1344,1073,1469]
["2021-01-15",1345,1016,1469]
["2021-01-15T00:15:00",1346,1063,1469]
["2021-01-15T00:30:00",1347,1070,1468]
["2021-01-15T00:45:00",1348,1087,1468]
["2021-01-15T01:00:00",1349,1015,1468]
["2021-01-15T01:15:00",1350,949,1468]
["2021-01-15T01:30:00",1351,1024,1468]
["2021-01-15T01:45:00",1352,1027,1468]
["2021-01-15T02:00:00",1353,1036,1468]
["2021-01-15T02:15:00",1354,1031,1468]
["2021-01-15T02:30:00",1355,988,1468]
["2021-01-15T02:45:00",1356,1004,1468]
["2021-01-15T03:00:00",1357,994,1468]
["2021-01-15T03:15:00",1358,1025,1468]
["2021-01-15T03:30:00",1359,1017,1468]
["2021-01-15T03:45:00",1360,1037,1468]
["2021-01-15T04:00:00",1361,1076,1468]
["2021-01-15T04:15:00",1362,1057,1468]
["2021-01-15T04:30:00",1363,1100,1468]
["2021-01-15T04:45:00",1364,1069,1468]
["2021-01-15T05:00:00",1365,1086,1467]
["2021-01-15T05:15:00",1366,1118,1467]
["2021-01-15T05:30:00",1367,1128,1467]
["2021-01-15T05:45:00",1368,1143,1467]
["2021-01-15T06:00:00",1369,1112,1467]
["2021-01-15T06:15:00",1370,1253,1467]
["2021-01-15T06:30:00",1371,1338,1467]
["2021-01-15T06:45:00",1372,1377,1467]
["2021-01-15T07:00:00",1373,1384,1467]
["2021-01-15T07:15:00",1374,1420,1467]
["2021-01-15T07:30:00",1375,1448,1467]
["2021-01-15T07:45:00",1376,1435,1467]
["2021-01-15T08:00:00",1377,1395,1467]
["2021-01-15T08:15:00",1378,1409,1467]
["2021-01-15T08:30:00",1379,1411,1467]
["2021-01-15T08:45:00",1380,1393,1467]
["2021-01-15T09:00:00",1381,1392,1467]
["2021-01-15T09:15:00",1382,1410,1467]
["2021-01-15T09:30:00",1383,1362,1466]
["2021-01-15T09:45:00",1384,1363,1466]
["2021-01-15T10:00:00",1385,1328,1466]
["2021-01-15T10:15:00",1386,1224,1466]
["2021-01-15T10:30:00",1387,1171,1466]
["2021-01-15T10:45:00",1388,1152,1466]
["2021-01-15T11:00:00",1389,1236,1466]
["2021-01-15T11:15:00",1390,1343,1466]
["2021-01-15T11:30:00",1391,1342,1466]
["2021-01-15T11:45:00",1392,1376,1466]
["2021-01-15T12:00:00",1393,1366,1466]
["2021-01-15T12:15:00",1394,1383,1465]
["2021-01-15T12:30:00",1395,1376,1465]
["2021-01-15T12:45:00",1396,1368,1465]
["2021-01-15T13:00:00",1397,1344,1465]
["2021-01-15T13:15:00",1398,1333,1465]
["2021-01-15T13:30:00",1399,1314,1465]
["2021-01-15T13:45:00",1400,1456,1465]
["2021-01-15T14:00:00",1401,1569,1465]
["2021-01-15T14:15:00",1402,1483,1465]
["2021-01-15T14:30:00",1403,1463,1465]
["2021-01-15T14:45:00",1404,1497,1465]
["2021-01-15T15:00:00",1405,1492,1465]
["2021-01-15T15:15:00",1406,1507,1465]
["2021-01-15T15:30:00",1407,1471,1465]
["2021-01-15T15:45:00",1408,1484,1465]
["2021-01-15T16:00:00",1409,1486,1465]
["2021-01-15T16:15:00",1410,1454,1465]
["2021-01-15T16:30:00",1411,1400,1465]
["2021-01-15T16:45:00",1412,1360,1465]
["2021-01-15T17:00:00",1413,1327,1465]
["2021-01-15T17:15:00",1414,1193,1465]
["2021-01-15T17:30:00",1415,1124,1465]
["2021-01-15T17:45:00",1416,1275,1465]
["2021-01-15T18:00:00",1417,1245,1464]
["2021-01-15T18:15:00",1418,1262,1464]
["2021-01-15T18:30:00",1419,1250,1464]
["2021-01-15T18:45:00",1420,1276,1464]
["2021-01-15T19:00:00",1421,1275,1464]
["2021-01-15T19:15:00",1422,1274,1464]
["2021-01-15T19:30:00",1423,1253,1464]
["2021-01-15T19:45:00",1424,1112,1464]
["2021-01-15T20:00:00",1425,962,1464]
["2021-01-15T20:15:00",1426,963,1464]
["2021-01-15T20:30:00",1427,957,1464]
["2021-01-15T20:45:00",1428,933,1464]
["2021-01-15T21:00:00",1429,894,1463]
["2021-01-15T21:15:00",1430,794,1463]
["2021-01-15T21:30:00",1431,778,1463]
["2021-01-15T21:45:00",1432,681,1463]
["2021-01-15T22:00:00",1433,656,1463]
["2021-01-15T22:15:00",1434,563,1463]
["2021-01-15T22:30:00",1435,555,1463]
["2021-01-15T22:45:00",1436,546,1463]
["2021-01-15T23:00:00",1437,552,1463]
["2021-01-15T23:15:00",1438,552,1463]
["2021-01-15T23:30:00",1439,566,1463]
["2021-01-15T23:45:00",1440,552,1463]
["2021-01-16",1441,564,1463]
["2021-01-16T00:15:00",1442,552,1463]
["2021-01-16T00:30:00",1443,557,1463]
["2021-01-16T00:45:00",1444,502,1462]
["2021-01-16T01:00:00",1445,489,1462]
["2021-01-16T01:15:00",1446,470,1462]
["2021-01-16T01:30:00",1447,466,1462]
["2021-01-16T01:45:00",1448,478,1462]
["2021-01-16T02:00:00",1449,480,1462]
["2021-01-16T02:15:00",1450,443,1462]
["2021-01-16T02:30:00",1451,438,1462]
["2021-01-16T02:45:00",1452,441,1462]
["2021-01-16T03:00:00",1453,449,1462]
["2021-01-16T03:15:00",1454,473,1462]
["2021-01-16T03:30:00",1455,476,1462]
["2021-01-16T03:45:00",1456,466,1462]
["2021-01-16T04:00:00",1457,489,1461]
["2021-01-16T04:15:00",1458,502,1461]
["2021-01-16T04:30:00",1459,487,1461]
["2021-01-16T04:45:00",1460,490,1461]
["2021-01-16T05:00:00",1461,485,1461]
["2021-01-16T05:15:00",1462,444,1461]
["2021-01-16T05:30:00",1463,467,1461]
["2021-01-16T05:45:00",1464,441,1461]
["2021-01-16T06:00:00",1465,450,1461]
["2021-01-16T06:15:00",1466,490,1461]
["2021-01-16T06:30:00",1467,500,1461]
["2021-01-16T06:45:00",1468,521,1461]
["2021-01-16T07:00:00",1469,551,1461]
["2021-01-16T07:15:00",1470,570,1461]
["2021-01-16T07:30:00",1471,558,1461]
["2021-01-16T07:45:00",1472,562,1461]
["2021-01-16T08:00:00",1473,551,1461]
["2021-01-16T08:15:00",1474,544,1461]
["2021-01-16T08:30:00",1475,536,1461]
["2021-01-16T08:45:00",1476,527,1460]
["2021-01-16T09:00:00",1477,509,1460]
["2021-01-16T09:15:00",1478,496,1460]
["2021-01-16T09:30:00",1479,488,1460]
["2021-01-16T09:45:00",1480,469,1460]
["2021-01-16T10:00:00",1481,466,1460]
["2021-01-16T10:15:00",1482,458,1460]
["2021-01-16T10:30:00",1483,431,1460]
["2021-01-16T10:45:00",1484,442,1460]
["2021-01-16T11:00:00",1485,478,1460]
["2021-01-16T11:15:00",1486,473,1460]
["2021-01-16T11:30:00",1487,489,1459]
["2021-01-16T11:45:00",1488,500,1459]
["2021-01-16T12:00:00",1489,499,1459]
["2021-01-16T12:15:00",1490,493,1459]
["2021-01-16T12:30:00",1491,510,1459]
["2021-01-16T12:45:00",1492,504,1459]
["2021-01-16T13:00:00",1493,518,1459]
["2021-01-16T13:15:00",1494,533,1459]
["2021-01-16T13:30:00",1495,516,1459]
["2021-01-16T13:45:00",1496,499,1459]
["2021-01-16T14:00:00",1497,445,1459]
["2021-01-16T14:15:00",1498,427,1459]
["2021-01-16T14:30:00",1499,457,1459]
["2021-01-16T14:45:00",1500,452,1459]
["2021-01-16T15:00:00",1501,412,1459]
["2021-01-16T15:15:00",1502,420,1459]
["2021-01-16T15:30:00",1503,434,1459]
["2021-01-16T15:45:00",1504,429,1459]
["2021-01-16T16:00:00",1505,417,1459]
["2021-01-16T16:15:00",1506,411,1459]
["2021-01-16T16:30:00",1507,400,1458]
["2021-01-16T16:45:00",1508,407,1458]
["2021-01-16T17:00:00",1509,395,1458]
["2021-01-16T17:15:00",1510,364,1458]
["2021-01-16T17:30:00",1511,375,1458]
["2021-01-16T17:45:00",1512,373,1458]
["2021-01-16T18:00:00",1513,373,1458]
["2021-01-16T18:15:00",1514,371,1458]
["2021-01-16T18:30:00",1515,388,1458]
["2021-01-16T18:45:00",1516,390,1458]
["2021-01-16T19:00:00",1517,394,1458]
["2021-01-16T19:15:00",1518,364,1458]
["2021-01-16T19:30:00",1519,364,1458]
["2021-01-16T19:45:00",1520,384,1458]
["2021-01-16T20:00:00",1521,401,1457]
["2021-01-16T20:15:00",1522,397,1457]
["2021-01-16T20:30:00",1523,421,1457]
["2021-01-16T20:45:00",1524,411,1457]
["2021-01-16T21:00:00",1525,411,1457]
["2021-01-16T21:15:00",1526,426,1457]
["2021-01-16T21:30:00",1527,428,1457]
["2021-01-16T21:45:00",1528,412,1457]
["2021-01-16T22:00:00",1529,413,1457]
["2021-01-16T22:15:00",1530,412,1457]
["2021-01-16T22:30:00",1531,412,1457]
["2021-01-16T22:45:00",1532,417,1457]
["2021-01-16T23:00:00",1533,417,1456]
["2021-01-16T23:15:00",1534,420,1456]
["2021-01-16T23:30:00",1535,427,1456]
["2021-01-16T23:45:00",1536,428,1456]
["2021-01-17",1537,393,1456]
["2021-01-17T00:15:00",1538,393,1456]
["2021-01-17T00:30:00",1539,377,1456]
["2021-01-17T00:45:00",1540,365,1456]
["2021-01-17T01:00:00",1541,373,1456]
["2021-01-17T01:15:00",1542,389,1456]
["2021-01-17T01:30:00",1543,386,1456]
["2021-01-17T01:45:00",1544,378,1456]
["2021-01-17T02:00:00",1545,372,1456]
["2021-01-17T02:15:00",1546,378,1456]
["2021-01-17T02:30:00",1547,373,1456]
["2021-01-17T02:45:00",1548,373,1456]
["2021-01-17T03:00:00",1549,372,1456]
["2021-01-17T03:15:00",1550,388,1456]
["2021-01-17T03:30:00",1551,397,1456]
["2021-01-17T03:45:00",1552,371,1456]
["2021-01-17T04:00:00",1553,369,1456]
["2021-01-17T04:15:00",1554,374,1455]
["2021-01-17T04:30:00",1555,376,1455]
["2021-01-17T04:45:00",1556,388,1455]
["2021-01-17T05:00:00",1557,385,1455]
["2021-01-17T05:15:00",1558,377,1455]
["2021-01-17T05:30:00",1559,357,1455]
["2021-01-17T05:45:00",1560,353,1455]
["2021-01-17T06:00:00",1561,399,1455]
["2021-01-17T06:15:00",1562,421,1455]
["2021-01-17T06:30:00",1563,395,1455]
["2021-01-17T06:45:00",1564,405,1455]
["2021-01-17T07:00:00",1565,425,1455]
["2021-01-17T07:15:00",1566,437,1455]
["2021-01-17T07:30:00",1567,437,1455]
["2021-01-17T07:45:00",1568,444,1455]
["2021-01-17T08:00:00",1569,446,1455]
["2021-01-17T08:15:00",1570,437,1455]
["2021-01-17T08:30:00",1571,445,1455]
["2021-01-17T08:45:00",1572,451,1455]
["2021-01-17T09:00:00",1573,433,1454]
["2021-01-17T09:15:00",1574,443,1454]
["2021-01-17T09:30:00",1575,418,1454]
["2021-01-17T09:45:00",1576,400,1454]
["2021-01-17T10:00:00",1577,381,1454]
["2021-01-17T10:15:00",1578,363,1454]
["2021-01-17T10:30:00",1579,357,1454]
["2021-01-17T10:45:00",1580,352,1454]
["2021-01-17T11:00:00",1581,372,1454]
["2021-01-17T11:15:00",1582,415,1454]
["2021-01-17T11:30:00",1583,416,1454]
["2021-01-17T11:45:00",1584,435,1454]
["2021-01-17T12:00:00",1585,430,1454]
["2021-01-17T12:15:00",1586,415,1454]
["2021-01-17T12:30:00",1587,402,1454]
["2021-01-17T12:45:00",1588,411,1454]
["2021-01-17T13:00:00",1589,422,1454]
["2021-01-17T13:15:00",1590,433,1454]
["2021-01-17T13:30:00",1591,441,1453]
["2021-01-17T13:45:00",1592,420,1453]
["2021-01-17T14:00:00",1593,416,1453]
["2021-01-17T14:15:00",1594,396,1453]
["2021-01-17T14:30:00",1595,392,1452]
["2021-01-17T14:45:00",1596,384,1452]
["2021-01-17T15:00:00",1597,373,1452]
["2021-01-17T15:15:00",1598,388,1452]
["2021-01-17T15:30:00",1599,404,1452]
["2021-01-17T15:45:00",1600,419,1452]
["2021-01-17T16:00:00",1601,415,1452]
["2021-01-17T16:15:00",1602,421,1452]
["2021-01-17T16:30:00",1603,399,1452]
["2021-01-17T16:45:00",1604,388,1452]
["2021-01-17T17:00:00",1605,428,1452]
["2021-01-17T17:15:00",1606,424,1452]
["2021-01-17T17:30:00",1607,421,1452]
["2021-01-17T17:45:00",1608,431,1452]
["2021-01-17T18:00:00",1609,444,1452]
["2021-01-17T18:15:00",1610,441,1451]
["2021-01-17T18:30:00",1611,470,1451]
["2021-01-17T18:45:00",1612,450,1451]
["2021-01-17T19:00:00",1613,474,1451]
["2021-01-17T19:15:00",1614,478,1451]
["2021-01-17T19:30:00",1615,469,1451]
["2021-01-17T19:45:00",1616,465,1451]
["2021-01-17T20:00:00",1617,471,1451]
["2021-01-17T20:15:00",1618,569,1451]
["2021-01-17T20:30:00",1619,593,1451]
["2021-01-17T20:45:00",1620,606,1451]
["2021-01-17T21:00:00",1621,621,1451]
["2021-01-17T21:15:00",1622,611,1451]
["2021-01-17T21:30:00",1623,639,1450]
["2021-01-17T21:45:00",1624,819,1450]
["2021-01-17T22:00:00",1625,859,1450]
["2021-01-17T22:15:00",1626,1121,1450]
["2021-01-17T22:30:00",1627,1230,1450]
["2021-01-17T22:45:00",1628,1189,1450]
["2021-01-17T23:00:00",1629,1200,1450]
["2021-01-17T23:15:00",1630,1172,1450]
["2021-01-17T23:30:00",1631,1174,1450]
["2021-01-17T23:45:00",1632,1006,1450]
["2021-01-18",1633,1201,1450]
["2021-01-18T00:15:00",1634,1218,1450]
["2021-01-18T00:30:00",1635,1256,1450]
["2021-01-18T00:45:00",1636,1172,1449]
["2021-01-18T01:00:00",1637,1161,1449]
["2021-01-18T01:15:00",1638,1094,1449]
["2021-01-18T01:30:00",1639,879,1449]
["2021-01-18T01:45:00",1640,849,1449]
["2021-01-18T02:00:00",1641,865,1449]
["2021-01-18T02:15:00",1642,839,1449]
["2021-01-18T02:30:00",1643,834,1449]
["2021-01-18T02:45:00",1644,866,1449]
["2021-01-18T03:00:00",1645,869,1449]
["2021-01-18T03:15:00",1646,1010,1449]
["2021-01-18T03:30:00",1647,866,1449]
["2021-01-18T03:45:00",1648,877,1449]
["2021-01-18T04:00:00",1649,871,1449]
["2021-01-18T04:15:00",1650,868,1449]
["2021-01-18T04:30:00",1651,902,1449]
["2021-01-18T04:45:00",1652,996,1448]
["2021-01-18T05:00:00",1653,1153,1448]
["2021-01-18T05:15:00",1654,1091,1448]
["2021-01-18T05:30:00",1655,962,1448]
["2021-01-18T05:45:00",1656,961,1448]
["2021-01-18T06:00:00",1657,985,1448]
["2021-01-18T06:15:00",1658,1076,1448]
["2021-01-18T06:30:00",1659,1095,1448]
["2021-01-18T06:45:00",1660,1079,1448]
["2021-01-18T07:00:00",1661,1124,1448]
["2021-01-18T07:15:00",1662,1125,1448]
["2021-01-18T07:30:00",1663,1220,1448]
["2021-01-18T07:45:00",1664,1293,1448]
["2021-01-18T08:00:00",1665,1344,1448]
["2021-01-18T08:15:00",1666,1354,1448]
["2021-01-18T08:30:00",1667,1313,1448]
["2021-01-18T08:45:00",1668,1341,1448]
["2021-01-18T09:00:00",1669,1328,1448]
["2021-01-18T09:15:00",1670,1300,1448]
["2021-01-18T09:30:00",1671,1320,1448]
["2021-01-18T09:45:00",1672,1373,1448]
["2021-01-18T10:00:00",1673,1375,1448]
["2021-01-18T10:15:00",1674,1274,1448]
["2021-01-18T10:30:00",1675,1352,1447]
["2021-01-18T10:45:00",1676,1362,1447]
["2021-01-18T11:00:00",1677,1344,1447]
["2021-01-18T11:15:00",1678,1285,1447]
["2021-01-18T11:30:00",1679,1295,1447]
["2021-01-18T11:45:00",1680,1344,1447]
["2021-01-18T12:00:00",1681,1343,1447]
["2021-01-18T12:15:00",1682,1338,1447]
["2021-01-18T12:30:00",1683,1338,1447]
["2021-01-18T12:45:00",1684,1298,1447]
["2021-01-18T13:00:00",1685,1304,1447]
["2021-01-18T13:15:00",1686,1258,1446]
["2021-01-18T13:30:00",1687,1221,1446]
["2021-01-18T13:45:00",1688,1182,1446]
["2021-01-18T14:00:00",1689,1153,1446]
["2021-01-18T14:15:00",1690,1139,1446]
["2021-01-18T14:30:00",1691,1145,1446]
["2021-01-18T14:45:00",1692,1296,1446]
["2021-01-18T15:00:00",1693,1410,1446]
["2021-01-18T15:15:00",1694,1410,1446]
["2021-01-18T15:30:00",1695,1420,1446]
["2021-01-18T15:45:00",1696,1485,1446]
["2021-01-18T16:00:00",1697,1476,1446]
["2021-01-18T16:15:00",1698,1259,1446]
["2021-01-18T16:30:00",1699,1286,1446]
["2021-01-18T16:45:00",1700,1491,1445]
["2021-01-18T17:00:00",1701,1473,1445]
["2021-01-18T17:15:00",1702,1459,1445]
["2021-01-18T17:30:00",1703,1434,1445]
["2021-01-18T17:45:00",1704,1256,1445]
["2021-01-18T18:00:00",1705,1152,1445]
["2021-01-18T18:15:00",1706,1142,1445]
["2021-01-18T18:30:00",1707,1092,1445]
["2021-01-18T18:45:00",1708,1221,1445]
["2021-01-18T19:00:00",1709,1407,1445]
["2021-01-18T19:15:00",1710,1456,1445]
["2021-01-18T19:30:00",1711,1497,1445]
["2021-01-18T19:45:00",1712,1487,1444]
["2021-01-18T20:00:00",1713,1472,1444]
["2021-01-18T20:15:00",1714,1465,1444]
["2021-01-18T20:30:00",1715,1443,1444]
["2021-01-18T20:45:00",1716,1377,1444]
["2021-01-18T21:00:00",1717,1317,1444]
["2021-01-18T21:15:00",1718,1140,1444]
["2021-01-18T21:30:00",1719,1103,1444]
["2021-01-18T21:45:00",1720,1070,1444]
["2021-01-18T22:00:00",1721,1084,1444]
["2021-01-18T22:15:00",1722,1207,1444]
["2021-01-18T22:30:00",1723,1375,1444]
["2021-01-18T22:45:00",1724,1509,1444]
["2021-01-18T23:00:00",1725,1500,1444]
["2021-01-18T23:15:00",1726,1534,1444]
["2021-01-18T23:30:00",1727,1518,1444]
["2021-01-18T23:45:00",1728,1520,1444]
["2021-01-19",1729,1514,1444]
["2021-01-19T00:15:00",1730,1492,1444]
["2021-01-19T00:30:00",1731,1542,1443]
["2021-01-19T00:45:00",1732,1547,1443]
["2021-01-19T01:00:00",1733,1525,1443]
["2021-01-19T01:15:00",1734,1286,1443]
["2021-01-19T01:30:00",1735,1246,1443]
["2021-01-19T01:45:00",1736,1250,1443]
["2021-01-19T02:00:00",1737,1169,1443]
["2021-01-19T02:15:00",1738,1208,1443]
["2021-01-19T02:30:00",1739,1187,1443]
["2021-01-19T02:45:00",1740,1142,1443]
["2021-01-19T03:00:00",1741,1140,1443]
["2021-01-19T03:15:00",1742,1120,1443]
["2021-01-19T03:30:00",1743,1162,1443]
["2021-01-19T03:45:00",1744,1341,1443]
["2021-01-19T04:00:00",1745,1316,1443]
["2021-01-19T04:15:00",1746,1188,1443]
["2021-01-19T04:30:00",1747,1098,1443]
["2021-01-19T04:45:00",1748,1125,1443]
["2021-01-19T05:00:00",1749,1173,1443]
["2021-01-19T05:15:00",1750,1144,1442]
["2021-01-19T05:30:00",1751,1137,1442]
["2021-01-19T05:45:00",1752,1178,1442]
["2021-01-19T06:00:00",1753,1185,1442]
["2021-01-19T06:15:00",1754,1279,1442]
["2021-01-19T06:30:00",1755,1282,1442]
["2021-01-19T06:45:00",1756,1297,1442]
["2021-01-19T07:00:00",1757,1328,1442]
["2021-01-19T07:15:00",1758,1309,1442]
["2021-01-19T07:30:00",1759,1353,1442]
["2021-01-19T07:45:00",1760,1359,1442]
["2021-01-19T08:00:00",1761,1341,1442]
["2021-01-19T08:15:00",1762,1344,1442]
["2021-01-19T08:30:00",1763,1349,1442]
["2021-01-19T08:45:00",1764,1371,1442]
["2021-01-19T09:00:00",1765,1384,1442]
["2021-01-19T09:15:00",1766,1375,1442]
["2021-01-19T09:30:00",1767,1306,1442]
["2021-01-19T09:45:00",1768,1330,1442]
["2021-01-19T10:00:00",1769,1332,1442]
["2021-01-19T10:15:00",1770,1300,1442]
["2021-01-19T10:30:00",1771,1304,1441]
["2021-01-19T10:45:00",1772,1324,1441]
["2021-01-19T11:00:00",1773,1354,1441]
["2021-01-19T11:15:00",1774,1391,1441]
["2021-01-19T11:30:00",1775,1387,1441]
["2021-01-19T11:45:00",1776,1410,1441]
["2021-01-19T12:00:00",1777,1429,1441]
["2021-01-19T12:15:00",1778,1424,1441]
["2021-01-19T12:30:00",1779,1441,1441]
["2021-01-19T12:45:00",1780,1464,1441]
["2021-01-19T13:00:00",1781,1458,1441]
["2021-01-19T13:15:00",1782,1581,1441]
["2021-01-19T13:30:00",1783,1419,1441]
["2021-01-19T13:45:00",1784,1296,1441]
["2021-01-19T14:00:00",1785,1265,1441]
["2021-01-19T14:15:00",1786,1225,1441]
["2021-01-19T14:30:00",1787,1219,1441]
["2021-01-19T14:45:00",1788,1277,1441]
["2021-01-19T15:00:00",1789,1334,1440]
["2021-01-19T15:15:00",1790,1359,1440]
["2021-01-19T15:30:00",1791,1449,1440]
["2021-01-19T15:45:00",1792,1606,1440]
["2021-01-19T16:00:00",1793,1543,1440]
["2021-01-19T16:15:00",1794,1577,1440]
["2021-01-19T16:30:00",1795,1593,1440]
["2021-01-19T16:45:00",1796,1627,1440]
["2021-01-19T17:00:00",1797,1656,1440]
["2021-01-19T17:15:00",1798,1659,1440]
["2021-01-19T17:30:00",1799,1640,1440]
["2021-01-19T17:45:00",1800,1534,1440]
["2021-01-19T18:00:00",1801,1254,1440]
["2021-01-19T18:15:00",1802,1259,1440]
["2021-01-19T18:30:00",1803,1235,1440]
["2021-01-19T18:45:00",1804,1240,1439]
["2021-01-19T19:00:00",1805,1367,1439]
["2021-01-19T19:15:00",1806,1578,1439]
["2021-01-19T19:30:00",1807,1553,1439]
["2021-01-19T19:45:00",1808,1538,1439]
["2021-01-19T20:00:00",1809,1564,1439]
["2021-01-19T20:15:00",1810,1549,1439]
["2021-01-19T20:30:00",1811,1579,1439]
["2021-01-19T20:45:00",1812,1553,1439]
["2021-01-19T21:00:00",1813,1300,1439]
["2021-01-19T21:15:00",1814,1287,1438]
["2021-01-19T21:30:00",1815,1224,1438]
["2021-01-19T21:45:00",1816,1054,1438]
["2021-01-19T22:00:00",1817,1017,1438]
["2021-01-19T22:15:00",1818,1212,1438]
["2021-01-19T22:30:00",1819,1230,1438]
["2021-01-19T22:45:00",1820,1506,1438]
["2021-01-19T23:00:00",1821,1533,1438]
["2021-01-19T23:15:00",1822,1521,1438]
["2021-01-19T23:30:00",1823,1541,1438]
["2021-01-19T23:45:00",1824,1522,1438]
["2021-01-20",1825,1510,1438]
["2021-01-20T00:15:00",1826,1529,1438]
["2021-01-20T00:30:00",1827,1564,1438]
["2021-01-20T00:45:00",1828,1556,1438]
["2021-01-20T01:00:00",1829,1549,1438]
["2021-01-20T01:15:00",1830,1531,1438]
["2021-01-20T01:30:00",1831,1472,1438]
["2021-01-20T01:45:00",1832,1408,1438]
["2021-01-20T02:00:00",1833,1119,1438]
["2021-01-20T02:15:00",1834,1108,1438]
["2021-01-20T02:30:00",1835,1063,1438]
["2021-01-20T02:45:00",1836,1052,1437]
["2021-01-20T03:00:00",1837,1050,1437]
["2021-01-20T03:15:00",1838,1043,1437]
["2021-01-20T03:30:00",1839,1047,1437]
["2021-01-20T03:45:00",1840,1306,1437]
["2021-01-20T04:00:00",1841,1377,1437]
["2021-01-20T04:15:00",1842,1406,1437]
["2021-01-20T04:30:00",1843,1337,1437]
["2021-01-20T04:45:00",1844,972,1437]
["2021-01-20T05:00:00",1845,1181,1437]
["2021-01-20T05:15:00",1846,1308,1437]
["2021-01-20T05:30:00",1847,1355,1437]
["2021-01-20T05:45:00",1848,1084,1437]
["2021-01-20T06:00:00",1849,1110,1437]
["2021-01-20T06:15:00",1850,1168,1437]
["2021-01-20T06:30:00",1851,1219,1436]
["2021-01-20T06:45:00",1852,1302,1436]
["2021-01-20T07:00:00",1853,1399,1436]
["2021-01-20T07:15:00",1854,1413,1436]
["2021-01-20T07:30:00",1855,1428,1436]
["2021-01-20T07:45:00",1856,1429,1436]
["2021-01-20T08:00:00",1857,1432,1436]
["2021-01-20T08:15:00",1858,1422,1436]
["2021-01-20T08:30:00",1859,1402,1436]
["2021-01-20T08:45:00",1860,1494,1436]
["2021-01-20T09:00:00",1861,1504,1436]
["2021-01-20T09:15:00",1862,1476,1436]
["2021-01-20T09:30:00",1863,1486,1436]
["2021-01-20T09:45:00",1864,1431,1436]
["2021-01-20T10:00:00",1865,1379,1436]
["2021-01-20T10:15:00",1866,1321,1436]
["2021-01-20T10:30:00",1867,1291,1436]
["2021-01-20T10:45:00",1868,1395,1436]
["2021-01-20T11:00:00",1869,1458,1436]
["2021-01-20T11:15:00",1870,1482,1435]
["2021-01-20T11:30:00",1871,1457,1435]
["2021-01-20T11:45:00",1872,1448,1435]
["2021-01-20T12:00:00",1873,1385,1435]
["2021-01-20T12:15:00",1874,1385,1435]
["2021-01-20T12:30:00",1875,1324,1435]
["2021-01-20T12:45:00",1876,1272,1435]
["2021-01-20T13:00:00",1877,1246,1435]
["2021-01-20T13:15:00",1878,1290,1435]
["2021-01-20T13:30:00",1879,1295,1435]
["2021-01-20T13:45:00",1880,1188,1435]
["2021-01-20T14:00:00",1881,1180,1435]
["2021-01-20T14:15:00",1882,1103,1435]
["2021-01-20T14:30:00",1883,1099,1435]
["2021-01-20T14:45:00",1884,1131,1434]
["2021-01-20T15:00:00",1885,1144,1434]
["2021-01-20T15:15:00",1886,1147,1434]
["2021-01-20T15:30:00",1887,1203,1434]
["2021-01-20T15:45:00",1888,1132,1434]
["2021-01-20T16:00:00",1889,1156,1434]
["2021-01-20T16:15:00",1890,1137,1434]
["2021-01-20T16:30:00",1891,1198,1434]
["2021-01-20T16:45:00",1892,1184,1434]
["2021-01-20T17:00:00",1893,1263,1434]
["2021-01-20T17:15:00",1894,1429,1434]
["2021-01-20T17:30:00",1895,1448,1433]
["2021-01-20T17:45:00",1896,1460,1433]
["2021-01-20T18:00:00",1897,1154,1433]
["2021-01-20T18:15:00",1898,1111,1433]
["2021-01-20T18:30:00",1899,1057,1433]
["2021-01-20T18:45:00",1900,1233,1433]
["2021-01-20T19:00:00",1901,1459,1433]
["2021-01-20T19:15:00",1902,1428,1433]
["2021-01-20T19:30:00",1903,1425,1433]
["2021-01-20T19:45:00",1904,1452,1433]
["2021-01-20T20:00:00",1905,1422,1433]
["2021-01-20T20:15:00",1906,1365,1433]
["2021-01-20T20:30:00",1907,1418,1433]
["2021-01-20T20:45:00",1908,1416,1433]
["2021-01-20T21:00:00",1909,1422,1433]
["2021-01-20T21:15:00",1910,1173,1432]
["2021-01-20T21:30:00",1911,1109,1432]
["2021-01-20T21:45:00",1912,1092,1432]
["2021-01-20T22:00:00",1913,1077,1432]
["2021-01-20T22:15:00",1914,1237,1432]
["2021-01-20T22:30:00",1915,1461,1432]
["2021-01-20T22:45:00",1916,1464,1432]
["2021-01-20T23:00:00",1917,1470,1432]
["2021-01-20T23:15:00",1918,1484,1432]
["2021-01-20T23:30:00",1919,1431,1432]
["2021-01-20T23:45:00",1920,1451,1432]
["2021-01-21",1921,1475,1432]
["2021-01-21T00:15:00",1922,1271,1432]
["2021-01-21T00:30:00",1923,1469,1432]
["2021-01-21T00:45:00",1924,1461,1432]
["2021-01-21T01:00:00",1925,1448,1432]
["2021-01-21T01:15:00",1926,1390,1432]
["2021-01-21T01:30:00",1927,1333,1432]
["2021-01-21T01:45:00",1928,1377,1432]
["2021-01-21T02:00:00",1929,1241,1432]
["2021-01-21T02:15:00",1930,1090,1431]
["2021-01-21T02:30:00",1931,1081,1431]
["2021-01-21T02:45:00",1932,1084,1431]
["2021-01-21T03:00:00",1933,1109,1431]
["2021-01-21T03:15:00",1934,1058,1431]
["2021-01-21T03:30:00",1935,1042,1431]
["2021-01-21T03:45:00",1936,1024,1431]
["2021-01-21T04:00:00",1937,1213,1431]
["2021-01-21T04:15:00",1938,1330,1431]
["2021-01-21T04:30:00",1939,1338,1431]
["2021-01-21T04:45:00",1940,1346,1431]
["2021-01-21T05:00:00",1941,1330,1431]
["2021-01-21T05:15:00",1942,1357,1431]
["2021-01-21T05:30:00",1943,1300,1431]
["2021-01-21T05:45:00",1944,1157,1431]
["2021-01-21T06:00:00",1945,1206,1431]
["2021-01-21T06:15:00",1946,1262,1430]
["2021-01-21T06:30:00",1947,1253,1430]
["2021-01-21T06:45:00",1948,1303,1430]
["2021-01-21T07:00:00",1949,1320,1430]
["2021-01-21T07:15:00",1950,1294,1430]
["2021-01-21T07:30:00",1951,1367,1430]
["2021-01-21T07:45:00",1952,1408,1430]
["2021-01-21T08:00:00",1953,1347,1430]
["2021-01-21T08:15:00",1954,1363,1430]
["2021-01-21T08:30:00",1955,1456,1429]
["2021-01-21T08:45:00",1956,1474,1429]
["2021-01-21T09:00:00",1957,1489,1429]
["2021-01-21T09:15:00",1958,1513,1429]
["2021-01-21T09:30:00",1959,1521,1429]
["2021-01-21T09:45:00",1960,1482,1429]
["2021-01-21T10:00:00",1961,1454,1429]
["2021-01-21T10:15:00",1962,1378,1429]
["2021-01-21T10:30:00",1963,1379,1429]
["2021-01-21T10:45:00",1964,1375,1429]
["2021-01-21T11:00:00",1965,1306,1429]
["2021-01-21T11:15:00",1966,1361,1429]
["2021-01-21T11:30:00",1967,1323,1428]
["2021-01-21T11:45:00",1968,1308,1428]
["2021-01-21T12:00:00",1969,1302,1428]
["2021-01-21T12:15:00",1970,1261,1428]
["2021-01-21T12:30:00",1971,1264,1428]
["2021-01-21T12:45:00",1972,1274,1428]
["2021-01-21T13:00:00",1973,1225,1428]
["2021-01-21T13:15:00",1974,1231,1428]
["2021-01-21T13:30:00",1975,1216,1428]
["2021-01-21T13:45:00",1976,1204,1428]
["2021-01-21T14:00:00",1977,1113,1428]
["2021-01-21T14:15:00",1978,1085,1428]
["2021-01-21T14:30:00",1979,1120,1428]
["2021-01-21T14:45:00",1980,1087,1428]
["2021-01-21T15:00:00",1981,1075,1428]
["2021-01-21T15:15:00",1982,1124,1428]
["2021-01-21T15:30:00",1983,1113,1428]
["2021-01-21T15:45:00",1984,1128,1428]
["2021-01-21T16:00:00",1985,1095,1428]
["2021-01-21T16:15:00",1986,1184,1428]
["2021-01-21T16:30:00",1987,1222,1428]
["2021-01-21T16:45:00",1988,1207,1428]
["2021-01-21T17:00:00",1989,1171,1428]
["2021-01-21T17:15:00",1990,1214,1428]
["2021-01-21T17:30:00",1991,1256,1427]
["2021-01-21T17:45:00",1992,1265,1427]
["2021-01-21T18:00:00",1993,1112,1427]
["2021-01-21T18:15:00",1994,1106,1427]
["2021-01-21T18:30:00",1995,1133,1427]
["2021-01-21T18:45:00",1996,1175,1427]
["2021-01-21T19:00:00",1997,1204,1427]
["2021-01-21T19:15:00",1998,1275,1427]
["2021-01-21T19:30:00",1999,1363,1427]
["2021-01-21T22:00:00",2009,1251,1426]
["2021-01-22T02:15:00",2026,1087,1426]
["2021-01-22T06:30:00",2043,1372,1425]
["2021-01-22T09:00:00",2053,1424,1424]
["2021-01-22T15:15:00",2078,1503,1423]
["2021-01-22T19:30:00",2095,1131,1422]
["2021-01-22T23:45:00",2112,548,1421]
["2021-01-23T01:30:00",2119,529,1420]
["2021-01-23T04:30:00",2131,498,1419]
["2021-01-23T08:45:00",2148,650,1418]
["2021-01-23T13:00:00",2165,501,1417]
["2021-01-23T18:15:00",2186,464,1416]
["2021-01-23T21:45:00",2200,479,1415]
["2021-01-24T02:00:00",2217,430,1415]
["2021-01-24T06:45:00",2236,506,1414]
["2021-01-24T10:45:00",2252,494,1413]
["2021-01-24T15:00:00",2269,483,1412]
["2021-01-24T19:15:00",2286,984,1412]
["2021-01-24T23:15:00",2302,1121,1411]
["2021-01-25T04:00:00",2321,1134,1410]
["2021-01-25T08:15:00",2338,1382,1409]
["2021-01-25T12:30:00",2355,1387,1409]
["2021-01-25T16:00:00",2369,1456,1408]
["2021-01-25T17:15:00",2374,1639,1408]
["2021-01-25T21:30:00",2391,1360,1407]
["2021-01-26T04:30:00",2419,1458,1406]
["2021-01-26T06:15:00",2426,1397,1406]
["2021-01-26T10:30:00",2443,1366,1405]
["2021-01-26T14:45:00",2460,1584,1404]
["2021-01-26T21:15:00",2486,1165,1403]
["2021-01-26T23:30:00",2495,1203,1403]
["2021-01-27T03:45:00",2512,1117,1402]
["2021-01-27T08:00:00",2529,1566,1401]
["2021-01-27T13:45:00",2552,1659,1399]
["2021-01-27T16:45:00",2564,1569,1399]
["2021-01-27T21:00:00",2581,1420,1398]
["2021-01-27T22:00:00",2585,1433,1398]
["2021-01-28T05:45:00",2616,1662,1396]
["2021-01-28T10:00:00",2633,1527,1395]
["2021-01-28T10:15:00",2634,1388,1395]
["2021-01-28T14:45:00",2652,1613,1394]
["2021-01-28T19:00:00",2669,1179,1393]
["2021-01-28T23:15:00",2686,1553,1392]
["2021-01-29T03:30:00",2703,1138,1391]
["2021-01-29T07:15:00",2718,1376,1391]
["2021-01-29T12:15:00",2738,1381,1390]
["2021-01-29T16:30:00",2755,1328,1389]
["2021-01-29T20:45:00",2772,908,1388]
["2021-01-30",2785,434,1387]
["2021-01-30T05:30:00",2807,387,1387]
["2021-01-30T09:45:00",2824,403,1385]
["2021-01-30T12:30:00",2835,392,1385]
["2021-01-30T18:30:00",2859,443,1384]
["2021-01-30T22:45:00",2876,597,1383]
["2021-01-31T03:00:00",2893,500,1383]
["2021-01-31T05:15:00",2902,518,1382]
["2021-01-31T07:45:00",2912,616,1382]
["2021-01-31T12:00:00",2929,594,1381]
["2021-01-31T16:15:00",2946,587,1380]
["2021-01-31T21:45:00",2968,729,1379]
["2021-02-01T01:00:00",2981,1071,1378]
["2021-02-01T05:15:00",2998,863,1377]
["2021-02-01T10:15:00",3018,1211,1377]
["2021-02-01T14:00:00",3033,1210,1376]
["2021-02-01T18:15:00",3050,1152,1376]
["2021-02-01T22:30:00",3067,1552,1375]
["2021-02-02T03:00:00",3085,1200,1374]
["2021-02-02T07:15:00",3102,1303,1373]
["2021-02-02T11:30:00",3119,1283,1372]
["2021-02-02T15:45:00",3136,1423,1372]
["2021-02-02T19:30:00",3151,1303,1371]
["2021-02-02T20:30:00",3155,1362,1371]
["2021-02-03T00:45:00",3172,1431,1370]
["2021-02-03T08:00:00",3201,1459,1368]
["2021-02-03T09:30:00",3207,1342,1368]
["2021-02-03T13:45:00",3224,1260,1367]
["2021-02-03T18:00:00",3241,1322,1366]
["2021-02-04T00:45:00",3268,1517,1365]
["2021-02-04T02:45:00",3276,1087,1365]
["2021-02-04T07:00:00",3293,1483,1364]
["2021-02-04T11:15:00",3310,1414,1364]
["2021-02-04T13:00:00",3317,1360,1363]
["2021-02-04T20:00:00",3345,1441,1362]
["2021-02-05T00:15:00",3362,1442,1361]
["2021-02-05T04:30:00",3379,1226,1360]
["2021-02-05T05:45:00",3384,1075,1360]
["2021-02-05T13:15:00",3414,1280,1359]
["2021-02-05T13:30:00",3415,1258,1359]
["2021-02-05T18:15:00",3434,1044,1358]
["2021-02-05T22:15:00",3450,433,1357]
["2021-02-06T02:30:00",3467,379,1357]
["2021-02-06T06:45:00",3484,350,1356]
["2021-02-06T11:00:00",3501,328,1355]
["2021-02-06T15:30:00",3519,325,1355]
["2021-02-06T19:45:00",3536,358,1354]
["2021-02-07",3553,373,1353]
["2021-02-07T03:30:00",3567,329,1352]
["2021-02-07T08:45:00",3588,443,1352]
["2021-02-07T13:00:00",3605,427,1351]
["2021-02-07T16:00:00",3617,450,1350]
["2021-02-07T21:45:00",3640,1178,1350]
["2021-02-08T02:00:00",3657,1131,1349]
["2021-02-08T06:15:00",3674,1083,1348]
["2021-02-08T08:45:00",3684,1305,1347]
["2021-02-08T11:00:00",3693,1236,1347]
["2021-02-08T15:15:00",3710,1319,1346]
["2021-02-08T19:30:00",3727,1245,1345]
["2021-02-09T01:15:00",3750,1204,1345]
["2021-02-09T04:15:00",3762,1279,1344]
["2021-02-09T08:30:00",3779,1411,1343]
["2021-02-09T14:00:00",3801,1003,1342]
["2021-02-09T17:15:00",3814,1094,1342]
["2021-02-09T21:30:00",3831,866,1341]
["2021-02-10T01:45:00",3848,942,1340]
["2021-02-10T06:30:00",3867,1167,1340]
["2021-02-10T10:30:00",3883,1028,1339]
["2021-02-10T14:45:00",3900,1422,1338]
["2021-02-10T19:00:00",3917,1350,1338]
["2021-02-10T23:15:00",3934,1242,1337]
["2021-02-10T23:45:00",3936,1465,1337]
["2021-02-11T04:00:00",3953,1345,1336]
["2021-02-11T11:45:00",3984,1305,1335]
["2021-02-11T12:45:00",3988,1233,1335]
["2021-02-11T17:00:00",4005,1392,1334]
["2021-02-11T21:15:00",4022,1100,1334]
["2021-02-12",4033,1365,1334]
["2021-02-12T06:00:00",4057,1136,1333]
["2021-02-12T10:15:00",4074,1187,1332]
["2021-02-12T14:30:00",4091,995,1331]
["2021-02-12T16:45:00",4100,1337,1331]
["2021-02-12T23:15:00",4126,394,1331]
["2021-02-13T03:30:00",4143,383,1330]
["2021-02-13T07:45:00",4160,456,1329]
["2021-02-13T09:15:00",4166,443,1329]
["2021-02-13T16:30:00",4195,391,1328]
["2021-02-13T16:45:00",4196,401,1328]
["2021-02-13T21:45:00",4216,414,1327]
["2021-02-14T01:30:00",4231,397,1327]
["2021-02-14T05:45:00",4248,395,1326]
["2021-02-14T10:00:00",4265,389,1325]
["2021-02-14T14:30:00",4283,480,1324]
["2021-02-14T18:45:00",4300,743,1324]
["2021-02-14T23:00:00",4317,1282,1323]
["2021-02-15T03:15:00",4334,890,1322]
["2021-02-15T07:15:00",4350,1438,1322]
["2021-02-15T12:00:00",4369,1275,1321]
["2021-02-15T16:15:00",4386,1305,1321]
["2021-02-15T19:45:00",4400,1307,1321]
["2021-02-16T01:00:00",4421,1254,1320]
["2021-02-16T05:15:00",4438,1122,1319]
["2021-02-16T09:30:00",4455,1277,1319]
["2021-02-16T12:15:00",4466,1543,1318]
["2021-02-16T14:15:00",4474,1177,1318]
["2021-02-16T18:30:00",4491,1120,1317]
["2021-02-16T22:45:00",4508,1255,1317]
["2021-02-17T05:00:00",4533,1101,1316]
["2021-02-17T07:30:00",4543,1333,1315]
["2021-02-17T11:45:00",4560,1307,1315]
["2021-02-17T17:30:00",4583,1231,1314]
["2021-02-17T20:30:00",4595,1153,1314]
["2021-02-18T00:45:00",4612,1410,1313]
["2021-02-18T05:00:00",4629,1301,1312]
["2021-02-18T10:00:00",4649,1280,1312]
["2021-02-18T13:45:00",4664,1154,1311]
["2021-02-18T18:00:00",4681,1109,1310]
["2021-02-18T22:15:00",4698,1340,1310]
["2021-02-19T02:45:00",4716,1007,1309]
["2021-02-19T03:00:00",4717,1004,1309]
["2021-02-19T07:15:00",4734,1532,1309]
["2021-02-19T11:30:00",4751,1346,1308]
["2021-02-19T15:00:00",4765,1416,1307]
["2021-02-19T20:15:00",4786,923,1307]
["2021-02-20T00:30:00",4803,459,1306]
["2021-02-20T03:45:00",4816,439,1306]
["2021-02-20T09:15:00",4838,472,1305]
["2021-02-20T13:30:00",4855,412,1305]
["2021-02-20T17:45:00",4872,400,1304]
["2021-02-20T20:15:00",4882,441,1304]
["2021-02-21T02:30:00",4907,423,1303]
["2021-02-21T06:45:00",4924,387,1302]
["2021-02-21T11:00:00",4941,417,1301]
["2021-02-21T13:00:00",4949,442,1301]
["2021-02-21T19:45:00",4976,831,1300]
["2021-02-21T20:00:00",4977,873,1300]
["2021-02-22T01:30:00",4999,945,1299]
["2021-02-22T04:45:00",5012,1159,1299]
["2021-02-22T09:00:00",5029,1295,1298]
["2021-02-22T13:15:00",5046,1075,1298]
["2021-02-22T18:00:00",5065,1055,1297]
["2021-02-22T22:00:00",5081,1140,1297]
["2021-02-23T02:15:00",5098,1065,1296]
["2021-02-23T06:30:00",5115,1114,1296]
["2021-02-23T10:45:00",5132,1181,1295]
["2021-02-23T15:15:00",5150,1094,1294]
["2021-02-23T19:30:00",5167,1473,1294]
["2021-02-23T23:15:00",5182,1213,1293]
["2021-02-24T04:15:00",5202,1100,1293]
["2021-02-24T08:30:00",5219,1588,1292]
["2021-02-24T12:45:00",5236,1484,1292]
["2021-02-24T16:00:00",5249,1547,1291]
["2021-02-24T17:30:00",5255,1607,1291]
["2021-02-24T21:45:00",5272,1720,1291]
["2021-02-25T02:00:00",5289,1333,1290]
["2021-02-25T08:30:00",5315,1384,1289]
["2021-02-25T10:45:00",5324,1298,1289]
["2021-02-25T15:00:00",5341,1557,1288]
["2021-02-25T19:15:00",5358,1526,1288]
["2021-02-26T01:15:00",5382,1310,1287]
["2021-02-26T04:00:00",5393,990,1287]
["2021-02-26T08:15:00",5410,1331,1286]
["2021-02-26T13:45:00",5432,1174,1285]
["2021-02-26T17:00:00",5445,1340,1285]
["2021-02-26T21:15:00",5462,1133,1284]
["2021-02-27T01:30:00",5479,422,1284]
["2021-02-27T02:00:00",5481,405,1284]
["2021-02-27T06:15:00",5498,471,1283]
["2021-02-27T10:30:00",5515,495,1283]
["2021-02-27T14:45:00",5532,371,1282]
["2021-02-27T18:45:00",5548,402,1282]
["2021-02-27T23:30:00",5567,460,1281]
["2021-02-28T03:45:00",5584,441,1280]
["2021-02-28T07:15:00",5598,422,1280]
["2021-02-28T12:30:00",5619,380,1279]
["2021-02-28T16:45:00",5636,371,1279]
["2021-02-28T21:00:00",5653,674,1278]
["2021-02-28T23:45:00",5664,1157,1278]
["2021-03-01T05:45:00",5688,1139,1277]
["2021-03-01T10:00:00",5705,1387,1277]
["2021-03-01T14:15:00",5722,1077,1276]
["2021-03-01T16:30:00",5731,1087,1276]
["2021-03-01T23:00:00",5757,1071,1275]
["2021-03-01T23:15:00",5758,1132,1275]
["2021-03-02T05:00:00",5781,1007,1275]
["2021-03-02T08:00:00",5793,1356,1274]
["2021-03-02T12:15:00",5810,1270,1274]
["2021-03-02T16:30:00",5827,952,1273]
["2021-03-02T21:45:00",5848,1038,1273]
["2021-03-03T01:15:00",5862,1120,1272]
["2021-03-03T05:30:00",5879,1035,1272]
["2021-03-03T09:45:00",5896,1337,1271]
["2021-03-03T14:15:00",5914,1224,1271]
["2021-03-03T18:30:00",5931,1019,1270]
["2021-03-03T22:45:00",5948,1309,1269]
["2021-03-04T02:45:00",5964,990,1269]
["2021-03-04T07:30:00",5983,1672,1268]
["2021-03-04T11:45:00",6000,1456,1268]
["2021-03-04T16:00:00",6017,1394,1267]
["2021-03-04T19:30:00",6031,1416,1267]
["2021-03-04T20:45:00",6036,1120,1267]
["2021-03-05T01:00:00",6053,1366,1266]
["2021-03-05T05:15:00",6070,1018,1266]
["2021-03-05T12:00:00",6097,1293,1265]
["2021-03-05T14:00:00",6105,1172,1265]
["2021-03-05T18:15:00",6122,756,1264]
["2021-03-05T22:30:00",6139,533,1264]
["2021-03-06T04:45:00",6164,488,1263]
["2021-03-06T07:15:00",6174,659,1263]
["2021-03-06T11:30:00",6191,629,1262]
["2021-03-06T13:00:00",6197,563,1262]
["2021-03-06T20:15:00",6226,348,1261]
["2021-03-07T00:30:00",6243,329,1261]
["2021-03-07T04:45:00",6260,357,1260]
["2021-03-07T05:45:00",6264,353,1260]
["2021-03-07T09:30:00",6279,367,1260]
["2021-03-07T13:45:00",6296,352,1259]
["2021-03-07T18:00:00",6313,517,1258]
["2021-03-07T22:15:00",6330,1150,1258]
["2021-03-08T02:45:00",6348,1073,1257]
["2021-03-08T07:00:00",6365,1238,1257]
["2021-03-08T10:45:00",6380,1039,1256]
["2021-03-08T15:45:00",6400,1303,1256]
["2021-03-08T20:00:00",6417,1437,1255]
["2021-03-09T00:15:00",6434,1512,1255]
["2021-03-09T03:30:00",6447,1086,1254]
["2021-03-09T09:00:00",6469,1280,1254]
["2021-03-09T13:15:00",6486,1310,1253]
["2021-03-09T17:30:00",6503,1186,1253]
["2021-03-09T20:00:00",6513,1322,1253]
["2021-03-10T02:15:00",6538,1059,1252]
["2021-03-10T02:30:00",6539,1011,1252]
["2021-03-10T08:30:00",6563,1377,1252]
["2021-03-10T11:15:00",6574,1408,1251]
["2021-03-10T15:30:00",6591,1331,1251]
["2021-03-10T19:45:00",6608,1467,1250]
["2021-03-11T01:15:00",6630,1086,1250]
["2021-03-11T04:30:00",6643,1002,1249]
["2021-03-11T08:45:00",6660,1615,1249]
["2021-03-11T13:00:00",6677,1403,1248]
["2021-03-11T18:00:00",6697,1066,1248]
["2021-03-11T21:45:00",6712,1512,1247]
["2021-03-12T02:00:00",6729,1238,1247]
["2021-03-12T06:15:00",6746,1373,1247]
["2021-03-12T10:30:00",6763,1291,1246]
["2021-03-12T15:00:00",6781,1282,1246]
["2021-03-12T19:15:00",6798,1218,1245]
["2021-03-12T23:00:00",6813,473,1245]
["2021-03-13",6817,489,1245]
["2021-03-13T04:15:00",6834,378,1244]
["2021-03-13T08:30:00",6851,511,1244]
["2021-03-13T15:45:00",6880,405,1243]
["2021-03-13T17:15:00",6886,376,1243]
["2021-03-13T21:30:00",6903,422,1243]
["2021-03-14T01:45:00",6920,400,1242]
["2021-03-14T04:00:00",6929,398,1242]
["2021-03-14T10:30:00",6955,538,1241]
["2021-03-14T14:45:00",6972,516,1241]
["2021-03-14T16:30:00",6979,415,1241]
["2021-03-14T23:30:00",7007,919,1240]
["2021-03-15T03:45:00",7024,818,1239]
["2021-03-15T08:00:00",7041,1207,1239]
["2021-03-15T09:15:00",7046,1226,1238]
["2021-03-15T12:45:00",7060,1416,1238]
["2021-03-15T17:00:00",7077,1183,1238]
["2021-03-15T21:15:00",7094,947,1237]
["2021-03-16T01:45:00",7112,1042,1237]
["2021-03-16T06:00:00",7129,1068,1236]
["2021-03-16T10:15:00",7146,1242,1236]
["2021-03-16T14:30:00",7163,993,1235]
["2021-03-16T19:00:00",7181,1011,1235]
["2021-03-16T23:15:00",7198,928,1234]
["2021-03-17T03:30:00",7215,992,1234]
["2021-03-17T07:00:00",7229,1252,1233]
["2021-03-17T12:15:00",7250,1131,1233]
["2021-03-17T16:30:00",7267,1367,1232]
["2021-03-17T20:45:00",7284,1245,1231]
["2021-03-17T23:45:00",7296,1268,1231]
["2021-03-18T05:30:00",7319,988,1231]
["2021-03-18T05:45:00",7320,1010,1231]
["2021-03-18T10:00:00",7337,1159,1230]
["2021-03-18T16:15:00",7362,1010,1229]
["2021-03-18T18:45:00",7372,1152,1228]
["2021-03-18T23:00:00",7389,1271,1228]
["2021-03-19T04:45:00",7412,1298,1227]
["2021-03-19T07:45:00",7424,1375,1227]
["2021-03-19T12:00:00",7441,1309,1226]
["2021-03-19T16:15:00",7458,721,1225]
["2021-03-19T21:30:00",7479,569,1225]
["2021-03-20T01:00:00",7493,414,1225]
["2021-03-20T05:15:00",7510,375,1224]
["2021-03-20T09:30:00",7527,350,1224]
["2021-03-20T14:00:00",7545,366,1223]
["2021-03-20T18:15:00",7562,325,1223]
["2021-03-20T22:30:00",7579,345,1222]
["2021-03-21T02:45:00",7596,297,1221]
["2021-03-21T03:15:00",7598,295,1221]
["2021-03-21T07:30:00",7615,451,1221]
["2021-03-21T11:45:00",7632,460,1220]
["2021-03-21T15:00:00",7645,536,1220]
["2021-03-21T20:30:00",7667,657,1220]
["2021-03-22T00:45:00",7684,1079,1219]
["2021-03-22T05:00:00",7701,1318,1219]
["2021-03-22T07:45:00",7712,1317,1218]
["2021-03-22T13:45:00",7736,1125,1218]
["2021-03-22T18:00:00",7753,1053,1217]
["2021-03-22T20:15:00",7762,1299,1217]
["2021-03-23T02:45:00",7788,1022,1216]
["2021-03-23T07:00:00",7805,1275,1216]
["2021-03-23T11:15:00",7822,1313,1215]
["2021-03-23T12:45:00",7828,1205,1215]
["2021-03-23T16:00:00",7841,1475,1215]
["2021-03-23T20:15:00",7858,1219,1214]
["2021-03-24T00:30:00",7875,1184,1214]
["2021-03-24T05:30:00",7895,1440,1213]
["2021-03-24T09:15:00",7910,1379,1212]
["2021-03-24T13:30:00",7927,1040,1212]
["2021-03-24T18:00:00",7945,1160,1211]
["2021-03-24T22:15:00",7962,1476,1211]
["2021-03-25T02:30:00",7979,1024,1210]
["2021-03-25T06:45:00",7996,1250,1210]
["2021-03-25T10:30:00",8011,1253,1209]
["2021-03-25T15:30:00",8031,913,1209]
["2021-03-25T19:45:00",8048,982,1208]
["2021-03-26",8065,1523,1208]
["2021-03-26T03:15:00",8078,1041,1208]
["2021-03-26T08:45:00",8100,1225,1207]
["2021-03-26T09:00:00",8101,1275,1207]
["2021-03-26T13:15:00",8118,1338,1207]
["2021-03-26T20:00:00",8145,882,1206]
["2021-03-26T22:00:00",8153,565,1205]
["2021-03-27T02:15:00",8170,381,1205]
["2021-03-27T08:30:00",8195,368,1204]
["2021-03-27T11:00:00",8205,365,1204]
["2021-03-27T15:15:00",8222,317,1203]
["2021-03-27T19:30:00",8239,390,1203]
["2021-03-28T01:00:00",8261,334,1202]
["2021-03-28T04:15:00",8274,348,1202]
["2021-03-28T08:30:00",8291,521,1201]
["2021-03-28T12:45:00",8308,498,1201]
["2021-03-28T17:45:00",8328,458,1200]
["2021-03-28T21:30:00",8343,564,1200]
["2021-03-29T01:45:00",8360,808,1199]
["2021-03-29T02:00:00",8361,888,1199]
["2021-03-29T06:30:00",8379,1248,1199]
["2021-03-29T10:45:00",8396,1123,1198]
["2021-03-29T15:00:00",8413,968,1198]
["2021-03-29T18:30:00",8427,864,1197]
["2021-03-29T23:45:00",8448,1279,1197]
["2021-03-30T04:00:00",8465,918,1196]
["2021-03-30T08:15:00",8482,1401,1196]
["2021-03-30T11:15:00",8494,1173,1196]
["2021-03-30T17:00:00",8517,1154,1195]
["2021-03-30T21:15:00",8534,854,1194]
["2021-03-30T23:45:00",8544,990,1194]
["2021-03-31T06:00:00",8569,1084,1193]
["2021-03-31T10:15:00",8586,996,1193]
["2021-03-31T14:30:00",8603,1007,1193]
["2021-03-31T16:30:00",8611,1040,1192]
["2021-03-31T19:15:00",8622,1011,1192]
["2021-03-31T23:30:00",8639,1170,1192]
["2021-04-01T03:45:00",8656,843,1191]
["2021-04-01T09:00:00",8677,1253,1191]
["2021-04-01T12:30:00",8691,869,1190]
["2021-04-01T16:45:00",8708,699,1190]
["2021-04-01T21:00:00",8725,509,1189]
["2021-04-02T01:45:00",8744,395,1189]
["2021-04-02T05:45:00",8760,379,1188]
["2021-04-02T10:00:00",8777,440,1188]
["2021-04-02T14:15:00",8794,374,1187]
["2021-04-02T18:45:00",8812,391,1187]
["2021-04-02T23:00:00",8829,404,1186]
["2021-04-03T03:15:00",8846,366,1186]
["2021-04-03T06:45:00",8860,363,1185]
["2021-04-03T12:00:00",8881,340,1185]
["2021-04-03T12:15:00",8882,332,1185]
["2021-04-03T16:30:00",8899,304,1184]
["2021-04-03T23:30:00",8927,421,1183]
["2021-04-04T01:15:00",8934,413,1183]
["2021-04-04T05:30:00",8951,325,1183]
["2021-04-04T12:00:00",8977,306,1182]
["2021-04-04T14:15:00",8986,278,1182]
["2021-04-04T18:30:00",9003,299,1181]
["2021-04-04T22:45:00",9020,370,1181]
["2021-04-05T04:45:00",9044,331,1180]
["2021-04-05T07:30:00",9055,404,1180]
["2021-04-05T11:45:00",9072,413,1179]
["2021-04-05T16:00:00",9089,381,1179]
["2021-04-05T17:00:00",9093,361,1179]
["2021-04-06T00:45:00",9124,1272,1178]
["2021-04-06T05:00:00",9141,1248,1177]
["2021-04-06T05:30:00",9143,1188,1177]
["2021-04-06T09:45:00",9160,1316,1177]
["2021-04-06T14:00:00",9177,1058,1176]
["2021-04-06T18:15:00",9194,974,1176]
["2021-04-06T22:15:00",9210,1164,1176]
["2021-04-07T03:00:00",9229,1018,1175]
["2021-04-07T07:15:00",9246,1374,1174]
["2021-04-07T11:30:00",9263,1341,1174]
["2021-04-07T14:45:00",9276,1111,1173]
["2021-04-07T20:15:00",9298,1401,1173]
["2021-04-08T00:30:00",9315,1161,1172]
["2021-04-08T04:45:00",9332,922,1172]
["2021-04-08T07:30:00",9343,1544,1172]
["2021-04-08T13:30:00",9367,1550,1171]
["2021-04-08T17:45:00",9384,940,1171]
["2021-04-08T20:00:00",9393,1334,1170]
["2021-04-08T22:30:00",9403,1179,1170]
["2021-04-09T02:45:00",9420,1030,1170]
["2021-04-09T07:00:00",9437,1326,1169]
["2021-04-09T12:30:00",9459,1459,1168]
["2021-04-09T15:45:00",9472,815,1168]
["2021-04-09T20:00:00",9489,555,1167]
["2021-04-10T00:15:00",9506,384,1167]
["2021-04-10T05:15:00",9526,371,1166]
["2021-04-10T09:00:00",9541,346,1166]
["2021-04-10T13:15:00",9558,370,1165]
["2021-04-10T17:45:00",9576,325,1165]
["2021-04-10T22:00:00",9593,456,1164]
["2021-04-11T02:15:00",9610,383,1164]
["2021-04-11T06:30:00",9627,335,1163]
["2021-04-11T10:30:00",9643,307,1163]
["2021-04-11T15:15:00",9662,304,1162]
["2021-04-11T15:30:00",9663,304,1162]
["2021-04-11T19:45:00",9680,417,1162]
["2021-04-12T03:00:00",9709,884,1161]
["2021-04-12T04:30:00",9715,1146,1161]
["2021-04-12T08:45:00",9732,1237,1161]
["2021-04-12T15:30:00",9759,1420,1159]
["2021-04-12T17:30:00",9767,1034,1159]
["2021-04-12T21:45:00",9784,1155,1159]
["2021-04-13T02:00:00",9801,981,1158]
["2021-04-13T04:00:00",9809,1000,1158]
["2021-04-13T10:45:00",9836,1055,1157]
["2021-04-13T15:00:00",9853,1353,1157]
["2021-04-13T19:15:00",9870,1192,1156]
["2021-04-13T20:30:00",9875,1276,1156]
["2021-04-14T04:00:00",9905,1192,1155]
["2021-04-14T08:15:00",9922,1306,1155]
["2021-04-14T09:15:00",9926,1322,1155]
["2021-04-14T13:00:00",9941,1419,1154]
["2021-04-14T17:15:00",9958,897,1154]
["2021-04-14T21:30:00",9975,869,1153]
["2021-04-15T01:45:00",9992,951,1153]
["2021-04-15T06:15:00",10010,1189,1152]
["2021-04-15T10:30:00",10027,981,1152]
["2021-04-15T14:45:00",10044,1056,1151]
["2021-04-15T18:30:00",10059,752,1151]
["2021-04-15T23:30:00",10079,1317,1150]
["2021-04-16T03:45:00",10096,991,1150]
["2021-04-16T08:00:00",10113,1250,1149]
["2021-04-16T11:00:00",10125,1075,1149]
["2021-04-16T16:45:00",10148,933,1148]
["2021-04-16T21:00:00",10165,580,1148]
["2021-04-16T23:30:00",10175,393,1147]
["2021-04-17T01:45:00",10184,414,1147]
["2021-04-17T06:00:00",10201,396,1146]
["2021-04-17T10:15:00",10218,417,1146]
["2021-04-17T16:15:00",10242,348,1145]
["2021-04-17T19:00:00",10253,325,1145]
["2021-04-17T23:15:00",10270,327,1144]
["2021-04-18T03:30:00",10287,360,1144]
["2021-04-18T08:45:00",10308,379,1143]
["2021-04-18T12:15:00",10322,353,1143]
["2021-04-18T16:30:00",10339,295,1142]
["2021-04-18T21:15:00",10358,442,1142]
["2021-04-19T01:15:00",10374,995,1141]
["2021-04-19T05:30:00",10391,1188,1141]
["2021-04-19T09:45:00",10408,1199,1140]
["2021-04-19T14:00:00",10425,914,1139]
["2021-04-19T18:30:00",10443,912,1139]
["2021-04-19T18:45:00",10444,924,1139]
["2021-04-19T23:00:00",10461,1403,1138]
["2021-04-20T06:45:00",10492,1616,1138]
["2021-04-20T07:45:00",10496,1434,1137]
["2021-04-20T12:00:00",10513,1287,1137]
["2021-04-20T15:00:00",10525,905,1137]
["2021-04-20T20:45:00",10548,973,1136]
["2021-04-21T01:00:00",10565,994,1135]
["2021-04-21T05:15:00",10582,1162,1135]
["2021-04-21T07:30:00",10591,1448,1134]
["2021-04-21T14:00:00",10617,813,1133]
["2021-04-21T18:15:00",10634,698,1133]
["2021-04-21T22:30:00",10651,1064,1132]
["2021-04-22T00:15:00",10658,1340,1132]
["2021-04-22T07:15:00",10686,987,1131]
["2021-04-22T11:30:00",10703,1347,1131]
["2021-04-22T11:45:00",10704,1446,1131]
["2021-04-22T16:45:00",10724,853,1130]
["2021-04-22T20:30:00",10739,903,1130]
["2021-04-23T00:45:00",10756,1043,1129]
["2021-04-23T05:15:00",10774,1063,1128]
["2021-04-23T09:30:00",10791,1483,1128]
["2021-04-23T13:45:00",10808,885,1127]
["2021-04-23T18:00:00",10825,631,1127]
["2021-04-23T22:00:00",10841,420,1126]
["2021-04-24T02:45:00",10860,314,1126]
["2021-04-24T07:00:00",10877,397,1125]
["2021-04-24T11:15:00",10894,419,1124]
["2021-04-24T14:30:00",10907,336,1124]
["2021-04-24T20:00:00",10929,363,1123]
["2021-04-25T00:15:00",10946,390,1123]
["2021-04-25T03:15:00",10958,398,1122]
["2021-04-25T05:00:00",10965,379,1122]
["2021-04-25T09:15:00",10982,385,1122]
["2021-04-25T13:30:00",10999,334,1122]
["2021-04-25T19:45:00",11024,408,1121]
["2021-04-25T22:15:00",11034,677,1120]
["2021-04-26T02:30:00",11051,709,1120]
["2021-04-26T06:45:00",11068,1076,1119]
["2021-04-26T12:30:00",11091,792,1119]
["2021-04-26T15:30:00",11103,1144,1118]
["2021-04-26T19:45:00",11120,1128,1118]
["2021-04-27T01:00:00",11141,1297,1117]
["2021-04-27T04:30:00",11155,1178,1116]
["2021-04-27T08:45:00",11172,1139,1116]
["2021-04-27T13:00:00",11189,913,1115]
["2021-04-27T17:30:00",11207,748,1115]
["2021-04-27T21:45:00",11224,848,1114]
["2021-04-27T22:00:00",11225,838,1114]
["2021-04-28T02:15:00",11242,908,1114]
["2021-04-28T06:00:00",11257,887,1114]
["2021-04-28T11:00:00",11277,1135,1113]
["2021-04-28T15:15:00",11294,854,1112]
["2021-04-28T19:30:00",11311,883,1112]
["2021-04-28T22:30:00",11323,1213,1112]
["2021-04-29T04:15:00",11346,846,1111]
["2021-04-29T08:30:00",11363,1455,1110]
["2021-04-29T11:15:00",11374,1435,1110]
["2021-04-29T17:15:00",11398,882,1109]
["2021-04-29T21:30:00",11415,798,1109]
["2021-04-30T01:45:00",11432,744,1108]
["2021-04-30T03:45:00",11440,632,1108]
["2021-04-30T10:30:00",11467,967,1107]
["2021-04-30T14:45:00",11484,389,1106]
["2021-04-30T15:00:00",11485,398,1106]
["2021-04-30T20:30:00",11507,288,1105]
["2021-04-30T23:45:00",11520,313,1105]
["2021-05-01T04:00:00",11537,253,1104]
["2021-05-01T09:00:00",11557,353,1104]
["2021-05-01T12:45:00",11572,465,1104]
["2021-05-01T17:00:00",11589,441,1103]
["2021-05-01T21:15:00",11606,392,1103]
["2021-05-02T01:30:00",11623,385,1102]
["2021-05-02T06:00:00",11641,418,1102]
["2021-05-02T10:15:00",11658,489,1101]
["2021-05-02T14:30:00",11675,356,1101]
["2021-05-02T18:15:00",11690,353,1100]
["2021-05-02T23:15:00",11710,707,1100]
["2021-05-03T03:30:00",11727,779,1099]
["2021-05-03T06:45:00",11740,1293,1099]
["2021-05-03T08:15:00",11746,1168,1099]
["2021-05-03T12:30:00",11763,1241,1098]
["2021-05-03T16:45:00",11780,753,1098]
["2021-05-03T23:15:00",11806,1058,1097]
["2021-05-04T01:30:00",11815,1002,1097]
["2021-05-04T05:45:00",11832,1062,1096]
["2021-05-04T10:00:00",11849,1231,1096]
["2021-05-04T16:00:00",11873,927,1095]
["2021-05-04T18:45:00",11884,881,1095]
["2021-05-04T23:00:00",11901,1377,1094]
["2021-05-05T04:30:00",11923,1250,1094]
["2021-05-05T07:45:00",11936,1384,1093]
["2021-05-05T12:00:00",11953,1343,1093]
["2021-05-05T16:15:00",11970,938,1093]
["2021-05-05T17:00:00",11973,929,1092]
["2021-05-06T01:00:00",12005,1023,1092]
["2021-05-06T01:15:00",12006,1031,1092]
["2021-05-06T05:30:00",12023,964,1091]
["2021-05-06T09:30:00",12039,1417,1091]
["2021-05-06T14:15:00",12058,802,1090]
["2021-05-06T18:30:00",12075,675,1090]
["2021-05-06T22:45:00",12092,915,1089]
["2021-05-07T02:15:00",12106,910,1089]
["2021-05-07T07:30:00",12127,1512,1088]
["2021-05-07T11:45:00",12144,1243,1088]
["2021-05-07T14:45:00",12156,848,1087]
["2021-05-07T20:30:00",12179,790,1087]
["2021-05-08T00:45:00",12196,422,1086]
["2021-05-08T05:00:00",12213,340,1086]
["2021-05-08T07:15:00",12222,323,1086]
["2021-05-08T13:45:00",12248,351,1085]
["2021-05-08T18:00:00",12265,282,1085]
["2021-05-08T18:15:00",12266,277,1085]
["2021-05-09",12289,348,1084]
["2021-05-09T03:00:00",12301,330,1084]
["2021-05-09T07:15:00",12318,568,1083]
["2021-05-09T12:30:00",12339,514,1083]
["2021-05-09T16:00:00",12353,430,1082]
["2021-05-09T20:15:00",12370,515,1082]
["2021-05-10T00:30:00",12387,670,1081]
["2021-05-10T05:15:00",12406,646,1081]
["2021-05-10T09:15:00",12422,1037,1080]
["2021-05-10T13:30:00",12439,903,1080]
["2021-05-10T17:45:00",12456,824,1079]
["2021-05-10T21:45:00",12472,714,1079]
["2021-05-11T02:30:00",12491,889,1078]
["2021-05-11T06:45:00",12508,1040,1078]
["2021-05-11T10:15:00",12522,974,1077]
["2021-05-11T11:30:00",12527,1060,1077]
["2021-05-11T15:45:00",12544,877,1077]
["2021-05-11T20:00:00",12561,883,1076]
["2021-05-12T03:00:00",12589,954,1076]
["2021-05-12T04:45:00",12596,1039,1076]
["2021-05-12T09:00:00",12613,1113,1075]
["2021-05-12T13:15:00",12630,915,1074]
["2021-05-12T19:30:00",12655,1222,1074]
["2021-05-12T22:00:00",12665,874,1073]
["2021-05-13T02:15:00",12682,889,1073]
["2021-05-13T06:30:00",12699,1003,1073]
["2021-05-13T08:00:00",12705,1186,1072]
["2021-05-13T15:15:00",12734,1299,1071]
["2021-05-13T19:30:00",12751,1006,1071]
["2021-05-13T20:30:00",12755,1034,1071]
["2021-05-14T04:15:00",12786,959,1070]
["2021-05-14T04:30:00",12787,1013,1070]
["2021-05-14T08:45:00",12804,1381,1070]
["2021-05-14T13:15:00",12822,1083,1069]
["2021-05-14T17:30:00",12839,612,1068]
["2021-05-14T21:45:00",12856,465,1068]
["2021-05-15T02:00:00",12873,344,1068]
["2021-05-15T05:45:00",12888,372,1067]
["2021-05-15T10:45:00",12908,346,1066]
["2021-05-15T15:00:00",12925,323,1066]
["2021-05-15T18:15:00",12938,295,1066]
["2021-05-15T23:45:00",12960,291,1065]
["2021-05-16T04:00:00",12977,303,1064]
["2021-05-16T08:15:00",12994,317,1064]
["2021-05-16T11:00:00",13005,301,1064]
["2021-05-16T17:00:00",13029,285,1063]
["2021-05-16T21:15:00",13046,496,1063]
["2021-05-16T21:30:00",13047,503,1063]
["2021-05-17T03:30:00",13071,786,1062]
["2021-05-17T06:15:00",13082,1051,1062]
["2021-05-17T10:30:00",13099,957,1062]
["2021-05-17T16:00:00",13121,790,1061]
["2021-05-17T19:15:00",13134,639,1061]
["2021-05-17T23:30:00",13151,1115,1060]
["2021-05-18T03:45:00",13168,1000,1060]
["2021-05-18T08:45:00",13188,1412,1059]
["2021-05-18T12:30:00",13203,1367,1059]
["2021-05-18T16:45:00",13220,979,1058]
["2021-05-18T21:00:00",13237,972,1058]
["2021-05-19T01:15:00",13254,942,1057]
["2021-05-19T05:45:00",13272,1081,1056]
["2021-05-19T10:00:00",13289,1246,1056]
["2021-05-19T14:15:00",13306,1020,1055]
["2021-05-19T18:00:00",13321,842,1055]
["2021-05-19T19:00:00",13325,789,1055]
["2021-05-19T23:15:00",13342,1269,1054]
["2021-05-20T06:30:00",13371,1285,1054]
["2021-05-20T08:00:00",13377,1661,1053]
["2021-05-20T12:15:00",13394,1292,1053]
["2021-05-20T16:30:00",13411,991,1052]
["2021-05-20T19:00:00",13421,970,1052]
["2021-05-21T01:15:00",13446,1100,1051]
["2021-05-21T05:30:00",13463,1059,1051]
["2021-05-21T09:45:00",13480,1084,1051]
["2021-05-21T11:30:00",13487,1208,1051]
["2021-05-21T18:30:00",13515,865,1050]
["2021-05-21T22:45:00",13532,423,1050]
["2021-05-22",13537,430,1049]
["2021-05-22T07:30:00",13567,434,1048]
["2021-05-22T07:45:00",13568,447,1048]
["2021-05-22T12:00:00",13585,333,1048]
["2021-05-22T16:45:00",13604,318,1047]
["2021-05-22T20:45:00",13620,410,1047]
["2021-05-23T01:00:00",13637,418,1047]
["2021-05-23T05:15:00",13654,342,1046]
["2021-05-23T09:15:00",13670,426,1046]
["2021-05-23T14:00:00",13689,378,1045]
["2021-05-23T18:15:00",13706,355,1045]
["2021-05-23T22:00:00",13721,745,1044]
["2021-05-24T03:00:00",13741,844,1043]
["2021-05-24T07:15:00",13758,1308,1043]
["2021-05-24T11:30:00",13775,1233,1043]
["2021-05-24T14:30:00",13787,981,1042]
["2021-05-24T20:15:00",13810,1018,1042]
["2021-05-25T00:30:00",13827,1434,1042]
["2021-05-25T00:45:00",13828,1391,1042]
["2021-05-25T07:15:00",13854,1245,1041]
["2021-05-25T09:30:00",13863,1337,1041]
["2021-05-25T13:45:00",13880,864,1040]
["2021-05-25T19:45:00",13904,938,1040]
["2021-05-25T22:30:00",13915,1294,1039]
["2021-05-26T02:45:00",13932,870,1039]
["2021-05-26T07:00:00",13949,1088,1038]
["2021-05-26T12:15:00",13970,1156,1038]
["2021-05-26T15:45:00",13984,872,1037]
["2021-05-26T20:00:00",14001,838,1037]
["2021-05-27T00:15:00",14018,886,1037]
["2021-05-27T05:00:00",14037,1030,1036]
["2021-05-27T09:00:00",14053,1210,1036]
["2021-05-27T13:15:00",14070,976,1035]
["2021-05-27T17:30:00",14087,814,1035]
["2021-05-27T21:30:00",14103,758,1035]
["2021-05-27T22:15:00",14106,844,1035]
["2021-05-28T02:30:00",14123,864,1034]
["2021-05-28T10:00:00",14153,595,1033]
["2021-05-28T11:15:00",14158,589,1033]
["2021-05-28T15:30:00",14175,429,1033]
["2021-05-28T19:45:00",14192,383,1032]
["2021-05-28T22:30:00",14203,362,1032]
["2021-05-29T04:30:00",14227,331,1031]
["2021-05-29T08:45:00",14244,316,1031]
["2021-05-29T13:00:00",14261,334,1031]
["2021-05-29T15:15:00",14270,242,1030]
["2021-05-29T21:45:00",14296,420,1030]
["2021-05-30T02:00:00",14313,396,1029]
["2021-05-30T03:45:00",14320,379,1029]
["2021-05-30T10:45:00",14348,440,1028]
["2021-05-30T11:00:00",14349,423,1028]
["2021-05-30T15:15:00",14366,416,1028]
["2021-05-30T20:15:00",14386,600,1027]
["2021-05-31",14401,1068,1027]
["2021-05-31T04:15:00",14418,800,1026]
["2021-05-31T08:30:00",14435,1431,1026]
["2021-05-31T13:00:00",14453,1162,1025]
["2021-05-31T17:15:00",14470,643,1024]
["2021-05-31T21:30:00",14487,790,1024]
["2021-06-01T01:30:00",14503,930,1023]
["2021-06-01T06:15:00",14522,910,1023]
["2021-06-01T10:30:00",14539,840,1023]
["2021-06-01T14:45:00",14556,876,1022]
["2021-06-01T18:00:00",14569,758,1022]
["2021-06-01T23:30:00",14591,1299,1021]
["2021-06-02T03:45:00",14608,919,1021]
["2021-06-02T04:00:00",14609,954,1021]
["2021-06-02T10:45:00",14636,1372,1020]
["2021-06-02T12:45:00",14644,1405,1020]
["2021-06-02T17:00:00",14661,886,1020]
["2021-06-02T21:15:00",14678,1237,1019]
["2021-06-03T03:15:00",14702,850,1019]
["2021-06-03T06:00:00",14713,1061,1018]
["2021-06-03T10:15:00",14730,1007,1018]
["2021-06-03T16:00:00",14753,883,1017]
["2021-06-03T19:00:00",14765,1092,1017]
["2021-06-03T23:15:00",14782,1351,1016]
["2021-06-04T03:30:00",14799,957,1016]
["2021-06-04T08:30:00",14819,1538,1016]
["2021-06-04T12:15:00",14834,1392,1015]
["2021-06-04T16:30:00",14851,917,1015]
["2021-06-04T20:45:00",14868,865,1014]
["2021-06-04T21:00:00",14869,861,1014]
["2021-06-05T01:30:00",14887,742,1014]
["2021-06-05T05:45:00",14904,609,1013]
["2021-06-05T09:30:00",14919,697,1013]
["2021-06-05T14:30:00",14939,683,1012]
["2021-06-05T18:45:00",14956,499,1012]
["2021-06-05T23:00:00",14973,523,1011]
["2021-06-06T02:00:00",14985,548,1011]
["2021-06-06T07:45:00",15008,553,1010]
["2021-06-06T12:00:00",15025,571,1010]
["2021-06-06T16:15:00",15042,631,1009]
["2021-06-06T18:45:00",15052,666,1009]
["2021-06-07T01:00:00",15077,1287,1008]
["2021-06-07T05:15:00",15094,1026,1008]
["2021-06-07T07:15:00",15102,1255,1008]
["2021-06-07T14:00:00",15129,1046,1007]
["2021-06-07T14:15:00",15130,990,1007]
["2021-06-07T18:30:00",15147,834,1006]
["2021-06-08",15169,985,1006]
["2021-06-08T03:15:00",15182,946,1005]
["2021-06-08T07:30:00",15199,1346,1005]
["2021-06-08T11:45:00",15216,1060,1005]
["2021-06-08T16:30:00",15235,1364,1004]
["2021-06-08T20:30:00",15251,1357,1004]
["2021-06-09T00:45:00",15268,1425,1003]
["2021-06-09T05:00:00",15285,1167,1003]
["2021-06-09T09:15:00",15302,1327,1002]
["2021-06-09T13:45:00",15320,1540,1002]
["2021-06-09T18:00:00",15337,1042,1001]
["2021-06-09T21:45:00",15352,1122,1001]
["2021-06-10T02:45:00",15372,1080,1001]
["2021-06-10T07:00:00",15389,1361,1000]
["2021-06-10T07:15:00",15390,1385,1000]
["2021-06-10T14:15:00",15418,1492,1000]
["2021-06-10T16:00:00",15425,1443,999]
["2021-06-10T20:15:00",15442,1435,999]
["2021-06-11T00:30:00",15459,1436,999]
["2021-06-11T07:00:00",15485,1499,998]
["2021-06-11T09:15:00",15494,1367,998]
["2021-06-11T13:30:00",15511,1157,997]
["2021-06-11T19:30:00",15535,874,997]
["2021-06-11T22:15:00",15546,691,997]
["2021-06-12T02:30:00",15563,701,996]
["2021-06-12T06:45:00",15580,189,996]
["2021-06-12T12:00:00",15601,131,995]
["2021-06-12T15:30:00",15615,328,995]
["2021-06-12T19:45:00",15632,462,995]
["2021-06-13",15649,620,995]
["2021-06-13T00:30:00",15651,618,994]
["2021-06-13T04:45:00",15668,589,994]
["2021-06-13T09:00:00",15685,672,994]
["2021-06-13T13:00:00",15701,650,993]
["2021-06-13T17:45:00",15720,563,993]
["2021-06-13T22:00:00",15737,1185,992]
["2021-06-14T02:15:00",15754,911,992]
["2021-06-14T05:45:00",15768,1028,992]
["2021-06-14T11:00:00",15789,1397,991]
["2021-06-14T15:15:00",15806,1295,991]
["2021-06-14T19:30:00",15823,1125,990]
["2021-06-14T22:15:00",15834,1247,990]
["2021-06-15T04:15:00",15858,1004,990]
["2021-06-15T08:30:00",15875,1395,989]
["2021-06-15T10:45:00",15884,1439,989]
["2021-06-15T17:15:00",15910,881,988]
["2021-06-15T17:30:00",15911,875,988]
["2021-06-15T21:45:00",15928,1184,988]
["2021-06-16T03:30:00",15951,810,987]
["2021-06-16T06:30:00",15963,1068,987]
["2021-06-16T10:45:00",15980,1087,987]
["2021-06-16T15:00:00",15997,1058,986]
["2021-06-16T20:00:00",16017,904,985]
["2021-06-16T23:45:00",16032,1354,985]
["2021-06-17T04:00:00",16049,1071,985]
["2021-06-17T08:15:00",16066,1474,984]
["2021-06-17T12:45:00",16084,1198,984]
["2021-06-17T17:00:00",16101,1206,983]
["2021-06-17T21:15:00",16118,994,983]
["2021-06-18T01:15:00",16134,1037,982]
["2021-06-18T06:00:00",16153,1032,982]
["2021-06-18T10:15:00",16170,1020,982]
["2021-06-18T10:30:00",16171,997,982]
["2021-06-18T18:00:00",16201,707,981]
["2021-06-18T19:15:00",16206,701,981]
["2021-06-18T23:30:00",16223,773,980]
["2021-06-19T03:45:00",16240,628,980]
["2021-06-19T10:30:00",16267,576,979]
["2021-06-19T12:30:00",16275,634,979]
["2021-06-19T16:45:00",16292,587,978]
["2021-06-19T23:00:00",16317,709,978]
["2021-06-20T01:30:00",16327,657,977]
["2021-06-20T05:45:00",16344,616,977]
["2021-06-20T10:00:00",16361,672,977]
["2021-06-20T11:30:00",16367,735,976]
["2021-06-20T18:45:00",16396,601,976]
["2021-06-20T23:00:00",16413,909,975]
["2021-06-21T03:15:00",16430,879,975]
["2021-06-21T04:00:00",16433,1074,975]
["2021-06-21T08:00:00",16449,1146,974]
["2021-06-21T12:15:00",16466,1240,974]
["2021-06-21T16:30:00",16483,882,973]
["2021-06-21T21:00:00",16501,918,973]
["2021-06-22T01:15:00",16518,997,972]
["2021-06-22T05:30:00",16535,972,972]
["2021-06-22T09:15:00",16550,1259,971]
["2021-06-22T14:15:00",16570,903,971]
["2021-06-22T18:30:00",16587,885,971]
["2021-06-22T22:45:00",16604,1201,970]
["2021-06-23T02:00:00",16617,884,970]
["2021-06-23T07:30:00",16639,1167,969]
["2021-06-23T11:45:00",16656,1120,969]
["2021-06-23T16:00:00",16673,1374,968]
["2021-06-23T18:30:00",16683,977,968]
["2021-06-23T20:45:00",16692,1093,968]
["2021-06-24T01:00:00",16709,1276,968]
["2021-06-24T07:00:00",16733,1241,967]
["2021-06-24T09:45:00",16744,1233,966]
["2021-06-24T14:00:00",16761,1312,966]
["2021-06-24T18:15:00",16778,973,966]
["2021-06-24T23:45:00",16800,1439,965]
["2021-06-25T03:00:00",16813,1287,965]
["2021-06-25T07:15:00",16830,1305,964]
["2021-06-25T11:30:00",16847,1183,964]
["2021-06-25T16:15:00",16866,1119,963]
["2021-06-25T20:15:00",16882,680,963]
["2021-06-26T00:30:00",16899,706,962]
["2021-06-26T04:45:00",16916,700,962]
["2021-06-26T09:15:00",16934,663,961]
["2021-06-26T13:30:00",16951,628,961]
["2021-06-26T13:45:00",16952,606,961]
["2021-06-26T21:30:00",16983,569,960]
["2021-06-26T22:30:00",16987,542,959]
["2021-06-27T02:45:00",17004,520,959]
["2021-06-27T07:00:00",17021,573,959]
["2021-06-27T14:00:00",17049,629,958]
["2021-06-27T15:45:00",17056,582,958]
["2021-06-27T20:00:00",17073,699,957]
["2021-06-27T22:30:00",17083,1159,957]
["2021-06-28T04:45:00",17108,1007,956]
["2021-06-28T09:00:00",17125,1338,956]
["2021-06-28T13:15:00",17142,1276,955]
["2021-06-28T15:00:00",17149,955,955]
["2021-06-28T22:00:00",17177,1048,954]
["2021-06-29T02:15:00",17194,950,954]
["2021-06-29T06:30:00",17211,1340,954]
["2021-06-29T07:45:00",17216,1452,954]
["2021-06-29T11:15:00",17230,1323,953]
["2021-06-29T15:30:00",17247,832,953]
["2021-06-29T19:45:00",17264,672,952]
["2021-06-30T00:15:00",17282,1014,952]
["2021-06-30T04:30:00",17299,797,952]
["2021-06-30T08:45:00",17316,1249,951]
["2021-06-30T12:45:00",17332,1100,951]
["2021-06-30T17:30:00",17351,1028,950]
["2021-06-30T21:45:00",17368,934,950]
["2021-07-01T02:00:00",17385,1038,950]
["2021-07-01T05:30:00",17399,1124,949]
["2021-07-01T10:45:00",17420,1317,949]
["2021-07-01T15:00:00",17437,1053,948]
["2021-07-01T19:15:00",17454,1355,947]
["2021-07-01T22:00:00",17465,1193,947]
["2021-07-02",17473,1057,947]
["2021-07-02T04:15:00",17490,1014,946]
["2021-07-02T10:45:00",17516,1139,946]
["2021-07-02T13:00:00",17525,1155,945]
["2021-07-02T17:15:00",17542,739,945]
["2021-07-02T21:30:00",17559,535,945]
["2021-07-03T03:15:00",17582,393,944]
["2021-07-03T06:15:00",17594,332,944]
["2021-07-03T10:30:00",17611,320,943]
["2021-07-03T14:45:00",17628,360,943]
["2021-07-03T20:00:00",17649,290,942]
["2021-07-03T23:30:00",17663,334,942]
["2021-07-04T03:45:00",17680,319,941]
["2021-07-04T08:30:00",17699,434,941]
["2021-07-04T12:30:00",17715,443,940]
["2021-07-04T16:45:00",17732,341,940]
["2021-07-04T17:00:00",17733,320,940]
["2021-07-05T01:00:00",17765,333,938]
["2021-07-05T01:45:00",17768,334,938]
["2021-07-05T06:00:00",17785,300,938]
["2021-07-05T10:15:00",17802,380,938]
["2021-07-05T13:30:00",17815,342,937]
["2021-07-05T19:00:00",17837,373,937]
["2021-07-05T23:15:00",17854,404,936]
["2021-07-06T02:00:00",17865,331,936]
["2021-07-06T08:00:00",17889,444,935]
["2021-07-06T12:15:00",17906,532,935]
["2021-07-06T16:30:00",17923,496,934]
["2021-07-06T18:30:00",17931,487,934]
["2021-07-07T01:15:00",17958,874,933]
["2021-07-07T05:30:00",17975,802,933]
["2021-07-07T09:45:00",17992,1228,933]
["2021-07-07T11:15:00",17998,1237,932]
["2021-07-07T14:30:00",18011,1030,932]
["2021-07-07T18:45:00",18028,712,932]
["2021-07-07T23:00:00",18045,1049,931]
["2021-07-08T04:00:00",18065,865,931]
["2021-07-08T07:45:00",18080,995,930]
["2021-07-08T12:00:00",18097,1009,930]
["2021-07-08T16:30:00",18115,924,929]
["2021-07-08T20:45:00",18132,1047,929]
["2021-07-09T01:00:00",18149,1121,928]
["2021-07-09T05:15:00",18166,798,928]
["2021-07-09T09:00:00",18181,1097,927]
["2021-07-09T14:00:00",18201,1112,927]
["2021-07-09T18:15:00",18218,571,926]
["2021-07-09T22:30:00",18235,477,926]
["2021-07-10T01:45:00",18248,480,925]
["2021-07-10T03:15:00",18254,357,925]
["2021-07-10T07:30:00",18271,430,924]
["2021-07-10T14:15:00",18298,434,924]
["2021-07-10T16:15:00",18306,333,923]
["2021-07-10T20:30:00",18323,398,923]
["2021-07-11T00:45:00",18340,418,922]
["2021-07-11T06:45:00",18364,307,922]
["2021-07-11T09:30:00",18375,331,921]
["2021-07-11T13:45:00",18392,357,921]
["2021-07-11T18:00:00",18409,330,920]
["2021-07-11T23:30:00",18431,1063,920]
["2021-07-12T02:45:00",18444,817,920]
["2021-07-12T07:00:00",18461,1520,919]
["2021-07-12T12:00:00",18481,1334,919]
["2021-07-12T15:45:00",18496,1041,918]
["2021-07-12T20:00:00",18513,897,918]
["2021-07-12T20:15:00",18514,879,918]
["2021-07-13T00:30:00",18531,1028,917]
["2021-07-13T05:00:00",18549,1184,917]
["2021-07-13T09:15:00",18566,1300,916]
["2021-07-13T13:30:00",18583,1374,916]
["2021-07-13T17:00:00",18597,954,915]
["2021-07-13T22:15:00",18618,849,915]
["2021-07-14T02:30:00",18635,952,914]
["2021-07-14T06:45:00",18652,1517,914]
["2021-07-14T09:45:00",18664,1472,913]
["2021-07-14T15:30:00",18687,931,913]
["2021-07-14T19:45:00",18704,1140,912]
["2021-07-14T22:15:00",18714,842,912]
["2021-07-15T04:30:00",18739,1047,911]
["2021-07-15T08:45:00",18756,1397,911]
["2021-07-15T13:00:00",18773,1265,910]
["2021-07-15T14:45:00",18780,1024,910]
["2021-07-15T17:45:00",18792,894,910]
["2021-07-15T22:00:00",18809,1221,909]
["2021-07-16T02:15:00",18826,820,909]
["2021-07-16T07:30:00",18847,1300,908]
["2021-07-16T11:00:00",18861,1230,908]
["2021-07-16T15:15:00",18878,646,907]
["2021-07-16T20:00:00",18897,500,907]
["2021-07-17",18913,446,906]
["2021-07-17T04:15:00",18930,413,906]
["2021-07-17T08:30:00",18947,411,905]
["2021-07-17T12:45:00",18964,454,905]
["2021-07-17T17:15:00",18982,357,904]
["2021-07-17T21:30:00",18999,508,904]
["2021-07-18T01:45:00",19016,438,903]
["2021-07-18T05:15:00",19030,405,903]
["2021-07-18T06:30:00",19035,465,903]
["2021-07-18T10:45:00",19052,452,902]
["2021-07-18T17:45:00",19080,497,901]
["2021-07-18T19:30:00",19087,476,901]
["2021-07-18T23:45:00",19104,729,900]
["2021-07-19T04:00:00",19121,784,899]
["2021-07-19T10:30:00",19147,849,899]
["2021-07-19T12:45:00",19156,1024,898]
["2021-07-19T17:00:00",19173,710,898]
["2021-07-19T21:15:00",19190,1287,897]
["2021-07-20T03:00:00",19213,924,896]
["2021-07-20T06:00:00",19225,970,896]
["2021-07-20T10:15:00",19242,947,895]
["2021-07-20T11:15:00",19246,1013,895]
["2021-07-20T19:00:00",19277,1182,894]
["2021-07-20T23:15:00",19294,1232,894]
["2021-07-20T23:30:00",19295,1217,894]
["2021-07-21T04:00:00",19313,1149,893]
["2021-07-21T08:15:00",19330,1168,893]
["2021-07-21T12:30:00",19347,1279,893]
["2021-07-21T16:45:00",19364,1093,892]
["2021-07-21T20:30:00",19379,1070,891]
["2021-07-22T01:30:00",19399,975,891]
["2021-07-22T05:45:00",19416,1123,890]
["2021-07-22T10:00:00",19433,1377,890]
["2021-07-22T13:15:00",19446,1080,889]
["2021-07-22T18:45:00",19468,1216,889]
["2021-07-22T23:00:00",19485,1256,888]
["2021-07-23T01:45:00",19496,983,888]
["2021-07-23T07:45:00",19520,1456,887]
["2021-07-23T12:00:00",19537,1215,886]
["2021-07-23T16:15:00",19554,912,886]
["2021-07-23T18:30:00",19563,1075,886]
["2021-07-23T21:00:00",19573,1129,885]
["2021-07-24T01:15:00",19590,760,885]
["2021-07-24T05:30:00",19607,1039,884]
["2021-07-24T11:00:00",19629,531,884]
["2021-07-24T14:15:00",19642,519,883]
["2021-07-24T18:30:00",19659,461,883]
["2021-07-24T23:30:00",19679,673,882]
["2021-07-25T03:15:00",19694,628,882]
["2021-07-25T07:30:00",19711,692,881]
["2021-07-25T11:45:00",19728,629,881]
["2021-07-25T16:15:00",19746,597,880]
["2021-07-25T20:30:00",19763,881,879]
["2021-07-26T00:45:00",19780,699,879]
["2021-07-26T05:00:00",19797,751,878]
["2021-07-26T08:45:00",19812,1253,877]
["2021-07-26T09:45:00",19816,1172,877]
["2021-07-26T14:00:00",19833,970,877]
["2021-07-26T21:30:00",19863,752,875]
["2021-07-26T22:45:00",19868,709,875]
["2021-07-27T03:00:00",19885,759,875]
["2021-07-27T07:15:00",19902,971,874]
["2021-07-27T14:00:00",19929,939,873]
["2021-07-27T16:00:00",19937,817,873]
["2021-07-27T20:15:00",19954,1129,872]
["2021-07-28T00:30:00",19971,1186,872]
["2021-07-28T02:30:00",19979,752,872]
["2021-07-28T09:15:00",20006,1137,871]
["2021-07-28T13:30:00",20023,1048,870]
["2021-07-28T17:45:00",20040,849,870]
["2021-07-28T19:00:00",20045,1172,869]
["2021-07-29T02:30:00",20075,791,868]
["2021-07-29T02:45:00",20076,792,868]
["2021-07-29T07:30:00",20095,1252,867]
["2021-07-29T11:30:00",20111,1095,867]
["2021-07-29T15:45:00",20128,895,866]
["2021-07-29T20:00:00",20145,793,866]
["2021-07-30T00:15:00",20162,1100,865]
["2021-07-30T04:45:00",20180,788,865]
["2021-07-30T09:00:00",20197,1127,864]
["2021-07-30T13:15:00",20214,996,864]
["2021-07-30T16:45:00",20228,584,863]
["2021-07-30T22:00:00",20249,702,863]
["2021-07-31T02:15:00",20266,685,862]
["2021-07-31T05:15:00",20278,670,862]
["2021-07-31T11:00:00",20301,568,861]
["2021-07-31T15:15:00",20318,592,860]
["2021-07-31T19:30:00",20335,613,860]
["2021-07-31T22:00:00",20345,652,859]
["2021-08-01T00:15:00",20354,575,859]
["2021-08-01T04:30:00",20371,537,859]
["2021-08-01T08:45:00",20388,557,858]
["2021-08-01T14:45:00",20412,570,857]
["2021-08-01T17:30:00",20423,562,857]
["2021-08-01T21:45:00",20440,802,856]
["2021-08-02T03:15:00",20462,852,856]
["2021-08-02T06:30:00",20475,1026,855]
["2021-08-02T10:45:00",20492,1080,854]
["2021-08-02T15:00:00",20509,1065,854]
["2021-08-02T19:45:00",20528,961,853]
["2021-08-02T23:45:00",20544,1063,852]
["2021-08-03T04:00:00",20561,948,852]
["2021-08-03T08:15:00",20578,1102,851]
["2021-08-03T12:30:00",20595,1189,851]
["2021-08-03T13:00:00",20597,1110,851]
["2021-08-03T17:15:00",20614,924,850]
["2021-08-03T21:30:00",20631,794,850]
["2021-08-04T05:00:00",20661,963,849]
["2021-08-04T06:15:00",20666,978,848]
["2021-08-04T10:30:00",20683,893,848]
["2021-08-04T13:15:00",20694,1055,848]
["2021-08-04T19:15:00",20718,719,847]
["2021-08-04T23:30:00",20735,972,846]
["2021-08-05T03:45:00",20752,1017,846]
["2021-08-05T06:00:00",20761,780,845]
["2021-08-05T12:30:00",20787,1260,844]
["2021-08-05T16:45:00",20804,1033,843]
["2021-08-05T21:00:00",20821,1099,843]
["2021-08-05T22:30:00",20827,1220,843]
["2021-08-06T05:45:00",20856,981,841]
["2021-08-06T06:00:00",20857,1044,841]
["2021-08-06T11:15:00",20878,1214,840]
["2021-08-06T14:45:00",20892,915,840]
["2021-08-06T19:00:00",20909,587,839]
["2021-08-06T23:15:00",20926,570,839]
["2021-08-07T03:45:00",20944,475,838]
["2021-08-07T08:00:00",20961,536,837]
["2021-08-07T12:15:00",20978,590,837]
["2021-08-07T16:30:00",20995,550,836]
["2021-08-07T20:30:00",21011,515,835]
["2021-08-08T01:15:00",21030,520,835]
["2021-08-08T05:30:00",21047,463,834]
["2021-08-08T09:00:00",21061,514,833]
["2021-08-08T14:15:00",21082,569,832]
["2021-08-08T18:30:00",21099,655,831]
["2021-08-08T22:45:00",21116,1183,831]
["2021-08-09T01:30:00",21127,1243,830]
["2021-08-09T03:30:00",21135,1373,830]
["2021-08-09T07:45:00",21152,1258,829]
["2021-08-09T12:00:00",21169,1149,829]
["2021-08-09T18:15:00",21194,705,828]
["2021-08-09T20:45:00",21204,843,827]
["2021-08-10T01:00:00",21221,1316,826]
["2021-08-10T06:45:00",21244,1090,825]
["2021-08-10T09:45:00",21256,1013,825]
["2021-08-10T14:00:00",21273,1023,824]
["2021-08-10T18:15:00",21290,809,824]
["2021-08-10T23:30:00",21311,893,823]
["2021-08-11T03:00:00",21325,882,822]
["2021-08-11T07:15:00",21342,1438,821]
["2021-08-11T11:30:00",21359,1245,820]
["2021-08-11T16:00:00",21377,1060,820]
["2021-08-11T16:15:00",21378,871,820]
["2021-08-11T20:30:00",21395,747,819]
["2021-08-12T00:45:00",21412,894,818]
["2021-08-12T04:30:00",21427,794,818]
["2021-08-12T09:30:00",21447,1364,817]
["2021-08-12T13:45:00",21464,951,816]
["2021-08-12T17:00:00",21477,760,816]
["2021-08-12T22:30:00",21499,818,815]
["2021-08-13T02:45:00",21516,820,814]
["2021-08-13T07:00:00",21533,1367,814]
["2021-08-13T09:30:00",21543,1353,813]
["2021-08-13T15:45:00",21568,645,812]
["2021-08-13T20:00:00",21585,680,811]
["2021-08-14T00:15:00",21602,709,810]
["2021-08-14T02:15:00",21610,639,810]
["2021-08-14T09:00:00",21637,775,809]
["2021-08-14T09:15:00",21638,770,809]
["2021-08-14T14:45:00",21660,559,808]
["2021-08-14T18:00:00",21673,562,808]
["2021-08-14T22:15:00",21690,582,807]
["2021-08-15T02:30:00",21707,534,806]
["2021-08-15T07:15:00",21726,586,805]
["2021-08-15T11:15:00",21742,647,804]
["2021-08-15T15:30:00",21759,618,803]
["2021-08-15T19:45:00",21776,724,802]
["2021-08-16",21793,1150,802]
["2021-08-16T04:30:00",21811,982,801]
["2021-08-16T08:45:00",21828,1163,800]
["2021-08-16T12:30:00",21843,941,799]
["2021-08-16T17:30:00",21863,1165,799]
["2021-08-16T21:45:00",21880,1020,798]
["2021-08-17T02:00:00",21897,928,797]
["2021-08-17T05:15:00",21910,876,797]
["2021-08-17T06:45:00",21916,1082,796]
["2021-08-17T11:00:00",21933,1171,796]
["2021-08-17T15:15:00",21950,1346,795]
["2021-08-17T21:45:00",21976,873,793]
["2021-08-18",21985,1220,793]
["2021-08-18T04:15:00",22002,1032,792]
["2021-08-18T08:30:00",22019,1303,791]
["2021-08-18T14:30:00",22043,943,790]
["2021-08-18T17:15:00",22054,1000,790]
["2021-08-18T21:30:00",22071,773,789]
["2021-08-19T03:00:00",22093,856,788]
["2021-08-19T06:15:00",22106,1034,788]
["2021-08-19T10:30:00",22123,1174,787]
["2021-08-19T14:45:00",22140,1263,786]
["2021-08-19T15:15:00",22142,1062,786]
["2021-08-19T19:30:00",22159,1202,785]
["2021-08-19T23:45:00",22176,1051,784]
["2021-08-20T04:00:00",22193,1195,783]
["2021-08-20T08:00:00",22209,1185,783]
["2021-08-20T12:45:00",22228,1366,782]
["2021-08-20T17:00:00",22245,910,781]
["2021-08-20T20:30:00",22259,731,780]
["2021-08-21T01:45:00",22280,680,779]
["2021-08-21T06:00:00",22297,591,778]
["2021-08-21T10:15:00",22314,816,777]
["2021-08-21T13:15:00",22326,700,776]
["2021-08-21T19:00:00",22349,596,775]
["2021-08-21T23:15:00",22366,578,774]
["2021-08-22T03:30:00",22383,602,773]
["2021-08-22T05:45:00",22392,598,773]
["2021-08-22T12:15:00",22418,682,772]
["2021-08-22T12:30:00",22419,671,772]
["2021-08-22T18:15:00",22442,819,771]
["2021-08-22T21:15:00",22454,953,770]
["2021-08-23T01:30:00",22471,793,769]
["2021-08-23T05:45:00",22488,1049,768]
["2021-08-23T11:00:00",22509,1569,768]
["2021-08-23T14:30:00",22523,1085,767]
["2021-08-23T18:45:00",22540,842,766]
["2021-08-23T23:00:00",22557,1296,766]
["2021-08-24T03:30:00",22575,814,765]
["2021-08-24T07:45:00",22592,1632,764]
["2021-08-24T12:00:00",22609,1489,763]
["2021-08-24T16:15:00",22626,1014,763]
["2021-08-24T20:15:00",22642,941,762]
["2021-08-25T01:00:00",22661,745,761]
["2021-08-25T05:15:00",22678,727,760]
["2021-08-25T08:45:00",22692,1340,760]
["2021-08-25T10:00:00",22697,1109,759]
["2021-08-25T14:15:00",22714,866,758]
["2021-08-25T18:30:00",22731,728,758]
["2021-08-26T01:30:00",22759,790,756]
["2021-08-26T03:15:00",22766,812,756]
["2021-08-26T07:30:00",22783,1224,755]
["2021-08-26T11:45:00",22800,1598,754]
["2021-08-26T18:00:00",22825,787,752]
["2021-08-26T20:30:00",22835,875,752]
["2021-08-27T00:45:00",22852,1051,751]
["2021-08-27T02:15:00",22858,891,751]
["2021-08-27T09:30:00",22887,1488,750]
["2021-08-27T13:45:00",22904,1173,749]
["2021-08-27T18:00:00",22921,808,748]
["2021-08-27T19:00:00",22925,762,748]
["2021-08-27T22:45:00",22940,641,747]
["2021-08-28T03:00:00",22957,668,747]
["2021-08-28T07:15:00",22974,609,746]
["2021-08-28T11:30:00",22991,611,745]
["2021-08-28T16:00:00",23009,506,744]
["2021-08-28T20:15:00",23026,556,743]
["2021-08-29",23041,582,743]
["2021-08-29T05:00:00",23061,605,742]
["2021-08-29T09:15:00",23078,748,741]
["2021-08-29T13:30:00",23095,587,740]
["2021-08-29T16:45:00",23108,548,739]
["2021-08-29T22:15:00",23130,970,739]
["2021-08-30T02:30:00",23147,821,738]
["2021-08-30T06:45:00",23164,1327,737]
["2021-08-30T09:15:00",23174,1281,736]
["2021-08-30T15:30:00",23199,1270,735]
["2021-08-30T15:45:00",23200,1247,735]
["2021-08-30T22:00:00",23225,942,734]
["2021-08-31T00:30:00",23235,1287,734]
["2021-08-31T04:45:00",23252,988,733]
["2021-08-31T09:00:00",23269,1197,733]
["2021-08-31T14:30:00",23291,1424,731]
["2021-08-31T17:45:00",23304,1272,731]
["2021-08-31T22:00:00",23321,1007,730]
["2021-09-01T02:15:00",23338,931,730]
["2021-09-01T07:15:00",23358,1237,729]
["2021-09-01T11:00:00",23373,995,728]
["2021-09-01T15:15:00",23390,1336,727]
["2021-09-01T19:30:00",23407,1206,726]
["2021-09-01T23:45:00",23424,1376,725]
["2021-09-02T04:15:00",23442,1140,724]
["2021-09-02T08:30:00",23459,1236,724]
["2021-09-02T12:15:00",23474,1269,723]
["2021-09-02T13:15:00",23478,1175,723]
["2021-09-02T17:30:00",23495,863,722]
["2021-09-02T21:45:00",23512,1004,722]
["2021-09-03T05:00:00",23541,1119,720]
["2021-09-03T06:30:00",23547,1191,720]
["2021-09-03T10:45:00",23564,1072,719]
["2021-09-03T15:00:00",23581,1046,719]
["2021-09-03T17:15:00",23590,928,719]
["2021-09-03T23:45:00",23616,692,718]
["2021-09-04T04:00:00",23633,622,716]
["2021-09-04T06:00:00",23641,612,716]
["2021-09-04T12:45:00",23668,632,715]
["2021-09-04T17:00:00",23685,514,715]
["2021-09-04T21:15:00",23702,553,714]
["2021-09-04T22:30:00",23707,612,714]
["2021-09-05T02:00:00",23721,553,713]
["2021-09-05T06:15:00",23738,592,713]
["2021-09-05T10:30:00",23755,637,712]
["2021-09-05T15:15:00",23774,642,711]
["2021-09-05T19:15:00",23790,716,710]
["2021-09-05T23:30:00",23807,1217,709]
["2021-09-06T03:45:00",23824,813,709]
["2021-09-06T08:15:00",23842,1391,708]
["2021-09-06T12:30:00",23859,1261,707]
["2021-09-06T16:45:00",23876,841,706]
["2021-09-06T20:15:00",23890,1020,706]
["2021-09-07T01:30:00",23911,889,705]
["2021-09-07T05:45:00",23928,992,704]
["2021-09-07T10:00:00",23945,1312,704]
["2021-09-07T13:00:00",23957,1067,703]
["2021-09-07T18:45:00",23980,626,703]
["2021-09-07T19:00:00",23981,660,703]
["2021-09-07T23:15:00",23998,1157,702]
["2021-09-08T05:30:00",24023,920,701]
["2021-09-08T08:00:00",24033,1333,701]
["2021-09-08T12:15:00",24050,1308,700]
["2021-09-08T18:00:00",24073,592,699]
["2021-09-08T21:00:00",24085,893,699]
["2021-09-09T01:15:00",24102,983,698]
["2021-09-09T05:30:00",24119,828,697]
["2021-09-09T10:45:00",24140,1093,697]
["2021-09-09T14:15:00",24154,955,696]
["2021-09-09T18:30:00",24171,996,695]
["2021-09-09T22:45:00",24188,970,694]
["2021-09-10T03:30:00",24207,945,694]
["2021-09-10T07:30:00",24223,1533,693]
["2021-09-10T11:45:00",24240,1221,693]
["2021-09-10T16:00:00",24257,693,692]
["2021-09-10T16:30:00",24259,719,692]
["2021-09-10T20:45:00",24276,774,691]
["2021-09-11T01:00:00",24293,585,690]
["2021-09-11T04:15:00",24306,509,690]
["2021-09-11T09:45:00",24328,407,689]
["2021-09-11T14:00:00",24345,407,688]
["2021-09-11T18:15:00",24362,452,687]
["2021-09-11T21:00:00",24373,547,687]
["2021-09-12T03:00:00",24397,438,686]
["2021-09-12T07:15:00",24414,442,685]
["2021-09-12T09:30:00",24423,442,685]
["2021-09-12T16:00:00",24449,460,684]
["2021-09-12T20:15:00",24466,549,683]
["2021-09-13T00:30:00",24483,895,683]
["2021-09-13T02:00:00",24489,690,682]
["2021-09-13T05:15:00",24502,754,682]
["2021-09-13T09:30:00",24519,1142,681]
["2021-09-13T13:45:00",24536,1051,680]
["2021-09-13T18:45:00",24556,725,679]
["2021-09-13T22:30:00",24571,1162,679]
["2021-09-14T02:45:00",24588,849,677]
["2021-09-14T07:00:00",24605,1211,677]
["2021-09-14T11:15:00",24622,1144,676]
["2021-09-14T15:45:00",24640,1101,675]
["2021-09-14T20:00:00",24657,1068,675]
["2021-09-15",24673,1249,674]
["2021-09-15T04:45:00",24692,1228,673]
["2021-09-15T09:00:00",24709,1244,672]
["2021-09-15T13:15:00",24726,1156,672]
["2021-09-15T16:30:00",24739,1137,671]
["2021-09-15T22:00:00",24761,956,670]
["2021-09-15T22:15:00",24762,1155,670]
["2021-09-16T02:30:00",24779,858,670]
["2021-09-16T09:15:00",24806,1230,669]
["2021-09-16T11:15:00",24814,1205,668]
["2021-09-16T15:30:00",24831,1036,668]
["2021-09-16T21:45:00",24856,932,667]
["2021-09-17T00:15:00",24866,1213,666]
["2021-09-17T04:30:00",24883,918,665]
["2021-09-17T08:45:00",24900,1274,665]
["2021-09-17T14:15:00",24922,1222,664]
["2021-09-17T17:30:00",24935,837,663]
["2021-09-17T21:45:00",24952,651,663]
["2021-09-18T02:00:00",24969,550,662]
["2021-09-18T07:00:00",24989,591,661]
["2021-09-18T10:45:00",25004,554,660]
["2021-09-18T15:00:00",25021,527,659]
["2021-09-18T15:15:00",25022,524,659]
["2021-09-18T19:45:00",25040,545,658]
["2021-09-19",25057,514,657]
["2021-09-19T04:15:00",25074,435,656]
["2021-09-19T08:00:00",25089,472,656]
["2021-09-19T13:00:00",25109,451,655]
["2021-09-19T17:15:00",25126,421,654]
["2021-09-19T21:30:00",25143,633,653]
["2021-09-20T00:30:00",25155,791,653]
["2021-09-20T06:15:00",25178,1134,651]
["2021-09-20T10:30:00",25195,1024,651]
["2021-09-20T13:00:00",25205,1126,650]
["2021-09-20T19:15:00",25230,1117,649]
["2021-09-20T23:30:00",25247,1330,649]
["2021-09-21T03:45:00",25264,865,648]
["2021-09-21T05:45:00",25272,926,648]
["2021-09-21T08:30:00",25283,1497,647]
["2021-09-21T12:45:00",25300,1426,646]
["2021-09-21T17:00:00",25317,878,646]
["2021-09-21T22:15:00",25338,1190,645]
["2021-09-22T01:45:00",25352,787,644]
["2021-09-22T06:00:00",25369,1006,644]
["2021-09-22T10:15:00",25386,1215,643]
["2021-09-22T15:00:00",25405,1107,643]
["2021-09-22T19:00:00",25421,901,642]
["2021-09-22T23:15:00",25438,885,641]
["2021-09-23T03:30:00",25455,966,641]
["2021-09-23T08:00:00",25473,1585,640]
["2021-09-23T12:15:00",25490,995,640]
["2021-09-23T16:30:00",25507,1021,639]
["2021-09-23T20:00:00",25521,1428,639]
["2021-09-24T01:15:00",25542,958,638]
["2021-09-24T01:30:00",25543,938,638]
["2021-09-24T05:45:00",25560,831,637]
["2021-09-24T12:45:00",25588,1438,636]
["2021-09-24T14:30:00",25595,960,636]
["2021-09-24T18:45:00",25612,935,635]
["2021-09-25T01:15:00",25638,672,634]
["2021-09-25T03:30:00",25647,636,634]
["2021-09-25T07:45:00",25664,671,633]
["2021-09-25T12:00:00",25681,627,633]
["2021-09-25T18:00:00",25705,564,632]
["2021-09-25T20:45:00",25716,672,631]
["2021-09-26T01:00:00",25733,574,631]
["2021-09-26T05:15:00",25750,632,630]
["2021-09-26T06:15:00",25754,605,630]
["2021-09-26T14:00:00",25785,528,629]
["2021-09-26T18:15:00",25802,534,628]
["2021-09-26T18:45:00",25804,611,628]
["2021-09-26T23:00:00",25821,1137,628]
["2021-09-27T03:15:00",25838,911,627]
["2021-09-27T07:30:00",25855,1032,626]
["2021-09-27T11:30:00",25871,992,626]
["2021-09-27T16:15:00",25890,821,625]
["2021-09-27T20:30:00",25907,846,624]
["2021-09-28T00:45:00",25924,1079,623]
["2021-09-28T04:00:00",25937,1111,623]
["2021-09-28T09:30:00",25959,800,622]
["2021-09-28T13:45:00",25976,924,621]
["2021-09-28T18:00:00",25993,747,621]
["2021-09-28T20:45:00",26004,1171,620]
["2021-09-29T02:45:00",26028,864,619]
["2021-09-29T07:00:00",26045,1138,618]
["2021-09-29T09:15:00",26054,1252,618]
["2021-09-29T11:45:00",26064,1020,618]
["2021-09-29T16:00:00",26081,1255,617]
["2021-09-29T20:15:00",26098,1016,617]
["2021-09-30T02:00:00",26121,839,616]
["2021-09-30T05:00:00",26133,765,615]
["2021-09-30T09:15:00",26150,1294,614]
["2021-09-30T13:30:00",26167,1309,614]
["2021-09-30T18:30:00",26187,973,613]
["2021-09-30T22:15:00",26202,1241,612]
["2021-10-01T02:30:00",26219,914,612]
["2021-10-01T07:00:00",26237,1237,611]
["2021-10-01T11:15:00",26254,1196,611]
["2021-10-01T15:30:00",26271,1092,610]
["2021-10-01T19:45:00",26288,855,609]
["2021-10-01T23:45:00",26304,685,608]
["2021-10-02T04:30:00",26323,627,608]
["2021-10-02T04:45:00",26324,627,608]
["2021-10-02T09:00:00",26341,689,607]
["2021-10-02T16:15:00",26370,606,606]
["2021-10-02T17:45:00",26376,592,605]
["2021-10-02T22:00:00",26393,682,605]
["2021-10-03T04:45:00",26420,731,604]
["2021-10-03T06:45:00",26428,642,603]
["2021-10-03T11:00:00",26445,692,603]
["2021-10-03T15:15:00",26462,763,601]
["2021-10-03T17:15:00",26470,631,601]
["2021-10-04",26497,1181,599]
["2021-10-04T04:15:00",26514,934,599]
["2021-10-04T08:30:00",26531,1544,598]
["2021-10-04T10:00:00",26537,1249,597]
["2021-10-04T17:15:00",26566,1028,596]
["2021-10-04T21:30:00",26583,1024,595]
["2021-10-04T21:45:00",26584,1017,595]
["2021-10-05T02:30:00",26603,1001,595]
["2021-10-05T06:30:00",26619,1293,594]
["2021-10-05T10:45:00",26636,1325,593]
["2021-10-05T15:00:00",26653,1455,592]
["2021-10-05T19:30:00",26671,1269,592]
["2021-10-05T23:45:00",26688,1090,591]
["2021-10-06T04:00:00",26705,959,590]
["2021-10-06T07:45:00",26720,1643,589]
["2021-10-06T12:45:00",26740,1288,588]
["2021-10-06T17:00:00",26757,896,587]
["2021-10-06T21:15:00",26774,1044,587]
["2021-10-07T00:15:00",26786,1009,586]
["2021-10-07T06:00:00",26809,996,585]
["2021-10-07T10:15:00",26826,1364,585]
["2021-10-07T12:45:00",26836,1328,584]
["2021-10-07T15:00:00",26845,1081,584]
["2021-10-07T19:15:00",26862,1451,583]
["2021-10-07T23:30:00",26879,1462,582]
["2021-10-08T05:30:00",26903,1062,581]
["2021-10-08T08:15:00",26914,1199,581]
["2021-10-08T12:30:00",26931,976,580]
["2021-10-08T16:45:00",26948,750,579]
["2021-10-08T22:00:00",26969,693,578]
["2021-10-09T01:30:00",26983,651,577]
["2021-10-09T05:45:00",27000,572,577]
["2021-10-09T10:45:00",27020,552,576]
["2021-10-09T14:30:00",27035,476,575]
["2021-10-09T18:45:00",27052,580,575]
["2021-10-09T23:00:00",27069,679,573]
["2021-10-10T03:15:00",27086,612,573]
["2021-10-10T07:45:00",27104,648,572]
["2021-10-10T08:00:00",27105,639,572]
["2021-10-10T12:15:00",27122,589,571]
["2021-10-10T20:00:00",27153,1050,570]
["2021-10-10T21:00:00",27157,1061,570]
["2021-10-11T01:15:00",27174,1017,569]
["2021-10-11T04:15:00",27186,1199,569]
["2021-10-11T10:00:00",27209,1247,568]
["2021-10-11T14:15:00",27226,1147,567]
["2021-10-11T18:30:00",27243,1407,567]
["2021-10-11T20:45:00",27252,1486,566]
["2021-10-12T03:15:00",27278,1210,565]
["2021-10-12T07:30:00",27295,1489,564]
["2021-10-12T11:45:00",27312,1290,563]
["2021-10-12T13:30:00",27319,1324,563]
["2021-10-12T20:30:00",27347,1377,561]
["2021-10-13T00:45:00",27364,1034,560]
["2021-10-13T01:00:00",27365,1025,560]
["2021-10-13T06:00:00",27385,1110,560]
["2021-10-13T09:45:00",27400,1232,559]
["2021-10-13T14:00:00",27417,1149,558]
["2021-10-13T18:45:00",27436,1355,557]
["2021-10-13T22:45:00",27452,1352,556]
["2021-10-14T03:00:00",27469,1034,555]
["2021-10-14T07:15:00",27486,1339,554]
["2021-10-14T11:15:00",27502,1187,554]
["2021-10-14T16:00:00",27521,1081,553]
["2021-10-14T20:15:00",27538,1390,552]
["2021-10-15T00:30:00",27555,996,551]
["2021-10-15T04:00:00",27569,950,551]
["2021-10-15T09:15:00",27590,1342,550]
["2021-10-15T13:30:00",27607,1085,549]
["2021-10-15T16:30:00",27619,999,548]
["2021-10-15T18:15:00",27626,860,548]
["2021-10-15T22:30:00",27643,685,547]
["2021-10-16T02:45:00",27660,608,546]
["2021-10-16T09:00:00",27685,575,545]
["2021-10-16T11:30:00",27695,607,544]
["2021-10-16T15:45:00",27712,557,544]
["2021-10-16T20:00:00",27729,708,543]
["2021-10-17T01:45:00",27752,655,542]
["2021-10-17T04:45:00",27764,655,541]
["2021-10-17T09:00:00",27781,646,540]
["2021-10-17T14:15:00",27802,621,538]
["2021-10-17T17:45:00",27816,636,538]
["2021-10-17T22:00:00",27833,1310,537]
["2021-10-18T02:15:00",27850,888,536]
["2021-10-18T06:45:00",27868,1411,535]
["2021-10-18T11:00:00",27885,1461,534]
["2021-10-18T11:15:00",27886,1385,534]
["2021-10-18T15:30:00",27903,922,533]
["2021-10-18T19:15:00",27918,979,533]
["2021-10-19T00:15:00",27938,1240,531]
["2021-10-19T04:30:00",27955,877,530]
["2021-10-19T08:45:00",27972,1484,529]
["2021-10-19T11:45:00",27984,1188,528]
["2021-10-19T17:30:00",28007,889,527]
["2021-10-19T21:45:00",28024,1097,526]
["2021-10-20T00:30:00",28035,1278,525]
["2021-10-20T06:30:00",28059,1387,524]
["2021-10-20T10:45:00",28076,1211,523]
["2021-10-20T15:00:00",28093,946,522]
["2021-10-20T17:00:00",28101,995,522]
["2021-10-20T23:45:00",28128,1412,520]
["2021-10-21T04:00:00",28145,958,520]
["2021-10-21T04:15:00",28146,963,520]
["2021-10-21T09:45:00",28168,1278,519]
["2021-10-21T13:00:00",28181,998,518]
["2021-10-21T17:15:00",28198,719,517]
["2021-10-21T22:15:00",28218,959,517]
["2021-10-22T02:00:00",28233,820,516]
["2021-10-22T06:15:00",28250,972,515]
["2021-10-22T10:30:00",28267,922,514]
["2021-10-22T14:45:00",28284,709,513]
["2021-10-22T19:15:00",28302,728,512]
["2021-10-22T23:30:00",28319,612,512]
["2021-10-23T03:45:00",28336,566,510]
["2021-10-23T07:30:00",28351,628,510]
["2021-10-23T12:30:00",28371,604,509]
["2021-10-23T16:45:00",28388,542,508]
["2021-10-23T20:00:00",28401,604,508]
["2021-10-23T21:30:00",28407,596,507]
["2021-10-24T01:45:00",28424,571,506]
["2021-10-24T06:00:00",28441,624,506]
["2021-10-24T12:45:00",28468,756,505]
["2021-10-24T14:45:00",28476,619,504]
["2021-10-24T19:00:00",28493,831,503]
["2021-10-24T23:15:00",28510,1022,502]
["2021-10-25T05:15:00",28534,958,501]
["2021-10-25T08:00:00",28545,1339,501]
["2021-10-25T12:15:00",28562,1286,500]
["2021-10-25T16:30:00",28579,1284,499]
["2021-10-25T22:00:00",28601,986,498]
["2021-10-26T01:15:00",28614,1389,497]
["2021-10-26T05:30:00",28631,943,497]
["2021-10-26T06:15:00",28634,1131,496]
["2021-10-26T14:15:00",28666,919,495]
["2021-10-26T14:30:00",28667,913,495]
["2021-10-26T18:45:00",28684,906,494]
["2021-10-26T22:45:00",28700,1313,493]
["2021-10-27T03:30:00",28719,900,492]
["2021-10-27T07:45:00",28736,1560,491]
["2021-10-27T12:00:00",28753,1287,491]
["2021-10-27T15:30:00",28767,1100,490]
["2021-10-27T20:45:00",28788,976,489]
["2021-10-28T01:00:00",28805,925,488]
["2021-10-28T04:00:00",28817,780,487]
["2021-10-28T09:45:00",28840,930,486]
["2021-10-28T14:00:00",28857,725,485]
["2021-10-28T18:15:00",28874,1119,484]
["2021-10-28T20:45:00",28884,1245,483]
["2021-10-29T03:00:00",28909,1003,481]
["2021-10-29T07:15:00",28926,1045,480]
["2021-10-29T07:30:00",28927,1047,480]
["2021-10-29T13:15:00",28950,906,479]
["2021-10-29T16:15:00",28962,675,478]
["2021-10-29T20:30:00",28979,675,478]
["2021-10-30T01:45:00",29000,732,476]
["2021-10-30T05:15:00",29014,800,475]
["2021-10-30T09:30:00",29031,710,473]
["2021-10-30T13:45:00",29048,651,473]
["2021-10-30T18:30:00",29067,598,472]
["2021-10-30T22:30:00",29083,597,471]
["2021-10-31T02:45:00",29100,961,470]
["2021-10-31T07:00:00",29117,1270,469]
["2021-10-31T11:00:00",29133,953,468]
["2021-10-31T15:45:00",29152,1289,466]
["2021-10-31T20:00:00",29169,1087,465]
["2021-10-31T23:30:00",29183,1169,464]
["2021-11-01T00:45:00",29188,971,464]
["2021-11-01T05:00:00",29205,1234,463]
["2021-11-01T09:15:00",29222,1518,462]
["2021-11-01T16:15:00",29250,1050,461]
["2021-11-01T18:00:00",29257,839,460]
["2021-11-01T22:15:00",29274,1109,460]
["2021-11-02T02:30:00",29291,865,459]
["2021-11-02T08:45:00",29316,1211,458]
["2021-11-02T11:15:00",29326,1498,457]
["2021-11-02T15:30:00",29343,996,456]
["2021-11-02T19:45:00",29360,975,456]
["2021-11-02T21:15:00",29366,991,456]
["2021-11-03T04:30:00",29395,947,454]
["2021-11-03T08:45:00",29412,1166,453]
["2021-11-03T09:45:00",29416,1124,452]
["2021-11-03T17:30:00",29447,966,451]
["2021-11-03T17:45:00",29448,982,451]
["2021-11-03T22:00:00",29465,1017,450]
["2021-11-04T02:30:00",29483,932,449]
["2021-11-04T06:45:00",29500,1289,448]
["2021-11-04T11:00:00",29517,1354,448]
["2021-11-04T15:15:00",29534,942,447]
["2021-11-04T19:00:00",29549,975,447]
["2021-11-05",29569,1071,446]
["2021-11-05T04:15:00",29586,1300,445]
["2021-11-05T07:30:00",29599,1488,444]
["2021-11-05T13:00:00",29621,1582,443]
["2021-11-05T17:15:00",29638,892,443]
["2021-11-05T21:30:00",29655,800,442]
["2021-11-06T00:15:00",29666,698,442]
["2021-11-06T06:15:00",29690,376,441]
["2021-11-06T10:30:00",29707,0,440]
["2021-11-06T10:45:00",29708,0,440]
["2021-11-06T16:45:00",29732,343,439]
["2021-11-06T19:30:00",29743,498,439]
["2021-11-06T23:45:00",29760,577,438]
["2021-11-07T05:30:00",29783,636,438]
["2021-11-07T08:30:00",29795,676,437]
["2021-11-07T12:45:00",29812,634,436]
["2021-11-07T17:00:00",29829,612,435]
["2021-11-07T22:00:00",29849,831,435]
["2021-11-08T01:45:00",29864,764,434]
["2021-11-08T06:00:00",29881,919,434]
["2021-11-08T10:15:00",29898,986,433]
["2021-11-08T14:45:00",29916,980,433]
["2021-11-08T19:00:00",29933,1236,432]
["2021-11-08T23:15:00",29950,1294,431]
["2021-11-09T03:30:00",29967,888,430]
["2021-11-09T07:15:00",29982,1278,430]
["2021-11-09T08:15:00",29986,1290,429]
["2021-11-09T12:30:00",30003,1087,429]
["2021-11-09T19:45:00",30032,1287,427]
["2021-11-09T21:15:00",30038,977,427]
["2021-11-10T01:30:00",30055,913,426]
["2021-11-10T05:45:00",30072,848,425]
["2021-11-10T08:15:00",30082,1217,424]
["2021-11-10T14:30:00",30107,1424,423]
["2021-11-10T18:45:00",30124,1016,422]
["2021-11-10T23:00:00",30141,1345,422]
["2021-11-11T00:45:00",30148,1342,421]
["2021-11-11T07:45:00",30176,1337,421]
["2021-11-11T12:00:00",30193,1397,420]
["2021-11-11T13:15:00",30198,1225,420]
["2021-11-11T20:45:00",30228,1172,419]
["2021-11-11T21:00:00",30229,1143,419]
["2021-11-12T01:15:00",30246,1262,418]
["2021-11-12T06:00:00",30265,1082,417]
["2021-11-12T10:00:00",30281,1255,417]
["2021-11-12T14:15:00",30298,1032,416]
["2021-11-12T18:30:00",30315,884,415]
["2021-11-12T22:45:00",30332,829,415]
["2021-11-13T03:15:00",30350,752,414]
["2021-11-13T07:30:00",30367,820,413]
["2021-11-13T11:15:00",30382,830,413]
["2021-11-13T16:15:00",30402,784,412]
["2021-11-13T20:30:00",30419,743,411]
["2021-11-14T00:45:00",30436,664,411]
["2021-11-14T03:45:00",30448,671,410]
["2021-11-14T09:30:00",30471,883,409]
["2021-11-14T13:45:00",30488,859,408]
["2021-11-14T14:00:00",30489,839,408]
["2021-11-14T20:30:00",30515,853,407]
["2021-11-14T22:45:00",30524,1210,406]
["2021-11-15T03:00:00",30541,1011,405]
["2021-11-15T07:15:00",30558,1355,404]
["2021-11-15T13:00:00",30581,1545,403]
["2021-11-15T16:00:00",30593,983,403]
["2021-11-15T20:15:00",30610,940,402]
["2021-11-16T01:30:00",30631,1110,401]
["2021-11-16T05:00:00",30645,1193,401]
["2021-11-16T09:15:00",30662,1599,400]
["2021-11-16T13:30:00",30679,1091,399]
["2021-11-16T18:15:00",30698,855,399]
["2021-11-16T22:15:00",30714,872,398]
["2021-11-17T02:30:00",30731,884,397]
["2021-11-17T06:45:00",30748,862,397]
["2021-11-17T10:45:00",30764,910,397]
["2021-11-17T11:30:00",30767,843,396]
["2021-11-17T15:45:00",30784,744,396]
["2021-11-17T19:15:00",30798,705,395]
["2021-11-18T00:30:00",30819,924,394]
["2021-11-18T04:45:00",30836,799,393]
["2021-11-18T09:00:00",30853,1466,393]
["2021-11-18T11:45:00",30864,1089,393]
["2021-11-18T17:45:00",30888,871,392]
["2021-11-18T22:00:00",30905,933,392]
["2021-11-19T02:15:00",30922,899,391]
["2021-11-19T04:30:00",30931,961,391]
["2021-11-19T11:00:00",30957,1507,390]
["2021-11-19T15:15:00",30974,840,389]
["2021-11-19T17:00:00",30981,772,389]
["2021-11-20",31009,625,388]
["2021-11-20T00:15:00",31010,645,388]
["2021-11-20T04:30:00",31027,571,388]
["2021-11-20T09:30:00",31047,672,387]
["2021-11-20T13:15:00",31062,637,387]
["2021-11-20T17:30:00",31079,606,386]
["2021-11-20T21:45:00",31096,680,386]
["2021-11-21T02:15:00",31114,682,385]
["2021-11-21T06:30:00",31131,659,384]
["2021-11-21T10:45:00",31148,677,384]
["2021-11-21T14:45:00",31164,644,384]
["2021-11-21T19:30:00",31183,793,383]
["2021-11-21T23:45:00",31200,1185,382]
["2021-11-22T04:00:00",31217,812,382]
["2021-11-22T07:30:00",31231,1145,381]
["2021-11-22T12:45:00",31252,1124,380]
["2021-11-22T17:00:00",31269,1252,380]
["2021-11-22T17:15:00",31270,1288,380]
["2021-11-23",31297,1196,379]
["2021-11-23T02:00:00",31305,871,379]
["2021-11-23T06:15:00",31322,976,378]
["2021-11-23T10:30:00",31339,1065,377]
["2021-11-23T16:45:00",31364,984,377]
["2021-11-23T19:15:00",31374,1089,376]
["2021-11-23T23:30:00",31391,1103,376]
["2021-11-24T05:15:00",31414,867,375]
["2021-11-24T08:15:00",31426,1140,375]
["2021-11-24T12:30:00",31443,1192,374]
["2021-11-24T16:45:00",31460,971,374]
["2021-11-24T21:45:00",31480,899,373]
["2021-11-25T01:30:00",31495,861,373]
["2021-11-25T05:45:00",31512,866,372]
["2021-11-25T10:00:00",31529,1004,372]
["2021-11-25T10:15:00",31530,988,372]
["2021-11-25T14:45:00",31548,1183,371]
["2021-11-25T19:00:00",31565,972,371]
["2021-11-25T22:45:00",31580,1037,370]
["2021-11-26T03:45:00",31600,980,369]
["2021-11-26T08:00:00",31617,1245,369]
["2021-11-26T12:15:00",31634,1431,368]
["2021-11-26T15:15:00",31646,1260,368]
["2021-11-26T21:00:00",31669,866,367]
["2021-11-27T01:15:00",31686,749,367]
["2021-11-27T05:30:00",31703,632,366]
["2021-11-27T08:00:00",31713,771,366]
["2021-11-27T14:15:00",31738,753,365]
["2021-11-27T18:30:00",31755,780,365]
["2021-11-27T20:30:00",31763,704,364]
["2021-11-28T03:15:00",31790,702,364]
["2021-11-28T03:30:00",31791,695,364]
["2021-11-28T07:45:00",31808,804,363]
["2021-11-28T13:15:00",31830,719,362]
["2021-11-28T16:30:00",31843,619,362]
["2021-11-28T20:45:00",31860,1085,361]
["2021-11-29T01:00:00",31877,859,361]
["2021-11-29T05:45:00",31896,918,360]
["2021-11-29T09:45:00",31912,1292,360]
["2021-11-29T14:00:00",31929,1072,359]
["2021-11-29T18:15:00",31946,927,359]
["2021-11-29T22:30:00",31963,1235,358]
["2021-11-30T03:00:00",31981,987,357]
["2021-11-30T07:15:00",31998,1286,357]
["2021-11-30T11:00:00",32013,1513,357]
["2021-11-30T16:00:00",32033,1113,356]
["2021-11-30T20:15:00",32050,1037,356]
["2021-11-30T20:30:00",32051,1045,356]
["2021-12-01T03:30:00",32079,945,354]
["2021-12-01T05:15:00",32086,908,354]
["2021-12-01T09:30:00",32103,1578,354]
["2021-12-01T13:45:00",32120,1123,353]
["2021-12-01T20:15:00",32146,1014,352]
["2021-12-01T22:30:00",32155,1264,352]
["2021-12-02T02:45:00",32172,828,351]
["2021-12-02T08:45:00",32196,1395,350]
["2021-12-02T11:30:00",32207,1378,350]
["2021-12-02T15:45:00",32224,1019,349]
["2021-12-02T20:00:00",32241,995,349]
["2021-12-02T21:15:00",32246,1032,349]
["2021-12-03T04:45:00",32276,1031,348]
["2021-12-03T09:00:00",32293,1696,347]
["2021-12-03T13:15:00",32310,1468,347]
["2021-12-03T13:45:00",32312,1124,347]
["2021-12-03T18:00:00",32329,856,346]
["2021-12-03T22:15:00",32346,746,346]
["2021-12-04T02:15:00",32362,733,345]
["2021-12-04T07:00:00",32381,800,345]
["2021-12-04T11:15:00",32398,755,344]
["2021-12-04T15:30:00",32415,699,343]
["2021-12-04T19:00:00",32429,723,343]
["2021-12-05T00:15:00",32450,756,342]
["2021-12-05T04:30:00",32467,733,342]
["2021-12-05T08:45:00",32484,765,341]
["2021-12-05T11:30:00",32495,756,340]
["2021-12-05T17:30:00",32519,728,340]
["2021-12-05T21:45:00",32536,833,339]
["2021-12-06T02:00:00",32553,923,338]
["2021-12-06T04:15:00",32562,912,338]
["2021-12-06T06:45:00",32572,1348,338]
["2021-12-06T11:00:00",32589,1239,337]
["2021-12-06T16:45:00",32612,1297,337]
["2021-12-06T19:45:00",32624,1028,336]
["2021-12-07",32641,1258,336]
["2021-12-07T04:15:00",32658,1068,335]
["2021-12-07T09:30:00",32679,1068,335]
["2021-12-07T13:00:00",32693,1148,334]
["2021-12-07T17:15:00",32710,1304,334]
["2021-12-07T21:30:00",32727,996,333]
["2021-12-08T02:00:00",32745,812,333]
["2021-12-08T06:15:00",32762,1129,332]
["2021-12-08T10:30:00",32779,1104,331]
["2021-12-08T14:30:00",32795,1084,331]
["2021-12-08T19:15:00",32814,1068,330]
["2021-12-08T23:30:00",32831,1127,329]
["2021-12-08T23:45:00",32832,1100,329]
["2021-12-09T07:15:00",32862,1293,328]
["2021-12-09T08:30:00",32867,1329,328]
["2021-12-09T12:45:00",32884,1176,328]
["2021-12-09T17:00:00",32901,999,327]
["2021-12-09T23:45:00",32928,1220,326]
["2021-12-10T01:45:00",32936,933,325]
["2021-12-10T06:00:00",32953,933,324]
["2021-12-10T12:15:00",32978,1084,324]
["2021-12-10T14:45:00",32988,1202,323]
["2021-12-10T19:00:00",33005,691,323]
["2021-12-10T23:15:00",33022,516,322]
["2021-12-11T00:45:00",33028,532,321]
["2021-12-11T08:00:00",33057,719,320]
["2021-12-11T12:15:00",33074,721,319]
["2021-12-11T16:30:00",33091,686,318]
["2021-12-11T17:15:00",33094,678,318]
["2021-12-11T21:15:00",33110,533,317]
["2021-12-12T01:30:00",33127,524,317]
["2021-12-12T06:00:00",33145,527,315]
["2021-12-12T10:15:00",33162,497,314]
["2021-12-12T14:30:00",33179,522,313]
["2021-12-12T18:45:00",33196,572,312]
["2021-12-12T22:30:00",33211,911,311]
["2021-12-13T03:30:00",33231,724,310]
["2021-12-13T07:45:00",33248,1030,310]
["2021-12-13T12:00:00",33265,1056,309]
["2021-12-13T15:15:00",33278,909,308]
["2021-12-13T20:45:00",33300,776,307]
["2021-12-14T01:00:00",33317,724,306]
["2021-12-14T05:15:00",33334,657,305]
["2021-12-14T07:45:00",33344,1252,304]
["2021-12-14T10:00:00",33353,1076,304]
["2021-12-14T14:15:00",33370,789,303]
["2021-12-14T20:15:00",33394,586,302]
["2021-12-14T23:00:00",33405,760,301]
["2021-12-15T03:15:00",33422,664,300]
["2021-12-15T07:30:00",33439,904,299]
["2021-12-15T13:00:00",33461,806,298]
["2021-12-15T16:15:00",33474,579,297]
["2021-12-15T20:30:00",33491,623,296]
["2021-12-16T00:45:00",33508,509,295]
["2021-12-16T05:30:00",33527,497,293]
["2021-12-16T09:30:00",33543,777,292]
["2021-12-16T13:45:00",33560,646,291]
["2021-12-16T18:15:00",33578,526,289]
["2021-12-16T22:30:00",33595,454,287]
["2021-12-17T02:45:00",33612,483,285]
["2021-12-17T03:00:00",33613,523,285]
["2021-12-17T10:45:00",33644,703,282]
["2021-12-17T11:45:00",33648,628,282]
["2021-12-17T16:00:00",33665,468,280]
["2021-12-17T20:15:00",33682,306,276]
["2021-12-17T23:15:00",33694,314,274]
["2021-12-18T05:00:00",33717,339,267]
["2021-12-18T09:15:00",33734,301,261]
["2021-12-18T11:45:00",33744,294,253]
["2021-12-18T18:00:00",33769,320,238]
["2021-12-18T22:15:00",33786,346,227]
["2021-12-19T02:30:00",33803,334,209]
["2021-12-19T04:15:00",33810,355,201]
["2021-12-19T11:15:00",33838,316,160]
["2021-12-19T15:30:00",33855,317,158]
["2021-12-19T19:45:00",33872,358,156]
["2021-12-19T21:00:00",33877,361,156]
["2021-12-20T00:30:00",33891,477,156]
["2021-12-20T04:45:00",33908,422,154]
["2021-12-20T09:00:00",33925,516,153]
["2021-12-20T13:30:00",33943,451,152]
["2021-12-20T17:45:00",33960,325,152]
["2021-12-20T22:00:00",33977,357,151]
["2021-12-21T02:00:00",33993,353,150]
["2021-12-21T06:45:00",34012,501,149]
["2021-12-21T11:00:00",34029,473,148]
["2021-12-21T15:15:00",34046,348,148]
["2021-12-21T18:45:00",34060,232,147]
["2021-12-22",34081,328,146]
["2021-12-22T04:15:00",34098,274,146]
["2021-12-22T08:30:00",34115,289,145]
["2021-12-22T11:30:00",34127,239,145]
["2021-12-22T13:15:00",34134,218,145]
["2021-12-22T17:30:00",34151,201,145]
["2021-12-23",34177,148,144]
["2021-12-23T02:15:00",34186,141,144]
["2021-12-23T06:30:00",34203,145,143]
["2021-12-23T10:45:00",34220,133,143]
["2021-12-23T16:30:00",34243,142,142]
["2021-12-23T19:30:00",34255,143,142]
["2021-12-23T23:45:00",34272,147,142]
["2021-12-24T04:00:00",34289,143,141]
["2021-12-24T09:15:00",34310,131,141]
["2021-12-24T12:45:00",34324,132,141]
["2021-12-24T17:00:00",34341,143,140]
["2021-12-24T21:45:00",34360,146,140]
["2021-12-25T01:45:00",34376,141,140]
["2021-12-25T06:00:00",34393,141,139]
["2021-12-25T06:15:00",34394,140,139]
["2021-12-25T14:15:00",34426,134,139]
["2021-12-25T15:00:00",34429,128,139]
["2021-12-25T19:15:00",34446,145,138]
["2021-12-25T23:30:00",34463,145,138]
["2021-12-26T02:45:00",34476,142,138]
["2021-12-26T08:15:00",34498,140,137]
["2021-12-26T12:30:00",34515,131,137]
["2021-12-26T15:15:00",34526,135,137]
["2021-12-26T19:00:00",34541,143,137]
["2021-12-26T19:15:00",34542,143,137]
["2021-12-26T19:30:00",34543,147,137]
["2021-12-26T19:45:00",34544,148,137]
["2021-12-26T20:00:00",34545,148,137]
["2021-12-26T20:15:00",34546,141,137]
["2021-12-26T20:30:00",34547,141,137]
["2021-12-26T20:45:00",34548,139,137]
["2021-12-26T21:00:00",34549,138,137]
["2021-12-26T21:15:00",34550,138,137]
["2021-12-26T21:30:00",34551,137,137]
["2021-12-26T21:45:00",34552,141,136]
["2021-12-26T22:00:00",34553,145,136]
["2021-12-26T22:15:00",34554,148,136]
["2021-12-26T22:30:00",34555,137,136]
["2021-12-26T22:45:00",34556,143,136]
["2021-12-26T23:00:00",34557,141,136]
["2021-12-26T23:15:00",34558,139,136]
["2021-12-26T23:30:00",34559,138,136]
["2021-12-26T23:45:00",34560,138,136]
["2021-12-27",34561,143,136]
["2021-12-27T00:15:00",34562,145,136]
["2021-12-27T00:30:00",34563,145,136]
["2021-12-27T00:45:00",34564,138,136]
["2021-12-27T01:00:00",34565,140,136]
["2021-12-27T01:15:00",34566,138,136]
["2021-12-27T01:30:00",34567,141,136]
["2021-12-27T01:45:00",34568,140,136]
["2021-12-27T02:00:00",34569,140,136]
["2021-12-27T02:15:00",34570,145,136]
["2021-12-27T02:30:00",34571,150,136]
["2021-12-27T02:45:00",34572,151,136]
["2021-12-27T03:00:00",34573,143,136]
["2021-12-27T03:15:00",34574,144,136]
["2021-12-27T03:30:00",34575,144,136]
["2021-12-27T03:45:00",34576,146,136]
["2021-12-27T04:00:00",34577,144,136]
["2021-12-27T04:15:00",34578,141,136]
["2021-12-27T04:30:00",34579,148,136]
["2021-12-27T04:45:00",34580,145,136]
["2021-12-27T05:00:00",34581,146,136]
["2021-12-27T05:15:00",34582,139,136]
["2021-12-27T05:30:00",34583,138,136]
["2021-12-27T05:45:00",34584,138,136]
["2021-12-27T06:00:00",34585,137,136]
["2021-12-27T06:15:00",34586,141,136]
["2021-12-27T06:30:00",34587,138,136]
["2021-12-27T06:45:00",34588,142,136]
["2021-12-27T07:00:00",34589,144,136]
["2021-12-27T07:15:00",34590,146,136]
["2021-12-27T07:30:00",34591,140,136]
["2021-12-27T07:45:00",34592,141,136]
["2021-12-27T08:00:00",34593,139,136]
["2021-12-27T08:15:00",34594,140,136]
["2021-12-27T08:30:00",34595,135,136]
["2021-12-27T08:45:00",34596,137,136]
["2021-12-27T09:00:00",34597,139,136]
["2021-12-27T09:15:00",34598,141,136]
["2021-12-27T09:30:00",34599,143,136]
["2021-12-27T09:45:00",34600,130,136]
["2021-12-27T10:00:00",34601,135,136]
["2021-12-27T10:15:00",34602,135,136]
["2021-12-27T10:30:00",34603,134,135]
["2021-12-27T10:45:00",34604,135,135]
["2021-12-27T11:00:00",34605,132,135]
["2021-12-27T11:15:00",34606,143,135]
["2021-12-27T11:30:00",34607,148,135]
["2021-12-27T11:45:00",34608,144,135]
["2021-12-27T12:00:00",34609,117,135]
["2021-12-27T12:15:00",34610,126,135]
["2021-12-27T12:30:00",34611,136,135]
["2021-12-27T12:45:00",34612,136,135]
["2021-12-27T13:00:00",34613,134,135]
["2021-12-27T13:15:00",34614,132,135]
["2021-12-27T13:30:00",34615,135,135]
["2021-12-27T13:45:00",34616,137,135]
["2021-12-27T14:00:00",34617,133,135]
["2021-12-27T14:15:00",34618,126,135]
["2021-12-27T14:30:00",34619,122,135]
["2021-12-27T14:45:00",34620,124,135]
["2021-12-27T15:00:00",34621,122,135]
["2021-12-27T15:15:00",34622,123,135]
["2021-12-27T15:30:00",34623,123,135]
["2021-12-27T15:45:00",34624,123,135]
["2021-12-27T16:00:00",34625,133,135]
["2021-12-27T16:15:00",34626,141,135]
["2021-12-27T16:30:00",34627,138,135]
["2021-12-27T16:45:00",34628,138,135]
["2021-12-27T17:00:00",34629,140,135]
["2021-12-27T17:15:00",34630,137,135]
["2021-12-27T17:30:00",34631,138,135]
["2021-12-27T17:45:00",34632,135,135]
["2021-12-27T18:00:00",34633,140,135]
["2021-12-27T18:15:00",34634,146,135]
["2021-12-27T18:30:00",34635,148,135]
["2021-12-27T18:45:00",34636,152,135]
["2021-12-27T19:00:00",34637,151,135]
["2021-12-27T19:15:00",34638,152,135]
["2021-12-27T19:30:00",34639,152,135]
["2021-12-27T19:45:00",34640,152,135]
["2021-12-27T20:00:00",34641,151,135]
["2021-12-27T20:15:00",34642,158,135]
["2021-12-27T20:30:00",34643,158,135]
["2021-12-27T20:45:00",34644,160,135]
["2021-12-27T21:00:00",34645,156,134]
["2021-12-27T21:15:00",34646,149,134]
["2021-12-27T21:30:00",34647,151,134]
["2021-12-27T21:45:00",34648,150,134]
["2021-12-27T22:00:00",34649,152,134]
["2021-12-27T22:15:00",34650,150,134]
["2021-12-27T22:30:00",34651,155,134]
["2021-12-27T22:45:00",34652,156,134]
["2021-12-27T23:00:00",34653,156,134]
["2021-12-27T23:15:00",34654,152,134]
["2021-12-27T23:30:00",34655,152,134]
["2021-12-27T23:45:00",34656,151,134]
["2021-12-28",34657,152,134]
["2021-12-28T00:15:00",34658,151,134]
["2021-12-28T00:30:00",34659,153,134]
["2021-12-28T00:45:00",34660,157,134]
["2021-12-28T01:00:00",34661,157,134]
["2021-12-28T01:15:00",34662,157,134]
["2021-12-28T01:30:00",34663,150,134]
["2021-12-28T01:45:00",34664,149,134]
["2021-12-28T02:00:00",34665,153,134]
["2021-12-28T02:15:00",34666,151,134]
["2021-12-28T02:30:00",34667,154,134]
["2021-12-28T02:45:00",34668,155,134]
["2021-12-28T03:00:00",34669,160,134]
["2021-12-28T03:15:00",34670,161,134]
["2021-12-28T03:30:00",34671,163,134]
["2021-12-28T03:45:00",34672,158,134]
["2021-12-28T04:00:00",34673,156,134]
["2021-12-28T04:15:00",34674,156,134]
["2021-12-28T04:30:00",34675,157,134]
["2021-12-28T04:45:00",34676,156,134]
["2021-12-28T05:00:00",34677,155,134]
["2021-12-28T05:15:00",34678,156,134]
["2021-12-28T05:30:00",34679,157,134]
["2021-12-28T05:45:00",34680,161,134]
["2021-12-28T06:00:00",34681,155,134]
["2021-12-28T06:15:00",34682,149,134]
["2021-12-28T06:30:00",34683,149,134]
["2021-12-28T06:45:00",34684,152,134]
["2021-12-28T07:00:00",34685,154,134]
["2021-12-28T07:15:00",34686,153,134]
["2021-12-28T07:30:00",34687,157,133]
["2021-12-28T07:45:00",34688,162,133]
["2021-12-28T08:00:00",34689,158,133]
["2021-12-28T08:15:00",34690,158,133]
["2021-12-28T08:30:00",34691,151,133]
["2021-12-28T08:45:00",34692,145,133]
["2021-12-28T09:00:00",34693,145,133]
["2021-12-28T09:15:00",34694,147,133]
["2021-12-28T09:30:00",34695,143,133]
["2021-12-28T09:45:00",34696,140,133]
["2021-12-28T10:00:00",34697,141,133]
["2021-12-28T10:15:00",34698,146,133]
["2021-12-28T10:30:00",34699,152,133]
["2021-12-28T10:45:00",34700,149,133]
["2021-12-28T11:00:00",34701,145,133]
["2021-12-28T11:15:00",34702,144,133]
["2021-12-28T11:30:00",34703,146,133]
["2021-12-28T11:45:00",34704,147,133]
["2021-12-28T12:00:00",34705,147,133]
["2021-12-28T12:15:00",34706,143,133]
["2021-12-28T12:30:00",34707,150,133]
["2021-12-28T12:45:00",34708,153,133]
["2021-12-28T13:00:00",34709,149,133]
["2021-12-28T13:15:00",34710,142,133]
["2021-12-28T13:30:00",34711,145,133]
["2021-12-28T13:45:00",34712,142,133]
["2021-12-28T14:00:00",34713,141,133]
["2021-12-28T14:15:00",34714,143,132]
["2021-12-28T14:30:00",34715,142,132]
["2021-12-28T14:45:00",34716,144,132]
["2021-12-28T15:00:00",34717,146,132]
["2021-12-28T15:15:00",34718,148,132]
["2021-12-28T15:30:00",34719,143,132]
["2021-12-28T15:45:00",34720,142,132]
["2021-12-28T16:00:00",34721,143,132]
["2021-12-28T16:15:00",34722,153,132]
["2021-12-28T16:30:00",34723,153,132]
["2021-12-28T16:45:00",34724,155,132]
["2021-12-28T17:00:00",34725,156,132]
["2021-12-28T17:15:00",34726,163,132]
["2021-12-28T17:30:00",34727,161,132]
["2021-12-28T17:45:00",34728,155,132]
["2021-12-28T18:00:00",34729,155,132]
["2021-12-28T18:15:00",34730,153,132]
["2021-12-28T18:30:00",34731,155,132]
["2021-12-28T18:45:00",34732,154,132]
["2021-12-28T19:00:00",34733,156,132]
["2021-12-28T19:15:00",34734,165,132]
["2021-12-28T19:30:00",34735,164,132]
["2021-12-28T19:45:00",34736,164,132]
["2021-12-28T20:00:00",34737,156,132]
["2021-12-28T20:15:00",34738,157,132]
["2021-12-28T20:30:00",34739,159,132]
["2021-12-28T20:45:00",34740,160,132]
["2021-12-28T21:00:00",34741,157,132]
["2021-12-28T21:15:00",34742,158,131]
["2021-12-28T21:30:00",34743,159,131]
["2021-12-28T21:45:00",34744,166,131]
["2021-12-28T22:00:00",34745,159,131]
["2021-12-28T22:15:00",34746,152,131]
["2021-12-28T22:30:00",34747,150,131]
["2021-12-28T22:45:00",34748,153,131]
["2021-12-28T23:00:00",34749,153,131]
["2021-12-28T23:15:00",34750,150,131]
["2021-12-28T23:30:00",34751,153,131]
["2021-12-28T23:45:00",34752,153,131]
["2021-12-29",34753,162,131]
["2021-12-29T00:15:00",34754,161,131]
["2021-12-29T00:30:00",34755,156,131]
["2021-12-29T00:45:00",34756,152,131]
["2021-12-29T01:00:00",34757,153,131]
["2021-12-29T01:15:00",34758,153,131]
["2021-12-29T01:30:00",34759,154,131]
["2021-12-29T01:45:00",34760,152,131]
["2021-12-29T02:00:00",34761,152,131]
["2021-12-29T02:15:00",34762,159,131]
["2021-12-29T02:30:00",34763,163,131]
["2021-12-29T02:45:00",34764,157,131]
["2021-12-29T03:00:00",34765,153,131]
["2021-12-29T03:15:00",34766,156,131]
["2021-12-29T03:30:00",34767,156,131]
["2021-12-29T03:45:00",34768,157,131]
["2021-12-29T04:00:00",34769,154,131]
["2021-12-29T04:15:00",34770,155,131]
["2021-12-29T04:30:00",34771,160,130]
["2021-12-29T04:45:00",34772,164,130]
["2021-12-29T05:00:00",34773,165,130]
["2021-12-29T05:15:00",34774,152,130]
["2021-12-29T05:30:00",34775,153,130]
["2021-12-29T05:45:00",34776,152,130]
["2021-12-29T06:00:00",34777,152,130]
["2021-12-29T06:15:00",34778,150,130]
["2021-12-29T06:30:00",34779,148,130]
["2021-12-29T06:45:00",34780,148,130]
["2021-12-29T07:00:00",34781,157,130]
["2021-12-29T07:15:00",34782,158,130]
["2021-12-29T07:30:00",34783,154,130]
["2021-12-29T07:45:00",34784,149,130]
["2021-12-29T08:00:00",34785,148,130]
["2021-12-29T08:15:00",34786,145,130]
["2021-12-29T08:30:00",34787,145,130]
["2021-12-29T08:45:00",34788,139,130]
["2021-12-29T09:00:00",34789,137,130]
["2021-12-29T09:15:00",34790,140,130]
["2021-12-29T09:30:00",34791,142,130]
["2021-12-29T09:45:00",34792,143,130]
["2021-12-29T10:00:00",34793,136,130]
["2021-12-29T10:15:00",34794,134,130]
["2021-12-29T10:30:00",34795,134,130]
["2021-12-29T10:45:00",34796,133,129]
["2021-12-29T11:00:00",34797,132,129]
["2021-12-29T11:15:00",34798,133,129]
["2021-12-29T11:30:00",34799,139,129]
["2021-12-29T11:45:00",34800,143,129]
["2021-12-29T12:00:00",34801,142,129]
["2021-12-29T12:15:00",34802,141,129]
["2021-12-29T12:30:00",34803,137,129]
["2021-12-29T12:45:00",34804,135,129]
["2021-12-29T13:00:00",34805,134,129]
["2021-12-29T13:15:00",34806,138,129]
["2021-12-29T13:30:00",34807,139,129]
["2021-12-29T13:45:00",34808,137,129]
["2021-12-29T14:00:00",34809,146,129]
["2021-12-29T14:15:00",34810,142,129]
["2021-12-29T14:30:00",34811,140,129]
["2021-12-29T14:45:00",34812,138,129]
["2021-12-29T15:00:00",34813,136,129]
["2021-12-29T15:15:00",34814,136,129]
["2021-12-29T15:30:00",34815,139,129]
["2021-12-29T15:45:00",34816,139,129]
["2021-12-29T16:00:00",34817,141,128]
["2021-12-29T16:15:00",34818,155,128]
["2021-12-29T16:30:00",34819,156,128]
["2021-12-29T16:45:00",34820,157,128]
["2021-12-29T17:00:00",34821,155,128]
["2021-12-29T17:15:00",34822,156,128]
["2021-12-29T17:30:00",34823,154,128]
["2021-12-29T17:45:00",34824,156,128]
["2021-12-29T18:00:00",34825,152,128]
["2021-12-29T18:15:00",34826,153,128]
["2021-12-29T18:30:00",34827,158,128]
["2021-12-29T18:45:00",34828,160,128]
["2021-12-29T19:00:00",34829,161,128]
["2021-12-29T19:15:00",34830,153,128]
["2021-12-29T19:30:00",34831,155,128]
["2021-12-29T19:45:00",34832,156,128]
["2021-12-29T20:00:00",34833,156,128]
["2021-12-29T20:15:00",34834,156,128]
["2021-12-29T20:30:00",34835,156,128]
["2021-12-29T20:45:00",34836,159,128]
["2021-12-29T21:00:00",34837,164,128]
["2021-12-29T21:15:00",34838,164,128]
["2021-12-29T21:30:00",34839,157,128]
["2021-12-29T21:45:00",34840,151,128]
["2021-12-29T22:00:00",34841,154,128]
["2021-12-29T22:15:00",34842,151,128]
["2021-12-29T22:30:00",34843,152,128]
["2021-12-29T22:45:00",34844,143,128]
["2021-12-29T23:00:00",34845,145,127]
["2021-12-29T23:15:00",34846,150,127]
["2021-12-29T23:30:00",34847,150,127]
["2021-12-29T23:45:00",34848,147,127]
["2021-12-30",34849,145,127]
["2021-12-30T00:15:00",34850,149,127]
["2021-12-30T00:30:00",34851,146,127]
["2021-12-30T00:45:00",34852,145,127]
["2021-12-30T01:00:00",34853,145,127]
["2021-12-30T01:15:00",34854,146,127]
["2021-12-30T01:30:00",34855,151,127]
["2021-12-30T01:45:00",34856,151,127]
["2021-12-30T02:00:00",34857,148,127]
["2021-12-30T02:15:00",34858,144,127]
["2021-12-30T02:30:00",34859,146,127]
["2021-12-30T02:45:00",34860,147,127]
["2021-12-30T03:00:00",34861,145,126]
["2021-12-30T03:15:00",34862,145,126]
["2021-12-30T03:30:00",34863,146,126]
["2021-12-30T03:45:00",34864,150,126]
["2021-12-30T04:00:00",34865,151,126]
["2021-12-30T04:15:00",34866,155,126]
["2021-12-30T04:30:00",34867,146,126]
["2021-12-30T04:45:00",34868,146,126]
["2021-12-30T05:00:00",34869,147,126]
["2021-12-30T05:15:00",34870,148,126]
["2021-12-30T05:30:00",34871,144,126]
["2021-12-30T05:45:00",34872,144,126]
["2021-12-30T06:00:00",34873,147,126]
["2021-12-30T06:15:00",34874,154,126]
["2021-12-30T06:30:00",34875,152,126]
["2021-12-30T06:45:00",34876,151,126]
["2021-12-30T07:00:00",34877,123,125]
["2021-12-30T07:15:00",34878,117,125]
["2021-12-30T07:30:00",34879,118,125]
["2021-12-30T07:45:00",34880,117,125]
["2021-12-30T08:00:00",34881,76,125]
["2021-12-30T08:15:00",34882,0,125]
["2021-12-30T08:30:00",34883,0,125]
["2021-12-30T08:45:00",34884,0,125]
["2021-12-30T09:00:00",34885,35,125]
["2021-12-30T09:15:00",34886,115,125]
["2021-12-30T09:30:00",34887,120,125]
["2021-12-30T09:45:00",34888,126,125]
["2021-12-30T10:00:00",34889,139,125]
["2021-12-30T10:15:00",34890,136,124]
["2021-12-30T10:30:00",34891,135,124]
["2021-12-30T10:45:00",34892,132,124]
["2021-12-30T11:00:00",34893,130,124]
["2021-12-30T11:15:00",34894,128,124]
["2021-12-30T11:30:00",34895,128,124]
["2021-12-30T11:45:00",34896,124,124]
["2021-12-30T12:00:00",34897,128,124]
["2021-12-30T12:15:00",34898,128,124]
["2021-12-30T12:30:00",34899,127,124]
["2021-12-30T12:45:00",34900,125,124]
["2021-12-30T13:00:00",34901,124,124]
["2021-12-30T13:15:00",34902,125,124]
["2021-12-30T13:30:00",34903,123,124]
["2021-12-30T13:45:00",34904,125,124]
["2021-12-30T14:00:00",34905,123,124]
["2021-12-30T14:15:00",34906,128,124]
["2021-12-30T14:30:00",34907,131,124]
["2021-12-30T14:45:00",34908,129,124]
["2021-12-30T15:00:00",34909,125,124]
["2021-12-30T15:15:00",34910,122,124]
["2021-12-30T15:30:00",34911,125,124]
["2021-12-30T15:45:00",34912,125,123]
["2021-12-30T16:00:00",34913,129,123]
["2021-12-30T16:15:00",34914,130,123]
["2021-12-30T16:30:00",34915,132,123]
["2021-12-30T16:45:00",34916,138,123]
["2021-12-30T17:00:00",34917,139,123]
["2021-12-30T17:15:00",34918,139,123]
["2021-12-30T17:30:00",34919,134,123]
["2021-12-30T17:45:00",34920,133,123]
["2021-12-30T18:00:00",34921,135,123]
["2021-12-30T18:15:00",34922,135,123]
["2021-12-30T18:30:00",34923,135,123]
["2021-12-30T18:45:00",34924,136,123]
["2021-12-30T19:00:00",34925,138,123]
["2021-12-30T19:15:00",34926,141,123]
["2021-12-30T19:30:00",34927,141,123]
["2021-12-30T19:45:00",34928,135,123]
["2021-12-30T20:00:00",34929,137,123]
["2021-12-30T20:15:00",34930,135,123]
["2021-12-30T20:30:00",34931,137,123]
["2021-12-30T20:45:00",34932,138,122]
["2021-12-30T21:00:00",34933,138,122]
["2021-12-30T21:15:00",34934,138,122]
["2021-12-30T21:30:00",34935,144,122]
["2021-12-30T21:45:00",34936,145,122]
["2021-12-30T22:00:00",34937,141,122]
["2021-12-30T22:15:00",34938,136,122]
["2021-12-30T22:30:00",34939,138,122]
["2021-12-30T22:45:00",34940,141,122]
["2021-12-30T23:00:00",34941,139,122]
["2021-12-30T23:15:00",34942,138,122]
["2021-12-30T23:30:00",34943,140,122]
["2021-12-30T23:45:00",34944,143,122]
["2021-12-31",34945,145,122]
["2021-12-31T00:15:00",34946,143,122]
["2021-12-31T00:30:00",34947,138,122]
["2021-12-31T00:45:00",34948,137,122]
["2021-12-31T01:00:00",34949,138,122]
["2021-12-31T01:15:00",34950,139,121]
["2021-12-31T01:30:00",34951,136,121]
["2021-12-31T01:45:00",34952,137,121]
["2021-12-31T02:00:00",34953,139,121]
["2021-12-31T02:15:00",34954,145,121]
["2021-12-31T02:30:00",34955,144,121]
["2021-12-31T02:45:00",34956,139,121]
["2021-12-31T03:00:00",34957,137,121]
["2021-12-31T03:15:00",34958,139,121]
["2021-12-31T03:30:00",34959,136,121]
["2021-12-31T03:45:00",34960,137,121]
["2021-12-31T04:00:00",34961,136,121]
["2021-12-31T04:15:00",34962,137,121]
["2021-12-31T04:30:00",34963,141,120]
["2021-12-31T04:45:00",34964,142,120]
["2021-12-31T05:00:00",34965,139,120]
["2021-12-31T05:15:00",34966,135,120]
["2021-12-31T05:30:00",34967,139,120]
["2021-12-31T05:45:00",34968,136,120]
["2021-12-31T06:00:00",34969,137,120]
["2021-12-31T06:15:00",34970,138,120]
["2021-12-31T06:30:00",34971,137,120]
["2021-12-31T06:45:00",34972,141,120]
["2021-12-31T07:00:00",34973,144,120]
["2021-12-31T07:15:00",34974,144,119]
["2021-12-31T07:30:00",34975,139,119]
["2021-12-31T07:45:00",34976,141,119]
["2021-12-31T08:00:00",34977,136,119]
["2021-12-31T08:15:00",34978,134,119]
["2021-12-31T08:30:00",34979,131,119]
["2021-12-31T08:45:00",34980,125,119]
["2021-12-31T09:00:00",34981,122,118]
["2021-12-31T09:15:00",34982,128,118]
["2021-12-31T09:30:00",34983,127,117]
["2021-12-31T09:45:00",34984,125,117]
["2021-12-31T10:00:00",34985,121,117]
["2021-12-31T10:15:00",34986,120,117]
["2021-12-31T10:30:00",34987,119,116]
["2021-12-31T10:45:00",34988,121,116]
["2021-12-31T11:00:00",34989,123,115]
["2021-12-31T11:15:00",34990,125,81]
["2021-12-31T11:30:00",34991,128,76]
["2021-12-31T11:45:00",34992,131,69]
["2021-12-31T12:00:00",34993,126,46]
["2021-12-31T12:15:00",34994,121,35]
["2021-12-31T12:30:00",34995,119,35]
["2021-12-31T12:45:00",34996,119,34]
["2021-12-31T13:00:00",34997,120,34]
["2021-12-31T13:15:00",34998,122,34]
["2021-12-31T13:30:00",34999,123,34]
["2021-12-31T13:45:00",35000,120,34]
["2021-12-31T14:00:00",35001,128,34]
["2021-12-31T14:15:00",35002,129,34]
["2021-12-31T14:30:00",35003,127,34]
["2021-12-31T14:45:00",35004,122,34]
["2021-12-31T15:00:00",35005,124,33]
["2021-12-31T15:15:00",35006,122,33]
["2021-12-31T15:30:00",35007,122,33]
["2021-12-31T15:45:00",35008,122,33]
["2021-12-31T16:00:00",35009,128,33]
["2021-12-31T16:15:00",35010,127,33]
["2021-12-31T16:30:00",35011,136,33]
["2021-12-31T16:45:00",35012,139,33]
["2021-12-31T17:00:00",35013,136,0]
["2021-12-31T17:15:00",35014,131,0]
["2021-12-31T17:30:00",35015,130,0]
["2021-12-31T17:45:00",35016,132,0]
["2021-12-31T18:00:00",35017,129,0]
["2021-12-31T18:15:00",35018,132,0]
["2021-12-31T18:30:00",35019,135,0]
["2021-12-31T18:45:00",35020,139,0]
["2021-12-31T19:00:00",35021,141,0]
["2021-12-31T19:15:00",35022,142,0]
["2021-12-31T19:30:00",35023,137,0]
["2021-12-31T19:45:00",35024,133,0]
["2021-12-31T20:00:00",35025,135,0]
["2021-12-31T20:15:00",35026,133,0]
["2021-12-31T20:30:00",35027,133,0]
["2021-12-31T20:45:00",35028,137,0]
["2021-12-31T21:00:00",35029,135,0]
["2021-12-31T21:15:00",35030,141,0]
["2021-12-31T21:30:00",35031,142,0]
["2021-12-31T21:45:00",35032,138,0]
["2021-12-31T22:00:00",35033,136,0]
["2021-12-31T22:15:00",35034,136,0]
["2021-12-31T22:30:00",35035,136,0]
["2021-12-31T22:45:00",35036,136,0]
["2021-12-31T23:00:00",35037,137,0]
["2021-12-31T23:15:00",35038,141,0]
["2021-12-31T23:30:00",35039,142,0]
["2021-12-31T23:45:00",35040,141,0]

{"sheet":"EFFICIENCY","index":2,"n_rows":83,"n_cols":17,"rows_kept":83,"cut":false,"hidden":false,"merged":[]}
[]
[]
[]
[]
[]
[]
[]
[]
[]
[]
[]
[null,null,"tepelna","elektricka","celkem",null,"plyn","teplo","EE"]
[null,null,54.4,{"$f":"E13-C13","v":36.1},90.5,null,{"$f":"H13/C13*100","v":0},0,{"$f":"D13/100*G13","v":0}]
[null,null,54,36.5,90.5,null,{"$f":"H14/C14*100","v":185.18518518518519},100,{"$f":"D14/100*G14","v":67.592592592592595}]
[null,null,53.6,36.9,90.5,null,373.13432835820896,200,137.68656716417911]
[null,null,53.2,37.299999999999997,90.5,null,563.90977443609017,300,210.33834586466165]
[null,null,52.8,37.700000000000003,90.5,null,757.57575757575762,400,285.60606060606062]
[null,null,52.4,38.1,90.5,null,954.19847328244282,500,363.5496183206107]
[null,null,52,38.5,90.5,null,1153.8461538461538,600,444.23076923076923]
[null,null,51.6,38.9,90.5,null,1356.5891472868216,700,527.71317829457359]
[null,null,51.2,39.299999999999997,90.5,null,1562.5,800,614.06249999999989]
[null,null,50.8,39.700000000000003,90.5,null,1771.6535433070867,900,703.34645669291342]
[null,null,50.4,40.1,90.5,null,{"$f":"H23/C23*100","v":1984.1269841269841},1000,{"$f":"D23/100*G23","v":795.63492063492072}]
[null,null,50,40.5,90.5,null,2200,1100,891.00000000000011]
[null,null,49.6,40.9,90.5,null,2419.3548387096771,1200,989.51612903225782]
[null,null,49.2,41.3,90.5,null,2642.2764227642274,1300,1091.2601626016258]
[null,null,48.8,41.7,90.5,null,2868.8524590163938,1400,1196.3114754098362]
[null,null,48.4,42.1,90.5,null,3099.1735537190084,1500,1304.7520661157027]
[null,null,48,42.5,90.5,null,3333.3333333333335,1600,1416.6666666666667]
[null,null,47.6,42.9,90.5,null,3571.4285714285716,1700,1532.1428571428571]
[null,null,47.2,43.3,90.5,null,3813.5593220338983,1800,1651.2711864406779]
[null,null,46.8,43.7,90.5,null,4059.8290598290605,1900,1774.1452991452998]
[null,null,46.4,44.1,90.5,null,4310.3448275862074,2000,1900.8620689655174]
[]
[]
[null,null,null,"FUNKCE SPOTREBY",null,null,null,null,null,null,null,null,null,null,null,"KONTROLA"]
[null,null,null,{"$f":"H12","v":"teplo"},{"$f":"G12","v":"plyn"},null,null,null,null,null,null,null,null,null,null,"teplo","plyn"]
[null,null,null,0,0,null,null,null,null,null,null,null,null,null,null,0,{"$f":"0.00000001*P38^3 + 0.0001*P38^2 + 1.8404*P38-0.1734","v":-0.1734}]
[null,null,null,100,185.18518518518519,null,null,null,null,null,null,null,null,null,null,100,{"$f":"0.00000001*P39^3 + 0.0001*P39^2 + 1.8404*P39-0.1734","v":184.8766}]
[null,null,null,200,373.13432835820896,null,null,null,null,null,null,null,null,null,null,200,371.98659999999995]
[null,null,null,300,563.90977443609017,null,null,null,null,null,null,null,null,null,null,300,561.21659999999997]
[null,null,null,400,757.57575757575762,null,null,null,null,null,null,null,null,null,null,400,752.62659999999994]
[null,null,null,500,954.19847328244282,null,null,null,null,null,null,null,null,null,null,500,946.27660000000003]
[null,null,null,600,1153.8461538461538,null,null,null,null,null,null,null,null,null,null,600,1142.2266000000002]
[null,null,null,700,1356.5891472868216,null,null,null,null,null,null,null,null,null,null,700,1340.5366000000001]
[null,null,null,800,1562.5,null,null,null,null,null,null,null,null,null,null,800,1541.2666000000002]
[null,null,null,900,1771.6535433070867,null,null,null,null,null,null,null,null,null,null,900,1744.4766000000002]
[null,null,null,1000,1984.1269841269841,null,null,null,null,null,null,null,null,null,null,1000,1950.2266000000002]
[null,null,null,1100,2200,null,null,null,null,null,null,null,null,null,null,1100,2158.5765999999999]
[null,null,null,1200,2419.3548387096771,null,null,null,null,null,null,null,null,null,null,1200,2369.5866000000001]
[null,null,null,1300,2642.2764227642274,null,null,null,null,null,null,null,null,null,null,1300,2583.3165999999997]
[null,null,null,1400,2868.8524590163938,null,null,null,null,null,null,null,null,null,null,1400,2799.8265999999999]
[null,null,null,1500,3099.1735537190084,null,null,null,null,null,null,null,null,null,null,1500,3019.1765999999998]
[null,null,null,1600,3333.3333333333335,null,null,null,null,null,null,null,null,null,null,1600,3241.4265999999998]
[null,null,null,1700,3571.4285714285716,null,null,null,null,null,null,null,null,null,null,1700,3466.6365999999998]
[null,null,null,1800,3813.5593220338983,null,null,null,null,null,null,null,null,null,null,1800,3694.8666000000003]
[null,null,null,1900,4059.8290598290605,null,null,null,null,null,null,null,null,null,null,1900,3926.1766000000002]
[null,null,null,2000,{"$f":"G33","v":4310.3448275862074},null,null,null,null,null,null,null,null,null,null,2000,4160.6266000000005]
[]
[]
[null,null,null,"FUNKCE VYROBENE EE",null,null,null,null,null,null,null,null,null,null,null,"KONTROLA"]
[null,null,null,"teplo","EE",null,null,null,null,null,null,null,null,null,null,"teplo","EE"]
[null,null,null,0,{"$f":"I13","v":0},null,null,null,null,null,null,null,null,null,null,0,{"$f":"1E-83*P63^3+ 0.0001*P63^2 + 0.6656*P63-0.1569","v":-0.15690000000000001}]
[null,null,null,100,67.592592592592595,null,null,null,null,null,null,null,null,null,null,100,{"$f":"1E-83*P64^3+ 0.0001*P64^2 + 0.6656*P64-0.1569","v":67.403100000000009}]
[null,null,null,200,137.68656716417911,null,null,null,null,null,null,null,null,null,null,200,136.9631]
[null,null,null,300,210.33834586466165,null,null,null,null,null,null,null,null,null,null,300,208.52309999999997]
[null,null,null,400,285.60606060606062,null,null,null,null,null,null,null,null,null,null,400,282.0831]
[null,null,null,500,363.5496183206107,null,null,null,null,null,null,null,null,null,null,500,357.6431]
[null,null,null,600,444.23076923076923,null,null,null,null,null,null,null,null,null,null,600,435.20309999999995]
[null,null,null,700,527.71317829457359,null,null,null,null,null,null,null,null,null,null,700,514.76310000000001]
[null,null,null,800,614.06249999999989,null,null,null,null,null,null,null,null,null,null,800,596.32310000000007]
[null,null,null,900,703.34645669291342,null,null,null,null,null,null,null,null,null,null,900,679.88310000000001]
[null,null,null,1000,795.63492063492072,null,null,null,null,null,null,null,null,null,null,1000,765.44310000000007]
[null,null,null,1100,891.00000000000011,null,null,null,null,null,null,null,null,null,null,1100,853.00310000000002]
[null,null,null,1200,989.51612903225782,null,null,null,null,null,null,null,null,null,null,1200,942.56309999999996]
[null,null,null,1300,1091.2601626016258,null,null,null,null,null,null,null,null,null,null,1300,1034.1231]
[null,null,null,1400,1196.3114754098362,null,null,null,null,null,null,null,null,null,null,1400,1127.6831]
[null,null,null,1500,1304.7520661157027,null,null,null,null,null,null,null,null,null,null,1500,1223.2431000000001]
[null,null,null,1600,1416.6666666666667,null,null,null,null,null,null,null,null,null,null,1600,1320.8031000000001]
[null,null,null,1700,1532.1428571428571,null,null,null,null,null,null,null,null,null,null,1700,{"$f":"1E-83*P80^3+ 0.0001*P80^2 + 0.6656*P80-0.1569","v":1420.3631}]
[null,null,null,1800,1651.2711864406779,null,null,null,null,null,null,null,null,null,null,1800,1521.9231]
[null,null,null,1900,1774.1452991452998,null,null,null,null,null,null,null,null,null,null,1900,1625.4830999999999]
[null,null,null,2000,1900.8620689655174,null,null,null,null,null,null,null,null,null,null,2000,1731.0431000000001]

{"sheet":"KJ","index":3,"n_rows":25,"n_cols":12,"rows_kept":25,"cut":false,"hidden":false,"merged":[]}
["KGJ"]
["Typ jednotky","Elektrický výkon (kW)","Tepelný výkon (kW)","Elektrická účinnost (%)","Tepelná účinnost (%)","Celková účinnost (%)","Cena (Kč)*1","Cena dle ČEZ ENERGO (Kč)*1"]
["Micro 30",20,43.3,30,64.900000000000006,{"$f":"D3+E3","v":94.9},{"$f":"C3/$C$11*$G$11","v":1288690.4761904762},{"$f":" -2.7664*C3^2+33523*C3+3000000","v":4446359.2043040004},1,{"$f":"G3-H3","v":-3157668.7281135242}]
["Micro 30",30,58.1,32.4,62.8,{"$f":"D4+E4","v":95.199999999999989},1729166.6666666667,{"$f":" -2.7664*C4^2+33523*C4+3000000","v":4938348.0124960002},2,{"$f":"G4-H4","v":-3209181.3458293332},40,3000000]
["Micro 50",50,88.5,34.200000000000003,60.6,94.800000000000011,2633928.5714285714,5945118.3635999998,3,-3311189.7921714284,120,7000000]
["Cento 80",81,119,35.200000000000003,51.7,86.9,3541666.6666666665,6950062.0096000005,4,-3408395.3429333339,1000,35000000]
["Cento 100",104,141,37.1,50.4,87.5,4196428.5714285718,7671744.2016000003,5,-3475315.6301714284,2200,62000000]
["Cento 120",125,177,36.299999999999997,51.5,87.8,{"$f":"C8/$C$11*$G$11","v":5267857.1428571427},8846902.4543999992,6,-3579045.3115428565,4800,100000000]
["Cento 160",164,220,37.799999999999997,50.7,88.5,6547619.0476190476,10241166.24,7,-3693547.1923809526]
["Cento 180",184,231,39.200000000000003,49.3,88.5,{"$f":"C10/$C$11*$G$11","v":6875000},10596195.1296,8,-3721195.1295999996]
["Cento 200",200,252,39.200000000000003,49.4,88.6,7500000,11272118.534400001,9,-3772118.5344000012]
["Flexi 260",260,370,38,54,92,{"$f":"C12/$C$11*$G$11","v":11011904.761904761},15024789.84,10,-4012885.0780952387]
["Flexi 350",354,439,40.200000000000003,49.8,90,{"$f":"C13/$C$11*$G$11","v":13065476.19047619},17183453.625600003,11,-4117977.4351238124]
["Flexi 430",430,610,37,52.5,89.5,18154761.904761903,22419652.559999999,12,-4264890.6552380957]
["Flexi 530",528,671,39.299999999999997,50,89.3,19970238.095238093,24248386.297600001,13,-4278148.2023619078]
["Quanto 600",600,690,42,48.4,90.4,20535714.285714287,24813786.960000001,14,-4278072.6742857136]
["Quanto 800",800,911,42.3,48.2,90.5,27113095.238095239,31243559.545600001,15,-4130464.307504762]
["Quanto 1000",999,1155,42,48.5,90.5,{"$f":"C18/$C$11*$G$11","v":34375000},38028618.240000002,16,-3653618.2400000021]
["Quanto 1200",1200,1354,42.6,48,90.6,{"$f":"C19/$C$11*$G$11","v":40297619.047619045},43318456.617600001,17,-3020837.5699809566]
["Quanto 1600",1560,1788,42.2,48.4,90.6,53214285.714285709,54095098.1184,18,-880812.40411429107]
["Quanto 1800",1840,1996,43.6,47.3,90.9,59404761.90476191,58890526.137600005,19,514235.76716190577]
["Quanto 2000",2000,2251,42.6,48,90.6,66994047.619047612,64442921.433600001,20,2551126.1854476109]
["Quanto 2300",2300,2451,44,46.9,90.9,72946428.571428567,68545998.873600006,21,4400429.6978285611]
["Quanto 3000",3203,3666,42.1,48.2,90.300000000000011,109107142.85714285,88716130.281599998,22,20391012.575542852]
["Quanto 4000",4500,4799,43.7,46.6,90.300000000000011,142827380.95238096,100165575.6736,23,42661805.278780952]

{"sheet":"TC","index":4,"n_rows":17,"n_cols":7,"rows_kept":17,"cut":false,"hidden":false,"merged":[]}
[]
[]
[null,null,null,"Elektrický příkon [kWe]","Tepelný výkon [kWt]","COP [-]","Cena [Kč]"]
[null,null,null,85,{"$f":"D4*F4","v":187.00000000000003},2.2000000000000002,3350000]
[null,null,null,171,{"$f":"D5*F5","v":376.20000000000005},{"$f":"F4","v":2.2000000000000002},5600000]
[null,null,null,314,690.80000000000007,{"$f":"F5","v":2.2000000000000002},9000000]
[null,null,null,342,752.40000000000009,2.2000000000000002,11000000]
[null,null,null,427,939.40000000000009,2.2000000000000002,15000000]
[null,null,null,513,1128.6000000000001,2.2000000000000002,17000000]
[null,null,null,598,1315.6000000000001,2.2000000000000002,20000000]
[null,null,null,681,1498.2,2.2000000000000002,22000000]
[null,null,null,769,1691.8000000000002,2.2000000000000002,26000000]
[null,null,null,819,1801.8000000000002,2.2000000000000002,29000000]
[null,null,null,940,2068,2.2000000000000002,31000000]
[null,null,null,1026,2257.2000000000003,2.2000000000000002,33000000]
[null,null,null,1136,2499.2000000000003,2.2000000000000002,36000000]
[null,null,null,1195,2629,2.2000000000000002,39000000]

{"sheet":"CENA ZP","index":5,"n_rows":23,"n_cols":11,"rows_kept":23,"cut":false,"hidden":false,"merged":[]}
[]
[]
[null,null,null,"Rok projektu","Kalendářní rok","Cena zemního plynu SPOT [Kč/MWh]","Cena za distribuci [Kč/MWh]","Poplatek za činnost OTE [Kč/MWh]","Daň ze zemního plynu [Kč/MWh]","Celková cena zemního plynu [Kč/MWh]",0]
[null,null,null,1,2023,2900,43.12,2.44,30.6,{"$f":"F4+G4+H4+I4","v":2976.16},{"$f":"J4/1000","v":2.9761599999999997}]
[null,null,null,2,2024,2500,43.12,2.44,30.6,2576.16,{"$f":"J5/1000","v":2.5761599999999998}]
[null,null,null,3,2025,2200,43.12,2.44,30.6,2276.16,2.27616]
[null,null,null,4,2026,2000,43.12,2.44,30.6,2076.16,2.0761599999999998]
[null,null,null,5,2027,1900,43.12,2.44,30.6,1976.1599999999999,1.9761599999999999]
[null,null,null,6,2028,1800,43.12,2.44,30.6,1876.1599999999999,1.8761599999999998]
[null,null,null,7,2029,1750,43.12,2.44,30.6,1826.1599999999999,1.8261599999999998]
[null,null,null,8,2030,1750,43.12,2.44,30.6,1826.1599999999999,1.8261599999999998]
[null,null,null,9,2031,1750,43.12,2.44,30.6,1826.1599999999999,1.8261599999999998]
[null,null,null,10,2032,1750,43.12,2.44,30.6,1826.1599999999999,1.8261599999999998]
[null,null,null,11,2033,1750,43.12,2.44,30.6,1826.1599999999999,1.8261599999999998]
[null,null,null,12,2034,1750,43.12,2.44,30.6,1826.1599999999999,1.8261599999999998]
[null,null,null,13,2035,1750,43.12,2.44,30.6,1826.1599999999999,1.8261599999999998]
[null,null,null,14,2036,1750,43.12,2.44,30.6,1826.1599999999999,1.8261599999999998]
[null,null,null,15,2037,1750,43.12,2.44,30.6,1826.1599999999999,1.8261599999999998]
[null,null,null,16,2038,1750,43.12,2.44,30.6,1826.1599999999999,1.8261599999999998]
[null,null,null,17,2039,1750,43.12,2.44,30.6,1826.1599999999999,1.8261599999999998]
[null,null,null,18,2040,1750,43.12,2.44,30.6,1826.1599999999999,1.8261599999999998]
[null,null,null,19,2041,1750,43.12,2.44,30.6,1826.1599999999999,1.8261599999999998]
[null,null,null,20,2042,1750,43.12,2.44,30.6,1826.1599999999999,1.8261599999999998]

{"sheet":"CENA EE","index":6,"n_rows":25,"n_cols":12,"rows_kept":25,"cut":false,"hidden":false,"merged":[]}
["C"]
[]
[]
[]
[null,null,null,null,"Rok projektu","Kalendářní rok","Cena elektrické energie SPOT [Kč/MWh]","Regulovaná část ceny elektrické energie [Kč/MWh]","Poplatek obchodníkovi [Kč/MWh]","Daň z elektřiny [Kč/MWh]","Celková cena elektrické energie [Kč/MWh]",0]
[null,null,null,null,1,2023,6000,195.65,57.7,28.3,{"$f":"G6+I6+J6+H6","v":6281.65},{"$f":"K6/1000","v":6.28165}]
[null,null,null,null,2,2024,5400,{"$f":"H6","v":195.65},57.7,28.3,{"$f":"G7+I7+J7+H7","v":5681.65},{"$f":"K7/1000","v":5.6816499999999994}]
[null,null,null,null,3,2025,4900,{"$f":"H7","v":195.65},57.7,28.3,5181.6499999999996,5.1816499999999994]
[null,null,null,null,4,2026,4450,195.65,57.7,28.3,4731.6499999999996,4.7316499999999992]
[null,null,null,null,5,2027,4100,195.65,57.7,28.3,4381.6499999999996,4.3816499999999996]
[null,null,null,null,6,2028,3900,195.65,57.7,28.3,4181.6499999999996,4.1816499999999994]
[null,null,null,null,7,2029,3800,195.65,57.7,28.3,4081.65,4.0816499999999998]
[null,null,null,null,8,2030,3800,195.65,57.7,28.3,4081.65,4.0816499999999998]
[null,null,null,null,9,2031,3800,195.65,57.7,28.3,4081.65,4.0816499999999998]
[null,null,null,null,10,2032,3800,195.65,57.7,28.3,4081.65,4.0816499999999998]
[null,null,null,null,11,2033,3800,195.65,57.7,28.3,4081.65,4.0816499999999998]
[null,null,null,null,12,2034,3800,195.65,57.7,28.3,4081.65,4.0816499999999998]
[null,null,null,null,13,2035,3800,195.65,57.7,28.3,4081.65,4.0816499999999998]
[null,null,null,null,14,2036,3800,195.65,57.7,28.3,4081.65,4.0816499999999998]
[null,null,null,null,15,2037,3800,195.65,57.7,28.3,4081.65,4.0816499999999998]
[null,null,null,null,16,2038,3800,195.65,57.7,28.3,4081.65,4.0816499999999998]
[null,null,null,null,17,2039,3800,195.65,57.7,28.3,4081.65,4.0816499999999998]
[null,null,null,null,18,2040,3800,195.65,57.7,28.3,4081.65,4.0816499999999998]
[null,null,null,null,19,2041,3800,195.65,57.7,28.3,4081.65,4.0816499999999998]
[null,null,null,null,20,2042,3800,195.65,57.7,28.3,4081.65,4.0816499999999998]

{"sheet":"DISCOUNT","index":7,"n_rows":17,"n_cols":8,"rows_kept":17,"cut":false,"hidden":false,"merged":[]}
[]
[]
[]
[]
[]
[]
[]
[]
[]
[null,"re",{"$f":"G10+G11*G12","v":9.8427000000000001E-2},null,null,"rf",3.5000000000000003E-2]
[null,"E",0.85,null,null,"ERP",6.9699999999999998E-2,0.02]
[null,"D",{"$f":"1-C11","v":0.15000000000000002},null,null,"Bl",0.91,{"$f":"G13*(1+(C12/C11)*(1-C14))","v":0.77720000000000011}]
[null,"rd",6.3399999999999998E-2,null,null,"Bu",0.68]
[null,"t",0.19]
[]
[]
[null,"WACC","=",{"$f":"C10*C11+C13*(1-C14)*C12","v":9.1366050000000004E-2}]

{"sheet":"RESULTS","index":8,"n_rows":15,"n_cols":10,"rows_kept":15,"cut":false,"hidden":false,"merged":[]}
[]
[]
[]
[]
[]
[null,null,"Varianta",15,"-",null,null,"Celková počáteční investice",31243560,"Kč"]
[null,null,"Tepelný výkon",911,"kWt",null,null,"Průměrné roční úspory na teple",10189400,{"$f":"J6","v":"Kč"}]
[null,null,"Elektrický výkon",800,"kWe",null,null,"Průměrné roční úspory na nákupu elektřiny",12262100,{"$f":"J7","v":"Kč"}]
[null,null,"Doba využití v roce",4835,"h",null,null,"Průměrné roční výnosy z prodeje elektřiny do sítě",379104,"Kč"]
[null,null,"Celkové množství vyrobeného tepla v roce",4405,"MWh",null,null,"Roční výnosy ze zeleného bonusu",2982250,"Kč"]
[null,null,"Procento nahrazeného tepla",74,"%",null,null,"Průměrné roční provozní náklady",21322600,"Kč"]
[null,null,"Celkové množství vyrobené elektřiny v roce",3179,"MWh",null,null,"Čistá současná hodnota projektu",15763000,"Kč"]
[null,null,"Celkové množství využité elektřiny v roce",2800,"MWh"]
[null,null,"Procento využité elektřiny",{"$f":"D13/D12*100","v":88.078011953444474},"%"]
[null,null,"Množství dodané elektřiny do sítě",379,"MWh"]