{"text_format":"1","workbook":"xlsx","n_sheets":9,"sheets":["Úvod","Okna","Podlahy","Stěny","Střecha","Teplotní oblasti","Výsledky simulace","Graf simulace","Výstup pro tisk"],"not_rendered":{"charts":4,"images":6,"macros":1,"external_links":0,"defined_names":39,"comments":3,"pivot_tables":0},"unopened":[],"bounds":{"document_bytes":16777216,"sheet_cells":100000,"rows_first":2000,"rows_last":500,"rows_between":2000,"halvings":0,"cell_chars":16384,"cell_head_chars":4096},"cells_cut":0,"cells_raw":0,"read":"whole","date_system":"1900"}

{"sheet":"Úvod","index":0,"n_rows":84,"n_cols":25,"rows_kept":84,"cut":false,"hidden":false,"merged":[[35,21,35,24],[29,4,30,4],[27,7,27,8],[28,14,28,15],[28,16,28,17],[27,14,27,15],[55,22,56,24],[46,22,47,24],[53,0,53,2],[41,21,41,24],[45,22,45,24],[44,22,44,24],[42,21,43,21],[39,14,39,24],[40,21,40,24],[45,17,46,17],[45,14,46,16],[45,21,46,21],[51,16,51,17],[52,16,52,17],[53,16,53,17],[49,18,50,18],[56,19,56,20],[31,7,31,8],[57,0,58,1],[53,19,53,20],[54,19,54,20],[55,19,55,20],[51,0,51,2],[18,16,18,17],[18,14,18,15],[19,14,19,15],[21,14,21,15],[24,16,24,17],[40,14,40,20],[35,19,35,20],[29,14,29,15],[29,16,29,17],[27,16,27,17],[35,15,35,16],[35,17,35,18],[36,17,36,18],[29,0,30,1],[34,6,35,6],[34,7,35,8],[29,5,30,6],[31,5,31,6],[29,7,30,8],[0,14,2,24],[4,14,4,15],[26,14,26,15],[23,14,23,15],[23,16,23,17],[15,18,15,19],[3,18,3,24],[4,18,4,19],[5,18,5,19],[6,18,6,19],[4,21,4,22],[4,23,4,24],[5,21,5,22],[5,23,5,24],[19,16,19,17],[26,16,26,17],[25,16,25,17],[21,16,21,17],[25,14,25,15],[20,14,20,15],[20,16,20,17],[16,18,17,24],[22,14,22,15],[24,14,24,15],[57,5,58,6],[59,5,59,6],[57,7,58,8],[59,7,59,8],[43,6,44,6],[43,7,44,8],[31,0,31,1],[29,2,30,3],[31,2,31,3],[33,0,33,8],[40,0,40,2],[43,0,44,1],[34,4,35,4],[41,0,41,2],[53,7,53,8],[54,0,54,2],[54,7,54,8],[48,4,49,4],[48,5,49,5],[45,2,45,3],[52,0,52,2],[48,6,49,6],[48,7,49,8],[48,3,49,3],[41,14,41,20],[44,14,44,20],[34,15,34,16],[36,0,36,2],[37,15,37,16],[37,17,37,18],[42,17,43,17],[42,18,43,20],[42,14,43,16],[36,15,36,16],[38,15,38,16],[38,17,38,18],[38,19,38,20],[37,19,37,20],[39,7,39,8],[41,7,41,8],[43,4,44,4],[42,0,42,8],[43,2,44,3],[66,10,67,10],[55,16,55,17],[55,7,55,8],[52,7,52,8],[37,0,37,2],[38,0,38,2],[39,0,39,2],[59,0,59,1],[57,2,58,3],[59,2,59,3],[57,14,57,15],[55,0,55,2],[56,16,56,17],[50,7,50,8],[57,4,58,4],[56,0,56,8],[56,14,56,15],[55,14,55,15],[54,16,54,17],[51,14,51,15],[51,7,51,8],[52,14,52,15],[43,5,44,5],[40,7,40,8],[0,0,2,10],[5,0,5,4],[27,0,27,2],[10,2,11,3],[10,4,11,4],[34,0,35,2],[34,3,35,3],[16,0,16,2],[14,0,14,2],[23,0,23,2],[24,0,24,2],[25,0,25,2],[26,0,26,2],[22,0,22,2],[22,7,22,8],[34,5,35,5],[14,4,14,6],[14,7,14,8],[15,4,15,6],[15,9,15,10],[20,0,21,2],[20,3,21,3],[20,4,21,4],[20,5,21,5],[73,7,73,8],[73,9,73,10],[74,7,74,8],[74,9,74,10],[66,0,67,1],[65,0,65,1],[64,7,65,7],[64,2,64,3],[65,2,65,3],[68,5,68,6],[69,5,69,6],[70,5,70,6],[71,5,71,6],[72,5,72,6],[68,9,68,10],[69,9,69,10],[70,9,70,10],[71,9,71,10],[72,7,72,8],[72,9,72,10],[66,2,67,3],[66,7,67,7],[66,8,67,9],[64,10,65,10],[4,6,4,10],[13,0,13,11],[15,0,15,2],[26,7,26,8],[28,0,28,8],[19,0,19,8],[25,7,25,8],[14,9,14,10],[16,4,16,6],[16,7,16,8],[16,9,16,10],[20,6,21,6],[20,7,21,8],[15,7,15,8],[23,7,23,8],[24,7,24,8],[6,7,6,10],[17,0,17,2],[17,4,17,6],[17,7,17,8],[17,9,17,10],[49,14,50,15],[47,14,47,20],[52,19,52,20],[48,14,48,24],[42,24,43,24],[42,22,43,23],[51,22,51,24],[52,22,54,24],[49,22,50,24],[49,19,50,20],[49,21,50,21],[54,14,54,15],[45,18,46,20],[49,16,50,17],[51,19,51,20],[53,14,53,15],[38,21,38,24],[37,7,37,8],[6,23,6,24],[6,21,6,22],[8,18,8,19],[9,18,9,19],[10,18,10,19],[11,18,11,19],[12,18,12,19],[13,18,13,19],[34,19,34,20],[30,14,31,24],[32,14,33,14],[32,15,33,16],[32,17,33,18],[32,19,33,20],[37,21,37,24],[36,19,36,20],[36,21,36,24],[32,21,33,24],[34,21,34,24],[38,7,38,8],[34,17,34,18],[22,16,22,17],[75,1,75,3],[78,7,78,9],[50,0,50,2],[47,0,47,8],[48,0,49,2],[45,0,45,1],[62,0,62,4],[73,5,73,6],[74,5,74,6],[68,7,68,8],[69,7,69,8],[70,7,70,8],[71,7,71,8],[64,0,64,1],[63,0,63,1],[62,5,62,10],[63,5,63,6],[66,5,67,6],[64,5,65,6],[71,1,71,3],[72,1,72,3],[45,7,45,8],[63,8,63,9],[64,8,65,9],[81,7,81,9],[82,7,82,9],[83,7,83,9],[77,7,77,9],[83,0,85,0],[83,1,85,3],[7,7,7,10],[8,7,8,10],[9,7,9,10],[10,7,10,10],[11,7,11,10],[73,1,73,3],[36,7,36,8],[74,1,74,3],[63,2,63,3],[76,1,76,3],[77,1,77,3],[78,1,78,3],[79,1,79,3],[80,1,80,3],[81,1,81,3],[82,1,82,3],[79,7,79,9],[80,7,80,9]]}
["Nastavení modelu Obálka 2015",null,null,null,null,null,null,null,null,null,null,null,null,null,"Výsledky"]
[]
[]
[null,null,null,null,null,null,null,null,null,null,null,null,null,null,"SPÍNAČ",null,2,{"$f":"Stěny!G50","v":1},"Cena za 1m2 uvažovaných konstrukcí"]
[null,null,null,null,null,null,null,null,null,null,null,null,null,null,"DŮSLEDEK SPÍNAČE",null,{"$f":"IF(Q4=1,\"1\",\"0\")","v":"0"},{"$f":"IF(Q4=2,\"1\",\"0\")","v":"1"},"Okno",null,{"$f":"J16","v":5435},"Střešní okno",null,{"$f":"J18","v":10143}]
["Dimenzování objektu",null,null,null,null,null,null,"Legenda barev buněk",null,null,null,null,null,null,"Body","osa X (m)","osa Y (m)","osa Z (m)","Podlaha",null,{"$f":"F32","v":2568.5379999999996},"Stěna",null,{"$f":"G46","v":2672}]
["Rozměr X (m)",14,null,null,null,null,null,"Barva buňky",null,null,null,null,null,null,"A",0,0,0,"Skladba střechy",null,{"$f":"F60","v":3039.09},"Skladba přesahů střechy",null,{"$f":"K67","v":522.54}]
["Rozměr Y (m)",8,null,null,null,null,null,"Záhlaví tabulek, popisy buněk",null,null,null,null,{"$f":"IF(Q4=2,\"X\",\"Y\")","v":"X"},null,"B",{"$f":"B7","v":14},0,0]
["Rozměr Z  (m)",18,null,null,null,null,null,"Výsledky výpočtů,nastavení modelu",null,null,null,null,{"$f":"IF(Q4=2,\"Y\",\"X\")","v":"Y"},null,"C",{"$f":"B7","v":14},{"$f":"B8","v":8},0,"A/V",null,{"$f":"Vymera_celkova_plocha/Vymera_objem","v":0.48293074944160097}]
["Sklon střechy",40,null,null,null,null,null,"Potvrzení splnění podmínky",null,null,null,null,null,null,"D",0,{"$f":"B8","v":8},0,"A *Uem",null,{"$f":"Vymera_celkova_plocha*V48","v":389.54283179687809}]
["Plocha oken (m2)",65,"Plocha střešních oken (m2)",null,10,null,null,"Nesplnění/Nedefinování podmínky",null,null,null,null,null,null,"E",0,{"$f":"B8","v":8},{"$f":"B9","v":18},"V *Uem",null,{"$f":"Vymera_objem*V48","v":806.62254836184138}]
["Hřeben rovnoběžný ",null,null,null,null,null,null,"Buňka určená k vyplnění",null,null,null,null,null,null,"F",{"$f":"B7/2","v":7},{"$f":"B8","v":8},{"$f":"B9+R5*Q20","v":23.873697418240958},"G1",null,{"$f":"CCKce_Celkem/Vymera_objem","v":1429.1838073310732}]
[null,null,null,null,null,null,null,null,null,null,null,null,null,null,"G",{"$f":"B7","v":14},{"$f":"B8","v":8},{"$f":"B9","v":18},"G2",null,{"$f":"CCKce_Celkem/Plocha_ku_objemu","v":6939570.0747073609}]
["Nastavení oken a střešních oken",null,null,null,null,null,null,null,null,null,null,null,null,null,"H",{"$f":"B7","v":14},{"$f":"B8/2","v":4},{"$f":"B9+Q5*(Q19)","v":18},"G3",null,{"$f":"CCKce_Celkem/Objem_krat_uem","v":4154.770758376525}]
["Vybraná varianta zaskleni do stěn:",null,null,"cena za m2 (Kč)","Součinitel prostupu tepla W/(m2K)",null,null,{"$f":"Úvod!H21","v":"Uvažované konstrukce"},null,"Cena za uvažované konstrukce na 1m2  (konstrukce oken) (Kč)",null,null,null,null,"CH",{"$f":"B7","v":14},0,{"$f":"B9","v":18}]
["eurookno oknasirer.cz 2 sklo u=1",null,null,{"$f":"VLOOKUP(A16,Okna!$H$4:$J$20,2,0)","v":5435},{"$f":"VLOOKUP(A16,Okna!$H$4:$J$20,3,0)","v":1},null,null,null,null,{"$f":"Úvod!D16*Okna!M3","v":5435},null,null,null,null,"I",{"$f":"B7/2","v":7},0,{"$f":"R12","v":23.873697418240958}]
["Vybraná varianta zaskleni do střechy:",null,null,"cena za m2 (Kč)","Součinitel prostupu tepla W/(m2K)",null,null,{"$f":"Úvod!H21","v":"Uvažované konstrukce"},null,"Cena za uvažované konstrukce na 1m2  (konstrukce oken) (Kč)",null,null,null,null,"J",0,0,{"$f":"B9","v":18},"Modrá varianta střechy platí v případě nastavení hřebene rovnoběžného s osou X. V případě hřebene rovnoběžného s osou Y platí šedivá varianta"]
["Velux GLU 00551 U=1,1",null,null,{"$f":"VLOOKUP(A18,Okna!$H$25:$J$31,2,0)","v":10143},{"$f":"VLOOKUP(A18,Okna!$H$25:$J$31,3,0)","v":1.1000000000000001},null,null,null,null,{"$f":"D18*Okna!M24","v":10143},null,null,null,null,"K",0,{"$f":"B8/2","v":4},{"$f":"R14","v":18}]
[null,null,null,null,null,null,null,null,null,null,null,null,null,null,"Nárůst K H",null,{"$f":"TAN(Q21)*(B8/2)","v":3.3563985247091197}]
["Nastavení skladby podlahy",null,null,null,null,null,null,null,null,null,null,null,null,null,"Nárůst I F",null,{"$f":"TAN(Q21)*(B7/2)","v":5.8736974182409591}]
["Jednotlivé vrstvy",null,null,"Cena za m2  (Kč)","Tepelný odpor R (m2K/W)","Součinitel tepelné vodivosti  λ (W/mK)","Tloušťka vrstvy (mm)","Uvažované konstrukce",null,null,null,null,null,null,"Přep. ze stupňů na rad",null,{"$f":"RADIANS(B10)","v":0.69813170079773179}]
[null,null,null,null,null,null,null,null,null,null,null,null,null,null,"Plocha zdí (m2)",null,{"$f":"(B7*B9)*2+(B8*B9)*2-B11","v":727},null,{"$f":"Q22/$Q$28*100","v":64.197810198803921}]
["Anhydritový potěr 50mm",null,null,{"$f":"VLOOKUP(A23,Podlahy!$M$3:$Q$55,2,0)","v":731},{"$f":"VLOOKUP(A23,Podlahy!$M$3:$Q$55,3,0)","v":4.1666666666666671E-2},{"$f":"VLOOKUP(A23,Podlahy!$M$3:$Q$55,4,0)","v":1.2},{"$f":"VLOOKUP(A23,Podlahy!$M$3:$Q$55,5,0)","v":50},null,null,null,null,null,null,null,"Plocha oken (m2)",null,{"$f":"B11","v":65},null,5.7398317234143805]
["Separační vrstva z asfaltového pásu",null,null,{"$f":"VLOOKUP(A24,Podlahy!$M$3:$Q$55,2,0)","v":28.8},{"$f":"VLOOKUP(A24,Podlahy!$M$3:$Q$55,3,0)","v":3.3333333333333335E-3},{"$f":"VLOOKUP(A24,Podlahy!$M$3:$Q$55,4,0)","v":0.21},{"$f":"VLOOKUP(A24,Podlahy!$M$3:$Q$55,5,0)","v":0.7},null,null,null,null,null,null,null,"Plocha střešních oken (m2)",null,{"$f":"E11","v":10},null,0.88305103437144317]
["Polystyren EPS 100mm",null,null,{"$f":"VLOOKUP(A25,Podlahy!$M$3:$Q$55,2,0)","v":250.4},{"$f":"VLOOKUP(A25,Podlahy!$M$3:$Q$55,3,0)","v":2.5},{"$f":"VLOOKUP(A25,Podlahy!$M$3:$Q$55,4,0)","v":0.04},{"$f":"VLOOKUP(A25,Podlahy!$M$3:$Q$55,5,0)","v":100},null,null,null,null,null,null,null,"Plocha štítů (m2)",null,{"$f":"Q5*(R14-B9)*B8+R5*(R12-B9)*B7","v":82.231763855373416},null,7.2614844130675742]
["Asfaltový pás",null,null,{"$f":"VLOOKUP(A26,Podlahy!$M$3:$Q$55,2,0)","v":231.2},{"$f":"VLOOKUP(A26,Podlahy!$M$3:$Q$55,3,0)","v":1.9047619047619049E-2},{"$f":"VLOOKUP(A26,Podlahy!$M$3:$Q$55,4,0)","v":0.21},{"$f":"VLOOKUP(A26,Podlahy!$M$3:$Q$55,5,0)","v":4},null,null,null,null,null,null,null,"Plocha podlahy (m2)",null,{"$f":"B7*B8","v":112},null,9.8901715849601644]
["Asfaltový nátěr",null,null,{"$f":"VLOOKUP(A27,Podlahy!$M$3:$Q$55,2,0)","v":23.138000000000002},{"$f":"VLOOKUP(A27,Podlahy!$M$3:$Q$55,3,0)","v":0},{"$f":"VLOOKUP(A27,Podlahy!$M$3:$Q$55,4,0)","v":0},{"$f":"VLOOKUP(A27,Podlahy!$M$3:$Q$55,5,0)","v":0},null,null,null,null,null,null,null,"Plocha střechy (m2)",null,{"$f":"Q5*2*B7*SQRT((R14-B9)*(R14-B9)+(B8/2)*(B8/2))+R5*2*B8*SQRT((R12-B9)*(R12-B9)+(B7/2)*(B7/2))-Q24","v":136.20561640521518},null,12.027651045382527]
["ŽLB deska 160mm",null,null,{"$f":"VLOOKUP(A28,Podlahy!$M$3:$Q$55,2,0)","v":1304},{"$f":"VLOOKUP(A28,Podlahy!$M$3:$Q$55,3,0)","v":0.1118881118881119},{"$f":"VLOOKUP(A28,Podlahy!$M$3:$Q$55,4,0)","v":1.43},{"$f":"VLOOKUP(A28,Podlahy!$M$3:$Q$55,5,0)","v":160},null,null,null,null,null,null,null,"Celková plocha (m2)",null,{"$f":"SUM(Q22:R27)","v":1132.4373802605885}]
["Výsledky daného nastavení skladby podlahy",null,null,null,null,null,null,null,null,null,null,null,null,null,"Obvod objektu (m)",null,{"$f":"(B7+B8)*2","v":44}]
["Součinitel prostupu tepla U (W/(m2K))",null,"Celková cena za 1m2 dané skladby (Kč)",null,"Celková tloušťka (mm)","Cena za uvažované konstrukce (skladba podlahy) na 1m2",null,"Vlastní cena za uvažované kce na 1m2",null,null,null,null,null,null,"Objem objektu (m3)",null,{"$f":"B7*B8*B9+Q5*Q19*B7*B8/2+R5*Q20*B8*B7/2","v":2344.9270554214936}]
[null,null,null,null,null,null,null,null,null,null,null,null,null,null,"Posouzení dílčích prvků z hlediska požadované a doporučené hodnoty součinitele prostupu tepla pro budovy s převažující návrhovou vnitřní teplotou v intervalu 18°C až 22°C včetně (dle ČSN 73 0540 2 str 13)"]
[{"$f":"IF(Podlahy!M57=1/0.17,\"Nedefinováno\",Podlahy!M57)","v":0.35137827925270976},null,{"$f":"SUM(Úvod!D23:D28)","v":2568.5379999999996},null,{"$f":"SUM(Úvod!G23:G28)","v":314.7},{"$f":"IF(H32>0,H32,(Úvod!D23*Podlahy!T4+Úvod!D24*Podlahy!T5+Úvod!D25*Podlahy!T6+Úvod!D26*Podlahy!T7+Úvod!D27*Podlahy!T8+Úvod!D28*Podlahy!T9))","v":2568.5379999999996},null,0]
[null,null,null,null,null,null,null,null,null,null,null,null,null,null,"Prvek","Součinitel prostupu tepla U (W/(m2K))",null,"Požadovaná hodnota UN,20  (W/(m2K))",null,"Doporučená hodnota Urec,20 (W/(m2K))",null,"Doporučená hodnota pro pasivní budovy Upas,20 (W/(m2K))"]
["Nastavení skladby stěny"]
["Jednotlivé vrstvy",null,null,"Cena za m2  (Kč)","Tepelný odpor R (m2K/W)","Součinitel tepelné vodivosti  λ (W/mK)","Tloušťka vrstvy (mm)",{"$f":"Úvod!H21","v":"Uvažované konstrukce"},null,null,null,null,null,null,"Okno",{"$f":"E16","v":1},null,1.5,null,1.2,null,"0,8 až 0,6"]
[null,null,null,null,null,null,null,null,null,null,null,null,null,null,"Střešní okno",{"$f":"E18","v":1.1000000000000001},null,{"$f":"IF(B10>45,1.5,1.4)","v":1.4},null,{"$f":"IF(B10>45,1.2,1.1)","v":1.1000000000000001},null,{"$f":"IF(B10>45,\"0,8 až 0,6\",0.9)","v":0.9}]
["Omítka vnější tenko. 2mm+ sklovlak.",null,null,{"$f":"VLOOKUP(A37,Stěny!$M$3:$Q$56,2,0)","v":304},{"$f":"VLOOKUP(A37,Stěny!$M$3:$Q$56,3,0)","v":1.3157894736842105E-2},{"$f":"VLOOKUP(A37,Stěny!$M$3:$Q$56,4,0)","v":0.38},{"$f":"VLOOKUP(A37,Stěny!$M$3:$Q$56,5,0)","v":5},null,null,null,null,null,null,null,"Podlaha",{"$f":"A32","v":0.35137827925270976},null,0.45,null,0.3,null,"0,22 až 0,15"]
["ISOVER NF333 s kol.or.vlaken tl. 80mm",null,null,{"$f":"VLOOKUP(A38,Stěny!$M$3:$Q$56,2,0)","v":838},{"$f":"VLOOKUP(A38,Stěny!$M$3:$Q$56,3,0)","v":1.9512195121951219},{"$f":"VLOOKUP(A38,Stěny!$M$3:$Q$56,4,0)","v":4.1000000000000002E-2},{"$f":"VLOOKUP(A38,Stěny!$M$3:$Q$56,5,0)","v":80},null,null,null,null,null,null,null,"Stěna",{"$f":"A46","v":0.20725703146128455},null,0.3,null,{"$f":"IF(R4=1,0.25,0.2)","v":0.25},null,"0,18 až 0,12"]
["Porotherm P8/P10 36,5",null,null,{"$f":"VLOOKUP(A39,Stěny!$M$3:$Q$56,2,0)","v":1280},{"$f":"VLOOKUP(A39,Stěny!$M$3:$Q$56,3,0)","v":2.6642335766423355},{"$f":"VLOOKUP(A39,Stěny!$M$3:$Q$56,4,0)","v":0.13700000000000001},{"$f":"VLOOKUP(A39,Stěny!$M$3:$Q$56,5,0)","v":365},null,null,null,null,null,null,null,"Střecha",{"$f":"A60","v":0.12206286237412269},null,{"$f":"IF(B10>45,0.3,0.24)","v":0.24},null,{"$f":"IF(B10>45,0.2,0.16)","v":0.16},null,{"$f":"IF(B10>45,\"0,18 až 0,12\",\"0,15 až 0,10\")","v":"0,15 až 0,10"}]
["Omítka vnitřní Cemix 032  10mm",null,null,{"$f":"VLOOKUP(A40,Stěny!$M$3:$Q$56,2,0)","v":120},{"$f":"VLOOKUP(A40,Stěny!$M$3:$Q$56,3,0)","v":2.6315789473684209E-2},{"$f":"VLOOKUP(A40,Stěny!$M$3:$Q$56,4,0)","v":0.38},{"$f":"VLOOKUP(A40,Stěny!$M$3:$Q$56,5,0)","v":10},null,null,null,null,null,null,null,"Průměrný součinitel prostupu tepla Uem"]
["Nic",null,null,{"$f":"VLOOKUP(A41,Stěny!$M$3:$Q$56,2,0)","v":0},{"$f":"VLOOKUP(A41,Stěny!$M$3:$Q$56,3,0)","v":0},{"$f":"VLOOKUP(A41,Stěny!$M$3:$Q$56,4,0)","v":0},{"$f":"VLOOKUP(A41,Stěny!$M$3:$Q$56,5,0)","v":0},null,null,null,null,null,null,null,"Činitel teplotní redukce b pro konstrukce ve styku s vnějším vzduchem (-)",null,null,null,null,null,null,1]
["Nic",null,null,{"$f":"VLOOKUP(A42,Stěny!$M$3:$Q$56,2,0)","v":0},{"$f":"VLOOKUP(A42,Stěny!$M$3:$Q$56,3,0)","v":0},{"$f":"VLOOKUP(A42,Stěny!$M$3:$Q$56,4,0)","v":0},{"$f":"VLOOKUP(A42,Stěny!$M$3:$Q$56,5,0)","v":0},null,null,null,null,null,null,null,"Činitel teplotní redukce b pro konstrukce ve styku se zeminou (-)",null,null,null,null,null,null,{"$f":"(C64-V43)/(C64-R43)","v":0.40540540540540543}]
["Výsledky daného nastavení stěny",null,null,null,null,null,null,null,null,null,null,null,null,null,"Návrhová venkovní teplota vzduchu v zimním období θe (°C)",null,null,{"$f":"ROUND('Teplotní oblasti'!B11,0)","v":-17},"Návrhová teplota v přilehlé zemině  θg (°C)",null,null,5,"maximální hodnota Uem,N pro nové obytné budovy (W/(m2K))",null,0.5]
["Součinitel prostupu tepla U (W/(m2K))",null,"Celková cena za 1m2 dané skladby (Kč)",null,"Celková tloušťka (mm)","Ohodnocení stěny","Cena za uvažované konstrukce (skladba stěny) na 1m2","Vlastní cena za uvažované kce na 1m2"]
[null,null,null,null,null,null,null,null,null,null,null,null,null,null,"Požadovaný průměrný součinitel prostupu tepla Uem,N (W/(m2.K))",null,null,null,null,null,null,{"$f":"((R36*Q24*V41)+(R35*Q23*V41)+(R38*(Q22+Q25)*V41)+(R39*Q27*V41)+(R37*Q26*V42))/Q28+0.02","v":0.37974731727113253},"Podmínky:"]
[{"$f":"IF(Stěny!J50=1/0.17,\"Nedefinováno\",Stěny!J50)","v":0.20725703146128455},null,{"$f":"SUM(Úvod!D37:D42)+130*Stěny!Y3","v":2672},null,{"$f":"SUM(Úvod!G37:G42)","v":460},{"$f":"IF(Stěny!G50=1,\"těžká stěna\",\"lehká stěna\")","v":"těžká stěna"},{"$f":"IF(H46>0,H46,(Úvod!D37*Stěny!U3+Úvod!D38*Stěny!U4+Úvod!D39*Stěny!U5+Úvod!D40*Stěny!U6+Úvod!D41*Stěny!U7+Úvod!D42*Stěny!U8+Stěny!X9*130))","v":2672},0,null,null,null,null,null,null,"Průměrný vliv tepelných vazeb ∆Utbm (W/(m2K))",null,null,{"$f":"C67","v":0.1},"Měrný tepelný tok HT (W/K)",null,null,{"$f":"((P35*Q23*V41)+(P38*(Q22+Q25)*V41)+(P39*Q27*V41)+(P37*Q26*V42)+(P36*Q24*V41))+Q28*R46","v":389.54283179687809},{"$f":"IF(V45<=Y43,\"Uem,N vyhovuje\",\"Uem,N přesahuje přípustnou mez\")","v":"Uem,N vyhovuje"}]
[null,null,null,null,null,null,null,null,null,null,null,null,null,null,null,null,null,null,null,null,null,null,{"$f":"IF(V48>V45,\"Uem,N<Uem => Uem nevyhovuje\",\"Uem vyhovuje\")","v":"Uem vyhovuje"}]
["Nastavení skladby střechy",null,null,null,null,null,null,null,null,null,null,null,null,null,"Průměrný součinitel prostupu tepla Uem (W/(m2.K))",null,null,null,null,null,null,{"$f":"V46/Q28","v":0.34398620055021428}]
["Jednotlivé vrstvy",null,null,"Cena za m2  (Kč)","Tepelný odpor R (m2K/W)","Součinitel tepelné vodivosti  λ (W/mK)","Tloušťka vrstvy (mm)",{"$f":"Úvod!H35","v":"Uvažované konstrukce"},null,null,null,null,null,null,"Výsledky nastavení konstrukcí"]
[null,null,null,null,null,null,null,null,null,null,null,null,null,null,"Název konstrukce",null,"Součinitel prostupu tepla U (W/(m2K))",null,"Tloušťka konstrukce (mm)","Celková cena konstrukce dané skladby",null,"Celková cena za uvažované konstrukce","Celková cena všech konstrukcí daných skladeb bez DPH"]
["Taška betonová Moravská plus 33,5x42",null,null,{"$f":"VLOOKUP(A51,Střecha!$M$3:$Q$60,2,0)","v":452},{"$f":"VLOOKUP(A51,Střecha!$M$3:$Q$60,3,0)","v":0},{"$f":"VLOOKUP(A51,Střecha!$M$3:$Q$60,4,0)","v":0},{"$f":"VLOOKUP(A51,Střecha!$M$3:$Q$60,5,0)","v":0}]
["Laťování 30x50 150-360mm max60°",null,null,{"$f":"VLOOKUP(A52,Střecha!$M$3:$Q$60,2,0)","v":70.540000000000006},{"$f":"VLOOKUP(A52,Střecha!$M$3:$Q$60,3,0)","v":0},{"$f":"VLOOKUP(A52,Střecha!$M$3:$Q$60,4,0)","v":0},{"$f":"VLOOKUP(A52,Střecha!$M$3:$Q$60,5,0)","v":30},null,null,null,null,null,null,null,"Okna",null,{"$f":"P35","v":1},null,null,{"$f":"B11*D16","v":353275},null,{"$f":"B11*J16","v":353275},{"$f":"SUM(T52:U57)","v":3429543.4271510709}]
["Folie podstřešní difuzní JUTAFOL D",null,null,{"$f":"VLOOKUP(A53,Střecha!$M$3:$Q$60,2,0)","v":48.2},{"$f":"VLOOKUP(A53,Střecha!$M$3:$Q$60,3,0)","v":1.25E-3},{"$f":"VLOOKUP(A53,Střecha!$M$3:$Q$60,4,0)","v":0.2},{"$f":"VLOOKUP(A53,Střecha!$M$3:$Q$60,5,0)","v":0.25},null,null,null,null,null,null,null,"Podlaha",null,{"$f":"P37","v":0.35137827925270976},null,{"$f":"E32","v":314.7},{"$f":"C32*Q26","v":287676.25599999994},null,{"$f":"F32*Q26","v":287676.25599999994},"Celková cena všech uvažovaných konstrukcí daných skladeb bez DPH"]
["Kontrolatě po 1m sklon do 60° 30x50",null,null,{"$f":"VLOOKUP(A54,Střecha!$M$3:$Q$60,2,0)","v":19.149999999999999},{"$f":"VLOOKUP(A54,Střecha!$M$3:$Q$60,3,0)","v":0},{"$f":"VLOOKUP(A54,Střecha!$M$3:$Q$60,4,0)","v":0},{"$f":"VLOOKUP(A54,Střecha!$M$3:$Q$60,5,0)","v":30},null,null,null,null,null,null,null,"Stěna",null,{"$f":"P38","v":0.20725703146128455},null,{"$f":"E46","v":460},{"$f":"C46*(Q25+Q22)","v":2162267.2730215578},null,{"$f":"G46*(Q25+Q22)","v":2162267.2730215578}]
["Parotěsná folie JUTAFOL N 140g SDK podhled",null,null,{"$f":"VLOOKUP(A55,Střecha!$M$3:$Q$60,2,0)","v":49.2},{"$f":"VLOOKUP(A55,Střecha!$M$3:$Q$60,3,0)","v":1.25E-3},{"$f":"VLOOKUP(A55,Střecha!$M$3:$Q$60,4,0)","v":0.2},{"$f":"VLOOKUP(A55,Střecha!$M$3:$Q$60,5,0)","v":0.25},null,null,null,null,null,null,null,"Střecha (obálka)",null,{"$f":"P39","v":0.12206286237412269},null,{"$f":"E60","v":390.5},{"$f":"C60*Q27","v":413941.1267609254},null,{"$f":"F60*Q27","v":413941.1267609254}]
["SDK podkroví +300 mm ISOVER ORSIK",null,null,{"$f":"VLOOKUP(A56,Střecha!$M$3:$Q$60,2,0)","v":1200},{"$f":"VLOOKUP(A56,Střecha!$M$3:$Q$60,3,0)","v":8.02},{"$f":"VLOOKUP(A56,Střecha!$M$3:$Q$60,4,0)","v":3.7999999999999999E-2},{"$f":"VLOOKUP(A56,Střecha!$M$3:$Q$60,5,0)","v":330},null,null,null,null,null,null,null,"Střecha (přesahy)",null,null,null,null,{"$f":"K64*K65","v":110953.77136858752},null,{"$f":"K64*K67","v":32742.121198449076},{"$f":"SUM(V52:V57)","v":3351331.7769809328}]
["Výsledky daného nastavení střechy",null,null,null,null,null,null,null,null,null,null,null,null,null,"Střešní okna",null,{"$f":"P36","v":1.1000000000000001},null,null,{"$f":"E11*D18","v":101430},null,{"$f":"J18*E11","v":101430}]
["Součinitel prostupu tepla U (W/(m2K))",null,"Celková cena za 1m2 dané skladby (Kč)",null,"Celková tloušťka (mm)","Cena za uvažované konstrukce (skladba střechy) na 1m2",null,"Vlastní cena za uvažované kce na 1m2"]
[]
[{"$f":"IF(Střecha!M62=1/0.17,\"Nedefinováno\",Střecha!M62)","v":0.12206286237412269},null,{"$f":"SUM(Úvod!D51:D56)+Střecha!F28*Střecha!Z3","v":3039.09},null,{"$f":"SUM(Úvod!G51:G56)","v":390.5},{"$f":"IF(H60>0,H60,(Úvod!D51*Střecha!T3+Úvod!D52*Střecha!T4+Úvod!D53*Střecha!T5+Úvod!D54*Střecha!T6+Úvod!D55*Střecha!T7+Úvod!D56*Střecha!T8+Střecha!F28*Střecha!X9))","v":3039.09},null,0]
[]
[]
["Nastavení teplotních veličin",null,null,null,null,"Nastavení přesahů střechy"]
["Návrhová vnitřní teplota  θi (°C)",null,20,null,null,"Vlastní cena za uvažované konstrukce na 1m2",null,0,"Celková plocha přesahů (m2)",null,{"$f":"Střecha!F7-Úvod!Q27-Plocha_stresnich_oken","v":62.659549887949396}]
["Nastavení teplotní oblasti ",null,3,null,null,"Přesah přes zeď ležící v ose x (m)",null,1,"Cena za m2 přesahu (Kč)",null,{"$f":"Střecha!I16","v":1770.74}]
["Nadmořská výška objektu (m.n.m.)",null,560]
[{"$f":"O46","v":"Průměrný vliv tepelných vazeb ∆Utbm (W/(m2K))"},null,0.1,null,null,"Přesah přes zeď ležící v ose y (m)",null,1,"Cena za m2 přesahu uvažovaných vrstev (Kč)",null,{"$f":"IF(H64>0,H64,Střecha!J16)","v":522.54}]
[]
[null,null,null,null,null,"Skladba střechy",null,"Vrstvy v přesahu",null,"Uvažované vrstvy"]
[null,null,null,null,null,{"$f":"A51","v":"Taška betonová Moravská plus 33,5x42"}]
["Nastavení informací o objektu",null,null,null,null,"Laťování 30x50 150-360mm max60°"]
["Objednatel:"," Petr Macháček",null,null,null,"Folie podstřešní difuzní JUTAFOL D"]
["Email objednatele :","machacek.petr@seznam.cz",null,null,null,"Kontrolatě po 1m sklon do 60° 30x50"]
["Tel. Objednatele:",712542454,null,null,null,"Parotěsná folie JUTAFOL N 140g SDK podhled"]
["Projektant:","Ing. Jan Skála",null,null,null,"SDK podkroví +300 mm ISOVER ORSIK"]
["Email projektanta :","skala.jan@archpra.com"]
["Tel. projektanta:",743200119,null,null,null,null,"Rozsah dynamiky  (pokročilé možnosti modelu-nejdříve nastavte model)"]
["Dodavatel:","RYCHLOSTAV s.r.o.",null,null,null,"Dimenze objektu","Nastavení rozsahu","Parametry dynamiky"]
["Email dodavatele:","help@rychlostav.cz",null,null,null,{"$f":"Rozměr_X","v":14},6,{"$f":"IF(Rozměr_X>rozsah_dynamiky_x,\"Rozsah dynamiky X (m)\",\"Nastavený rozsah dynamiky X je větší než základní nastavení X. Snižte rozsah X nebo zviště základní nastavení X\")","v":"Rozsah dynamiky X (m)"}]
["Tel. Dodavatele:",787492465,null,null,null,{"$f":"Rozměr_Y","v":8},7,{"$f":"IF(Rozměr_Y>rozsah_dynamiky_y,\"Rozsah dynamiky Y (m)\",\"Nastavený rozsah dynamiky Y je větší než základní nastavení Y. Snižte rozsah Y nebo zviště základní nastavení Y\")","v":"Rozsah dynamiky Y (m)"}]
["Adresa objektu:","Krupská 308 Teplice",null,null,null,{"$f":"Rozměr_Z","v":18},8,{"$f":"IF(Rozměr_Z>rozsah_dynamiky_z,\"Rozsah dynamiky Z (m)\",\"Nastavený rozsah dynamiky Z je větší než základní nastavení Z. Snižte rozsah Z nebo zviště základní nastavení Z\")","v":"Rozsah dynamiky Z (m)"}]
["PSČ objektu","417 12",null,null,null,{"$f":"Sklon_střechy","v":40},16,{"$f":"IF(Sklon_střechy>rozsah_dynamiky_sklonu_strechy,\"Rozsah dynamiky sklonu střechy (°)\",\"Nastavený rozsah dynamiky sklonu je větší než základní nastavení sklonu. Snižte rozsah sklonu nebo zviště základní nastavení sklonu\")","v":"Rozsah dynamiky sklonu střechy (°)"}]
["Pojmenování objektu:","Rodiný dům",null,null,null,{"$f":"Plocha_oken","v":65},16,{"$f":"IF(Plocha_oken>rozsah_dynamiky_plochy_oken,\"Rozsah dynamiky plochy oken (m2)\",\"Nastavený rozsah dynamiky plochy oken je větší než základní nastavení plochy oken. Snižte rozsah plochy oken nebo zviště základní nastavení plochy oken\")","v":"Rozsah dynamiky plochy oken (m2)"}]
["Sazba DPH ",0.21,null,null,null,null,1,"Velikost kroku pro dynamickou simulaci"]

{"sheet":"Okna","index":1,"n_rows":31,"n_cols":13,"rows_kept":31,"cut":false,"hidden":false,"merged":[[23,10,23,11],[0,0,0,2],[1,10,1,11],[2,10,2,11],[1,7,1,9],[22,7,22,9],[22,10,22,11]]}
[]
[null,null,null,null,null,null,null,"Monžné varianty oken ve stěnách",null,null,"Nastavování vrstev",null,"Výsledek nastavení"]
[null,null,null,null,null,null,null,"typ","cena za 1m2","součínítel prostupu tepla",true,null,{"$f":"IF(K3=TRUE,1,0)","v":1}]
[null,null,null,null,null,null,null,"Nic",0,"Nedefinováno"]
[null,null,null,null,null,null,null,"plast oknoshop.cz 2 sklo u=1,1",{"$f":"2765/1.2","v":2304.166666666667},1.1000000000000001]
[null,null,null,null,null,null,null,"plast oknoshop.cz 3 sklo u=0,7",{"$f":"2990/1.2","v":2491.666666666667},0.7]
[null,null,null,null,null,null,null,"plast stavo-plast 2 sklo   u=1,1",{"$f":"4346/1.2","v":3621.666666666667},1.1000000000000001]
[null,null,null,null,null,null,null,"plast stavo-plast 2 sklo   u=1,0",{"$f":"4476/1.2","v":3730},1]
[null,null,null,null,null,null,null,"plast stavo-plast 3 sklo u=0,7",{"$f":"4733/1.2","v":3944.166666666667},0.7]
[null,null,null,null,null,null,null,"plast stavo-plast 3 sklo u=0,6",{"$f":"5069/1.2","v":4224.166666666667},0.6]
[null,null,null,null,null,null,null,"plast okno-eshop.cz 2 sklo u=1,1",{"$f":"2443/1.2","v":2035.8333333333335},1.1000000000000001]
[null,null,null,null,null,null,null,"plast okno-eshop.cz 3 sklo u=0,7",{"$f":"3024/1.2","v":2520},0.7]
[null,null,null,null,null,null,null,"plast okno-eshop.cz 3 sklo u=0,5",{"$f":"3420/1.2","v":2850},0.5]
[null,null,null,null,null,null,null,"plast skladova-okna.cz 2 sklo u=1",{"$f":"2633/1.2","v":2194.166666666667},1]
[null,null,null,null,null,null,null,"plast skladova-okna.cz 3 sklo u=0,7",{"$f":"3123/1.2","v":2602.5},0.7]
[null,null,null,null,null,null,null,"eurookno okna-eshop.cz 2 sklo u=1,1",4693,1.1000000000000001]
[null,null,null,null,null,null,null,"eurookno okna-eshop.cz 3 sklo u=0,7",5425,0.7]
[null,null,null,null,null,null,null,"eurookno oknasirer.cz 2 sklo u=1",5435,1]
[null,null,null,null,null,null,null,"eurookno oknasirer.cz 3 sklo u=0,5",6177,0.5]
[null,null,null,null,null,null,null,"eurookno oknaharald.cz 2 sklo u=1,1",5179,1.1000000000000001]
[]
[]
[null,null,null,null,null,null,null,"Možné varianty střešních oken",null,null,{"$f":"K2","v":"Nastavování vrstev"},null,{"$f":"M2","v":"Výsledek nastavení"}]
[null,null,null,null,null,null,null,"typ","cena za 1m2","součínítel prostupu tepla",true,null,{"$f":"IF(K24=TRUE,1,0)","v":1}]
[null,null,null,null,null,null,null,"Velux GLU 00551 U=1,1",10143,1.1000000000000001]
[null,null,null,null,null,null,null,"Velux GPL 3050 U = 0,5",13405.238831520001,0.5]
[null,null,null,null,null,null,null,"Velux GGL 3066 U = 0,5",15844.889576720001,0.5]
[null,null,null,null,null,null,null,"Velux GGL 306621 INTEGRA U = 0,5",27657.935290320002,0.5]
[null,null,null,null,null,null,null,"Velux GLL 1055 U = 1",9167.9506951200001,1]
[null,null,null,null,null,null,null,"Velux GLL B 1055 U = 1",9732.922446640001,1]
[null,null,null,null,null,null,null,"Velux GZL 1050 U = 1",7575.7575772,1]

{"sheet":"Podlahy","index":2,"n_rows":57,"n_cols":20,"rows_kept":57,"cut":false,"hidden":false,"merged":[[1,19,2,19],[0,0,0,6],[1,17,2,17],[1,18,2,18],[0,12,0,16]]}
[null,null,null,null,null,null,null,null,null,null,null,null,"Možné varianty vrstev podlahy"]
[null,null,null,null,null,null,null,null,null,null,null,null,"Sloupec1","Cena","tepelny odpor R","lambda  λ","tloušťka d(mm)","Vrstva","Nastavování vrstev","Výsledek nastavení"]
[null,null,null,null,null,null,null,null,null,null,null,null,"Nic",0,0,0,0]
[null,null,null,null,null,null,null,null,null,null,null,null,"Separační vrstva z asfaltového pásu",28.8,{"$f":"(Q4/1000)/P4","v":3.3333333333333335E-3},0.21,0.7,1,true,{"$f":"IF(S4=TRUE,1,0)","v":1}]
[null,null,null,null,null,null,null,null,null,null,null,null,"Separační vrstva z PE folie",14.1,{"$f":"(Q5/1000)/P5","v":3.3333333333333338E-4},0.3,0.1,2,true,1]
[null,null,null,null,null,null,null,null,null,null,null,null,"Anhydritový potěr 50mm",731,{"$f":"(Q6/1000)/P6","v":4.1666666666666671E-2},1.2,50,3,true,1]
[null,null,null,null,null,null,null,null,null,null,null,null,"Asfaltový nátěr",23.138000000000002,0,0,0,4,true,1]
[null,null,null,null,null,null,null,null,null,null,null,null,"Asfaltový pás",231.2,{"$f":"(Q8/1000)/P8","v":1.9047619047619049E-2},0.21,4,5,true,1]
[null,null,null,null,null,null,null,null,null,null,null,null,"Betonová mazanina C12/15 100mm",{"$f":"2820/1000*Tabulka3[[#This Row],[tloušťka d(mm)]]+95.4/1000*Tabulka3[[#This Row],[tloušťka d(mm)]]+23700/1000*Tabulka3[[#This Row],[tloušťka d(mm)]]*0.015","v":327.09000000000003},6.9930069930069935E-2,1.43,100,6,true,1]
[null,null,null,null,null,null,null,null,null,null,null,null,"Betonová mazanina C12/15 110mm",{"$f":"2820/1000*Tabulka3[[#This Row],[tloušťka d(mm)]]+95.4/1000*Tabulka3[[#This Row],[tloušťka d(mm)]]+23700/1000*Tabulka3[[#This Row],[tloušťka d(mm)]]*0.015","v":359.79900000000004},7.6923076923076927E-2,1.43,110]
[null,null,null,null,null,null,null,null,null,null,null,null,"Betonová mazanina C12/15 120mm",{"$f":"2820/1000*Tabulka3[[#This Row],[tloušťka d(mm)]]+95.4/1000*Tabulka3[[#This Row],[tloušťka d(mm)]]+23700/1000*Tabulka3[[#This Row],[tloušťka d(mm)]]*0.015","v":392.50799999999992},8.3916083916083919E-2,1.43,120]
[null,null,null,null,null,null,null,null,null,null,null,null,"Betonová mazanina C12/15 50mm",{"$f":"2970/1000*Tabulka3[[#This Row],[tloušťka d(mm)]]+191/1000*Tabulka3[[#This Row],[tloušťka d(mm)]]+23700*0.015/1000*Tabulka3[[#This Row],[tloušťka d(mm)]]","v":175.82500000000002},3.4965034965034968E-2,1.43,50]
[null,null,null,null,null,null,null,null,null,null,null,null,"Betonová mazanina C12/15 60mm",{"$f":"2970/1000*Tabulka3[[#This Row],[tloušťka d(mm)]]+191/1000*Tabulka3[[#This Row],[tloušťka d(mm)]]+23700*0.015/1000*Tabulka3[[#This Row],[tloušťka d(mm)]]","v":210.99},4.195804195804196E-2,1.43,60]
[null,null,null,null,null,null,null,null,null,null,null,null,"Betonová mazanina C12/15 70mm",{"$f":"2970/1000*Tabulka3[[#This Row],[tloušťka d(mm)]]+191/1000*Tabulka3[[#This Row],[tloušťka d(mm)]]+23700*0.015/1000*Tabulka3[[#This Row],[tloušťka d(mm)]]","v":246.155},4.8951048951048959E-2,1.43,70]
[null,null,null,null,null,null,null,null,null,null,null,null,"Betonová mazanina C12/15 80mm",{"$f":"2970/1000*Tabulka3[[#This Row],[tloušťka d(mm)]]+191/1000*Tabulka3[[#This Row],[tloušťka d(mm)]]+23700*0.015/1000*Tabulka3[[#This Row],[tloušťka d(mm)]]","v":281.32000000000005},5.5944055944055951E-2,1.43,80]
[null,null,null,null,null,null,null,null,null,null,null,null,"Betonová mazanina C12/15 90mm",{"$f":"2820/1000*Tabulka3[[#This Row],[tloušťka d(mm)]]+95.4/1000*Tabulka3[[#This Row],[tloušťka d(mm)]]+23700*0.015/1000*Tabulka3[[#This Row],[tloušťka d(mm)]]","v":294.38099999999997},6.2937062937062943E-2,1.43,90]
[null,null,null,null,null,null,null,null,null,null,null,null,"Cementový potěr 30mm",342,2.5000000000000001E-2,1.2,30]
[null,null,null,null,null,null,null,null,null,null,null,null,"Cementový potěr 40mm",436,3.3333333333333333E-2,1.2,40]
[null,null,null,null,null,null,null,null,null,null,null,null,"Cementový potěr 50mm",529,4.1666666666666671E-2,1.2,50]
[null,null,null,null,null,null,null,null,null,null,null,null,"Folie z PE 1,5mm",258.3,4.2857142857142859E-3,0.35,1.5]
[null,null,null,"$",null,null,null,null,null,null,null,null,"Folie z PE 1mm",225.74,2.8571428571428576E-3,0.35,1]
[null,null,null,null,null,null,null,null,null,null,null,null,"Folie z PE 2mm",302.3,5.7142857142857151E-3,0.35,2]
[null,null,null,null,null,null,null,null,null,null,null,null,"Sadrovlák. podlaha 30mm",858,9.375E-2,0.32,30]
[null,null,null," λ",null,null,null,null,null,null,null,null,"Sadrovlák. podlaha 30mm(10mm podsyp)",754,0.10344827586206896,0.28999999999999998,30]
[null,null,null,null,null,null,null,null,null,null,null,null,"Sadrovlák. podlaha 40mm(20mm podsyp)",816,0.14545454545454545,0.27500000000000002,40]
[null,null,null,null,null,null,null,null,null,null,null,null,"Sadrovlák. podlaha 50mm(20mm podsyp)",984,0.17605633802816903,0.28399999999999997,50]
[null,null,null,null,null,null,null,null,null,null,null,null,"Sadrovlák. podlaha 25",691,7.8125E-2,0.32,25]
[null,null,null,null,null,null,null,null,null,null,null,null,"Penetrační nátěr",14.88,0,0,0]
[null,null,null,null,null,null,null,null,null,null,null,null,"Polystyren EPS 140mm",345,{"$f":"(Q29/1000)/P29","v":3.5000000000000004},0.04,140]
[null,null,null,null,null,null,null,null,null,null,null,null,"Polystyren EPS 120mm",297.7,3,0.04,120]
[null,null,null,null,null,null,null,null,null,null,null,null,"Polystyren EPS 20mm",62.08,0.5,0.04,20]
[null,null,null,null,null,null,null,null,null,null,null,null,"Polystyren EPS 30mm",85.51,0.75,0.04,30]
[null,null,null,null,null,null,null,null,null,null,null,null,"Polystyren EPS 40mm",109.05,1,0.04,40]
[null,null,null,null,null,null,null,null,null,null,null,null,"Polystyren EPS 50mm",134.69999999999999,1.25,0.04,50]
[null,null,null,null,null,null,null,null,null,null,null,null,"Polystyren EPS 60mm",156.9,1.5,0.04,60]
[null,null,null,null,null,null,null,null,null,null,null,null,"Polystyren EPS 80mm",204.2,2,0.04,80]
[null,null,null,null,null,null,null,null,null,null,null,null,"Polystyren EPS 100mm",250.4,2.5,0.04,100]
[null,null,null,null,null,null,null,null,null,null,null,null,"Podlaha SDK F141 KNAUF + 20mm podsyp",785,{"$f":"(Q38/1000)/P38","v":0.20559210526315788},0.21887999999999999,45]
[null,null,null,null,null,null,null,null,null,null,null,null,"Podlaha SDK F141 KNAUF + 30mm podsyp",855.5,0.24898143956541421,0.22090000000000001,55]
[null,null,null,null,null,null,null,null,null,null,null,null,"Podlaha SDK F141 KNAUF + 40mm podsyp",926,0.29239766081871349,0.2223,65]
[null,null,null,null,null,null,null,null,null,null,null,null,"Podlaha SDK F141 KNAUF + 50mm podsyp",996.5,0.33587102552619791,0.2233,75]
[null,null,null,null,null,null,null,null,null,null,null,null,"Podlaha SDK F141 KNAUF bez podsypu",651,0.11904761904761905,0.21,25]
[null,null,null,null,null,null,null,null,null,null,null,null,"Podlaha SDK F141 KNAUF+20mm vaty",790,0.33358042994810971,0.13489999999999999,45]
[null,null,null,null,null,null,null,null,null,null,null,null,"Sadrovlák. podlaha 30mm(10mm dřevovláknitá deska)",791,0.13274336283185839,0.22600000000000001,30]
[null,null,null,null,null,null,null,null,null,null,null,null,"ŽLB deska C16/20 100mm",{"$f":"2450/1000*Tabulka3[[#This Row],[tloušťka d(mm)]]+38000*0.15/1000*Tabulka3[[#This Row],[tloušťka d(mm)]]","v":815},6.9930069930069935E-2,1.43,100]
[null,null,null,null,null,null,null,null,null,null,null,null,"ŽLB deska 110mm",{"$f":"2450/1000*Tabulka3[[#This Row],[tloušťka d(mm)]]+38000*0.15/1000*Tabulka3[[#This Row],[tloušťka d(mm)]]","v":896.5},7.6923076923076927E-2,1.43,110]
[null,null,null,null,null,null,null,null,null,null,null,null,"ŽLB deska 120mm",{"$f":"2450/1000*Tabulka3[[#This Row],[tloušťka d(mm)]]+38000*0.15/1000*Tabulka3[[#This Row],[tloušťka d(mm)]]","v":978},8.3916083916083919E-2,1.43,120]
[null,null,null,null,null,null,null,null,null,null,null,null,"ŽLB deska 130mm",{"$f":"2450/1000*Tabulka3[[#This Row],[tloušťka d(mm)]]+38000*0.15/1000*Tabulka3[[#This Row],[tloušťka d(mm)]]","v":1059.5},9.0909090909090912E-2,1.43,130]
[null,null,null,null,null,null,null,null,null,null,null,null,"ŽLB deska 140mm",{"$f":"2450/1000*Tabulka3[[#This Row],[tloušťka d(mm)]]+38000*0.15/1000*Tabulka3[[#This Row],[tloušťka d(mm)]]","v":1141},9.7902097902097918E-2,1.43,140]
[null,null,null,null,null,null,null,null,null,null,null,null,"ŽLB deska 150mm",{"$f":"2450/1000*Tabulka3[[#This Row],[tloušťka d(mm)]]+38000*0.15/1000*Tabulka3[[#This Row],[tloušťka d(mm)]]","v":1222.5},0.1048951048951049,1.43,150]
[null,null,null,null,null,null,null,null,null,null,null,null,"ŽLB deska 160mm",{"$f":"2450/1000*Tabulka3[[#This Row],[tloušťka d(mm)]]+38000*0.15/1000*Tabulka3[[#This Row],[tloušťka d(mm)]]","v":1304},0.1118881118881119,1.43,160]
[null,null,null,null,null,null,null,null,null,null,null,null,"ŽLB deska 170mm",{"$f":"2450/1000*Tabulka3[[#This Row],[tloušťka d(mm)]]+38000*0.15/1000*Tabulka3[[#This Row],[tloušťka d(mm)]]","v":1385.5},0.11888111888111889,1.43,170]
[null,null,null,null,null,null,null,null,null,null,null,null,"ŽLB deska 180mm",{"$f":"2450/1000*Tabulka3[[#This Row],[tloušťka d(mm)]]+38000*0.15/1000*Tabulka3[[#This Row],[tloušťka d(mm)]]","v":1467},0.12587412587412589,1.43,180]
[null,null,null,null,null,null,null,null,null,null,null,null,"ŽLB deska 190mm",{"$f":"2450/1000*Tabulka3[[#This Row],[tloušťka d(mm)]]+38000*0.15/1000*Tabulka3[[#This Row],[tloušťka d(mm)]]","v":1548.5},0.13286713286713286,1.43,190]
[null,null,null,null,null,null,null,null,null,null,null,null,"ŽLB deska 200mm",{"$f":"2450/1000*Tabulka3[[#This Row],[tloušťka d(mm)]]+38000*0.15/1000*Tabulka3[[#This Row],[tloušťka d(mm)]]","v":1630},0.13986013986013987,1.43,200]
[]
[null,null,null,null,null,null,null,null,null,null,null,null,{"$f":"1/(SUM(Úvod!E23:E28)+0.13+0.04)","v":0.35137827925270976}]

{"sheet":"Stěny","index":3,"n_rows":56,"n_cols":25,"rows_kept":56,"cut":false,"hidden":false,"merged":[[8,18,8,22],[42,5,42,8],[43,5,43,8],[44,5,44,8],[45,5,45,8],[40,5,40,9],[0,12,0,17],[46,5,46,8],[47,5,47,8],[48,5,48,8],[49,7,49,8],[41,5,41,8]]}
[null,null,null,null,null,null,null,null,null,null,null,null,"Možné varianty vrtev stěny"]
[null,null,null,null,null,null,null,null,null,null,null,null,"Sloupec1","Cena","tepelny odpor R","lambda  λ","tloušťka d (mm)","Hmotnost vrstvy (kg)",{"$f":"Podlahy!R2","v":"Vrstva"},{"$f":"Podlahy!S2","v":"Nastavování vrstev"},{"$f":"Podlahy!T2","v":"Výsledek nastavení"},"Vrstvy nic","Posouzení nic","Posouzený pro dáné kce","pro cenu"]
[null,null,null,null,null,null,null,null,null,null,null,null,"Nic",0,0,0,0,0,1,true,{"$f":"IF(T3=TRUE,1,0)","v":1},{"$f":"Úvod!A37","v":"Omítka vnější tenko. 2mm+ sklovlak."},{"$f":"IF(V3=\"Nic\",0,1)","v":1},{"$f":"W3*U3","v":1},{"$f":"IF((SUM(W3:W8))>0,1,0)","v":1}]
[null,null,null,null,null,null,null,null,null,null,null,null,"Heluz plus 36,5 P8/P10",1330,{"$f":"(Q4/1000)/P4","v":3.65},0.1,365,211.2,2,true,1,{"$f":"Úvod!A38","v":"ISOVER NF333 s kol.or.vlaken tl. 80mm"},1,1]
[null,null,null,null,null,null,null,null,null,null,null,null,"Heluz plus 38 P8/P10",1440,{"$f":"(Q5/1000)/P5","v":3.8383838383838382},9.9000000000000005E-2,380,224,3,true,1,{"$f":"Úvod!A39","v":"Porotherm P8/P10 36,5"},1,1]
[null,null,null,null,null,null,null,null,null,null,null,null,"Heluz plus 40 P8/P10",1530,4,0.1,400,238.4,4,true,1,{"$f":"Úvod!A40","v":"Omítka vnitřní Cemix 032  10mm"},1,1]
[null,null,null,null,null,null,null,null,null,null,null,null,"Heluz plus 44 P8/P10",1700,4.4897959183673466,9.8000000000000004E-2,440,264,5,true,1,{"$f":"Úvod!A41","v":"Nic"},0,0]
[null,null,null,null,null,null,null,null,null,null,null,null,"Obklad Lignopor na ŽLB kci 50mm",369,1.1363636363636365,4.3999999999999997E-2,50,4.3,6,true,1,{"$f":"Úvod!A42","v":"Nic"},0,0]
[null,null,null,null,null,null,null,null,null,null,null,null,"Obklad Lignopor na ŽLB kci 35mm",310,0.76086956521739135,4.5999999999999999E-2,35,4.0999999999999996,"Posouzeí zda je třeba u uvažovaných vrstev dát lešení",null,null,null,null,{"$f":"IF((SUM(X3:X8))>0,1,0)","v":1}]
[null,null,null,null,null,null,null,null,null,null,null,null,"Obklad Lignopor na ŽLB kci 25mm",270,0.53191489361702127,4.7E-2,25,3.9]
[null,null,null,null,null,null,null,null,null,null,null,null,"ISOVER NF333 s kol.or.vlaken tl. 100mm",930,2.4390243902439024,4.1000000000000002E-2,100,{"$f":"88*Tabulka4[[#This Row],[tloušťka d (mm)]]/1000","v":8.8000000000000007}]
[null,null,null,null,null,null,null,null,null,null,null,null,"ISOVER NF333 s kol.or.vlaken tl. 120mm",1011,2.9268292682926829,4.1000000000000002E-2,120,{"$f":"88*Tabulka4[[#This Row],[tloušťka d (mm)]]/1000","v":10.56}]
[null,null,null,null,null,null,null,null,null,null,null,null,"ISOVER NF333 s kol.or.vlaken tl. 140mm",1116,3.4146341463414638,4.1000000000000002E-2,140,{"$f":"88*Tabulka4[[#This Row],[tloušťka d (mm)]]/1000","v":12.32}]
[null,null,null,null,null,null,null,null,null,null,null,null,"ISOVER NF333 s kol.or.vlaken tl. 160mm",1197,3.9024390243902438,4.1000000000000002E-2,160,{"$f":"88*Tabulka4[[#This Row],[tloušťka d (mm)]]/1000","v":14.08}]
[null,null,null,null,null,null,null,null,null,null,null,null,"ISOVER NF333 s kol.or.vlaken tl. 180mm",1294,4.3902439024390238,4.1000000000000002E-2,180,{"$f":"88*Tabulka4[[#This Row],[tloušťka d (mm)]]/1000","v":15.84}]
[null,null,null,null,null,null,null,null,null,null,null,null,"ISOVER NF333 s kol.or.vlaken tl. 200mm",1374,4.8780487804878048,4.1000000000000002E-2,200,{"$f":"88*Tabulka4[[#This Row],[tloušťka d (mm)]]/1000","v":17.600000000000001}]
[null,null,null,null,null,null,null,null,null,null,null,null,"ISOVER NF333 s kol.or.vlaken tl. 20mm",585.4,0.48780487804878048,4.1000000000000002E-2,20,{"$f":"88*Tabulka4[[#This Row],[tloušťka d (mm)]]/1000","v":1.76}]
[null,null,null,null,null,null,null,null,null,null,null,null,"ISOVER NF333 s kol.or.vlaken tl. 30mm",626,0.73170731707317072,4.1000000000000002E-2,30,{"$f":"88*Tabulka4[[#This Row],[tloušťka d (mm)]]/1000","v":2.64}]
[null,null,null,null,null,null,null,null,null,null,null,null,"ISOVER NF333 s kol.or.vlaken tl. 40mm",666,0.97560975609756095,4.1000000000000002E-2,40,{"$f":"88*Tabulka4[[#This Row],[tloušťka d (mm)]]/1000","v":3.52}]
[null,null,null,null,null,null,null,null,null,null,null,null,"ISOVER NF333 s kol.or.vlaken tl. 50mm",717,1.2195121951219512,4.1000000000000002E-2,50,{"$f":"88*Tabulka4[[#This Row],[tloušťka d (mm)]]/1000","v":4.4000000000000004}]
[null,null,null,null,null,null,null,null,null,null,null,null,"ISOVER NF333 s kol.or.vlaken tl. 60mm",758,1.4634146341463414,4.1000000000000002E-2,60,{"$f":"88*Tabulka4[[#This Row],[tloušťka d (mm)]]/1000","v":5.28}]
[null,null,null,null,null,null,null,null,null,null,null,null,"ISOVER NF333 s kol.or.vlaken tl. 70mm",798,1.7073170731707319,4.1000000000000002E-2,70,{"$f":"88*Tabulka4[[#This Row],[tloušťka d (mm)]]/1000","v":6.16}]
[null,null,null,null,null,null,null,null,null,null,null,null,"ISOVER NF333 s kol.or.vlaken tl. 80mm",838,1.9512195121951219,4.1000000000000002E-2,80,{"$f":"88*Tabulka4[[#This Row],[tloušťka d (mm)]]/1000","v":7.04}]
[null,null,null,null,null,null,null,null,null,null,null,null,"Omítka vnější tenko.2mm +sklovlak. (silikátová zrnitá)",394,{"$f":"(Q24/1000)/P24","v":1.3157894736842105E-2},0.38,5,3.5]
[null,null,null,null,null,null,null,null,null,null,null,null,"Polystyren EPS 100mm",755.4,2.5,0.04,100,{"$f":"23/1000*Tabulka4[[#This Row],[tloušťka d (mm)]]","v":2.2999999999999998}]
[null,null,null,null,null,null,null,null,null,null,null,null,"Polystyren EPS 120mm",802.7,3,0.04,120,{"$f":"23/1000*Tabulka4[[#This Row],[tloušťka d (mm)]]","v":2.76}]
[null,null,null,null,null,null,null,null,null,null,null,null,"Polystyren EPS 140mm",930,3.5000000000000004,0.04,140,{"$f":"23/1000*Tabulka4[[#This Row],[tloušťka d (mm)]]","v":3.2199999999999998}]
[null,null,null,null,null,null,null,null,null,null,null,null,"Polystyren EPS 160mm",977.2,4,0.04,160,{"$f":"23/1000*Tabulka4[[#This Row],[tloušťka d (mm)]]","v":3.6799999999999997}]
[null,null,null,null,null,null,null,null,null,null,null,null,"Polystyren EPS 180mm",1045.5,4.5,0.04,180,{"$f":"23/1000*Tabulka4[[#This Row],[tloušťka d (mm)]]","v":4.1399999999999997}]
[null,null,null,null,null,null,null,null,null,null,null,null,"Polystyren EPS 200mm",1071.9000000000001,5,0.04,200,{"$f":"23/1000*Tabulka4[[#This Row],[tloušťka d (mm)]]","v":4.5999999999999996}]
[null,null,null,null,null,null,null,null,null,null,null,null,"Polystyren EPS 20mm",540.08000000000004,0.5,0.04,20,{"$f":"23/1000*Tabulka4[[#This Row],[tloušťka d (mm)]]","v":0.45999999999999996}]
[null,null,null,null,null,null,null,null,null,null,null,null,"Polystyren EPS 30mm",563.51,0.75,0.04,30,{"$f":"23/1000*Tabulka4[[#This Row],[tloušťka d (mm)]]","v":0.69}]
[null,null,null,null,null,null,null,null,null,null,null,null,"Polystyren EPS 40mm",587.04999999999995,1,0.04,40,{"$f":"23/1000*Tabulka4[[#This Row],[tloušťka d (mm)]]","v":0.91999999999999993}]
[null,null,null,null,null,null,null,null,null,null,null,null,"Polystyren EPS 50mm",624.70000000000005,1.25,0.04,50,{"$f":"23/1000*Tabulka4[[#This Row],[tloušťka d (mm)]]","v":1.1499999999999999}]
[null,null,null,null,null,null,null,null,null,null,null,null,"Polystyren EPS 60mm",648.9,1.5,0.04,60,{"$f":"23/1000*Tabulka4[[#This Row],[tloušťka d (mm)]]","v":1.38}]
[null,null,null,null,null,null,null,null,null,null,null,null,"Polystyren EPS 80mm",696.2,2,0.04,80,{"$f":"23/1000*Tabulka4[[#This Row],[tloušťka d (mm)]]","v":1.8399999999999999}]
[null,null,null,null,null,null,null,null,null,null,null,null,"Porotherm P8/P10 36,5",1280,2.6642335766423355,0.13700000000000001,365,272]
[null,null,null,null,null,null,null,null,null,null,null,null,"Porotherm P8/P10 40",1420,2.7586206896551726,0.14499999999999999,400,300]
[null,null,null,null,null,null,null,null,null,null,null,null,"Porotherm P8/P10 44",1560,3.0769230769230771,0.14299999999999999,440,326.39999999999998]
[null,null,null,null,null,null,null,null,null,null,null,null,"Ytong P2-400 375mm",1507.5,3.90625,9.6000000000000002E-2,375,150]
[null,null,null,null,null,"Posouzení stěny lehká / těžká",null,null,null,null,null,null,"Ytong P4-500 200mm",862,1.5384615384615385,0.13,200,100]
[null,null,null,null,null,"Vrstvy",null,null,null,"Hmotnost (kg)",null,null,"Ytong P4-500 250mm",1047.5,1.9230769230769229,0.13,250,125]
[null,null,null,null,null,{"$f":"Úvod!A37","v":"Omítka vnější tenko. 2mm+ sklovlak."},null,null,null,{"$f":"VLOOKUP(F43,$M$3:$R$56,6,0)","v":3.5},null,null,"Ytong P4-500 300mm",1278,2.3076923076923075,0.13,300,150]
[null,null,null,null,null,{"$f":"Úvod!A38","v":"ISOVER NF333 s kol.or.vlaken tl. 80mm"},null,null,null,{"$f":"VLOOKUP(F44,$M$3:$R$56,6,0)","v":7.04},null,null,"ŽLB zeď  200mm",2356.8000000000002,0.13986013986013987,1.43,200,500]
[null,null,null,null,null,{"$f":"Úvod!A39","v":"Porotherm P8/P10 36,5"},null,null,null,272,null,null,"ŽLB zeď  250mm",2713.5,0.17482517482517484,1.43,250,625]
[null,null,null,null,null,{"$f":"Úvod!A40","v":"Omítka vnitřní Cemix 032  10mm"},null,null,null,20,null,null,"ŽLB zeď  300mm",3070.2,0.20979020979020979,1.43,300,750]
[null,null,null,null,null,{"$f":"Úvod!A41","v":"Nic"},null,null,null,0,null,null,"ŽLB zeď  350mm",3426.9,0.24475524475524474,1.43,350,875]
[null,null,null,null,null,{"$f":"Úvod!A42","v":"Nic"},null,null,null,0,null,null,"ŽLB zeď  400mm",3783.6,0.27972027972027974,1.43,400,1000]
[null,null,null,null,null,"Suma jednotlivých váh konstrukcí",null,null,null,{"$f":"SUM(J43:J48)","v":302.54000000000002},null,null,"Omítka vnitřní Cemix 032  10mm",120,2.6315789473684209E-2,0.38,10,{"$f":"2000*Tabulka4[[#This Row],[tloušťka d (mm)]]/1000","v":20}]
[null,null,null,null,null,"Posouzení stěny spínač",{"$f":"IF(J49>100,1,0)","v":1},"Součinitel prostupu tepla U",null,{"$f":"1/(SUM(Úvod!E37:E42)+0.13+0.04)","v":0.20725703146128455},null,null,"Omítka vnitřní štuk Cemix 033 15mm",171,3.4883720930232558E-2,0.43,15,{"$f":"2000*Tabulka4[[#This Row],[tloušťka d (mm)]]/1000","v":30}]
[null,null,null,null,null,null,null,null,null,null,null,null,"Omítka vnitřní VC Cemix MCV 073 5mm",90.4,1.0416666666666668E-2,0.48,5,{"$f":"2000*Tabulka4[[#This Row],[tloušťka d (mm)]]/1000","v":10}]
[null,null,null,null,null,null,null,null,null,null,null,null,"Omítka vnitřní VS Cemix 016 10mm",161,2.1276595744680854E-2,0.47,10,{"$f":"2000*Tabulka4[[#This Row],[tloušťka d (mm)]]/1000","v":20}]
[null,null,null,null,null,null,null,null,null,null,null,null,"Omítka vnější VC Cemix 032 15mm",136,3.9473684210526314E-2,0.38,15,{"$f":"2000*Tabulka4[[#This Row],[tloušťka d (mm)]]/1000","v":30}]
[null,null,null,null,null,null,null,null,null,null,null,null,"Omítka vnější štuk Cemix 023j 20mm",203,4.6511627906976744E-2,0.43,20,{"$f":"2000*Tabulka4[[#This Row],[tloušťka d (mm)]]/1000","v":40}]
[null,null,null,null,null,null,null,null,null,null,null,null,"Omítka vnější tenko.2mm +sklovlak. (akrylátová rýhovaná)",354,1.3157894736842105E-2,0.38,5,3.5]
[null,null,null,null,null,null,null,null,null,null,null,null,"Omítka vnější tenko. 2mm+ sklovlak.",304,1.3157894736842105E-2,0.38,5,{"$f":"700*Tabulka4[[#This Row],[tloušťka d (mm)]]/1000","v":3.5}]

{"sheet":"Střecha","index":4,"n_rows":62,"n_cols":26,"rows_kept":62,"cut":false,"hidden":false,"merged":[[22,9,22,10],[27,3,27,4],[26,3,26,4],[6,3,7,4],[6,5,7,5],[8,3,8,4],[25,3,25,4],[18,3,18,4],[19,3,19,4],[20,3,20,4],[24,3,24,4],[22,3,22,4],[0,12,0,16],[7,20,7,22],[1,20,1,22],[21,3,21,4],[23,3,23,4],[3,20,3,22],[2,20,2,22],[4,20,4,22],[5,20,5,22],[6,20,6,22],[1,3,1,5],[2,3,3,4],[4,3,5,4],[2,5,3,5],[4,5,5,5],[17,3,17,6]]}
[null,null,null,null,null,null,null,null,null,null,null,null,"Možné varianty vrstev střechy"]
[null,null,null,"Přesahy střechy výpočet",null,null,null,null,null,null,null,"Vrstvy přesahů","Sloupec1","Cena","tepelny odpor R","lambda  λ","tloušťka d",{"$f":"Podlahy!R2","v":"Vrstva"},{"$f":"Podlahy!S2","v":"Nastavování vrstev"},{"$f":"Podlahy!T2","v":"Výsledek nastavení"},"Vrstvi nic",null,null,"Posouzení nic","Posouzený pro dáné kce","pro cenu"]
[null,null,null,"Rozměr střechy s přesahy v ose x",null,{"$f":"Úvod!B7+2*Úvod!H67","v":16},true,true,{"$f":"IF(G3=TRUE,1,0)","v":1},1,null,{"$f":"IF(I3=1,Úvod!A51,\"\")","v":"Taška betonová Moravská plus 33,5x42"},"Nic",0,0,0,0,1,true,{"$f":"IF(S3=TRUE,1,0)","v":1},{"$f":"Úvod!A51","v":"Taška betonová Moravská plus 33,5x42"},null,null,{"$f":"IF(U3=\"Nic\",0,1)","v":1},{"$f":"X3*T3","v":1},{"$f":"IF((SUM(X3:X8))>0,1,0)","v":1}]
[null,null,null,null,null,null,true,true,1,1,null,{"$f":"IF(I4=1,Úvod!A52,\"\")","v":"Laťování 30x50 150-360mm max60°"},"Asf. Pás  Bitagit 40 mineral",198.9,{"$f":"(Q4/1000)/P4","v":1.9047619047619049E-2},0.21,4,2,true,1,{"$f":"Úvod!A52","v":"Laťování 30x50 150-360mm max60°"},null,null,1,1]
[null,null,null,"Rozměr střechy s přesahy v ose y",null,{"$f":"Úvod!B8+2*Úvod!H65","v":10},true,false,1,0,null,{"$f":"IF(I5=1,Úvod!A53,\"\")","v":"Folie podstřešní difuzní JUTAFOL D"},"Asf. Pás  Bitubitagit PE V60S35",173.49,1.6666666666666666E-2,0.21,3.5,3,true,1,{"$f":"Úvod!A53","v":"Folie podstřešní difuzní JUTAFOL D"},null,null,1,1]
[null,null,null,null,null,null,false,true,0,1,null,{"$f":"IF(I6=1,Úvod!A54,\"\")","v":""},"Asf. Pás Bitubitagit V60 design barevný",185.7,1.9047619047619049E-2,0.21,4,4,true,1,{"$f":"Úvod!A54","v":"Kontrolatě po 1m sklon do 60° 30x50"},null,null,1,1]
[null,null,null,"Plocha střechy s přesahy",null,{"$f":"Úvod!Q5*((Střecha!F5/Střecha!F9)*Střecha!F3)+Úvod!R5*((Střecha!F3/Střecha!F9)*Střecha!F5)","v":208.86516629316458},false,true,0,1,null,{"$f":"IF(I7=1,Úvod!A55,\"\")","v":""},"Asf. Pás Dekbit V60",180.42,1.6666666666666666E-2,0.21,3.5,5,true,1,{"$f":"Úvod!A55","v":"Parotěsná folie JUTAFOL N 140g SDK podhled"},null,null,1,1]
[null,null,null,null,null,null,true,false,1,0,null,{"$f":"IF(I8=1,Úvod!A56,\"\")","v":"SDK podkroví +300 mm ISOVER ORSIK"},"Asf. Pás Extrasklobit PE (G200 S 40)",216.5,1.9047619047619049E-2,0.21,4,6,true,1,{"$f":"Úvod!A56","v":"SDK podkroví +300 mm ISOVER ORSIK"},null,null,1,1]
[null,null,null,"Úhel sklonu střechy",null,{"$f":"COS(Úvod!B10*PI()/180)","v":0.76604444311897801},null,"cena","v presahu","uvazovane",null,null,"Asf. Pás Glasbit G200 S40",234.1,1.9047619047619049E-2,0.21,4,null,null,null,null,null,null,{"$f":"IF(SUM(Y3:Y8)>0,1,0)","v":1}]
[null,null,null,null,null,null,null,{"$f":"Úvod!D51","v":452},{"$f":"H10*I3","v":452},{"$f":"H10*I3*J3","v":452},null,null,"Asfaltový nátěr střecha do 10°",21.623000000000001,0,0,0]
[null,null,null,null,null,null,null,{"$f":"Úvod!D52","v":70.540000000000006},70.540000000000006,70.540000000000006,null,null,"Asfaltový nátěr střecha nad 10°",23.303000000000001,0,0,0]
[null,null,null,null,null,null,null,{"$f":"Úvod!D53","v":48.2},48.2,0,null,null,"Betonová mazanina 50mm",175.82499999999999,{"$f":"(Q12/1000)/P12","v":3.4965034965034968E-2},1.43,50]
[null,null,null,null,null,null,null,{"$f":"Úvod!D54","v":19.149999999999999},0,0,null,null,"Betonová mazanina 60mm",210.99,4.195804195804196E-2,1.43,60]
[null,null,null,null,null,null,null,{"$f":"Úvod!D55","v":49.2},0,0,null,null,"Betonová mazanina 70mm",246.155,4.8951048951048959E-2,1.43,70]
[null,null,null,null,null,null,null,{"$f":"Úvod!D56","v":1200},1200,0,null,null,"Deska Cetris na sraz šroub krokev 12",306,3.4285714285714287E-2,0.35,12]
[null,null,null,null,null,null,null,null,{"$f":"SUM(I10:I15)","v":1770.74},{"$f":"SUM(J10:J15)","v":522.54},null,null,"Deska Cetris na sraz šroub krokev 14",351,0.04,0.35,14]
[null,null,null,null,null,null,null,null,null,null,null,null,"Deska Cetris na sraz šroub krokev 16",383,4.5714285714285721E-2,0.35,16]
[null,null,null,"Výpočet ceny krovu",null,null,null,null,null,null,null,null,"Deska Cetris na sraz šroub krokev 18",421,5.1428571428571428E-2,0.35,18]
[null,null,null,"Jedná se o sedlovou střechu",null,{"$f":"IF(Úvod!B10>0,1,0)","v":1},null,null,null,null,null,null,"Deska Cetris na sraz šroub krokev 20",460,5.7142857142857148E-2,0.35,20]
[null,null,null,"Cena hambálku (Kč)",null,919,null,null,null,null,null,null,"Folie podstřešní difuzní JUTAFOL D",48.2,1.25E-3,0.2,0.25]
[null,null,null,"Cena složitějšího krovu (Kč)",null,1200,null,null,null,null,null,null,"Hydroizolace Fatrafol 804 ",418.4,1.2500000000000001E-2,0.16,2]
[null,null,null,"Max rozpětí hambálku (m)",null,10.1,null,null,null,null,null,null,"Kontrolatě po 1m sklon do 60° 30x50",19.149999999999999,0,0,30]
[null,null,null,"Rozpětí X (m)",null,{"$f":"Úvod!B7","v":14},null,null,null,null,null,null,"Kontrolatě po 1m sklon do 60° 40x50",22.73,0,0,40]
[null,null,null,"Rozpětí Y (m)",null,{"$f":"Úvod!B8","v":8},null,null,null,null,null,null,"Kontrolatě po 1m sklon do 60° 50x52",26.31,0,0,50]
[null,null,null,"Posouzení X (Kč)",null,{"$f":"IF(F23<F22,F20,F21)","v":1200},null,null,null,null,null,null,"Laťování 30x50 150-360mm max60°",70.540000000000006,0,0,30]
[null,null,null,"Posouzení Y (Kč)",null,{"$f":"IF(F24<F22,F20,F21)","v":919},null,null,null,null,null,null,"Laťování 40x50 150-360mm max60°",81.5,0,0,40]
[null,null,null,"Spínač hřebene",null,{"$f":"Úvod!Q5","v":"0"},{"$f":"Úvod!R5","v":"1"},null,null,null,null,null,"Laťování 50x50 150-360mm max60°",92.2,0,0,50]
[null,null,null,"Cena daného krovu za m2 (Kč)",null,{"$f":"F19*(F27*F26+G27*F25)","v":1200},null,null,null,null,null,null,"Omítka vnitřní Cemix 032  10mm",135,{"$f":"(Q28/1000)/P28","v":2.6315789473684209E-2},0.38,10]
[null,null,null,null,null,null,null,null,null,null,null,null,"Omítka vnitřní štuk Cemix 033 15mm",198,3.4883720930232558E-2,0.43,15]
[null,null,null,null,null,null,null,null,null,null,null,null,"Omítka vnitřní VC Cemix MCV 073 5mm",106,1.0416666666666668E-2,0.48,5]
[null,null,null,null,null,null,null,null,null,null,null,null,"Omítka vnitřní VS Cemix 016 10mm",188,2.1276595744680854E-2,0.47,10]
[null,null,null,null,null,null,null,null,null,null,null,null,"OSB deska na sraz šroub krokev 15mm",275,0.11538461538461538,0.13,15]
[null,null,null,null,null,null,null,null,null,null,null,null,"OSB deska na sraz šroub krokev 18mm",314,0.13846153846153844,0.13,18]
[null,null,null,null,null,null,null,null,null,null,null,null,"OSB deska na sraz šroub krokev 22mm",368,0.16923076923076921,0.13,22]
[null,null,null,null,null,null,null,null,null,null,null,null,"OSB deska na sraz šroub krokev 25mm",411,0.19230769230769232,0.13,25]
[null,null,null,null,null,null,null,null,null,null,null,null,"Parotěsná folie JUTAFOL N 140g SDK podhled",49.2,1.25E-3,0.2,0.25]
[null,null,null,null,null,null,null,null,null,null,null,null,"Polystyren EPS 100mm (pro ploch. střechu)",261.89999999999998,{"$f":"(Q37/1000)/P37","v":2.5},0.04,100]
[null,null,null,null,null,null,null,null,null,null,null,null,"Polystyren EPS 120mm (pro ploch. střechu)",309.2,3,0.04,120]
[null,null,null,null,null,null,null,null,null,null,null,null,"Polystyren EPS 140mm (pro ploch. střechu)",356.5,3.5000000000000004,0.04,140]
[null,null,null,null,null,null,null,null,null,null,null,null,"Polystyren EPS 160mm (pro ploch. střechu)",403.8,4,0.04,160]
[null,null,null,null,null,null,null,null,null,null,null,null,"Polystyren EPS 180mm (pro ploch. střechu)",450,4.5,0.04,180]
[null,null,null,null,null,null,null,null,null,null,null,null,"Polystyren EPS 200mm (pro ploch. střechu)",476.4,5,0.04,200]
[null,null,null,null,null,null,null,null,null,null,null,null,"Polystyren EPS 20mm (pro ploch. střechu)",73.58,0.5,0.04,20]
[null,null,null,null,null,null,null,null,null,null,null,null,"Polystyren EPS 30mm (pro ploch. střechu)",97.01,0.75,0.04,30]
[null,null,null,null,null,null,null,null,null,null,null,null,"Polystyren EPS 40mm (pro ploch. střechu)",120.55,1,0.04,40]
[null,null,null,null,null,null,null,null,null,null,null,null,"Polystyren EPS 50mm (pro ploch. střechu)",144.19999999999999,1.25,0.04,50]
[null,null,null,null,null,null,null,null,null,null,null,null,"Polystyren EPS 60mm (pro ploch. střechu)",168.4,1.5,0.04,60]
[null,null,null,null,null,null,null,null,null,null,null,null,"Polystyren EPS 80mm (pro ploch. střechu)",215.7,2,0.04,80]
[null,null,null,null,null,null,null,null,null,null,null,null,"SDK podkroví +200 mm ISOVER ORSIK",946,6.05,3.7999999999999999E-2,230]
[null,null,null,null,null,null,null,null,null,null,null,null,"SDK podkroví +240 mm ISOVER ORSIK",1110.9000000000001,6.45,3.7999999999999999E-2,270]
[null,null,null,null,null,null,null,null,null,null,null,null,"SDK podkroví +250 mm ISOVER ORSIK",1125.3,6.71,3.7999999999999999E-2,280]
[null,null,null,null,null,null,null,null,null,null,null,null,"SDK podkroví +260 mm ISOVER ORSIK",1139.8,6.97,3.7999999999999999E-2,290]
[null,null,null,null,null,null,null,null,null,null,null,null,"SDK podkroví +280 mm ISOVER ORSIK",1170,7.5,3.7999999999999999E-2,310]
[null,null,null,null,null,null,null,null,null,null,null,null,"SDK podkroví +300 mm ISOVER ORSIK",1200,8.02,3.7999999999999999E-2,330]
[null,null,null,null,null,null,null,null,null,null,null,null,"Taška betonová Moravská plus 33,5x42",452,0,0]
[null,null,null,null,null,null,null,null,null,null,null,null,"Taška keramická bobrovka glazovaná 18x38",1060,{"$f":"(Q56/1000)/P56","v":0},1.43]
[null,null,null,null,null,null,null,null,null,null,null,null,"Taška keramická bobrovka režná 18x38",737,{"$f":"(Q57/1000)/P57","v":0},1.43]
[null,null,null,null,null,null,null,null,null,null,null,null,"Taška keramická Stodo 12 režná 27,5x43",483,0,0]
[null,null,null,null,null,null,null,null,null,null,null,null,"ŽLB deska  200mm",{"$f":"2640*Tabulka46[[#This Row],[tloušťka d]]/1000+358+104+120+27+38400*0.15*Tabulka46[[#This Row],[tloušťka d]]/1000","v":2289},{"$f":"(Q59/1000)/P59","v":0.13986013986013987},1.43,200]
[null,null,null,null,null,null,null,null,null,null,null,null,"ŽLB deska  250mm",{"$f":"2640*Tabulka46[[#This Row],[tloušťka d]]/1000+358+104+120+27+38400*0.15*Tabulka46[[#This Row],[tloušťka d]]/1000","v":2709},{"$f":"(Q60/1000)/P60","v":0.17482517482517484},1.43,250]
[]
[null,null,null,null,null,null,null,null,null,null,null,null,{"$f":"1/(SUM(Úvod!E51:E56)+0.13+0.04)","v":0.12206286237412269}]

{"sheet":"Teplotní oblasti","index":5,"n_rows":11,"n_cols":4,"rows_kept":11,"cut":false,"hidden":false,"merged":[[2,0,2,3],[3,3,4,3],[3,2,4,2],[3,0,4,0],[3,1,4,1]]}
[]
[]
["Teplotní oblasti České republiky v zimním období,jejich průměrná nadmořská výška základní návrhová teplota venkovního vzduchu a teplotní gradient"]
["Teplotní oblast","Průměrná nadmořská výška v teplotní oblasti hm (m n.m.)","Základní návrhová teplota venkovního vzduchu pro 100 m n.m. θe,100 (°C)","Základní teplotní gradient nad 100 m n.m.  ∆θe,0"]
[]
[1,240,-12,-0.5]
[2,320,-14,-0.3]
[3,540,-16,-0.2]
[4,820,-18,-0.2]
["zvolene θe,100 =",{"$f":"VLOOKUP(Úvod!C65,$A$6:$D$9,3,0)","v":-16},"zvolené  ∆θe,100 =",{"$f":"VLOOKUP(Úvod!C65,$A$6:$D$9,4,0)","v":-0.2}]
["θe (°C) nezaokrouhlené",{"$f":"B10+(D10*((Úvod!C66-100)/100))","v":-16.920000000000002}]

{"sheet":"Výsledky simulace","index":6,"n_rows":3318,"n_cols":33,"rows_kept":3318,"cut":false,"hidden":false,"merged":[[1,14,1,16],[0,0,0,25],[1,0,1,2],[1,3,1,4],[1,5,1,7],[1,8,1,10],[1,11,1,13]]}
["Výsledky simulace"]
["Minimální cena objektu",null,null,{"$f":"S3","v":1832347.4212},null,"Maximální cena objektu",null,null,{"$f":"T3","v":10005975.6665},null,null,"Medián ceny objektu",null,null,{"$f":"U3","v":4953807.3267000001},null,null,null,"Min","Max","Median",null,null,null,null,null,null,null,null,null,null,{"$f":"D2","v":1832347.4212},{"$f":"O2","v":4953807.3267000001}]
["Plocha střešních oken (m2)","Rozměr X (m)","Rozměr Y (m)","Rozměr Z  (m)","Plocha zdí (m2)","Plocha oken (m2)","Plocha štítů (m2)","Plocha podlahy (m2)","Plocha střechy (m2)","Celková plocha (m2)","Obvod objektu (m)","Objem objektu (m3)","Okna (Kč)","Podlaha (Kč)","Stěna (Kč)","Střecha obálka (Kč)","Střecha přesahy (Kč)","Cena celkem (Kč)",{"$f":"MIN(R4:R3319)","v":1832347.4212},{"$f":"MAX(R4:R3319)","v":10005975.6665},{"$f":"MEDIAN(R4:R3319)","v":4953807.3267000001},"Sklon střechy (°)","Střešní okna (Kč)","A/V","A *Uem","V *Uem","cena/m3","cena/(A/v)","cena/W/k","Uem (W/(m2.K)",null,{"$f":"I2","v":10005975.6665}]
[10,10,8,10,295,65,41.954981558863992,80,94.432583146582289,586.38756470544627,36,967.81992623545602,353275,205483.04,900343.71070000005,239395.09719999999,32420.5733,1832347.4212,null,null,null,40,101430,0.60588498832249393,231.04708563372378,381.33819138417817,1893.2730888654098,3024249.5795819135,4805.0456592303426,0.39401771036836902]
[10,10,8,11,331,65,41.954981558863992,80,94.432583146582289,622.38756470544627,36,1047.819926235456,353275,205483.04,996535.71070000005,239395.09719999999,32420.5733,1928539.4212,null,null,null,40,101430,0.59398332587692104,242.10833876633006,407.60123764231253,1840.5256217430742,3246790.5026830775,4731.4366177211423,0.38899931890655826]
[10,10,8,12,367,65,41.954981558863977,80,94.43258314658226,658.38756470544627,36,1127.819926235456,353275,205483.04,1092727.7106999999,239395.09719999999,32420.5733,2024731.4212,null,null,null,40,101430,0.58377011204534623,253.16959189893629,433.68029070880311,1795.2612594526811,3468371.1608928978,4668.7190185657091,0.3845297290999124]
[10,10,8,13,403,65,41.954981558863977,80,94.43258314658226,694.38756470544627,36,1207.819926235456,353275,205483.04,1188919.7106999999,239395.09719999999,32420.5733,2120923.4212000002,null,null,null,40,101430,0.57490984344803753,264.23084503154251,459.60396754873909,1755.9930707715739,3689140.906840276,4614.6760492975491,0.38052358432373018]
[10,10,8,14,439,65,41.954981558863977,80,94.43258314658226,730.38756470544627,36,1287.819926235456,353275,205483.04,1285111.7106999999,239395.09719999999,32420.5733,2217115.4212000002,null,null,null,40,101430,0.56715038323759193,275.29209816414874,485.39524313223063,1721.6036000392905,3909219.6474466557,4567.6496681392318,0.37691235649003646]
[10,10,8,15,475,65,41.954981558863977,80,94.43258314658226,766.38756470544627,36,1367.819926235456,353275,205483.04,1381303.7106999999,239395.09719999999,32420.5733,2313307.4212000002,null,null,null,40,101430,0.56029858171076286,286.35335129675502,511.0727755591148,1691.2368191447761,4128704.7597837211,4526.3757567178791,0.37364039356094225]
[10,10,8,16,511,65,41.954981558863977,80,94.43258314658226,802.38756470544627,36,1447.819926235456,353275,205483.04,1477495.7106999999,239395.09719999999,32420.5733,2409499.4212000002,null,null,null,40,101430,0.55420397949057898,297.41460442936125,536.65187446460232,1664.2259009891834,4347676.1452057641,4489.8742291977705,0.37066203105794782]
[10,10,8,17,547,65,41.954981558863977,80,94.43258314658226,838.38756470544627,36,1527.819926235456,353275,205483.04,1573687.7106999999,239395.09719999999,32420.5733,2505691.4212000002,null,null,null,40,101430,0.54874763073108412,308.47585756196747,562.14521992740458,1640.0436845874312,4566199.9813484726,4457.3738820244344,0.36793944775450649]
[10,10,8,18,583,65,41.954981558863977,80,94.43258314658226,874.38756470544627,36,1607.819926235456,353275,205483.04,1669879.7106999999,239395.09719999999,32420.5733,2601883.4212000002,null,null,null,40,101430,0.54383426305253868,319.5371106945737,587.56340378595075,1618.267928362684,4784331.5472712917,4428.259834503172,0.36544105107695091]
[10,10,8,19,619,65,41.954981558863977,80,94.43258314658226,910.38756470544627,36,1687.819926235456,353275,205483.04,1766071.7106999999,239395.09719999999,32420.5733,2698075.4212000002,null,null,null,40,101430,0.5393866671167884,330.59836382717998,612.91534252106123,1598.5564450747604,5002117.3783020219,4402.0360301497631,0.36314024558776165]
[10,10,8,20,655,65,41.954981558863977,80,94.43258314658226,946.38756470544627,36,1767.819926235456,353275,205483.04,1862263.7106999999,239395.09719999999,32420.5733,2794267.4212000002,null,null,null,40,101430,0.5353416095499971,341.65961695978621,638.20859590380405,1580.6289881343528,5219596.9290676443,4378.2980034171605,0.36101448254566232]
[10,10,8,21,691,65,41.954981558863977,80,94.43258314658226,982.38756470544627,36,1847.819926235456,353275,205483.04,1958455.7106999999,239395.09719999999,32420.5733,2890459.4212000002,null,null,null,40,101430,0.53164680754734261,352.72087009239249,663.44961558145542,1564.2538432291924,5436803.8708704226,4356.7127831946373,0.35904451844130414]
[10,10,8,22,727,65,41.954981558863977,80,94.43258314658226,1018.3875647054463,36,1927.819926235456,353275,205483.04,2054647.7106999999,239395.09719999999,32420.5733,2986651.4212000002,null,null,null,40,101430,0.52825865675851746,363.78212322499871,688.64394093837666,1549.2377584463859,5653767.1138905361,4337.0038472124679,0.35721383079752883]
[10,10,8,23,763,65,41.954981558863977,80,94.43258314658226,1054.3875647054463,36,2007.819926235456,353275,205483.04,2150839.7107000002,239395.09719999999,32420.5733,3082843.4212000002,null,null,null,40,101430,0.52514050235688259,374.84337635760494,713.79635483317463,1535.4182817527089,5870511.6199820582,4318.9397092533536,0.35550815364777294]
[10,10,8,24,799,65,41.954981558863977,80,94.43258314658226,1090.3875647054463,36,2087.819926235456,353275,205483.04,2247031.7107000002,239395.09719999999,32420.5733,3179035.4212000002,null,null,null,40,101430,0.52226130759826683,385.90462949021116,738.91100848515509,1522.6578601256131,6087059.0544583639,4302.3251578382224,0.35391510503373924]
[10,10,8,25,835,65,41.954981558863977,80,94.43258314658226,1126.387564705446,36,2167.819926235456,353275,205483.04,2343223.7107000002,239395.09719999999,32420.5733,3275227.4212000002,null,null,null,40,101430,0.51959461718828415,396.96588262281739,763.99152241211527,1510.8392452582145,6303428.3128888905,4286.9944562585852,0.35242388593541091]
[10,10,8,26,871,65,41.954981558863977,80,94.43258314658226,1162.387564705446,36,2247.819926235456,353275,205483.04,2439415.7107000002,239395.09719999999,32420.5733,3371419.4212000002,null,null,null,40,101430,0.51711774201243887,408.02713575542367,789.04106861142827,1499.8618803311308,6519635.9500042023,4272.8060114062155,0.35102503514722261]
[10,10,9,10,315,65,41.954981558863992,90,107.48665603990507,629.44163759876903,38,1088.797417014888,353275,231168.42,953783.71070000005,272488.3469,34041.601900000001,1946187.0795,null,null,null,40,101430,0.57810721054471625,243.02002243504347,420.37189296784601,1787.4648204621553,3366481.2408937057,4629.6793674381979,0.38608825333216046]
[10,10,9,11,353,65,41.954981558863992,90,107.48665603990507,667.44163759876903,38,1178.797417014888,353275,231168.42,1055319.7106999999,272488.3469,34041.601900000001,2047723.0795,null,null,null,40,101430,0.56620554809914325,254.69578963057228,449.82920157817796,1737.128916272738,3616571.9082032316,4552.2235380450102,0.3816000909785644]
[10,10,9,12,391,65,41.954981558863977,90,107.48665603990504,705.44163759876903,38,1268.797417014888,353275,231168.42,1156855.7106999999,272488.3469,34041.601900000001,2149259.0795,null,null,null,40,101430,0.55599233426756844,266.37155682610114,479.09213924145797,1693.9339966349853,3865627.180553636,4486.1080019536048,0.37759545599377298]
[10,10,9,13,429,65,41.954981558863977,90,107.48665603990504,743.44163759876903,38,1358.797417014888,353275,231168.42,1258391.7106999999,272488.3469,34041.601900000001,2250795.0795,null,null,null,40,101430,0.54713206567025974,278.04732402162989,508.19051097107649,1656.4611113766298,4113805.8263261481,4429.0379905426425,0.37400020386225713]
[10,10,9,14,467,65,41.954981558863977,90,107.48665603990504,781.44163759876903,38,1448.797417014888,353275,231168.42,1359927.7106999999,272488.3469,34041.601900000001,2352331.0795,null,null,null,40,101430,0.53937260545981414,289.72309121715875,537.14832433910942,1623.6438938239787,4361235.7315010792,4379.2952019694194,0.37075461208776411]
[10,10,9,15,505,65,41.954981558863977,90,107.48665603990504,819.44163759876903,38,1538.797417014888,353275,231168.42,1461463.7106999999,272488.3469,34041.601900000001,2453867.0795,null,null,null,40,101430,0.53252080393298507,301.39885841268756,565.98513370121213,1594.6654526392631,4608021.0602119155,4335.5680801672615,0.3678100362289185]
[10,10,9,16,543,65,41.954981558863977,90,107.48665603990504,857.44163759876903,38,1628.797417014888,353275,231168.42,1562999.7106999999,272488.3469,34041.601900000001,2555403.0795,null,null,null,40,101430,0.52642620171280119,313.07462560821637,594.71702698228978,1568.8894474105232,4854247.5112557365,4296.8386032106546,0.36512645511940534]
[10,10,9,17,581,65,41.954981558863977,90,107.48665603990504,895.44163759876903,38,1718.797417014888,353275,231168.42,1664535.7106999999,272488.3469,34041.601900000001,2656939.0795,null,null,null,40,101430,0.52096985295330644,324.75039280374517,623.35736120387753,1545.8128184405814,5099986.2361753816,4262.3048108277444,0.36267064113145459]
[10,10,9,18,619,65,41.954981558863977,90,107.48665603990504,933.44163759876903,38,1808.797417014888,353275,231168.42,1766071.7106999999,272488.3469,34041.601900000001,2758475.0795,null,null,null,40,101430,0.51605648527476089,336.42615999927398,651.91731835353767,1525.0326286271286,5345296.8003211832,4231.3265837006675,0.36041477736595628]
[10,10,9,19,657,65,41.954981558863977,90,107.48665603990504,971.44163759876903,38,1898.797417014888,353275,231168.42,1867607.7106999999,272488.3469,34041.601900000001,2860011.0795,null,null,null,40,101430,0.51160888933901061,348.10192719480278,680.40633079019437,1506.2223351980422,5590229.4489434259,4203.3869323389199,0.35833539939182435]
[10,10,9,20,695,65,41.954981558863977,90,107.48665603990504,1009.441637598769,38,1988.797417014888,353275,231168.42,1969143.7106999999,272488.3469,34041.601900000001,2961547.0795,null,null,null,40,101430,0.50756383177221942,359.77769439033159,708.83241056425368,1489.1145041657128,5834826.8614483066,4178.0638630317244,0.35641257601198273]
[10,10,9,21,733,65,41.954981558863977,90,107.48665603990504,1047.4416375987691,38,2078.7974170148882,353275,231168.42,2070679.7106999999,272488.3469,34041.601900000001,3063083.0795,null,null,null,40,101430,0.50386902976956482,371.45346158586045,737.20240705355081,1473.4880149710316,6079125.5237993486,4155.0096014562678,0.35462926835466191]
[10,10,9,22,771,65,41.954981558863977,90,107.48665603990504,1085.4416375987691,38,2168.7974170148882,353275,231168.42,2172215.7107000002,272488.3469,34041.601900000001,3164619.0795,null,null,null,40,101430,0.50048087898073967,383.12922878138926,765.5222104821579,1459.1584509907459,6323156.8126421096,4133.9350265630646,0.35297082358933057]
[10,10,9,23,809,65,41.954981558863977,90,107.48665603990504,1123.4416375987691,38,2258.7974170148882,353275,231168.42,2273751.7107000002,272488.3469,34041.601900000001,3266155.0795,null,null,null,40,101430,0.4973627245791048,394.80499597691812,793.79691413550029,1445.9707873407078,6566947.8594081858,4114.5978541391078,0.35142457139186123]
[10,10,9,24,847,65,41.954981558863977,90,107.48665603990504,1161.4416375987689,38,2348.7974170148882,353275,231168.42,2375287.7107000002,272488.3469,34041.601900000001,3367691.0795,null,null,null,40,101430,0.49448352982048899,406.48076317244687,822.03094473138572,1433.7937597888751,6810522.2447888991,4096.7935588174632,0.34997949962671265]
[10,10,9,25,885,65,41.954981558863977,90,107.48665603990504,1199.4416375987689,38,2438.7974170148882,353275,231168.42,2476823.7107000002,272488.3469,34041.601900000001,3469227.0795,null,null,null,40,101430,0.49181683941050636,418.15653036797573,850.22816800900887,1422.5154805070047,7053900.5611975482,4080.3483230249976,0.34862599167818392]
[10,10,9,26,923,65,41.954981558863977,90,107.48665603990504,1237.4416375987689,38,2528.7974170148882,353275,231168.42,2578359.7107000002,272488.3469,34041.601900000001,3570763.0795,null,null,null,40,101430,0.48933996423466114,429.83229756350454,878.39197486306284,1412.0399900357668,7297100.8715973776,4065.1135048004512,0.34735561217867666]
[10,10,10,10,335,65,41.954981558863992,100,120.54072893322785,672.4957104920918,40,1209.7749077943199,353275,256853.8,1007223.7107000001,305581.59649999999,35662.630599999997,2060026.7378,null,null,null,40,101430,0.555884988322494,254.99295923636319,458.71531808380161,1702.818205739552,3705850.6365779769,4490.8610125435453,0.37917410514005317]
[10,10,10,11,375,65,41.954981558863992,100,120.54072893322785,712.4957104920918,40,1309.7749077943199,353275,256853.8,1114103.7106999999,305581.59649999999,35662.630599999997,2166906.7377999998,null,null,null,40,101430,0.54398332587692111,267.28324049481455,491.34454638649845,1654.4115518964693,3983406.5397977456,4410.1572995470615,0.37513663108261086]
[10,10,10,12,415,65,41.954981558863977,100,120.54072893322783,752.4957104920918,40,1409.7749077943199,353275,256853.8,1220983.7106999999,305581.59649999999,35662.630599999997,2273786.7377999998,null,null,null,40,101430,0.53377011204534619,279.57352175326594,523.77140541266363,1612.8721863808285,4259861.4769308912,4341.1815046443935,0.37152839259434428]
[10,10,10,13,455,65,41.954981558863977,100,120.54072893322783,792.4957104920918,40,1509.7749077943199,353275,256853.8,1327863.7106999999,305581.59649999999,35662.630599999997,2380666.7377999998,null,null,null,40,101430,0.52490984344803759,291.86380301171732,556.02653799463337,1576.8355438606743,4535382.1566783497,4281.5703481081573,0.36828439466314283]
[10,10,10,14,495,65,41.954981558863977,100,120.54072893322783,832.4957104920918,40,1609.7749077943199,353275,256853.8,1434743.7106999999,305581.59649999999,35662.630599999997,2487546.7377999998,null,null,null,40,101430,0.51715038323759199,304.15408427016871,588.13469762127704,1545.276128851729,4810103.2474652808,4229.5527672487106,0.36535213387511861]
[10,10,10,15,535,65,41.954981558863977,100,120.54072893322783,872.4957104920918,40,1709.7749077943199,353275,256853.8,1541623.7106999999,305581.59649999999,35662.630599999997,2594426.7377999998,null,null,null,40,101430,0.51029858171076281,316.4443655286201,620.11609843740598,1517.4083594348529,5084134.7219529925,4183.7758193612435,0.362688734996925]
[10,10,10,16,575,65,41.954981558863977,100,120.54072893322783,912.4957104920918,40,1809.7749077943199,353275,256853.8,1648503.7106999999,305581.59649999999,35662.630599999997,2701306.7377999998,null,null,null,40,101430,0.50420397949057905,328.73464678707148,651.98741017317548,1492.6202845475952,5357567.2698345473,4143.1884967250471,0.3602588406796905]
[10,10,10,17,615,65,41.954981558863977,100,120.54072893322783,952.4957104920918,40,1909.7749077943199,353275,256853.8,1755383.7106999999,305581.59649999999,35662.630599999997,2808186.7377999998,null,null,null,40,101430,0.49874763073108419,341.02492804552287,683.76250238148486,1470.4281255231015,5630476.3467702158,4106.9621806670993,0.35803303289348964]
[10,10,10,18,655,65,41.954981558863977,100,120.54072893322783,992.4957104920918,40,2009.7749077943199,353275,256853.8,1862263.7106999999,305581.59649999999,35662.630599999997,2915066.7377999998,null,null,null,40,101430,0.49383426305253864,353.31520930397426,715.45300870787355,1450.4443888386845,5902925.2442310266,4074.4349417213871,0.35598663608208053]
[10,10,10,19,695,65,41.954981558863977,100,120.54072893322783,1032.4957104920918,40,2109.7749077943199,353275,256853.8,1969143.7106999999,305581.59649999999,35662.630599999997,3021946.7377999998,null,null,null,40,101430,0.48938666711678841,365.60549056242564,747.06875999786212,1432.3550472966676,6174967.4457679717,4045.0717519598916,0.35409879852011833]
[10,10,10,20,735,65,41.954981558863977,100,120.54072893322783,1072.4957104920918,40,2209.7749077943199,353275,256853.8,2076023.7106999999,305581.59649999999,35662.630599999997,3128826.7377999998,null,null,null,40,101430,0.48534160954999717,377.89577182087703,778.61812048478066,1415.902916990801,6446648.4560020845,4018.4355533505895,0.35235177924160427]
[10,10,10,21,775,65,41.954981558863977,100,120.54072893322783,1112.4957104920918,40,2309.7749077943199,353275,256853.8,2182903.7107000002,305581.59649999999,35662.630599999997,3235706.7377999998,null,null,null,40,101430,0.48164680754734263,390.18605307932842,810.10825145140359,1400.8753523645032,6718007.2350443378,3994.1658809694986,0.35073038880009422]
[10,10,10,22,815,65,41.954981558863977,100,120.54072893322783,1152.4957104920918,40,2409.7749077943199,353275,256853.8,2289783.7107000002,305581.59649999999,35662.630599999997,3342586.7377999998,null,null,null,40,101430,0.47825865675851748,402.47633433777975,841.54531998570428,1387.0950050262345,6989077.3342066146,3971.9628384313728,0.3492215464870847]
[10,10,10,23,855,65,41.954981558863977,100,120.54072893322783,1192.4957104920918,40,2509.7749077943199,353275,256853.8,2396663.7107000002,305581.59649999999,35662.630599999997,3449466.7377999998,null,null,null,40,101430,0.4751405023568826,414.76661559623113,872.93466572272132,1374.4127918111074,7259887.8031410761,3951.5749268396489,0.34781392666400013]
[10,10,10,24,895,65,41.954981558863977,100,120.54072893322783,1232.4957104920918,40,2609.7749077943199,353275,256853.8,2503543.7107000002,305581.59649999999,35662.630599999997,3556346.7377999998,null,null,null,40,101430,0.47226130759826684,427.05689685468252,904.28093511730617,1362.7024795194852,7530463.9203351652,3932.789689276945,0.34649767396283582]
[10,10,10,25,935,65,41.954981558863977,100,120.54072893322783,1272.4957104920918,40,2709.7749077943199,353275,256853.8,2610423.7107000002,305581.59649999999,35662.630599999997,3663226.7377999998,null,null,null,40,101430,0.46959461718828421,439.34717811313391,935.58819039226216,1351.8564687060368,7800827.7858310351,3915.426440240959,0.34526417220159605]
[10,10,10,26,975,65,41.954981558863977,100,120.54072893322783,1312.4957104920918,40,2809.7749077943199,353275,256853.8,2717303.7107000002,305581.59649999999,35662.630599999997,3770106.7377999998,null,null,null,40,101430,0.46711774201243905,451.63745937158529,966.85999856446995,1341.7824777994756,8070998.8055616608,3899.3305581331961,0.34410585555533252]
[10,10,11,10,355,65,41.954981558863992,110,133.59480182655065,715.54978338541468,42,1330.7523985737521,353275,282539.18,1060663.7106999999,338674.84620000003,37283.659299999999,2173866.3961999998,null,null,null,40,101430,0.53770317014067581,266.96589603768291,496.4930669235934,1633.5618846028765,4042874.4275121195,4378.4426026808515,0.37309199476605498]
[10,10,11,11,397,65,41.954981558863992,110,133.59480182655065,757.54978338541468,42,1440.7523985737521,353275,282539.18,1172887.7106999999,338674.84620000003,37283.659299999999,2286090.3961999998,null,null,null,40,101430,0.52580150769510292,279.87069135905688,532.27441774728766,1586.7337083158857,4347820.1615952272,4294.946967072392,0.36944197925625771]
[10,10,11,12,439,65,41.954981558863977,110,133.59480182655062,799.54978338541468,42,1550.7523985737521,353275,282539.18,1285111.7106999999,338674.84620000003,37283.659299999999,2398314.3961999998,null,null,null,40,101430,0.51558829386352811,292.77548668043084,567.8474282000011,1546.5488870819731,4651607.5417118575,4223.5189895220028,0.36617543117925083]
[10,10,11,13,481,65,41.954981558863977,110,133.59480182655062,841.54978338541468,42,1660.7523985737521,353275,282539.18,1397335.7106999999,338674.84620000003,37283.659299999999,2510538.3961999998,null,null,null,40,101430,0.50672802526621941,305.68028200180481,603.24329178598282,1511.6873522567107,4954410.0009763157,4161.7344615986531,0.36323493634815512]
[10,10,11,14,523,65,41.954981558863977,110,133.59480182655062,883.54978338541468,42,1770.7523985737521,353275,282539.18,1509559.7106999999,338674.84620000003,37283.659299999999,2622762.3961999998,null,null,null,40,101430,0.49896856505577381,318.58507732317872,638.48727081147456,1481.1570484198885,5256367.9955685567,4107.7755439361872,0.36057399742942181]
[10,10,11,15,565,65,41.954981558863977,110,133.59480182655062,925.54978338541468,42,1880.7523985737521,353275,282539.18,1621783.7106999999,338674.84620000003,37283.659299999999,2734986.3961999998,null,null,null,40,101430,0.49211676352894468,331.48987264455269,673.60004212710703,1454.1980104494262,5557596.4869424198,4060.252709482239,0.35815455699427751]
[10,10,11,16,607,65,41.954981558863977,110,133.59480182655062,967.54978338541468,42,1990.7523985737521,353275,282539.18,1734007.7106999999,338674.84620000003,37283.659299999999,2847210.3961999998,null,null,null,40,101430,0.48602216130876086,344.3946679659266,708.59869236937755,1430.2182422051997,5858190.4752799058,4018.0858740136455,0.35594516569566542]
[10,10,11,17,649,65,41.954981558863977,110,133.59480182655062,1009.5497833854147,42,2100.7523985737521,353275,282539.18,1846231.7106999999,338674.84620000003,37283.659299999999,2959434.3961999998,null,null,null,40,101430,0.480565812549266,357.29946328730063,743.49746477371707,1408.7497404087997,6158229.1517055128,3980.422982416811,0.3539196076979344]
[10,10,11,18,691,65,41.954981558863977,110,133.59480182655062,1051.5497833854147,42,2210.7523985737521,353275,282539.18,1958455.7106999999,338674.84620000003,37283.659299999999,3071658.3961999998,null,null,null,40,101430,0.4756524448707205,370.20425860867454,778.30832701657584,1389.4176471935937,6457779.0554378312,3946.5829794321585,0.3520558555171962]
[10,10,11,19,733,65,41.954981558863977,110,133.59480182655062,1093.5497833854147,42,2320.7523985737521,353275,282539.18,2070679.7106999999,338674.84620000003,37283.659299999999,3183882.3961999998,null,null,null,40,101430,0.47120484893497022,383.10905393004845,813.04140820274188,1371.9181753773612,6756896.5034002354,3916.0150565910617,0.3503352657105544]
[10,10,11,20,775,65,41.954981558863977,110,133.59480182655062,1135.5497833854147,42,2430.7523985737521,353275,282539.18,2182903.7107000002,338674.84620000003,37283.659299999999,3296106.3961999998,null,null,null,40,101430,0.46715979136817898,396.01384925142241,847.70533887689646,1356.002527484055,7055629.4806549437,3888.2690069179762,0.34874195305712297]
[10,10,11,21,817,65,41.954981558863977,110,133.59480182655062,1177.5497833854145,42,2540.7523985737521,353275,282539.18,2295127.7107000002,338674.84620000003,37283.659299999999,3408330.3961999998,null,null,null,40,101430,0.46346498936552433,408.91864457279632,882.30751827144263,1341.4649920500708,7354019.1262772251,3862.9733121069939,0.34726229866661734]
[10,10,11,22,859,65,41.954981558863977,110,133.59480182655062,1219.5497833854145,42,2650.7523985737521,353275,282539.18,2407351.7107000002,338674.84620000003,37283.659299999999,3520554.3961999998,null,null,null,40,101430,0.46007683857669923,421.82343989417029,916.85432633194443,1328.134003782543,7652100.9121980099,3839.818709520197,0.3458845597292533]
[10,10,11,23,901,65,41.954981558863977,110,133.59480182655062,1261.5497833854145,42,2760.7523985737521,353275,282539.18,2519575.7107000002,338674.84620000003,37283.659299999999,3632778.3961999998,null,null,null,40,101430,0.4569586841750643,434.72823521554432,951.35129338957177,1315.8653409232522,7949905.5865676291,3818.545705877691,0.34459855721978355]
[10,10,11,24,943,65,41.954981558863977,110,133.59480182655062,1303.5497833854145,42,2870.7523985737521,353275,282539.18,2631799.7107000002,338674.84620000003,37283.659299999999,3745002.3961999998,null,null,null,40,101430,0.4540794894164486,447.63303053691823,985.80323703276076,1304.5368865718024,8247459.9347500885,3798.9349755294834,0.34339542397405215]
[10,10,11,25,985,65,41.954981558863977,110,133.59480182655062,1345.5497833854145,42,2980.7523985737521,353275,282539.18,2744023.7107000002,338674.84620000003,37283.659299999999,3857226.3961999998,null,null,null,40,101430,0.45141279900646597,460.53782585829214,1020.2143733449957,1294.0445499597899,8544787.3977952618,3780.799895523111,0.3422673999467899]
[10,10,11,26,1027,65,41.954981558863977,110,133.59480182655062,1387.5497833854145,42,3090.7523985737521,353275,282539.18,2856247.7107000002,338674.84620000003,37283.659299999999,3969450.3961999998,null,null,null,40,101430,0.44893592383062081,473.44262117966599,1054.5884079401303,1284.2990586970552,8841908.5785871986,3763.9806831437163,0.34120766465368663]
[10,10,12,10,375,65,41.954981558863992,120,146.64887471987345,758.60385627873745,44,1451.729889353184,353275,308224.56,1114103.7106999999,371768.09580000001,38904.687899999997,2287706.0545000001,null,null,null,40,101430,0.52255165498916067,278.9388328390026,533.80145326453635,1575.848283655647,4377951.983553227,4285.6871978860981,0.36770025689997382]
[10,10,12,11,419,65,41.954981558863992,120,146.64887471987345,802.60385627873745,44,1571.729889353184,353275,308224.56,1231671.7106999999,371768.09580000001,38904.687899999997,2405274.0545000001,null,null,null,40,101430,0.51064999254358778,292.45814222329909,572.71741210950006,1530.3355053320663,4710220.4828946693,4199.7571640251508,0.36438666464833291]
[10,10,12,12,463,65,41.954981558863977,120,146.64887471987339,846.60385627873734,44,1691.729889353184,353275,308224.56,1349239.7106999999,371768.09580000001,38904.687899999997,2522842.0545000001,null,null,null,40,101430,0.50043677871201286,305.97745160759564,611.42079204309834,1491.2794709995937,5041280.2611389225,4126.1960458338244,0.36141750281238394]
[10,10,12,13,507,65,41.954981558863977,120,146.64887471987339,890.60385627873734,44,1811.729889353184,353275,308224.56,1466807.7106999999,371768.09580000001,38904.687899999997,2640410.0545000001,null,null,null,40,101430,0.49157651011470416,319.49676099189219,649.94310024565857,1457.3971925867411,5371310.4677290339,4062.524940215264,0.35874172196700826]
[10,10,12,14,551,65,41.954981558863977,120,146.64887471987339,934.60385627873734,44,1931.729889353184,353275,308224.56,1584375.7106999999,371768.09580000001,38904.687899999997,2757978.0545000001,null,null,null,40,101430,0.48381704990425856,333.01607037618868,688.30991062032331,1427.7244813933548,5700456.5155663434,4006.884125761394,0.3563178860636646]
[10,10,12,15,595,65,41.954981558863977,120,146.64887471987339,978.60385627873734,44,2051.7298893531838,353275,308224.56,1701943.7106999999,371768.09580000001,38904.687899999997,2875546.0545000001,null,null,null,40,101430,0.47696524837742954,346.53537976048517,726.54219765350012,1401.5227196282378,6028837.665324741,3957.8514004498506,0.35411201124654157]
[10,10,12,16,639,65,41.954981558863977,120,146.64887471987339,1022.6038562787373,44,2171.7298893531838,353275,308224.56,1819511.7106999999,371768.09580000001,38904.687899999997,2993114.0545000001,null,null,null,40,101430,0.47087064615724566,360.05468914478178,764.65732591991446,1378.2165402532034,6356552.6517643174,3914.3207722073116,0.35209596260963]
[10,10,12,17,683,65,41.954981558863977,120,146.64887471987339,1066.6038562787373,44,2291.7298893531838,353275,308224.56,1937079.7106999999,371768.09580000001,38904.687899999997,3110682.0545000001,null,null,null,40,101430,0.46541429739775086,373.57399852907821,802.66979467073747,1357.3510861468819,6683683.9174503842,3875.4193506743927,0.3502462477797863]
[10,10,12,18,727,65,41.954981558863977,120,146.64887471987339,1110.6038562787373,44,2411.7298893531838,353275,308224.56,2054647.7106999999,371768.09580000001,38904.687899999997,3228250.0545000001,null,null,null,40,101430,0.46050092971920531,387.09330791337476,840.59180542677404,1338.5620291560185,7010300.8400814151,3840.4491140974346,0.34854309727538241]
[10,10,12,19,771,65,41.954981558863977,120,146.64887471987339,1154.6038562787373,44,2531.7298893531838,353275,308224.56,2172215.7107000002,371768.09580000001,38904.687899999997,3345818.0545000001,null,null,null,40,101430,0.45605333378345508,400.61261729767125,878.43369979155023,1321.5541154446062,7336462.2218889231,3808.845283671119,0.34696975514081241]
[10,10,12,20,815,65,41.954981558863977,120,146.64887471987339,1198.6038562787373,44,2651.7298893531838,353275,308224.56,2289783.7107000002,371768.09580000001,38904.687899999997,3463386.0545000001,null,null,null,40,101430,0.45200827621666384,414.1319266819678,916.20430083333133,1306.0855362284335,7662218.2307314482,3780.1460343710496,0.34551192582318935]
[10,10,12,21,859,65,41.954981558863977,120,146.64887471987339,1242.6038562787373,44,2771.7298893531838,353275,308224.56,2407351.7107000002,371768.09580000001,38904.687899999997,3580954.0545000001,null,null,null,40,101430,0.44831347421400924,427.65123606626429,953.91118193810621,1291.9563584547107,7987611.9287893511,3753.9700993893634,0.34415733856400876]
[10,10,12,22,903,65,41.954981558863977,120,146.64887471987339,1286.6038562787373,44,2891.7298893531838,353275,308224.56,2524919.7107000002,371768.09580000001,38904.687899999997,3698522.0545000001,null,null,null,40,101430,0.44492532342518415,441.17054545056089,991.56088049626464,1278.9998360794671,8312680.4875846496,3729.9999699642754,0.34289540117388173]
[10,10,12,23,947,65,41.954981558863977,120,146.64887471987339,1330.6038562787373,44,3011.7298893531838,353275,308224.56,2642487.7107000002,371768.09580000001,38904.687899999997,3816090.0545000001,null,null,null,40,101430,0.44180716902354922,454.68985483485733,1029.1590691925178,1267.0757985167065,8637456.1619334258,3707.9691261555286,0.34171692250049218]
[10,10,12,24,991,65,41.954981558863977,120,146.64887471987339,1374.6038562787373,44,3131.7298893531838,353275,308224.56,2760055.7107000002,371768.09580000001,38904.687899999997,3933658.0545000001,null,null,null,40,101430,0.43892797426493352,468.20916421915382,1066.7106943986814,1256.0655591154,8961967.0768454857,3687.6522145362669,0.34061388819806426]
[10,10,12,25,1035,65,41.954981558863977,120,146.64887471987339,1418.6038562787373,44,3251.7298893531838,353275,308224.56,2877623.7107000002,371768.09580000001,38904.687899999997,4051226.0545000001,null,null,null,40,101430,0.43626128385495089,481.72847360345037,1104.2200888117693,1245.8679510045849,9286237.867983209,3668.8574094212195,0.33957927822578604]
[10,10,12,26,1079,65,41.954981558863977,120,146.64887471987339,1462.6038562787373,44,3371.7298893531838,353275,308224.56,2995191.7107000002,371768.09580000001,38904.687899999997,4168794.0545000001,null,null,null,40,101430,0.43378440867910573,495.24778298774692,1141.6910637609133,1236.3962094450387,9610290.2065175511,3651.4204120474947,0.33860691728776937]
[10,10,13,10,395,65,41.954981558863992,130,159.70294761319622,801.65792917206022,46,1572.707380132616,353275,333909.94,1167543.7106999999,404861.3455,40525.7166,2401545.7127999999,null,null,null,40,101430,0.5097311421686479,290.91176964032229,570.71610026148301,1527.0136982387605,4711396.8798656035,4207.9515746680181,0.36288765950431179]
[10,10,13,11,441,65,41.954981558863992,130,159.70294761319622,847.65792917206022,46,1702.707380132616,353275,333909.94,1290455.7106999999,404861.3455,40525.7166,2524457.7127999999,null,null,null,40,101430,0.49782947972307495,305.04559308754142,612.75116382667329,1482.6139489611419,5070928.5319703547,4119.8742031239653,0.35986874255454798]
[10,10,13,12,487,65,41.954981558863977,130,159.70294761319616,893.65792917206022,46,1832.707380132616,353275,333909.94,1413367.7106999999,404861.3455,40525.7166,2647369.7127999999,null,null,null,40,101430,0.48761626589150009,319.17941653476049,654.57089695564287,1444.513042006811,5429207.1408724636,4044.435408137459,0.35716061606533045]
[10,10,13,13,533,65,41.954981558863977,130,159.70294761319616,939.65792917206022,46,1962.707380132616,353275,333909.94,1536279.7106999999,404861.3455,40525.7166,2770281.7127999999,null,null,null,40,101430,0.47875599729419144,333.31323998197956,696.20692349710964,1411.4593651736898,5786416.7309456887,3979.1068133426843,0.35471763674219658]
[10,10,13,14,579,65,41.954981558863977,130,159.70294761319616,985.65792917206022,46,2092.707380132616,353275,333909.94,1659191.7106999999,404861.3455,40525.7166,2893193.7127999999,null,null,null,40,101430,0.47099653708374584,347.44706342919869,737.68496384384389,1382.51230929398,6142706.9733832711,3921.9908966399116,0.35250268185946587]
[10,10,13,15,625,65,41.954981558863977,130,159.70294761319616,1031.6579291720602,46,2222.707380132616,353275,333909.94,1782103.7106999999,404861.3455,40525.7166,3016105.7127999999,null,null,null,40,101430,0.46414473555691671,361.58088687641771,779.02615106161886,1356.9513197026163,6498200.8449686309,3871.6360274600488,0.35048524966662004]
[10,10,13,16,671,65,41.954981558863977,130,159.70294761319616,1077.6579291720602,46,2352.707380132616,353275,333909.94,1905015.7106999999,404861.3455,40525.7166,3139017.7127999999,null,null,null,40,101430,0.45805013333673289,375.71471032363684,820.24800994312204,1334.2151001399757,6853000.325350997,3826.9129272271748,0.34864004630141754]
[10,10,13,17,717,65,41.954981558863977,130,159.70294761319616,1123.6579291720602,46,2482.707380132616,353275,333909.94,2027927.7106999999,404861.3455,40525.7166,3261929.7127999999,null,null,null,40,101430,0.45259378457723803,389.84853377085597,861.36519558042187,1313.8599171560279,7207190.6949200025,3786.9300147258459,0.34694591979438644]
[10,10,13,18,763,65,41.954981558863977,130,159.70294761319616,1169.6579291720602,46,2612.707380132616,353275,333909.94,2150839.7107000002,404861.3455,40525.7166,3384841.7127999999,null,null,null,40,101430,0.44768041689869253,403.98235721807504,902.39005765913123,1295.5303523549928,7560843.8185261693,3750.9740760710906,0.34538504561246641]
[10,10,13,19,809,65,41.954981558863977,130,159.70294761319616,1215.65792917206,46,2742.707380132616,353275,333909.94,2273751.7107000002,404861.3455,40525.7166,3507753.7127999999,null,null,null,40,101430,0.4432328209629422,418.11618066529411,943.33307663660582,1278.9383724245822,7914020.6836735457,3718.4678451967052,0.34394229711482877]
[10,10,13,20,855,65,41.954981558863977,130,159.70294761319616,1261.65792917206,46,2872.707380132616,353275,333909.94,2396663.7107000002,404861.3455,40525.7166,3630665.7127999999,null,null,null,40,101430,0.43918776339615095,432.25000411251324,984.2032045018982,1263.8480820890611,8266773.3834578805,3688.9391298224486,0.34260475372763632]
[10,10,13,21,901,65,41.954981558863977,130,159.70294761319616,1307.65792917206,46,3002.707380132616,353275,333909.94,2519575.7107000002,404861.3455,40525.7166,3753577.7127999999,null,null,null,40,101430,0.43549296139349636,446.38382755973231,1025.0081336134278,1250.064437720175,8619146.6809772272,3661.9979780563617,0.3413613129255898]
[10,10,13,22,947,65,41.954981558863977,130,159.70294761319616,1353.65792917206,46,3132.707380132616,353275,333909.94,2642487.7107000002,404861.3455,40525.7166,3876489.7127999999,null,null,null,40,101430,0.43210481060467126,460.51765100695138,1065.7545107228041,1237.4247710999409,8971179.2547717392,3637.3195457128572,0.34020238132732583]
[10,10,13,23,993,65,41.954981558863977,130,159.70294761319616,1399.65792917206,46,3262.707380132616,353275,333909.94,2765399.7107000002,404861.3455,40525.7166,3999401.7127999999,null,null,null,40,101430,0.42898665620303633,474.65147445417051,1106.4481087950701,1225.7923395573212,9322904.6986739114,3614.6310712565405,0.33911962670403417]
[10,10,13,24,1039,65,41.954981558863977,130,159.70294761319616,1445.65792917206,46,3392.707380132616,353275,333909.94,2888311.7107000002,404861.3455,40525.7166,4122313.7127999999,null,null,null,40,101430,0.42610746144442063,488.78529790138953,1147.0939660256204,1215.0513589599827,9674352.3307708893,3593.7018543183808,0.33810577733372987]
[10,10,13,25,1085,65,41.954981558863977,130,159.70294761319616,1491.65792917206,46,3522.707380132616,353275,333909.94,3011223.7107000002,404861.3455,40525.7166,4245225.7127999999,null,null,null,40,101430,0.423440771034438,502.91912134860866,1187.6964991349564,1205.1031365040267,10025547.852685254,3574.3354601749302,0.33715445848080755]
[10,10,13,26,1131,65,41.954981558863977,130,159.70294761319616,1537.65792917206,46,3652.707380132616,353275,333909.94,3134135.7107000002,404861.3455,40525.7166,4368137.7127999999,null,null,null,40,101430,0.42096389585859284,517.05294479582767,1228.2595963277392,1195.8630293087172,10376513.890519038,3556.3635943440559,0.33626005822649441]
[10,10,14,10,415,65,41.954981558863992,140,172.75702050651901,844.71200206538299,48,1693.6848709120479,353275,359595.32,1220983.7106999999,437954.59509999998,42146.745300000002,2515385.3711000001,null,null,null,40,101430,0.49874213117963689,302.88470644164204,607.29721334199667,1485.1554821671434,5043458.7612422649,4141.9346505086805,0.35856564805645785]
[10,10,14,11,463,65,41.954981558863992,140,172.75702050651901,892.71200206538299,48,1833.6848709120479,353275,359595.32,1349239.7106999999,437954.59509999998,42146.745300000002,2643641.3711000001,null,null,null,40,101430,0.48684046873406395,317.63304395178363,652.43763481233998,1441.7097577860638,5430200.5294935014,4051.9449370191014,0.35580684836420506]
[10,10,14,12,511,65,41.954981558863977,140,172.75702050651896,940.71200206538299,48,1973.6848709120479,353275,359595.32,1477495.7106999999,437954.59509999998,42146.745300000002,2771897.3711000001,null,null,null,40,101430,0.47662725490248914,332.38138146192534,697.36125671186323,1404.4275314415686,5815650.1597158294,3974.8370653230527,0.35332958517821017]
[10,10,14,13,559,65,41.954981558863977,140,172.75702050651896,988.71200206538299,48,2113.6848709120482,353275,359595.32,1605751.7106999999,437954.59509999998,42146.745300000002,2900153.3711000001,null,null,null,40,101430,0.46776698630518038,347.129718972067,742.09965460365504,1372.0840845339314,6199995.8440984571,3908.0376242022503,0.35109285438724908]
[10,10,14,14,607,65,41.954981558863977,140,172.75702050651896,1036.7120020653829,48,2253.6848709120482,353275,359595.32,1734007.7106999999,437954.59509999998,42146.745300000002,3028409.3711000001,null,null,null,40,101430,0.46000752609473472,361.87805648220865,786.67855622797549,1343.7590189230873,6583390.9214670174,3849.6147468661402,0.34906324587856552]
[10,10,14,15,655,65,41.954981558863977,140,172.75702050651896,1084.7120020653829,48,2393.6848709120482,353275,359595.32,1862263.7106999999,437954.59509999998,42146.745300000002,3156665.3711000001,null,null,null,40,101430,0.45315572456790565,376.6263939923503,831.11913537332487,1318.7472626235121,6965961.5888302661,3798.0901133754514,0.3472132633134159]
[10,10,14,16,703,65,41.954981558863977,140,172.75702050651896,1132.7120020653829,48,2533.6848709120482,353275,359595.32,1990519.7106999999,437954.59509999998,42146.745300000002,3284921.3711000001,null,null,null,40,101430,0.44706112234772177,391.37473150249201,875.43897677168809,1296.4995800429231,7347812.6522117574,3752.3133630766779,0.34552007111151006]
[10,10,14,17,751,65,41.954981558863977,140,172.75702050651896,1180.7120020653829,48,2673.6848709120482,353275,359595.32,2118775.7107000002,437954.59509999998,42146.745300000002,3413177.3711000001,null,null,null,40,101430,0.44160477358822697,406.12306901263366,919.6528056359324,1276.5817723067246,7729031.874735089,3711.3760216698238,0.3439645470717797]
[10,10,14,18,799,65,41.954981558863977,140,172.75702050651896,1228.7120020653829,48,2813.6848709120482,353275,359595.32,2247031.7107000002,437954.59509999998,42146.745300000002,3541433.3711000001,null,null,null,40,101430,0.43669140590968147,420.87140652277526,963.77304619963559,1258.6460579541135,8109693.3055537026,3674.5511664423611,0.34253055705105712]
[10,10,14,19,847,65,41.954981558863977,140,172.75702050651896,1276.7120020653829,48,2953.6848709120482,353275,359595.32,2375287.7107000002,437954.59509999998,42146.745300000002,3669689.3711000001,null,null,null,40,101430,0.43224380997393119,435.61974403291691,1007.8102542618003,1242.4105926931331,8489859.8578424957,3641.2502805764248,0.34120439326034313]
[10,10,14,20,895,65,41.954981558863977,140,172.75702050651896,1324.7120020653829,48,3093.6848709120482,353275,359595.32,2503543.7107000002,437954.59509999998,42146.745300000002,3797945.3711000001,null,null,null,40,101430,0.42819875240713995,450.36808154305862,1051.7734556938635,1227.644549969599,8869585.3263192512,3610.9918448103854,0.33997433467869353]
[10,10,14,21,943,65,41.954981558863977,140,172.75702050651896,1372.7120020653829,48,3233.6848709120482,353275,359595.32,2631799.7107000002,437954.59509999998,42146.745300000002,3926201.3711000001,null,null,null,40,101430,0.42450395040448541,465.11641905320027,1095.6704139266963,1214.1570770905728,9248915.9814826865,3583.3781045777637,0.3388302996938804]
[10,10,14,22,991,65,41.954981558863977,140,172.75702050651896,1420.7120020653829,48,3373.6848709120482,353275,359595.32,2760055.7107000002,437954.59509999998,42146.745300000002,4054457.3711000001,null,null,null,40,101430,0.42111579961566031,479.86475656334187,1139.5078432139092,1201.7890011174898,9627891.8406741302,3558.0776343436478,0.33776356915809169]
[10,10,14,23,1039,65,41.954981558863977,140,172.75702050651896,1468.7120020653829,48,3513.6848709120482,353275,359595.32,2888311.7107000002,437954.59509999998,42146.745300000002,4182713.3711000001,null,null,null,40,101430,0.41799764521402538,494.61309407348358,1183.2915800763162,1190.4065175921339,10006547.689896489,3534.8120797317042,0.33676656374968794]
[10,10,14,24,1087,65,41.954981558863977,140,172.75702050651896,1516.7120020653829,48,3653.6848709120482,353275,359595.32,3016567.7107000002,437954.59509999998,42146.745300000002,4310969.3711000001,null,null,null,40,101430,0.41511845045540963,509.36143158362523,1227.0267221917634,1179.8963302553391,10384913.911605684,3513.3459550075281,0.33583266361049574]
[10,10,14,25,1135,65,41.954981558863977,140,172.75702050651896,1564.7120020653829,48,3793.6848709120482,353275,359595.32,3144823.7107000002,437954.59509999998,42146.745300000002,4439225.3711000001,null,null,null,40,101430,0.412451760045427,524.10976909376689,1270.7177417209759,1170.1618669321194,10763017.160139279,3493.4787052602146,0.33495606118055871]
[10,10,14,26,1183,65,41.954981558863977,140,172.75702050651896,1612.7120020653829,48,3933.6848709120482,353275,359595.32,3273079.7107000002,437954.59509999998,42146.745300000002,4567481.3711000001,null,null,null,40,101430,0.40997488486958183,538.85810660390848,1314.3685783955425,1161.1203034775842,11140880.916526269,3475.0384680331681,0.3341316403138308]
[10,10,15,10,435,65,41.954981558863992,150,185.81109339984178,887.76607495870576,50,1814.6623616914799,353275,385280.7,1274423.7106999999,471047.84480000002,43767.7739,2629225.0293999999,null,null,null,40,101430,0.48921832165582735,314.85764324296173,643.5933187810349,1448.8783615717421,5374338.8442903813,4085.2273519451833,0.35466284658107405]
[10,10,15,11,485,65,41.954981558863992,150,185.81109339984178,937.76607495870576,50,1964.6623616914799,353275,385280.7,1408023.7106999999,471047.84480000002,43767.7739,2762825.0293999999,null,null,null,40,101430,0.47731665921025446,330.22049481602596,691.8268793768757,1406.2594587676631,5788243.4566283496,3993.5207951184539,0.35213525380577149]
[10,10,15,12,535,65,41.954981558863977,150,185.81109339984175,987.76607495870576,50,2114.6623616914799,353275,385280.7,1541623.7106999999,471047.84480000002,43767.7739,2896425.0293999999,null,null,null,40,101430,0.46710344537867959,345.5833463890902,739.84328269924583,1369.6867556183586,6200821.3770834729,3914.9169792366506,0.34986355084480658]
[10,10,15,13,585,65,41.954981558863977,150,185.81109339984175,1037.7660749587058,50,2264.6623616914799,353275,385280.7,1675223.7106999999,471047.84480000002,43767.7739,3030025.0293999999,null,null,null,40,101430,0.45824317678137089,360.94619796215437,787.67391693071045,1337.9588413128076,6612264.3673516,3846.8012768791505,0.34781075106595383]
[10,10,15,14,635,65,41.954981558863977,150,185.81109339984175,1087.7660749587058,50,2414.6623616914799,353275,385280.7,1808823.7106999999,471047.84480000002,43767.7739,3163625.0293999999,null,null,null,40,101430,0.45048371657092529,376.30904953521861,835.34439912651442,1310.1728339349804,7022728.9312362298,3787.2104400550629,0.34594666831239818]
[10,10,15,15,685,65,41.954981558863977,150,185.81109339984175,1137.7660749587058,50,2564.6623616914799,353275,385280.7,1942423.7106999999,471047.84480000002,43767.7739,3297225.0293999999,null,null,null,40,101430,0.44363191504409621,391.67190110828284,882.87584329759363,1285.6370798216221,7432344.0618236866,3734.6418009333315,0.34424642264228017]
[10,10,15,16,735,65,41.954981558863977,150,185.81109339984175,1187.7660749587058,50,2714.6623616914799,353275,385280.7,2076023.7106999999,471047.84480000002,43767.7739,3430825.0293999999,null,null,null,40,101430,0.43753731282391234,407.03475268134707,930.28580820753666,1263.8127959588112,7841217.0319156311,3687.9257956476094,0.34268932348105513]
[10,10,15,17,785,65,41.954981558863977,150,185.81109339984175,1237.7660749587058,50,2864.6623616914799,353275,385280.7,2209623.7107000002,471047.84480000002,43767.7739,3564425.0293999999,null,null,null,40,101430,0.43208096406441754,422.39760425441131,977.58901544997809,1244.2740467706617,8249437.7810221016,3646.1385849070493,0.34125802346659345]
[10,10,15,18,835,65,41.954981558863977,150,185.81109339984175,1287.7660749587058,50,3014.6623616914799,353275,385280.7,2343223.7107000002,471047.84480000002,43767.7739,3698025.0293999999,null,null,null,40,101430,0.42716759638587198,437.76045582747554,1024.7979002415593,1226.6796694733519,8657082.2803538069,3608.5407947672243,0.33993786941585102]
[10,10,15,19,885,65,41.954981558863977,150,185.81109339984175,1337.7660749587058,50,3164.6623616914799,353275,385280.7,2476823.7107000002,471047.84480000002,43767.7739,3831625.0293999999,null,null,null,40,101430,0.42272000045012176,453.12330740053983,1071.923038697114,1210.7531835925442,9064215.1431998927,3574.5337035303105,0.33871639884015364]
[10,10,15,20,935,65,41.954981558863977,150,185.81109339984175,1387.7660749587058,50,3314.6623616914799,353275,385280.7,2610423.7107000002,471047.84480000002,43767.7739,3965225.0293999999,null,null,null,40,101430,0.41867494288333051,468.48615897360401,1118.9734827387415,1196.2681554660655,9470891.6710079368,3543.6273429003695,0.33758294530116989]
[10,10,15,21,985,65,41.954981558863977,150,185.81109339984175,1437.7660749587058,50,3464.6623616914799,353275,385280.7,2744023.7107000002,471047.84480000002,43767.7739,4098825.0293999999,null,null,null,40,101430,0.41498014088067592,483.8490105466683,1165.9570251237517,1183.0373645449176,9877159.4725349564,3515.4168988161637,0.33652832611213546]
[10,10,15,22,1035,65,41.954981558863977,150,185.81109339984175,1487.7660749587058,50,3614.6623616914799,353275,385280.7,2877623.7107000002,471047.84480000002,43767.7739,4232425.0294000003,null,null,null,40,101430,0.41159199009185082,499.21186211973247,1212.8804110311485,1170.9046671326994,10283059.756505348,3489.5649982632658,0.33554459301243883]
[10,10,15,23,1085,65,41.954981558863977,150,185.81109339984175,1537.7660749587058,50,3764.6623616914799,353275,385280.7,3011223.7107000002,471047.84480000002,43767.7739,4366025.0294000003,null,null,null,40,101430,0.40847383569021589,514.57471369279665,1259.7495083700953,1159.7388052223055,10688628.372086547,3465.7882383795204,0.33462483148265232]
[10,10,15,24,1135,65,41.954981558863977,150,185.81109339984175,1587.7660749587058,50,3914.6623616914799,353275,385280.7,3144823.7107000002,471047.84480000002,43767.7739,4499625.0294000003,null,null,null,40,101430,0.40559464093160019,529.93756526586094,1306.5694459094937,1149.4286387113152,11093896.652772294,3443.8468184760764,0.3337629979779253]
[10,10,15,25,1185,65,41.954981558863977,150,185.81109339984175,1637.7660749587058,50,4064.6623616914799,353275,385280.7,3278423.7107000002,471047.84480000002,43767.7739,4633225.0294000003,null,null,null,40,101430,0.40292795052161756,545.30041683892512,1353.3447261054905,1139.8794333031333,11498892.105686478,3423.5364722973836,0.33295378697636913]
[10,10,15,26,1235,65,41.954981558863977,150,185.81109339984175,1687.7660749587058,50,4214.6623616914803,353275,385280.7,3412023.7107000002,471047.84480000002,43767.7739,4766825.0294000003,null,null,null,40,101430,0.40045107534577234,560.66326841198941,1400.0793178739268,1131.0099410906023,11903638.978363363,3404.6821266184143,0.33219252165955937]
[10,10,16,10,455,65,41.954981558863992,160,198.86516629316458,930.82014785202864,52,1935.639852470912,353275,410966.08,1327863.7106999999,504141.0944,45388.802600000003,2743064.6877000001,null,null,null,40,101430,0.48088498832249404,326.83058004428148,679.64396473341424,1417.1358810507659,5704201.117396431,4036.0318491230755,0.3511210847750551]
[10,10,16,11,507,65,41.954981558863992,160,198.86516629316458,982.82014785202864,52,2095.639852470912,353275,410966.08,1466807.7106999999,504141.0944,45388.802600000003,2882008.6877000001,null,null,null,40,101430,0.4689833258769211,342.80794568026829,730.95977354690433,1375.2404471265625,6145226.3411272923,3942.7733126047424,0.34880028297087856]
[10,10,16,12,559,65,41.954981558863977,160,198.86516629316452,1034.8201478520286,52,2255.639852470912,353275,410966.08,1605751.7106999999,504141.0944,45388.802600000003,3020952.6877000001,null,null,null,40,101430,0.45877011204534629,358.78531131625505,782.05903544298815,1339.2885767730502,6584894.2823671568,3862.8192384698395,0.34671272303789608]
[10,10,16,13,611,65,41.954981558863977,160,198.86516629316452,1086.8201478520286,52,2415.639852470912,353275,410966.08,1744695.7106999999,504141.0944,45388.802600000003,3159896.6877000001,null,null,null,40,101430,0.44990984344803758,374.7626769522418,832.97283313501248,1308.0992534943248,7023399.7627422297,3793.5171016749937,0.34482492590233615]
[10,10,16,14,663,65,41.954981558863977,160,198.86516629316452,1138.8201478520286,52,2575.639852470912,353275,410966.08,1883639.7106999999,504141.0944,45388.802600000003,3298840.6877000001,null,null,null,40,101430,0.44215038323759198,390.74004258822856,883.72657222884777,1280.7849220703872,7460902.0206495905,3732.8748409231725,0.34310952728156241]
[10,10,16,15,715,65,41.954981558863977,160,198.86516629316452,1190.8201478520286,52,2735.639852470912,353275,410966.08,2022583.7106999999,504141.0944,45388.802600000003,3437784.6877000001,null,null,null,40,101430,0.43529858171076291,406.71740822421543,934.34122074503239,1256.6656698699685,7897532.4803897478,3679.3674638341363,0.34154394259942783]
[10,10,16,16,767,65,41.954981558863977,160,198.86516629316452,1242.8201478520284,52,2895.639852470912,353275,410966.08,2161527.7107000002,504141.0944,45388.802600000003,3576728.6877000001,null,null,null,40,101430,0.42920397949057898,422.69477386020219,984.83423746885455,1235.2118598852135,8333400.5709209647,3631.8078227265682,0.34010936706388889]
[10,10,16,17,819,65,41.954981558863977,160,198.86516629316452,1294.8201478520284,52,3055.639852470912,353275,410966.08,2300471.7107000002,504141.0944,45388.802600000003,3715672.6877000001,null,null,null,40,101430,0.42374763073108412,438.67213949618895,1035.2202766051007,1216.0047869266073,8768598.1425259132,3589.2580272031673,0.33879001668602415]
[10,10,16,18,871,65,41.954981558863977,160,198.86516629316452,1346.8201478520284,52,3215.639852470912,353275,410966.08,2439415.7107000002,504141.0944,45388.802600000003,3854616.6877000001,null,null,null,40,101430,0.41883426305253862,454.64950513217582,1085.511729194764,1198.7090795526856,9203202.860327635,3550.9673309451086,0.33757254512213236]
[10,10,16,19,923,65,41.954981558863977,160,198.86516629316452,1398.8201478520284,52,3375.639852470912,353275,410966.08,2578359.7107000002,504141.0944,45388.802600000003,3993560.6877000001,null,null,null,40,101430,0.41438666711678834,470.62687076816263,1135.7191437713991,1183.0529506295291,9637280.840898335,3516.3277026984556,0.3364455905863511]
[10,10,16,20,975,65,41.954981558863977,160,198.86516629316452,1450.8201478520284,52,3535.639852470912,353275,410966.08,2717303.7107000002,504141.0944,45388.802600000003,4132504.6877000001,null,null,null,40,101430,0.4103416095499971,486.60423640414945,1185.8515565550033,1168.8138102754738,10070888.7218634,3484.8414752126382,0.33539942020006952]
[10,10,16,21,1027,65,41.954981558863977,160,198.86516629316452,1502.8201478520284,52,3695.639852470912,353275,410966.08,2856247.7107000002,504141.0944,45388.802600000003,4271448.6876999997,null,null,null,40,101430,0.40664680754734256,502.5816020401362,1235.9167530944521,1155.8076160674696,10504075.301835611,3456.0974086916549,0.33442564817784282]
[10,10,16,22,1079,65,41.954981558863977,160,198.86516629316452,1554.8201478520284,52,3855.639852470912,353275,410966.08,2995191.7107000002,504141.0944,45388.802600000003,4410392.6876999997,null,null,null,40,101430,0.40325865675851746,518.55896767612307,1285.921477407119,1143.8808748960073,10936882.851269839,3429.7527222434146,0.33351701056389588]
[10,10,16,23,1131,65,41.954981558863977,160,198.86516629316452,1606.8201478520284,52,4015.639852470912,353275,410966.08,3134135.7107000002,504141.0944,45388.802600000003,4549336.6876999997,null,null,null,40,101430,0.40014050235688253,534.53633331210972,1335.8716005093643,1132.9045568987051,11369348.168786019,3405.5194271617797,0.33266718370856213]
[10,10,16,24,1183,65,41.954981558863977,160,198.86516629316452,1658.8201478520284,52,4175.639852470912,353275,410966.08,3273079.7107000002,504141.0944,45388.802600000003,4688280.6876999997,null,null,null,40,101430,0.39726130759826678,550.51369894809659,1385.7722572488919,1122.7694086102936,11801503.438813115,3383.1538069868434,0.33187063688667229]
[10,10,16,25,1235,65,41.954981558863977,160,198.86516629316452,1710.8201478520284,52,4335.639852470912,353275,410966.08,3412023.7107000002,504141.0944,45388.802600000003,4827224.6876999997,null,null,null,40,101430,0.39459461718828415,566.49106458408335,1435.6279581831634,1113.3823038777703,12233376.932825692,3362.4482305550519,0.33112251179372953]
[10,10,16,26,1287,65,41.954981558863977,160,198.86516629316452,1762.8201478520284,52,4495.639852470912,353275,410966.08,3550967.7107000002,504141.0944,45388.802600000003,4966168.6876999997,null,null,null,40,101430,0.39211774201243899,582.4684302200701,1485.4426816565538,1104.6633740019929,12664993.58646924,3343.224716143277,0.33041852336995337]
[10,10,17,10,475,65,41.954981558863992,170,211.91923918648737,973.87422074535141,54,2056.6173432503438,353275,436651.46,1381303.7106999999,537234.34409999999,47009.831200000001,2856904.3459999999,null,null,null,40,101430,0.47353204714602354,338.80351684560117,715.48170580548697,1389.1278100028458,6033180.5698511358,3992.9802856761062,0.34789247895513553]
[10,10,17,11,529,65,41.954981558863992,170,211.91923918648737,1027.8742207453513,54,2226.6173432503438,353275,436651.46,1525591.7106999999,537234.34409999999,47009.831200000001,3001192.3459999999,null,null,null,40,101430,0.46163038470045054,355.3953965445105,769.8700265909157,1347.8707309726501,6501288.5752541581,3898.3104191403449,0.34575767090140619]
[10,10,17,12,583,65,41.954981558863977,170,211.91923918648729,1081.8742207453513,54,2396.6173432503438,353275,436651.46,1669879.7106999999,537234.34409999999,47009.831200000001,3145480.3459999999,null,null,null,40,101430,0.45141717086887567,371.98727624341984,824.04325809633849,1312.4666542624834,6968012.1825868618,3817.1301265296975,0.34383597382248487]
[10,10,17,13,637,65,41.954981558863977,170,211.91923918648729,1135.8742207453513,54,2566.6173432503438,353275,436651.46,1814167.7106999999,537234.34409999999,47009.831200000001,3289768.3459999999,null,null,null,40,101430,0.44255690227156697,388.57915594232924,878.0320766613753,1281.7525583603688,7433548.8366748244,3746.7518937943805,0.34209699352745837]
[10,10,17,14,691,65,41.954981558863977,170,211.91923918648729,1189.8742207453513,54,2736.6173432503438,353275,436651.46,1958455.7106999999,537234.34409999999,47009.831200000001,3434056.3459999999,null,null,null,40,101430,0.43479744206112136,405.17103564123857,931.86158989473051,1254.854411601628,7898060.139830539,3685.1570912276311,0.34051585333736756]
[10,10,17,15,745,65,41.954981558863977,170,211.91923918648729,1243.8742207453511,54,2906.6173432503438,353275,436651.46,2102743.7107000002,537234.34409999999,47009.831200000001,3578344.3459999999,null,null,null,40,101430,0.42794564053429224,421.76291534014791,985.55254544379716,1231.1026610890974,8361679.6319636302,3630.8001664506705,0.33907199643338554]
[10,10,17,16,799,65,41.954981558863977,170,211.91923918648729,1297.8742207453511,54,3076.6173432503438,353275,436651.46,2247031.7107000002,537234.34409999999,47009.831200000001,3722632.3459999999,null,null,null,40,101430,0.42185103831410836,438.35479503905731,1039.1222380082429,1209.9757398202742,8824518.628472276,3582.4777970093742,0.33774828718557665]
[10,10,17,17,853,65,41.954981558863977,170,211.91923918648729,1351.8742207453511,54,3246.6173432503438,353275,436651.46,2391319.7107000002,537234.34409999999,47009.831200000001,3866920.3459999999,null,null,null,40,101430,0.41639468955461356,454.94667473796665,1092.5851989721323,1191.0613223583232,9286670.6589831337,3539.2391821535662,0.33653032786373677]
[10,10,17,18,907,65,41.954981558863977,170,211.91923918648729,1405.8742207453511,54,3416.6173432503438,353275,436651.46,2535607.7107000002,537234.34409999999,47009.831200000001,4011208.3459999999,null,null,null,40,101430,0.41148132187606801,471.53855443687598,1145.9537271023357,1174.0291472697445,9748214.8831322566,3500.3231379909048,0.33540593282013581]
[10,10,17,19,961,65,41.954981558863977,170,211.91923918648729,1459.8742207453511,54,3586.6173432503438,353275,436651.46,2679895.7107000002,537234.34409999999,47009.831200000001,4155496.3459999999,null,null,null,40,101430,0.40703372594031778,488.13043413578544,1199.2383014653647,1158.6115686033388,10209218.748258049,3465.1130980102675,0.33436471937052653]
[10,10,17,20,1015,65,41.954981558863977,170,211.91923918648729,1513.8742207453511,54,3756.6173432503438,353275,436651.46,2824183.7107000002,537234.34409999999,47009.831200000001,4299784.3459999999,null,null,null,40,101430,0.40298866837352654,504.72231383469472,1252.44790597157,1144.5893880484807,10669740.078293689,3433.1043435357255,0.3333977862349729]
[10,10,17,21,1069,65,41.954981558863977,170,211.91923918648729,1567.8742207453511,54,3926.6173432503438,353275,436651.46,2968471.7107000002,537234.34409999999,47009.831200000001,4444072.3459999999,null,null,null,40,101430,0.39929386637087194,521.31419353360411,1305.5902868525341,1131.7813674108977,11129828.730991524,3403.8797552307287,0.33249745842863387]
[10,10,17,22,1123,65,41.954981558863977,170,211.91923918648729,1621.8742207453511,54,4096.6173432503438,353275,436651.46,3112759.7107000002,537234.34409999999,47009.831200000001,4588360.3459999999,null,null,null,40,101430,0.39590571558204685,537.90607323251345,1358.6721587024895,1120.0363523342205,11589527.924085593,3377.0916086372395,0.33165708311542957]
[10,10,17,23,1177,65,41.954981558863977,170,211.91923918648729,1675.8742207453511,54,4266.6173432503438,353275,436651.46,3257047.7107000002,537234.34409999999,47009.831200000001,4732648.3459999999,null,null,null,40,101430,0.39278756118041197,554.49795293142279,1411.6993706853548,1109.2272789661167,12048875.305064611,3352.4477267037419,0.33087086492971285]
[10,10,17,24,1231,65,41.954981558863977,170,211.91923918648729,1729.8742207453511,54,4436.6173432503438,353275,436651.46,3401335.7107000002,537234.34409999999,47009.831200000001,4876936.3459999999,null,null,null,40,101430,0.38990836642179622,571.08983263033224,1464.6770416117129,1099.2465585211573,12507903.820579819,3329.7008196951724,0.33013373214167369]
[10,10,17,25,1285,65,41.954981558863977,170,211.91923918648729,1783.8742207453511,54,4606.6173432503438,353275,436651.46,3545623.7107000002,537234.34409999999,47009.831200000001,5021224.3459999999,null,null,null,40,101430,0.38724167601181358,587.68171232924158,1517.6096704821441,1090.0024837965677,12966642.427944761,3308.6401883878211,0.32944122713074031]
[10,10,17,26,1339,65,41.954981558863977,170,211.91923918648729,1837.8742207453511,54,4776.6173432503438,353275,436651.46,3689911.7107000002,537234.34409999999,47009.831200000001,5165512.3459999999,null,null,null,40,101430,0.38476480083596842,604.27359202815092,1570.5012275428039,1081.4164030414556,13425116.681204328,3289.0852012418659,0.32878941616749341]
[10,10,18,10,495,65,41.954981558863992,180,224.97331207981014,1016.9282936386742,56,2177.5948340297759,353275,462336.84,1434743.7106999999,570327.59369999997,48630.859900000003,2970744.0044,null,null,null,40,101430,0.46699609943360515,350.7764536469208,751.13358349750445,1364.2317468491387,6361389.3305771928,3955.0142206735341,0.34493725451556323]
[10,10,18,11,551,65,41.954981558863992,180,224.97331207981014,1072.9282936386742,56,2357.5948340297759,353275,462336.84,1584375.7106999999,570327.59369999997,48630.859900000003,3120376.0044,null,null,null,40,101430,0.45509443698803226,367.98284740875278,808.58568574071523,1323.5420943913944,6856546.1380055472,3859.0542219401786,0.34297058768092931]
[10,10,18,12,607,65,41.954981558863977,180,224.97331207981009,1128.9282936386742,56,2537.5948340297759,353275,462336.84,1734007.7106999999,570327.59369999997,48630.859900000003,3270008.0044,null,null,null,40,101430,0.44488122315645739,385.18924117058469,865.82490139198342,1288.6249453642022,7350294.4924427476,3776.7543981478498,0.34119903216268288]
[10,10,18,13,663,65,41.954981558863977,180,224.97331207981009,1184.9282936386742,56,2717.5948340297759,353275,462336.84,1883639.7106999999,570327.59369999997,48630.859900000003,3419640.0044,null,null,null,40,101430,0.43602095455914869,402.39563493241673,922.88141366799721,1258.3332737968524,7842834.0853838669,3705.3948142337417,0.33959492493570342]
[10,10,18,14,719,65,41.954981558863977,180,224.97331207981009,1240.9282936386742,56,2897.5948340297759,353275,462336.84,2033271.7106999999,570327.59369999997,48630.859900000003,3569272.0044,null,null,null,40,101430,0.42826149434870309,419.60202869424859,979.77995741217933,1231.8050689627312,8334328.5620067809,3642.9322495893434,0.33813559642828622]
[10,10,18,15,775,65,41.954981558863977,180,224.97331207981009,1296.9282936386739,56,3077.5948340297759,353275,462336.84,2182903.7107000002,570327.59369999997,48630.859900000003,3718904.0044,null,null,null,40,101430,0.4214096928218739,436.80842245608051,1036.5409953698322,1208.3799866172121,8824913.3033825327,3587.8021428676989,0.33680229246180354]
[10,10,18,16,831,65,41.954981558863977,180,224.97331207981009,1352.9282936386739,56,3257.5948340297759,353275,462336.84,2332535.7107000002,570327.59369999997,48630.859900000003,3868536.0044,null,null,null,40,101430,0.41531509060169008,454.01481621791243,1093.1816023351232,1187.5436330958835,9314701.2759722695,3538.7862328588403,0.33557936392685567]
[10,10,18,17,887,65,41.954981558863977,180,224.97331207981009,1408.9282936386739,56,3437.5948340297759,353275,462336.84,2482167.7107000002,570327.59369999997,48630.859900000003,4018168.0044,null,null,null,40,101430,0.40985874184219523,471.22120997974429,1149.7161384474628,1168.8893538531822,9803787.4861412272,3494.9218072072103,0.33445364970475289]
[10,10,18,18,943,65,41.954981558863977,180,224.97331207981009,1464.9282936386739,56,3617.5948340297759,353275,462336.84,2631799.7107000002,570327.59369999997,48630.859900000003,4167800.0044,null,null,null,40,101430,0.40494537416364973,488.42760374157626,1206.156768058768,1152.0914296849078,10292252.412973057,3455.4380613938838,0.33341400112383074]
[10,10,18,19,999,65,41.954981558863977,180,224.97331207981009,1520.9282936386739,56,3797.5948340297759,353275,462336.84,2781431.7107000002,570327.59369999997,48630.859900000003,4317432.0044,null,null,null,40,101430,0.4004977782278995,505.63399750340812,1262.513863973752,1136.8858956911697,10780164.682714686,3419.7105691726974,0.33245091147178785]
[10,10,18,20,1055,65,41.954981558863977,180,224.97331207981009,1576.9282936386739,56,3977.5948340297759,353275,462336.84,2931063.7107000002,570327.59369999997,48630.859900000003,4467064.0044,null,null,null,40,101430,0.39645272066110826,522.8403912652401,1318.7963255577436,1123.0565682911536,11267583.173370605,3387.228124455758,0.33155622444874466]
[10,10,18,21,1111,65,41.954981558863977,180,224.97331207981009,1632.9282936386739,56,4157.5948340297764,353275,462336.84,3080695.7107000002,570327.59369999997,48630.859900000003,4616696.0044,null,null,null,40,101430,0.39275791865845361,540.04678502707213,1375.0118313889488,1110.424701938389,11754558.686244663,3357.5682033911012,0.33072290261054837]
[10,10,18,22,1167,65,41.954981558863977,180,224.97331207981009,1688.9282936386739,56,4337.5948340297764,353275,462336.84,3230327.7107000002,570327.59369999997,48630.859900000003,4766328.0044,null,null,null,40,101430,0.38936976786962851,557.25317878890405,1431.1670416473819,1098.8412211681873,12241135.284940755,3330.3785411881031,0.32994484187859885]
[10,10,18,23,1223,65,41.954981558863977,180,224.97331207981009,1744.9282936386739,56,4517.5948340297764,353275,462336.84,3379959.7107000002,570327.59369999997,48630.859900000003,4915960.0044,null,null,null,40,101430,0.38625161346799364,574.45957255073586,1487.2677615321804,1088.1808096927043,12727351.376528183,3305.3631171926218,0.32921672176730171]
[10,10,18,24,1279,65,41.954981558863977,180,224.97331207981009,1800.9282936386739,56,4697.5948340297764,353275,462336.84,3529591.7107000002,570327.59369999997,48630.859900000003,5065592.0044,null,null,null,40,101430,0.38337241870937788,591.66596631256789,1543.3190741900776,1078.3373584419246,13213240.590993481,3282.2713650555288,0.32853388355465291]
[10,10,18,25,1335,65,41.954981558863977,180,224.97331207981009,1856.9282936386739,56,4877.5948340297764,353275,462336.84,3679223.7107000002,570327.59369999997,48630.859900000003,5215224.0044,null,null,null,40,101430,0.38070572829939525,608.87236007439981,1599.3254495912636,1069.2204215021652,13698832.501560722,3260.8897743051266,0.32789223049712213]
[10,10,18,26,1391,65,41.954981558863977,180,224.97331207981009,1912.9282936386739,56,5057.5948340297764,353275,462336.84,3828855.7107000002,570327.59369999997,48630.859900000003,5364856.0044,null,null,null,40,101430,0.37822885312355009,626.07875383623173,1655.2908342815413,1060.7524288543109,14184153.218489779,3241.0352871232149,0.32728814557148761]
[10,10,19,10,515,65,41.954981558863992,190,238.02738497313294,1059.9823665319968,58,2298.5723248092081,353275,488022.22,1488183.7106999999,603420.84340000001,50251.888599999998,3084583.6627000002,null,null,null,40,101430,0.46114814621723083,362.74939044824055,786.62224585277204,1341.9563219221379,6688921.3108100463,3921.3023518410741,0.342222099066674]
[10,10,19,11,573,65,41.954981558863992,190,238.02738497313294,1117.9823665319968,58,2488.5723248092081,353275,488022.22,1643159.7106999999,603420.84340000001,50251.888599999998,3239559.6627000002,null,null,null,40,101430,0.44924648377165788,380.57029827299505,847.13027707620427,1301.7743669239553,7211096.3128196225,3824.1575709630379,0.34040814029431571]
[10,10,19,12,631,65,41.954981558863977,190,238.02738497313288,1175.9823665319968,58,2678.5723248092081,353275,488022.22,1798135.7106999999,603420.84340000001,50251.888599999998,3394535.6627000002,null,null,null,40,101430,0.43903326994008302,398.3912060977496,907.42828249011723,1267.292890034161,7731841.5142803444,3740.8307942065408,0.33877311211103939]
[10,10,19,13,689,65,41.954981558863977,190,238.02738497313288,1233.9823665319968,58,2868.5723248092081,353275,488022.22,1953111.7106999999,603420.84340000001,50251.888599999998,3549511.6627000002,null,null,null,40,101430,0.43017300134277436,416.21211392250405,967.54587717803827,1237.3791770821272,8251358.5269025946,3668.5719472295746,0.33729178407324656]
[10,10,19,14,747,65,41.954981558863977,190,238.02738497313288,1291.9823665319968,58,3058.5723248092081,353275,488022.22,2108087.7107000002,603420.84340000001,50251.888599999998,3704487.6627000002,null,null,null,40,101430,0.42241354113232876,434.03302174725849,1027.5073582721386,1211.1819729174024,8769812.7591806632,3605.3149720528204,0.33594345634322509]
[10,10,19,15,805,65,41.954981558863977,190,238.02738497313288,1349.9823665319968,58,3248.5723248092081,353275,488022.22,2263063.7107000002,603420.84340000001,50251.888599999998,3859463.6627000002,null,null,null,40,101430,0.41556173960549969,451.85392957201304,1087.332847342891,1188.0491726160515,9287341.1934814826,3549.4776710777492,0.33471098643517233]
[10,10,19,16,863,65,41.954981558863977,190,238.02738497313288,1407.9823665319968,58,3438.5723248092081,353275,488022.22,2418039.7107000002,603420.84340000001,50251.888599999998,4014439.6627000002,null,null,null,40,101430,0.40946713738531582,469.67483739676754,1147.0391504332013,1167.472800763534,9804058.2409311254,3499.8279362625526,0.33358005651279871]
[10,10,19,17,921,65,41.954981558863977,190,238.02738497313288,1465.9823665319968,58,3628.5723248092081,353275,488022.22,2573015.7107000002,603420.84340000001,50251.888599999998,4169415.6627000002,null,null,null,40,101430,0.40401078862582096,487.49574522152204,1206.6404139346428,1149.0512767696348,10320060.206447935,3455.3920244368819,0.33253861461837841]
[10,10,19,18,979,65,41.954981558863977,190,238.02738497313288,1523.9823665319968,58,3818.5723248092081,353275,488022.22,2727991.7107000002,603420.84340000001,50251.888599999998,4324391.6627000002,null,null,null,40,101430,0.39909742094727546,505.31665304627649,1266.1486306949441,1132.4629455300542,10835428.734189378,3415.390229739045,0.33157644349664273]
[10,10,19,19,1037,65,41.954981558863977,190,238.02738497313288,1581.9823665319968,58,4008.5723248092081,353275,488022.22,2882967.7107000002,603420.84340000001,50251.888599999998,4479367.6627000002,null,null,null,40,101430,0.39464982501152523,523.13756087103104,1325.5740347933856,1117.4471357171237,11350233.495079258,3379.1908600345896,0.33068482426757201]
[10,10,19,20,1095,65,41.954981558863977,190,238.02738497313288,1639.9823665319968,58,4198.5723248092081,353275,488022.22,3037943.7107000002,603420.84340000001,50251.888599999998,4634343.6627000002,null,null,null,40,101430,0.39060476744473399,540.95846869578554,1384.9254125458795,1103.790361139861,11864534.304048624,3346.2767169199128,0.32985627146694763]
[10,10,19,21,1153,65,41.954981558863977,190,238.02738497313288,1697.9823665319968,58,4388.5723248092081,353275,488022.22,3192919.7107000002,603420.84340000001,50251.888599999998,4789319.6627000002,null,null,null,40,101430,0.3869099654420794,558.77937652054015,1444.2103497698347,1091.3161065156187,12378382.803350009,3316.2202884339254,0.32908432239011154]
[10,10,19,22,1211,65,41.954981558863977,190,238.02738497313288,1755.9823665319968,58,4578.5723248092081,353275,488022.22,3347895.7107000002,603420.84340000001,50251.888599999998,4944295.6627000002,null,null,null,40,101430,0.3835218146532543,576.60028434529454,1503.4354300461482,1079.8771564406845,12891823.812273014,3288.6651224663606,0.32836336818350842]
[10,10,19,23,1269,65,41.954981558863977,190,238.02738497313288,1813.9823665319968,58,4768.5723248092081,353275,488022.22,3502871.7107000002,603420.84340000001,50251.888599999998,5099271.6627000002,null,null,null,40,101430,0.38040366025161937,594.42119217004904,1562.6063949460081,1069.3497582375464,13404896.417926289,3263.3116561955285,0.32768851734015136]
[10,10,19,24,1327,65,41.954981558863977,190,238.02738497313288,1871.9823665319968,58,4958.5723248092081,353275,488022.22,3657847.7107000002,603420.84340000001,50251.888599999998,5254247.6627000002,null,null,null,40,101430,0.37752446549300367,612.24209999480354,1621.7282744716572,1059.6291267920853,13917634.863243993,3239.9063057495023,0.32705548457116773]
[10,10,19,25,1385,65,41.954981558863977,190,238.02738497313288,1929.9823665319968,58,5148.5723248092081,353275,488022.22,3812823.7107000002,603420.84340000001,50251.888599999998,5409223.6627000002,null,null,null,40,101430,0.37485777508302104,630.06300781955804,1680.8054939770577,1050.6259447124369,14430069.274873603,3218.232973450059,0.32646049971519897]
[10,10,19,26,1443,65,41.954981558863977,190,238.02738497313288,1987.9823665319968,58,5338.5723248092081,353275,488022.22,3967799.7107000002,603420.84340000001,50251.888599999998,5564199.6627000002,null,null,null,40,101430,0.37238089990717588,647.88391564431254,1739.8419623718935,1042.2636098447606,14942226.263645586,3198.1063700104196,0.32590023259337836]
[10,10,20,10,535,65,41.954981558863992,200,251.08145786645571,1103.0364394253197,60,2419.5498155886398,353275,513707.6,1541623.7106999999,636514.09299999999,51872.917200000004,3198423.321,null,null,null,40,101430,0.45588498832249408,374.72232724956024,821.96680489176549,1321.9084394878373,7015855.7594910134,3891.1830769236767,0.33971890125841175]
[10,10,20,11,595,65,41.954981558863992,200,251.08145786645571,1163.0364394253197,60,2619.5498155886398,353275,513707.6,1701943.7106999999,636514.09299999999,51872.917200000004,3358743.321,null,null,null,40,101430,0.44398332587692113,393.15774913723726,885.52368123443114,1282.1834122032603,7565021.3087483328,3792.945792602331,0.33804422269993933]
[10,10,20,12,655,65,41.954981558863977,200,251.08145786645565,1223.0364394253197,60,2819.5498155886398,353275,513707.6,1862263.7106999999,636514.09299999999,51872.917200000004,3519063.321,null,null,null,40,101430,0.43377011204534627,411.59317102491434,948.87397631925012,1248.0940402371239,8112738.1146536451,3708.6730259360265,0.33653385766520066]
[10,10,20,13,715,65,41.954981558863977,200,251.08145786645565,1283.0364394253195,60,3019.5498155886398,353275,513707.6,2022583.7106999999,636514.09299999999,51872.917200000004,3679383.321,null,null,null,40,101430,0.42490984344803751,430.02859291259142,1012.0466718845968,1218.5204900388746,8659209.4245936591,3635.5866020845147,0.33516475424907188]
[10,10,20,14,775,65,41.954981558863977,200,251.08145786645565,1343.0364394253195,60,3219.5498155886398,353275,513707.6,2182903.7107000002,636514.09299999999,51872.917200000004,3839703.321,null,null,null,40,101430,0.4171503832375919,448.4640148002685,1075.0655706453988,1192.6211864766065,9204602.165739648,3571.5991896966407,0.33391797991137506]
[10,10,20,15,835,65,41.954981558863977,200,251.08145786645565,1403.0364394253195,60,3419.5498155886398,353275,513707.6,2343223.7107000002,636514.09299999999,51872.917200000004,4000023.321,null,null,null,40,101430,0.41029858171076283,466.89943668794552,1137.9504036820754,1169.7514400150069,9749054.7111070734,3515.1121771607577,0.3327778406661957]
[10,10,20,16,895,65,41.954981558863977,200,251.08145786645565,1463.0364394253195,60,3619.5498155886398,353275,513707.6,2503543.7107000002,636514.09299999999,51872.917200000004,4160343.321,null,null,null,40,101430,0.40420397949057896,485.33485857562266,1200.717665341379,1149.4090516644194,10292682.734670678,3464.8805802361753,0.33173121700664004]
[10,10,20,17,955,65,41.954981558863977,200,251.08145786645565,1523.0364394253195,60,3819.5498155886398,353275,513707.6,2663863.7107000002,636514.09299999999,51872.917200000004,4320663.3210000005,null,null,null,40,101430,0.39874763073108416,503.77028046329963,1263.3812507917894,1131.1970073944422,10835583.6825065,3419.9204066705961,0.33076705679700286]
[10,10,20,18,1015,65,41.954981558863977,200,251.08145786645565,1583.0364394253195,60,4019.5498155886398,353275,513707.6,2824183.7107000002,636514.09299999999,51872.917200000004,4480983.3210000005,null,null,null,40,101430,0.3938342630525386,522.20570235097671,1325.9529485917608,1114.7973097906856,11377840.227146734,3379.4436867061745,0.32987598348686781]
[10,10,20,19,1075,65,41.954981558863977,200,251.08145786645565,1643.0364394253195,60,4219.5498155886398,353275,513707.6,2984503.7107000002,636514.09299999999,51872.917200000004,4641303.3210000005,null,null,null,40,101430,0.38938666711678838,540.64112423865379,1388.4428253330507,1099.9522517404826,11919522.965062901,3342.8119878645612,0.32904999016805275]
[10,10,20,20,1135,65,41.954981558863977,200,251.08145786645565,1703.0364394253195,60,4419.5498155886398,353275,513707.6,3144823.7107000002,636514.09299999999,51872.917200000004,4801623.3210000005,null,null,null,40,101430,0.38534160954999713,559.07654612633087,1450.8595289753987,1086.4507747036978,12460692.543935781,3309.502556997219,0.32828219830398242]
[10,10,20,21,1195,65,41.954981558863977,200,251.08145786645565,1763.0364394253195,60,4619.5498155886398,353275,513707.6,3305143.7107000002,636514.09299999999,51872.917200000004,4961943.3210000005,null,null,null,40,101430,0.38164680754734259,577.51196801400795,1513.2105302423331,1074.1183706351251,13001401.355551343,3279.0832615956169,0.32756666572487525]
[10,10,20,22,1255,65,41.954981558863977,200,251.08145786645565,1823.0364394253195,60,4819.5498155886398,353275,513707.6,3465463.7107000002,636514.09299999999,51872.917200000004,5122263.3210000005,null,null,null,40,101430,0.3782586567585175,595.94738990168503,1575.5023163478882,1062.8094981859317,13541694.894395886,3251.1937734636822,0.32689823253864692]
[10,10,20,23,1315,65,41.954981558863977,200,251.08145786645565,1883.0364394253195,60,5019.5498155886398,353275,513707.6,3625783.7107000002,636514.09299999999,51872.917200000004,5282583.3210000005,null,null,null,40,101430,0.37514050235688257,614.38281178936211,1637.7405476865335,1052.4018119279044,14081612.856514173,3225.5312530730348,0.32627239650065643]
[10,10,20,24,1375,65,41.954981558863977,200,251.08145786645565,1943.0364394253195,60,5219.5498155886398,353275,513707.6,3786103.7107000002,636514.09299999999,51872.917200000004,5442903.3210000005,null,null,null,40,101430,0.37226130759826681,632.81823367703919,1699.9301854920618,1042.79171830723,14621190.034774389,3201.8393269558655,0.32568521147457435]
[10,10,20,25,1435,65,41.954981558863977,200,251.08145786645565,2003.0364394253195,60,5419.5498155886398,353275,513707.6,3946423.7107000002,636514.09299999999,51872.917200000004,5603223.3210000005,null,null,null,40,101430,0.36959461718828418,651.25365556471615,1762.0755965527094,1033.8909156016814,15160457.053229723,3179.8995071209774,0.32513320414258856]
[10,10,20,26,1495,65,41.954981558863977,200,251.08145786645565,2063.0364394253197,60,5619.5498155886398,353275,513707.6,4106743.7107000002,636514.09299999999,51872.917200000004,5763543.3210000005,null,null,null,40,101430,0.36711774201243907,669.68907745239335,1824.1806396534828,1025.6236727361656,15699440.97333377,3159.5244438526065,0.3246133052496844]
[10,10,21,10,555,65,41.954981558863992,210,264.13553075977853,1146.0905123186426,62,2540.527306368072,353275,539392.98,1595063.7106999999,669607.34270000004,53493.945899999999,3312262.9792999998,null,null,null,40,101430,0.45112308356058928,386.69526405087998,857.18350078386936,1303.7698791901364,7342260.0172883458,3864.1235817929019,0.33740377386822723]
[10,10,21,11,617,65,41.954981558863992,210,264.13553075977853,1208.0905123186426,62,2750.527306368072,353275,539392.98,1760727.7106999999,669607.34270000004,53493.945899999999,3477926.9792999998,null,null,null,40,101430,0.43922142111501639,405.74520000147959,923.7828131684621,1264.4582626940596,7918391.071349863,3764.875173823466,0.33585662321173942]
[10,10,21,12,679,65,41.954981558863977,210,264.13553075977842,1270.0905123186424,62,2960.527306368072,353275,539392.98,1926391.7106999999,669607.34270000004,53493.945899999999,3643590.9792999998,null,null,null,40,101430,0.42900820728344141,424.79513595207925,990.17950878366605,1230.7236523255187,8493056.5836365446,3679.7277129866293,0.33446052216907352]
[10,10,21,13,741,65,41.954981558863977,210,264.13553075977842,1332.0905123186424,62,3170.527306368072,353275,539392.98,2092055.7106999999,669607.34270000004,53493.945899999999,3809254.9792999998,null,null,null,40,101430,0.42014793868613276,443.8450719026788,1056.4018790396797,1201.4578684283126,9066461.1879683845,3605.8767547493762,0.33319437965977267]
[10,10,21,14,803,65,41.954981558863977,210,264.13553075977842,1394.0905123186424,62,3380.527306368072,353275,539392.98,2257719.7107000002,669607.34270000004,53493.945899999999,3974918.9792999998,null,null,null,40,101430,0.41238847847568716,462.89500785327846,1122.473182481428,1175.8280939825529,9638773.1150861662,3541.2150965740429,0.33204085657493965]
[10,10,21,15,865,65,41.954981558863977,210,264.13553075977842,1456.0905123186424,62,3590.527306368072,353275,539392.98,2423383.7107000002,669607.34270000004,53493.945899999999,4140582.9792999998,null,null,null,40,101430,0.40553667694885809,481.94494380387818,1188.412716279805,1153.1963486140619,10210131.942825258,3484.1288069218767,0.33098556698679465]
[10,10,21,16,927,65,41.954981558863977,210,264.13553075977842,1518.0905123186424,62,3800.527306368072,353275,539392.98,2589047.7107000002,669607.34270000004,53493.945899999999,4306246.9792999998,null,null,null,40,101430,0.39944207472867421,500.99487975447767,1254.2366251596916,1133.0656596223635,10780654.447150599,3433.3608929291668,0.33001647509757998]
[10,10,21,17,989,65,41.954981558863977,210,264.13553075977842,1580.0905123186424,62,4010.527306368072,353275,539392.98,2754711.7107000002,669607.34270000004,53493.945899999999,4471910.9792999998,null,null,null,40,101430,0.39398572596917941,520.04481570507733,1319.9585198824163,1115.0431446264106,11350439.075685119,3387.9178110090211,0.32912343416451362]
[10,10,21,18,1051,65,41.954981558863977,210,264.13553075977842,1642.0905123186424,62,4220.5273063680725,353275,539392.98,2920375.7107000002,669607.34270000004,53493.945899999999,4637574.9792999998,null,null,null,40,101430,0.3890723582906338,539.09475165567699,1385.5899556168872,1098.8141155503047,11919569.407802837,3347.0038957073843,0.32829782987691203]
[10,10,21,19,1113,65,41.954981558863977,210,264.13553075977842,1704.0905123186424,62,4430.5273063680725,353275,539392.98,3086039.7107000002,669607.34270000004,53493.945899999999,4803238.9792999998,null,null,null,40,101430,0.38462476235488358,558.14468760627665,1451.1408058831391,1084.123547190188,12488116.859389609,3309.9744420594498,0.32753230158346835]
[10,10,21,20,1175,65,41.954981558863977,210,264.13553075977842,1766.0905123186424,62,4640.5273063680725,353275,539392.98,3251703.7107000002,669607.34270000004,53493.945899999999,4968902.9792999998,null,null,null,40,101430,0.38057970478809233,577.19462355687631,1516.6195577303831,1070.7625774519308,13056142.81788736,3276.3015312414227,0.3268205222387478]
[10,10,21,21,1237,65,41.954981558863977,210,264.13553075977842,1828.0905123186424,62,4850.5273063680725,353275,539392.98,3417367.7107000002,669607.34270000004,53493.945899999999,5134566.9792999998,null,null,null,40,101430,0.37688490278543779,596.24455950747597,1582.0335468489714,1058.5585143622973,13623700.342875963,3245.5487366431385,0.32615702312859468]
[10,10,21,22,1299,65,41.954981558863977,210,264.13553075977842,1890.0905123186424,62,5060.5273063680725,353275,539392.98,3583031.7107000002,669607.34270000004,53493.945899999999,5300230.9792999998,null,null,null,40,101430,0.3734967519966127,615.29449545807552,1647.3891464085764,1047.3673311935361,14190835.531953465,3217.3521301009037,0.3255370530923789]
[10,10,21,23,1361,65,41.954981558863977,210,264.13553075977842,1952.0905123186424,62,5270.5273063680725,353275,539392.98,3748695.7107000002,669607.34270000004,53493.945899999999,5465894.9792999998,null,null,null,40,101430,0.37037859759497777,634.34443140867518,1712.6919199104302,1037.0679557429896,14757588.626327416,3191.405830646177,0.32495646457254551]
[10,10,21,24,1423,65,41.954981558863977,210,264.13553075977842,2014.0905123186424,62,5480.5273063680725,353275,539392.98,3914359.7107000002,669607.34270000004,53493.945899999999,5631558.9792999998,null,null,null,40,101430,0.36749940283636201,653.39436735927484,1777.94674580795,1027.5578725352175,15323994.912204878,3167.4508770191542,0.3244116207106702]
[10,10,21,25,1485,65,41.954981558863977,210,264.13553075977842,2076.0905123186421,62,5690.5273063680725,353275,539392.98,4080023.7107000002,669607.34270000004,53493.945899999999,5797222.9792999998,null,null,null,40,101430,0.36483271242637938,672.44430330987439,1843.1579197974711,1018.7496987871881,15890085.460668718,3145.2665650807339,0.32389931909031644]
[10,10,21,26,1547,65,41.954981558863977,210,264.13553075977842,2138.0905123186421,62,5900.5273063680725,353275,539392.98,4245687.7106999997,669607.34270000004,53493.945899999999,5962886.9792999998,null,null,null,40,101430,0.36235583725053416,691.49423926047416,1908.3292393117224,1010.5684915426743,16455887.738825029,3124.6636358479623,0.32341672874764621]
[10,10,22,10,575,65,41.954981558863992,220,277.1896036531013,1189.1445852119652,64,2661.5047971475042,353275,565078.36,1648503.7106999999,702700.59230000002,55114.974600000001,3426102.6376,null,null,null,40,101430,0.44679407923158487,398.66820085219973,892.2862217374186,1287.2802789194993,7668191.6723470883,3839.6901735706233,0.33525628910897914]
[10,10,22,11,639,65,41.954981558863992,220,277.1896036531013,1253.1445852119652,64,2881.5047971475042,353275,565078.36,1819511.7106999999,702700.59230000002,55114.974600000001,3597110.6376,null,null,null,40,101430,0.43489241678601198,418.3326508657218,961.92215527078656,1248.3444904129683,8271265.4872241104,3739.5028463660005,0.33382632443403348]
[10,10,22,12,703,65,41.954981558863977,220,277.18960365310124,1317.144585211965,64,3101.5047971475042,353275,565078.36,1990519.7106999999,702700.59230000002,55114.974600000001,3768118.6376,null,null,null,40,101430,0.42467920295443706,437.99710087924404,1031.3599013847538,1214.9323905876961,8872858.8812527694,3653.543862388256,0.33253532360591848]
[10,10,22,13,767,65,41.954981558863977,220,277.18960365310124,1381.144585211965,64,3321.5047971475042,353275,565078.36,2161527.7107000002,702700.59230000002,55114.974600000001,3939126.6376,null,null,null,40,101430,0.41581893435712836,457.66155089276629,1100.6270111300444,1185.9463942368927,9473177.6553361174,3578.9841588325307,0.33136396854680406]
[10,10,22,14,831,65,41.954981558863977,220,277.18960365310124,1445.144585211965,64,3541.5047971475042,353275,565078.36,2332535.7107000002,702700.59230000002,55114.974600000001,4110134.6376,null,null,null,40,101430,0.40805947414668275,477.32600090628847,1169.7461550291241,1160.5616462606861,10072391.153795827,3513.6979249273882,0.33029636327791878]
[10,10,22,15,895,65,41.954981558863977,220,277.18960365310124,1509.144585211965,64,3761.5047971475042,353275,565078.36,2503543.7107000002,702700.59230000002,55114.974600000001,4281142.6376,null,null,null,40,101430,0.40120767261985368,496.99045091981066,1238.7361579465896,1138.1462655222936,10670639.994649427,3456.0568932728397,0.32931930829543843]
[10,10,22,16,959,65,41.954981558863977,220,277.18960365310124,1573.144585211965,64,3981.5047971475042,353275,565078.36,2674551.7107000002,702700.59230000002,55114.974600000001,4452150.6376,null,null,null,40,101430,0.39511307039966986,516.6549009333329,1307.6127813507144,1118.2080304932215,11268041.912949445,3404.7928416688628,0.32842175206910112]
[10,10,22,17,1023,65,41.954981558863977,220,277.18960365310124,1637.144585211965,64,4201.5047971475042,353275,565078.36,2845559.7107000002,702700.59230000002,55114.974600000001,4623158.6376,null,null,null,40,101430,0.38965672164017501,536.31935094685502,1376.3893220918546,1100.3578148372912,11864696.233539732,3358.9033011323331,0.32759437119441498]
[10,10,22,18,1087,65,41.954981558863977,220,277.18960365310124,1701.144585211965,64,4421.5047971475042,353275,565078.36,3016567.7107000002,702700.59230000002,55114.974600000001,4794166.6376,null,null,null,40,101430,0.38474335396162951,555.98380096037727,1445.077076018383,1084.2839389681403,12460687.334174842,3317.5854196144187,0.32682924531726437]
[10,10,22,19,1151,65,41.954981558863977,220,277.18960365310124,1765.144585211965,64,4641.5047971475042,353275,565078.36,3187575.7107000002,702700.59230000002,55114.974600000001,4965174.6376,null,null,null,40,101430,0.38029575802587923,575.64825097389951,1513.6857007348647,1069.7338157808294,13056087.355251916,3280.1886383726355,0.32611960277734053]
[10,10,22,20,1215,65,41.954981558863977,220,277.18960365310124,1829.144585211965,64,4861.5047971475042,353275,565078.36,3358583.7107000002,702700.59230000002,55114.974600000001,5136182.6376,null,null,null,40,101430,0.37625070045908804,595.31270098742175,1582.2235022048912,1056.5005799503249,13650958.340677194,3246.1802207211244,0.32545961964971493]
[10,10,22,21,1279,65,41.954981558863977,220,277.18960365310124,1893.144585211965,64,5081.5047971475042,353275,565078.36,3529591.7107000002,702700.59230000002,55114.974600000001,5307190.6376,null,null,null,40,101430,0.37255589845643344,614.97715100094388,1650.6976632202188,1044.413190477909,14245353.944485314,3215.1197374716307,0.32484425954824164]
[10,10,22,22,1343,65,41.954981558863977,220,277.18960365310124,1957.144585211965,64,5301.5047971475042,353275,565078.36,3700599.7107000002,702700.59230000002,55114.974600000001,5478198.6376,null,null,null,40,101430,0.36916774766760835,634.64160101446612,1719.1144270433001,1033.3289975640862,14839320.80261272,3186.6399068266574,0.3242691448602058]
[10,10,22,23,1407,65,41.954981558863977,220,277.18960365310124,2021.144585211965,64,5521.5047971475042,353275,565078.36,3871607.7107000002,702700.59230000002,55114.974600000001,5649206.6376,null,null,null,40,101430,0.36604959326597342,654.30605102798836,1787.4792461593211,1023.1280864839767,15432899.644046001,3160.4320160672237,0.3237304524452756]
[10,10,22,24,1471,65,41.954981558863977,220,277.18960365310124,2085.144585211965,64,5741.5047971475042,353275,565078.36,4042615.7107000002,702700.59230000002,55114.974600000001,5820214.6376,null,null,null,40,101430,0.36317039850735772,673.97050104151049,1855.7969036340833,1013.7089218333884,16026126.197341243,3136.2346958442954,0.32322482854252438]
[10,10,22,25,1535,65,41.954981558863977,220,277.18960365310124,2149.144585211965,64,5961.5047971475042,353275,565078.36,4213623.7106999997,702700.59230000002,55114.974600000001,5991222.6376,null,null,null,40,101430,0.36050370809737509,693.63495105503273,1924.0716127881717,1004.9849562285582,16619031.935170399,3113.825180828766,0.32274931888150332]
[10,10,22,26,1599,65,41.954981558863977,220,277.18960365310124,2213.144585211965,64,6181.5047971475042,353275,565078.36,4384631.7106999997,702700.59230000002,55114.974600000001,6162230.6376,null,null,null,40,101430,0.35802683292152987,713.29940106855497,1992.3070995767837,996.88196318495557,17211644.689682309,3093.0124371522029,0.32230131091965614]
[10,11,8,10,315,65,50.76552768622544,88,104.87584146124051,633.64136914746587,38,1083.0621107449017,353275,226031.34400000001,977325.49,295339.80839999998,34041.601900000001,1987443.2442999999,null,null,null,40,101430,0.58504619713052652,244.56156544927052,418.02094714702963,1835.0224096842937,3397070.6143286992,4754.4106530092804,0.38596211888487708]
[10,11,8,11,353,65,50.76552768622544,88,104.87584146124051,671.64136914746587,38,1171.0621107449017,353275,226031.34400000001,1078861.49,295339.80839999998,34041.601900000001,2088979.2442999999,null,null,null,40,101430,0.57353180756590361,256.23733264479927,446.77091883060984,1783.8330052093361,3642307.5699368692,4675.7278870446999,0.38150915714147993]
[10,11,8,12,391,65,50.76552768622544,88,104.87584146124051,709.64136914746598,38,1259.0621107449017,353275,226031.34400000001,1180397.49,295339.80839999998,34041.601900000001,2190515.2442999999,null,null,null,40,101430,0.56362697526305461,267.91309984032813,475.33761086450551,1739.7991930683127,3886462.7500742218,4608.335621313312,0.37753309134469981]
[10,11,8,13,429,65,50.76552768622544,88,104.87584146124051,747.64136914746598,38,1347.0621107449017,353275,226031.34400000001,1281933.49,295339.80839999998,34041.601900000001,2292051.2442999999,null,null,null,40,101430,0.55501625588298475,279.58886703585694,503.74896964243732,1701.5186055744693,4129701.1033494924,4549.9869626011778,0.3739612046276567]
[10,11,8,14,467,65,50.76552768622544,88,104.87584146124051,785.64136914746598,38,1435.0621107449017,353275,226031.34400000001,1383469.49,295339.80839999998,34041.601900000001,2393587.2442999999,null,null,null,40,101430,0.54746157902507853,291.26463423138574,532.02753469945935,1667.9328555712623,4372155.6653516684,4498.9912893305354,0.37073484883751706]
[10,11,8,15,505,65,50.76552768622544,88,104.87584146124051,823.64136914746598,38,1523.0621107449017,353275,226031.34400000001,1485005.49,295339.80839999998,34041.601900000001,2495123.2442999999,null,null,null,40,101430,0.54077989553862527,302.9404014269146,560.19168598193028,1638.2281633127543,4613934.9204387208,4454.0526157993545,0.36780619912339019]
[10,11,8,16,543,65,50.76552768622544,88,104.87584146124051,861.64136914746598,38,1611.0621107449017,353275,226031.34400000001,1586541.49,295339.80839999998,34041.601900000001,2596659.2442999999,null,null,null,40,101430,0.53482815057271227,314.61616862244341,588.25656107581779,1611.7685513044919,4855128.2155142268,4414.1611264786134,0.36513586729677822]
[10,11,8,17,581,65,50.76552768622544,88,104.87584146124051,899.64136914746598,38,1699.0621107449017,353275,226031.34400000001,1688077.49,295339.80839999998,34041.601900000001,2698195.2442999999,null,null,null,40,101430,0.52949292639634338,326.29193581797222,616.23473997787016,1588.0497994943375,5095809.8017671658,4378.5185567333692,0.36269112004840187]
[10,11,8,18,619,65,50.76552768622544,88,104.87584146124051,937.64136914746598,38,1787.0621107449017,353275,226031.34400000001,1789613.49,295339.80839999998,34041.601900000001,2799731.2442999999,null,null,null,40,101430,0.52468314531979454,337.96770301350102,644.13676335554783,1566.6670047242253,5336041.8936088178,4346.4857210012769,0.36044453042936048]
[10,11,8,19,657,65,50.76552768622544,88,104.87584146124051,975.64136914746598,38,1875.0621107449017,353275,226031.34400000001,1891149.49,295339.80839999998,34041.601900000001,2901267.2442999999,null,null,null,40,101430,0.52032482740525066,349.64347020902983,671.97152969353294,1547.2912751377005,5575877.0127592608,4317.5448900640959,0.35837294447093293]
[10,11,8,20,695,65,50.76552768622544,88,104.87584146124051,1013.641369147466,38,1963.0621107449017,353275,226031.34400000001,1992685.49,295339.80839999998,34041.601900000001,3002803.2442999999,null,null,null,40,101430,0.5163572581831507,361.31923740455863,699.74660310943,1529.6526930354873,5815359.8050746871,4291.2723419498661,0.35645668024426636]
[10,11,8,21,733,65,50.76552768622544,88,104.87584146124051,1051.6413691474661,38,2051.0621107449019,353275,226031.34400000001,2094221.49,295339.80839999998,34041.601900000001,3104339.2442999999,null,null,null,40,101430,0.51273014290412322,372.9950046000875,727.46845443380698,1513.5276635622884,6054528.4634793857,4267.3180196012663,0.35467890056708523]
[10,11,8,22,771,65,50.76552768622544,88,104.87584146124051,1089.6413691474661,38,2139.0621107449019,353275,226031.34400000001,2195757.4900000002,295339.80839999998,34041.601900000001,3205875.2442999999,null,null,null,40,101430,0.5094014632272702,384.6707717956163,755.14265184588783,1498.7293862077061,6293415.8531589471,4245.3902404537112,0.35302511696722949]
[10,11,8,23,809,65,50.76552768622544,88,104.87584146124051,1127.6413691474661,38,2227.0621107449019,353275,226031.34400000001,2297293.4900000002,295339.80839999998,34041.601900000001,3307411.2442999999,null,null,null,40,101430,0.5063358420526024,396.34653899114505,782.77401296424364,1485.1005853584445,6532050.4092484638,4225.2440545033096,0.35148279394076865]
[10,11,8,24,847,65,50.76552768622544,88,104.87584146124051,1165.6413691474661,38,2315.0621107449019,353275,226031.34400000001,2398829.4900000002,295339.80839999998,34041.601900000001,3408947.2442999999,null,null,null,40,101430,0.50350328128881416,408.0223061866738,810.36672718847387,1472.5078988053556,6770456.8589324905,4206.6722755560759,0.35004103061741509]
[10,11,8,25,885,65,50.76552768622544,88,104.87584146124051,1203.6413691474661,38,2403.0621107449019,353275,226031.34400000001,2500365.4900000002,295339.80839999998,34041.601900000001,3510483.2442999999,null,null,null,40,101430,0.50087817695829795,419.69807338220267,837.92445486628935,1460.8374992058305,7008656.8067611028,4189.4984970417736,0.34869030272652807]
[10,11,8,26,923,65,50.76552768622544,88,104.87584146124051,1241.6413691474659,38,2491.0621107449019,353275,226031.34400000001,2601901.4900000002,295339.80839999998,34041.601900000001,3612019.2442999999,null,null,null,40,101430,0.49843854305831742,431.37384057773147,865.4504082507533,1449.9916436113131,7246669.2124855602,4173.571599090782,0.34742225194535908]
[10,11,9,10,335,65,50.76552768622544,99,119.23532164389559,679.0008493301209,40,1218.4448745880145,353275,254285.26199999999,1030765.49,335777.39689999999,35662.630599999997,2111195.7795000002,null,null,null,40,101430,0.55726841935274862,257.11728186779959,461.38857494640371,1732.6970005286723,3788471.9574819631,4575.7435145710533,0.37867004455364489]
[10,11,9,11,375,65,50.76552768622544,99,119.23532164389559,719.0008493301209,40,1317.4448745880145,353275,254285.26199999999,1137645.49,335777.39689999999,35662.630599999997,2218075.7795000002,null,null,null,40,101430,0.54575402978812582,269.40756312625092,493.64282885980907,1683.6194229392813,4064240.772293142,4493.2806673833084,0.37469714170331331]
[10,11,9,12,415,65,50.76552768622544,99,119.23532164389559,759.00084933012113,40,1416.4448745880145,353275,254285.26199999999,1244525.49,335777.39689999999,35662.630599999997,2324955.7795000002,null,null,null,40,101430,0.53584919748527682,281.69784438470236,525.7035854615466,1641.4022326032425,4338824.7858149838,4422.5602484087476,0.37114298967296705]
[10,11,9,13,455,65,50.76552768622544,99,119.23532164389559,799.00084933012113,40,1515.4448745880145,353275,254285.26199999999,1351405.49,335777.39689999999,35662.630599999997,2431835.7795000002,null,null,null,40,101430,0.52723847810520708,293.98812564315375,557.59990564362852,1604.7009167319929,4612401.9404800152,4361.2557227769948,0.3679446972924148]
[10,11,9,14,495,65,50.76552768622544,99,119.23532164389559,839.00084933012113,40,1614.4448745880145,353275,254285.26199999999,1458285.49,335777.39689999999,35662.630599999997,2538715.7795000002,null,null,null,40,101430,0.51968380124730074,306.27840690160514,589.35530829804929,1572.5007520966208,4885116.2445605928,4307.6150223191098,0.3650513669278706]
[10,11,9,15,535,65,50.76552768622544,99,119.23532164389559,879.00084933012113,40,1713.4448745880145,353275,254285.26199999999,1565165.49,335777.39689999999,35662.630599999997,2645595.7795000002,null,null,null,40,101430,0.51300211776084748,318.56868816005652,620.9890312939558,1544.0215315618495,5157085.4932445278,4260.2938960057882,0.36242136557983412]
[10,11,9,16,575,65,50.76552768622544,99,119.23532164389559,919.00084933012113,40,1812.4448745880145,353275,254285.26199999999,1672045.49,335777.39689999999,35662.630599999997,2752475.7795000002,null,null,null,40,101430,0.50705037279493459,330.85896941850791,652.51696314661149,1518.6535149842009,5428406.9733272158,4218.2440227071065,0.36002030864245438]
[10,11,9,17,615,65,50.76552768622544,99,119.23532164389559,959.00084933012113,40,1911.4448745880145,353275,254285.26199999999,1778925.49,335777.39689999999,35662.630599999997,2859355.7795000002,null,null,null,40,101430,0.50171514861856559,343.1492506769593,683.95234152645105,1495.9132839886277,5699161.7402448496,4180.6359974243987,0.35781954824821588]
[10,11,9,18,655,65,50.76552768622544,99,119.23532164389559,999.00084933012113,40,2010.4448745880145,353275,254285.26199999999,1885805.49,335777.39689999999,35662.630599999997,2966235.7795000002,null,null,null,40,101430,0.49690536754201675,355.43953193541063,715.30628395829467,1475.4126397601606,5969417.8675930118,4146.8051463128641,0.35579502477275188]
[10,11,9,19,695,65,50.76552768622544,99,119.23532164389559,1039.0008493301211,40,2109.4448745880145,353275,254285.26199999999,1992685.49,335777.39689999999,35662.630599999997,3073115.7795000002,null,null,null,40,101430,0.49254704962747292,367.72981319386207,746.58819593374153,1456.8362589273081,6239232.9460352482,4116.2126541053985,0.35392638363188045]
[10,11,9,20,735,65,50.76552768622544,99,119.23532164389559,1079.0008493301211,40,2208.4448745880145,353275,254285.26199999999,2099565.4900000002,335777.39689999999,35662.630599999997,3179995.7795000002,null,null,null,40,101430,0.48857948040537291,380.02009445231346,777.80608824793853,1439.9253592876823,6508656.0263843965,4088.4171872083771,0.35219628852770812]
[10,11,9,21,775,65,50.76552768622544,99,119.23532164389559,1119.0008493301211,40,2307.4448745880145,353275,254285.26199999999,2206445.4900000002,335777.39689999999,35662.630599999997,3286875.7795000002,null,null,null,40,101430,0.48495236512634543,392.31037571076479,808.96682627489724,1424.4655704267027,6777729.1459375648,4063.053851841466,0.35058988198768354]
[10,11,9,22,815,65,50.76552768622544,99,119.23532164389559,1159.0008493301211,40,2406.4448745880145,353275,254285.26199999999,2313325.4900000002,335777.39689999999,35662.630599999997,3393755.7795000002,null,null,null,40,101430,0.48162368544949241,404.60065696921617,840.07632762414551,1410.2777983182355,7046488.5387454405,4039.818368773952,0.34909435761247898]
[10,11,9,23,855,65,50.76552768622544,99,119.23532164389559,1199.0008493301211,40,2505.4448745880145,353275,254285.26199999999,2420205.4900000002,335777.39689999999,35662.630599999997,3500635.7795000002,null,null,null,40,101430,0.47855806427482467,416.89093822766756,871.139720233106,1397.2112557790033,7314965.6036260091,4018.4550172634322,0.34769861794558654]
[10,11,9,24,895,65,50.76552768622544,99,119.23532164389559,1239.0008493301211,40,2604.4448745880145,353275,254285.26199999999,2527085.4900000002,335777.39689999999,35662.630599999997,3607515.7795000002,null,null,null,40,101430,0.47572550351103637,429.18121948611895,902.16146983627584,1385.1380824786488,7583187.6846697088,3998.7473419396629,0.34639299861510209]
[10,11,9,25,935,65,50.76552768622544,99,119.23532164389559,1279.0008493301209,40,2703.4448745880145,353275,254285.26199999999,2633965.4900000002,335777.39689999999,35662.630599999997,3714395.7795000002,null,null,null,40,101430,0.47310039918052016,441.47150074457033,933.14548351526287,1373.9491470393805,7851178.705285538,3980.5109118844421,0.34516904423933092]
[10,11,9,26,975,65,50.76552768622544,99,119.23532164389559,1319.0008493301209,40,2802.4448745880145,353275,254285.26199999999,2740845.49,335777.39689999999,35662.630599999997,3821275.7795000002,null,null,null,40,101430,0.47066076528053968,453.76178200302172,964.09519440728138,1363.5507389132677,8118959.6868787156,3963.5876225453849,0.34401932510769273]
[10,11,10,10,355,65,50.76552768622544,110,133.59480182655065,724.36032951277605,42,1353.8276384311271,353275,282539.18,1084205.49,376214.98550000001,37283.659299999999,2234948.3147,null,null,null,40,101430,0.53504619713052659,269.67299828632872,504.01815718454861,1650.8366732041754,4177112.792700184,4434.2615099502664,0.37229123034349204]
[10,11,10,11,397,65,50.76552768622544,110,133.59480182655065,766.36032951277616,42,1463.8276384311271,353275,282539.18,1196429.49,376214.98550000001,37283.659299999999,2347172.3147,null,null,null,40,101430,0.52353180756590378,282.57779360770263,539.75286606082841,1603.4485571232376,4483342.3314476227,4348.6055606326108,0.36872706313928755]
[10,11,10,12,439,65,50.76552768622544,110,133.59480182655065,808.36032951277616,42,1573.8276384311271,353275,282539.18,1308653.49,376214.98550000001,37283.659299999999,2459396.3147,null,null,null,40,101430,0.51362697526305456,295.48258892907666,575.28635208021331,1562.6846642311866,4788292.7361046895,4275.081975830688,0.36553326300311295]
[10,11,10,13,481,65,50.76552768622544,110,133.59480182655065,850.36032951277616,42,1683.8276384311271,353275,282539.18,1420877.49,376214.98550000001,37283.659299999999,2571620.3147,null,null,null,40,101430,0.50501625588298482,308.38738425045057,610.64843093269792,1527.2467656580118,5092153.5391434338,4211.2943953555105,0.36265495172751616]
[10,11,10,14,523,65,50.76552768622544,110,133.59480182655065,892.36032951277616,42,1793.8276384311271,353275,282539.18,1533101.49,376214.98550000001,37283.659299999999,2683844.3147,null,null,null,40,101430,0.49746157902507854,321.29217957182453,645.8633050646655,1496.1550693169072,5395078.5907512391,4155.4370617955974,0.36004758273739967]
[10,11,10,15,565,65,50.76552768622544,110,133.59480182655065,934.36032951277616,42,1903.8276384311271,353275,282539.18,1645325.49,376214.98550000001,37283.659299999999,2796068.3147,null,null,null,40,101430,0.49077989553862528,334.1969748931985,680.95082527050374,1468.6562261611257,5697194.0785203809,4106.1236890472746,0.35767461902782849]
[10,11,10,16,607,65,50.76552768622544,110,133.59480182655065,976.36032951277616,42,2013.8276384311271,353275,282539.18,1757549.49,376214.98550000001,37283.659299999999,2908292.3147,null,null,null,40,101430,0.48482815057271234,347.10177021457241,715.92742666561742,1444.161485927968,5998604.4772442197,4062.2725242762072,0.35550581042941731]
[10,11,10,17,649,65,50.76552768622544,110,133.59480182655065,1018.3603295127762,42,2123.8276384311271,353275,282539.18,1869773.49,376214.98550000001,37283.659299999999,3020516.3147,null,null,null,40,101430,0.47949292639634339,360.00656553594638,750.806833046728,1422.2040715840596,6299397.0263969703,4023.0272045639722,0.35351589717579412]
[10,11,10,18,691,65,50.76552768622544,110,133.59480182655065,1060.3603295127762,42,2233.8276384311271,353275,282539.18,1981997.49,376214.98550000001,37283.659299999999,3132740.3147,null,null,null,40,101430,0.47468314531979455,372.91136085732029,785.60059385738145,1402.4091477889085,6599645.1435177382,3987.70105218152,0.35168362157481781]
[10,11,10,19,733,65,50.76552768622544,110,133.59480182655065,1102.3603295127762,42,2343.8276384311271,353275,282539.18,2094221.49,376214.98550000001,37283.659299999999,3244964.3147,null,null,null,40,101430,0.47032482740525067,385.81615617869431,820.31849840293398,1384.4722459589939,6899411.0572936349,3955.7370960633953,0.34999096561214088]
[10,11,10,20,775,65,50.76552768622544,110,133.59480182655065,1144.3603295127762,42,2453.8276384311271,353275,282539.18,2206445.4900000002,376214.98550000001,37283.659299999999,3357188.3147,null,null,null,40,101430,0.46635725818315071,398.72095150006822,854.96889885110375,1368.1434922894382,7198747.8608107157,3926.678875957773,0.34842255644236464]
[10,11,10,21,817,65,50.76552768622544,110,133.59480182655065,1186.3603295127762,42,2563.8276384311271,353275,282539.18,2318669.4900000002,376214.98550000001,37283.659299999999,3469412.3147,null,null,null,40,101430,0.46273014290412323,411.62574682144219,889.55896462256237,1353.2158959182336,7497701.1286648819,3900.1487846188702,0.34696519816242666]
[10,11,10,22,859,65,50.76552768622544,110,133.59480182655065,1228.3603295127762,42,2673.8276384311271,353275,282539.18,2430893.4900000002,376214.98550000001,37283.659299999999,3581636.3147,null,null,null,40,101430,0.45940146322727021,424.53054214281605,924.09488459290526,1339.5165280066587,7796310.2023200085,3875.8317727268209,0.34560749964239262]
[10,11,10,23,901,65,50.76552768622544,110,133.59480182655065,1270.3603295127759,42,2783.8276384311271,353275,282539.18,2543117.4900000002,376214.98550000001,37283.659299999999,3693860.3147,null,null,null,40,101430,0.45633584205260241,437.43533746419007,958.58202918403754,1326.8997921154501,8094609.2204909716,3853.4629298900877,0.34433957618305083]
[10,11,10,24,943,65,50.76552768622544,110,133.59480182655065,1312.3603295127759,42,2893.8276384311271,353275,282539.18,2655341.4900000002,376214.98550000001,37283.659299999999,3806084.3147,null,null,null,40,101430,0.45350328128881406,450.34013278556398,993.02508133070012,1315.2422294172832,8392627.9516720809,3832.8179079013553,0.34315280846134405]
[10,11,10,25,985,65,50.76552768622544,110,133.59480182655065,1354.3603295127759,42,3003.8276384311271,353275,282539.18,2767565.49,376214.98550000001,37283.659299999999,3918308.3147,null,null,null,40,101430,0.45087817695829796,463.24492810693789,1027.4281430786209,1304.4384653062202,8690392.4717605356,3813.7054558176242,0.34203964632778916]
[10,11,10,26,1027,65,50.76552768622544,110,133.59480182655065,1396.3603295127759,42,3113.8276384311271,353275,282539.18,2879789.49,376214.98550000001,37283.659299999999,4030532.3147,null,null,null,40,101430,0.44843854305831743,476.14972342831186,1061.7948229449821,1294.3980151548315,8987925.7193897236,3795.9615432485048,0.34099344801241388]
[10,11,11,10,375,65,50.76552768622544,121,147.95428200920571,769.71980969543108,44,1489.2104022742399,353275,310793.098,1137645.49,416652.57400000002,38904.687899999997,2358700.8498999998,null,null,null,40,101430,0.51686437894870829,282.22871470485779,546.04017262498394,1583.8600417568596,4563481.1490170341,4319.6471032375193,0.36666422138275528]
[10,11,11,11,419,65,50.76552768622544,121,147.95428200920571,813.71980969543119,44,1610.2104022742399,353275,310793.098,1255213.49,416652.57400000002,38904.687899999997,2476268.8498999998,null,null,null,40,101430,0.50534998938408549,295.74802408915434,585.23405620253106,1537.854212364656,4900106.6626099544,4231.2453003826358,0.36345191620669831]
[10,11,11,12,463,65,50.76552768622544,121,147.95428200920571,857.71980969543119,44,1731.2104022742399,353275,310793.098,1372781.49,416652.57400000002,38904.687899999997,2593836.8498999998,null,null,null,40,101430,0.49544515708123638,309.26733347345089,624.22112529145465,1498.2793810176861,5235366.2415667232,4155.317314388777,0.3605691858548411]
[10,11,11,13,507,65,50.76552768622544,121,147.95428200920571,901.71980969543119,44,1852.2104022742399,353275,310793.098,1490349.49,416652.57400000002,38904.687899999997,2711404.8498999998,null,null,null,40,101430,0.48683443770116663,322.78664285774738,663.03165483104829,1463.8751875065727,5569459.8408733932,4089.4048273181456,0.35796778487851255]
[10,11,11,14,551,65,50.76552768622544,121,147.95428200920571,945.71980969543119,44,1973.2104022742399,353275,310793.098,1607917.49,416652.57400000002,38904.687899999997,2828972.8498999998,null,null,null,40,101430,0.47927976084326035,336.30595224204387,701.69028554499414,1433.6904197698693,5902550.2035667868,4031.6545749719185,0.35560844638577582]
[10,11,11,15,595,65,50.76552768622544,121,147.95428200920571,989.71980969543119,44,2094.2104022742401,353275,310793.098,1725485.49,416652.57400000002,38904.687899999997,2946540.8498999998,null,null,null,40,101430,0.47259807735680698,349.82526162634042,740.21727634373281,1406.9937035605333,6234771.1323975986,3980.6431761294771,0.35345888624174648]
[10,11,11,16,639,65,50.76552768622544,121,147.95428200920571,1033.7198096954312,44,2215.2104022742401,353275,310793.098,1843053.49,416652.57400000002,38904.687899999997,3064108.8498999998,null,null,null,40,101430,0.46664633239089404,363.34457101063691,778.6294368778523,1383.2134621546866,6566233.6490070727,3935.2594505253855,0.3514923169729044]
[10,11,11,17,683,65,50.76552768622544,121,147.95428200920571,1077.7198096954312,44,2336.2104022742401,353275,310793.098,1960621.49,416652.57400000002,38904.687899999997,3181676.8498999998,null,null,null,40,101430,0.46131110821452509,376.8638803949334,816.9408316516824,1361.8965341621404,6897030.6443417389,3894.6233639689017,0.34968632570782654]
[10,11,11,18,727,65,50.76552768622544,121,147.95428200920571,1121.7198096954312,44,2457.2104022742401,353275,310793.098,2078189.49,416652.57400000002,38904.687899999997,3299244.8498999998,null,null,null,40,101430,0.45650132713797631,390.38318977922995,855.16331842171769,1342.6790179942479,7227240.4345795903,3858.0289622570417,0.34802201619781198]
[10,11,11,19,771,65,50.76552768622544,121,147.95428200920571,1165.7198096954312,44,2578.2104022742401,353275,310793.098,2195757.4900000002,416652.57400000002,38904.687899999997,3416812.8498999998,null,null,null,40,101430,0.45214300922343242,403.9024991635265,893.30696466421034,1325.2653262576459,7556929.5117473872,3824.9034039661724,0.34648334514367951]
[10,11,11,20,815,65,50.76552768622544,121,147.95428200920571,1209.7198096954312,44,2699.2104022742401,353275,310793.098,2313325.4900000002,416652.57400000002,38904.687899999997,3534380.8498999998,null,null,null,40,101430,0.44817544000133247,417.42180854782305,931.38037315606141,1309.4128738363295,7886154.6940642698,3794.7770339568979,0.34505660335752997]
[10,11,11,21,859,65,50.76552768622544,121,147.95428200920571,1253.7198096954312,44,2820.2104022742401,353275,310793.098,2430893.4900000002,416652.57400000002,38904.687899999997,3651948.8498999998,null,null,null,40,101430,0.44454832472230499,430.9411179321196,969.39093899704744,1294.9207076840321,8214964.8234802866,3767.2611771152015,0.34373000617802235]
[10,11,11,22,903,65,50.76552768622544,121,147.95428200920571,1297.7198096954312,44,2941.2104022742401,353275,310793.098,2548461.4900000002,416652.57400000002,38904.687899999997,3769516.8498999998,null,null,null,40,101430,0.44121964504545197,444.46042731641597,1007.3450543450534,1281.6209432062778,8543402.1178783029,3742.0314257478121,0.34249336720900392]
[10,11,11,23,947,65,50.76552768622544,121,147.95428200920571,1341.7198096954312,44,3062.2104022742401,353275,310793.098,2666029.4900000002,416652.57400000002,38904.687899999997,3887084.8498999998,null,null,null,40,101430,0.43815402387078423,457.97973670071258,1045.2482728671121,1269.3722309361794,8871503.2572134174,3718.8148986542387,0.34133783625410841]
[10,11,11,24,991,65,50.76552768622544,121,147.95428200920571,1385.7198096954312,44,3183.2104022742401,353275,310793.098,2783597.49,416652.57400000002,38904.687899999997,4004652.8498999998,null,null,null,40,101430,0.43532146310699588,471.49904608500907,1083.1054428600989,1258.0547132761656,9199300.2627268564,3697.3804132642458,0.34025568717866589]
[10,11,11,25,1035,65,50.76552768622544,121,147.95428200920571,1429.7198096954312,44,3304.2104022742401,353275,310793.098,2901165.49,416652.57400000002,38904.687899999997,4122220.8498999998,null,null,null,40,101430,0.43269635877647977,485.01835546930556,1120.9208157904884,1247.5660893427253,9526821.2138116546,3677.5308227493138,0.33924014494324417]
[10,11,11,26,1079,65,50.76552768622544,121,147.95428200920571,1473.7198096954312,44,3425.2104022742401,353275,310793.098,3018733.49,416652.57400000002,38904.687899999997,4239788.8498999998,null,null,null,40,101430,0.4302567248764993,498.53766485360211,1158.6981353904512,1237.8185138979288,9854090.8364600539,3659.0969817191672,0.33828524362214635]
[10,11,12,10,395,65,50.76552768622544,132,162.31376219186077,815.07928987808623,46,1624.5931661173527,353275,339047.016,1191085.49,457090.16259999998,40525.7166,2482453.3851000001,null,null,null,40,101430,0.50171286379719315,294.78443112338692,587.5560552550379,1528.0461822174295,4947956.4194423892,4225.0494449667431,0.36166350290593041]
[10,11,12,11,441,65,50.76552768622544,132,162.31376219186077,861.07928987808623,46,1756.5931661173527,353275,339047.016,1313997.49,457090.16259999998,40525.7166,2605365.3851000001,null,null,null,40,101430,0.49019847423257035,308.918254570606,630.19015931094566,1483.1922583991714,5314919.4093697947,4134.2527277653335,0.35875703689766297]
[10,11,12,12,487,65,50.76552768622544,132,162.31376219186077,907.07928987808623,46,1888.5931661173527,353275,339047.016,1436909.49,457090.16259999998,40525.7166,2728277.3851000001,null,null,null,40,101430,0.48029364192972118,323.05207801782512,672.61368840917453,1444.608311673102,5680436.1893705046,4056.2323249693368,0.35614535754778853]
[10,11,12,13,533,65,50.76552768622544,132,162.31376219186077,953.07928987808623,46,2020.5931661173527,353275,339047.016,1559821.49,457090.16259999998,40525.7166,2851189.3851000001,null,null,null,40,101430,0.47168292254965144,337.1859014650442,714.8571325041994,1411.0655390470397,6044716.161717765,3988.4744174744565,0.35378578156721413]
[10,11,12,14,579,65,50.76552768622544,132,162.31376219186077,999.07928987808623,46,2152.5931661173527,353275,339047.016,1682733.49,457090.16259999998,40525.7166,2974101.3851000001,null,null,null,40,101430,0.46412824569174516,351.31972491226327,756.94536622878877,1381.6365451473371,6407930.163158875,3929.0832837243593,0.35164348662970829]
[10,11,12,15,625,65,50.76552768622544,132,162.31376219186077,1045.0792898780862,46,2284.5931661173527,353275,339047.016,1805645.49,457090.16259999998,40525.7166,3097013.3851000001,null,null,null,40,101430,0.45744656220529184,365.45354835948234,798.89888470836274,1355.6082680600398,6770218.9523773845,3876.6024642439061,0.34968978133909279]
[10,11,12,16,671,65,50.76552768622544,132,162.31376219186077,1091.0792898780862,46,2416.5931661173527,353275,339047.016,1928557.49,457090.16259999998,40525.7166,3219925.3851000001,null,null,null,40,101430,0.45149481723937895,379.58737180670147,840.73472676309211,1332.4234423436185,7131699.5504623223,3829.894594147625,0.34790081282645863]
[10,11,12,17,717,65,50.76552768622544,132,162.31376219186077,1137.0792898780862,46,2548.5931661173527,353275,339047.016,2051469.49,457090.16259999998,40525.7166,3342837.3851000001,null,null,null,40,101430,0.44615959306300995,393.72119525392054,882.46717402379443,1311.6402529772076,7492470.0423734849,3788.0586196762174,0.34625658804860826]
[10,11,12,18,763,65,50.76552768622544,132,162.31376219186077,1183.0792898780862,46,2680.5931661173527,353275,339047.016,2174381.4900000002,457090.16259999998,40525.7166,3465749.3851000001,null,null,null,40,101430,0.44134981198646117,407.85501870113967,924.10828695141947,1292.9039098320306,7852613.2582751894,3750.3715030794242,0.34474022340731553]
[10,11,12,19,809,65,50.76552768622544,132,162.31376219186077,1229.0792898780865,46,2812.5931661173527,353275,339047.016,2297293.4900000002,457090.16259999998,40525.7166,3588661.3851000001,null,null,null,40,101430,0.4369914940719174,421.98884214835874,965.66832048888898,1275.9262265065227,8212199.6281958455,3716.2463643058263,0.34333736287283484]
[10,11,12,20,855,65,50.76552768622544,132,162.31376219186077,1275.0792898780865,46,2944.5931661173527,353275,339047.016,2420205.4900000002,457090.16259999998,40525.7166,3711573.3851000001,null,null,null,40,101430,0.43302392484981744,436.12266559557787,1007.1560497421364,1260.4706917920721,8571289.4187761229,3685.201897056992,0.34203572205872518]
[10,11,12,21,901,65,50.76552768622544,132,162.31376219186077,1321.0792898780862,46,3076.5931661173527,353275,339047.016,2543117.4900000002,457090.16259999998,40525.7166,3834485.3851000001,null,null,null,40,101430,0.42939680957078985,450.25648904279689,1048.5790276198318,1246.3413841555305,8929934.5027154852,3656.8396698206338,0.34082472754860016]
[10,11,12,22,947,65,50.76552768622544,132,162.31376219186077,1367.0792898780862,46,3208.5931661173527,353275,339047.016,2666029.4900000002,457090.16259999998,40525.7166,3957397.3851000001,null,null,null,40,101430,0.42606812989393683,464.39031249001602,1089.9437904581573,1233.3746225392936,9288179.7709847037,3630.8270387766115,0.339695229039297]
[10,11,12,23,993,65,50.76552768622544,132,162.31376219186077,1413.0792898780862,46,3340.5931661173527,353275,339047.016,2788941.49,457090.16259999998,40525.7166,4080309.3851000001,null,null,null,40,101430,0.42300250871926909,478.52413593723503,1131.256023483335,1221.4325966201204,9646064.2692076694,3606.8841185730544,0.33863926770770225]
[10,11,12,24,1039,65,50.76552768622544,132,162.31376219186077,1459.0792898780862,46,3472.5931661173527,353275,339047.016,2911853.49,457090.16259999998,40525.7166,4203221.3850999996,null,null,null,40,101430,0.42016994795548074,492.6579593844541,1172.5206949752005,1210.3984498252348,10003622.119084779,3584.7737299264027,0.33764988839339793]
[10,11,12,25,1085,65,50.76552768622544,132,162.31376219186077,1505.0792898780862,46,3604.5931661173527,353275,339047.016,3034765.49,457090.16259999998,40525.7166,4326133.3850999996,null,null,null,40,101430,0.41754484362496463,506.79178283167323,1213.7421658279882,1200.1724427064798,10360883.270846581,3564.2935599843436,0.33672098622307411]
[10,11,12,26,1131,65,50.76552768622544,132,162.31376219186077,1551.0792898780862,46,3736.5931661173527,353275,339047.016,3157677.49,457090.16259999998,40525.7166,4449045.3850999996,null,null,null,40,101430,0.41510520972498416,520.92560627889236,1254.9242796158026,1190.668929517177,10717874.121815365,3545.2699875280373,0.33584718052668783]
[10,11,13,10,415,65,50.76552768622544,143,176.67324237451584,860.43877006074126,48,1759.9759299604652,353275,367300.93400000001,1244525.49,497527.75109999999,42146.745300000002,2606205.9204000002,null,null,null,40,101430,0.48889235097668038,307.340147541916,628.6458500075322,1480.8190702994507,5330837.9956179354,4145.7458445359025,0.3571900270372752]
[10,11,13,11,463,65,50.76552768622544,143,176.67324237451584,908.43877006074126,48,1902.9759299604652,353275,367300.93400000001,1372781.49,497527.75109999999,42146.745300000002,2734461.9204000002,null,null,null,40,101430,0.47737796141205752,322.08848505205765,674.70329819863855,1436.9398358129924,5728085.7965564243,4052.8361542830612,0.35455167223930978]
[10,11,13,12,511,65,50.76552768622544,143,176.67324237451584,956.43877006074126,48,2045.9759299604652,353275,367300.93400000001,1501037.49,497527.75109999999,42146.745300000002,2862717.9204000002,null,null,null,40,101430,0.46747312910920841,336.8368225621993,720.54798786843094,1399.1943299199929,6123812.7757385941,3972.9733044181203,0.35217813529328967]
[10,11,13,13,559,65,50.76552768622544,143,176.67324237451584,1004.4387700607413,48,2188.9759299604652,353275,367300.93400000001,1629293.49,497527.75109999999,42146.745300000002,2990973.9204000002,null,null,null,40,101430,0.45886240972913861,351.58516007234101,766.21042085333988,1366.380451888974,6518236.9637098983,3903.5933719387108,0.35003145094755717]
[10,11,13,14,607,65,50.76552768622544,143,176.67324237451584,1052.4387700607413,48,2331.9759299604652,353275,367300.93400000001,1757549.49,497527.75109999999,42146.745300000002,3119229.9204000002,null,null,null,40,101430,0.45130773287123233,366.33349758248261,811.71553443558059,1337.5909589282719,6911536.6149585787,3842.7623816789428,0.34808058008100534]
[10,11,13,15,655,65,50.76552768622544,143,176.67324237451584,1100.4387700607413,48,2474.9759299604652,353275,367300.93400000001,1885805.49,497527.75109999999,42146.745300000002,3247485.9204000002,null,null,null,40,101430,0.44462604938477907,381.08183509262432,857.0839149436257,1312.1282841750069,7303858.8828678718,3788.9941273335758,0.34629989914985421]
[10,11,13,16,703,65,50.76552768622544,143,176.67324237451584,1148.4387700607413,48,2617.9759299604652,353275,367300.93400000001,2014061.49,497527.75109999999,42146.745300000002,3375741.9204000002,null,null,null,40,101430,0.43867430441886612,395.83017260276597,902.33270701173637,1289.4472717342537,7695326.3192050476,3741.1277393822324,0.34466806844376247]
[10,11,13,17,751,65,50.76552768622544,143,176.67324237451584,1196.4387700607413,48,2760.9759299604652,353275,367300.93400000001,2142317.4900000002,497527.75109999999,42146.745300000002,3503997.9204000002,null,null,null,40,101430,0.43333908024249718,410.57851011290768,947.47630396766283,1269.115707359188,8086041.8090900667,3698.2433288094753,0.3431671727689527]
[10,11,13,18,799,65,50.76552768622544,143,176.67324237451584,1244.4387700607415,48,2903.9759299604652,353275,367300.93400000001,2270573.4900000002,497527.75109999999,42146.745300000002,3632253.9204000002,null,null,null,40,101430,0.4285292991659484,425.32684762304933,992.52687844417619,1250.7865106178469,8476092.3638662882,3659.6025752442738,0.3417820610027193]
[10,11,13,19,847,65,50.76552768622544,143,176.67324237451584,1292.4387700607415,48,3046.9759299604652,353275,367300.93400000001,2398829.4900000002,497527.75109999999,42146.745300000002,3760509.9204000002,null,null,null,40,101430,0.42417098125140457,440.07518513319098,1037.494794752025,1234.1777574863418,8865552.0687885694,3624.6060600740452,0.34049983281800539]
[10,11,13,20,895,65,50.76552768622544,143,176.67324237451584,1340.4387700607415,48,3189.9759299604652,353275,367300.93400000001,2527085.4900000002,497527.75109999999,42146.745300000002,3888765.9204000002,null,null,null,40,101430,0.42020341202930461,454.82352264333269,1082.3889326524882,1219.0580762161621,9254484.3973857798,3592.7620867516712,0.33930943568778044]
[10,11,13,21,943,65,50.76552768622544,143,176.67324237451584,1388.4387700607413,48,3332.9759299604652,353275,367300.93400000001,2655341.4900000002,497527.75109999999,42146.745300000002,4017021.9204000002,null,null,null,40,101430,0.41657629675027702,469.57186015347423,1127.2169439706893,1205.2358027083371,9642944.04576152,3563.6635359678562,0.3382013454816819]
[10,11,13,22,991,65,50.76552768622544,143,176.67324237451584,1436.4387700607413,48,3475.9759299604652,353275,367300.93400000001,2783597.49,497527.75109999999,42146.745300000002,4145277.9204000002,null,null,null,40,101430,0.413247617073424,484.32019766361589,1171.9854577590074,1192.5508127441533,10030978.399125174,3536.9704401279787,0.33716731110170184]
[10,11,13,23,1039,65,50.76552768622544,143,176.67324237451584,1484.4387700607413,48,3618.9759299604652,353275,367300.93400000001,2911853.49,497527.75109999999,42146.745300000002,4273533.9204000002,null,null,null,40,101430,0.41018199589875626,499.0685351737576,1216.7002456561765,1180.8682906603781,10418628.713797295,3512.3966939356656,0.33620014866179787]
[10,11,13,24,1087,65,50.76552768622544,143,176.67324237451584,1532.4387700607413,48,3761.9759299604652,353275,367300.93400000001,3040109.49,497527.75109999999,42146.745300000002,4401789.9204000002,null,null,null,40,101430,0.40734943513496796,513.81687268389919,1261.3663561695014,1170.0739192129085,10805931.077073945,3489.6997996052137,0.3352935743485092]
[10,11,13,25,1135,65,50.76552768622544,143,176.67324237451584,1580.4387700607413,48,3904.9759299604652,353275,367300.93400000001,3168365.49,497527.75109999999,42146.745300000002,4530045.9204000002,null,null,null,40,101430,0.40472433080445186,528.5652101940409,1305.9882244871128,1160.0701263219644,11192917.192176968,3468.6728681129612,0.33444206773902824]
[10,11,13,26,1183,65,50.76552768622544,143,176.67324237451584,1628.4387700607413,48,4047.9759299604652,353275,367300.93400000001,3296621.49,497527.75109999999,42146.745300000002,4658301.9204000002,null,null,null,40,101430,0.40228469690447133,543.31354770418261,1350.5697628692069,1150.7731273488484,11579615.024380738,3449.1383180807898,0.33364075929236003]
[10,11,14,10,435,65,50.76552768622544,154,191.0327225571709,905.79825024339641,50,1895.358693803578,353275,395554.85200000001,1297965.49,537965.33970000001,43767.7739,2729958.4556,null,null,null,40,101430,0.47790333998766943,319.89586396044513,669.37356823808534,1440.3386886554686,5712365.298880782,4078.3780314937458,0.35316458590473776]
[10,11,14,11,485,65,50.76552768622544,154,191.0327225571709,955.79825024339641,50,2049.3586938035783,353275,395554.85200000001,1431565.49,537965.33970000001,43767.7739,2863558.4556,null,null,null,40,101430,0.46638895042304651,335.25871553350936,718.83931904777523,1397.2949021676957,6139850.5538506974,3983.586289294883,0.3507630563752705]
[10,11,14,12,535,65,50.76552768622544,154,191.0327225571709,1005.7982502433964,50,2203.3586938035783,353275,395554.85200000001,1565165.49,537965.33970000001,43767.7739,2997158.4556,null,null,null,40,101430,0.45648411812019735,350.62156710657359,768.09149144209869,1360.268059845899,6565745.3054601178,3902.0852189595221,0.34860029535915926]
[10,11,14,13,585,65,50.76552768622544,154,191.0327225571709,1055.7982502433963,50,2357.3586938035783,353275,395554.85200000001,1698765.49,537965.33970000001,43767.7739,3130758.4556,null,null,null,40,101430,0.44787339874012755,365.98441867963783,817.16042906132782,1328.0789486106314,6990275.5206530308,3831.2653724080715,0.34664238039347606]
[10,11,14,14,635,65,50.76552768622544,154,191.0327225571709,1105.7982502433963,50,2511.3586938035783,353275,395554.85200000001,1832365.49,537965.33970000001,43767.7739,3264358.4556,null,null,null,40,101430,0.44031872188222126,381.34727025270206,866.07098744873906,1299.83759931193,7413626.2969030766,3769.1580746526256,0.34486152439539858]
[10,11,14,15,685,65,50.76552768622544,154,191.0327225571709,1155.7982502433963,50,2665.3586938035783,353275,395554.85200000001,1965965.49,537965.33970000001,43767.7739,3397958.4556,null,null,null,40,101430,0.433637038395768,396.71012182576624,914.84372112997505,1274.8597265592643,7835950.7023096327,3714.2501796566712,0.34323474857504255]
[10,11,14,16,735,65,50.76552768622544,154,191.0327225571709,1205.7982502433963,50,2819.3586938035783,353275,395554.85200000001,2099565.4900000002,537965.33970000001,43767.7739,3531558.4556,null,null,null,40,101430,0.42768529342985506,412.07297339883053,963.49577534962611,1252.6105540690835,8257376.416297094,3665.3595645328928,0.34174288552471493]
[10,11,14,17,785,65,50.76552768622544,154,191.0327225571709,1255.7982502433965,50,2973.3586938035783,353275,395554.85200000001,2233165.4900000002,537965.33970000001,43767.7739,3665158.4556,null,null,null,40,101430,0.42235006925348617,427.43582497189476,1012.0415647791838,1232.6660968294564,8678010.7839050256,3621.5493346505828,0.34036982046204473]
[10,11,14,18,835,65,50.76552768622544,154,191.0327225571709,1305.7982502433965,50,3127.3586938035783,353275,395554.85200000001,2366765.4900000002,537965.33970000001,43767.7739,3798758.4556,null,null,null,40,101430,0.41754028817693739,442.79867654495894,1060.4932962955615,1214.6858827199751,9097944.7088828497,3582.0673915001025,0.33910190679335245]
[10,11,14,19,885,65,50.76552768622544,154,191.0327225571709,1355.7982502433965,50,3281.3586938035783,353275,395554.85200000001,2500365.4900000002,537965.33970000001,43767.7739,3932358.4556,null,null,null,40,101430,0.41318197026239351,458.16152811802317,1108.8613760834364,1198.3933554690434,9517255.6853521988,3546.3030279349337,0.33792751099639845]
[10,11,14,20,935,65,50.76552768622544,154,191.0327225571709,1405.7982502433963,50,3435.3586938035783,353275,395554.85200000001,2633965.4900000002,537965.33970000001,43767.7739,4065958.4556,null,null,null,40,101430,0.4092144010402935,473.52437969108746,1157.1547298611852,1183.5615485796677,9936010.1825068258,3513.7552054534221,0.33683665462601242]
[10,11,14,21,985,65,50.76552768622544,154,191.0327225571709,1455.7982502433963,50,3589.3586938035783,353275,395554.85200000001,2767565.49,537965.33970000001,43767.7739,4199558.4556,null,null,null,40,101430,0.40558728576126596,488.88723126415164,1205.3810571170543,1170.0024471821712,10354265.537891401,3484.0090034341474,0.33582073009252078]
[10,11,14,22,1035,65,50.76552768622544,154,191.0327225571709,1505.7982502433963,50,3743.3586938035783,353275,395554.85200000001,2901165.49,537965.33970000001,43767.7739,4333158.4556,null,null,null,40,101430,0.402258606084413,504.25008283721581,1253.547034693896,1157.5589757768903,10772071.47348262,3456.7178858373695,0.33487227306560435]
[10,11,14,23,1085,65,50.76552768622544,154,191.0327225571709,1555.7982502433963,50,3897.3586938035783,353275,395554.85200000001,3034765.49,537965.33970000001,43767.7739,4466758.4556,null,null,null,40,101430,0.39919298490974525,519.6129344102801,1301.6584811172495,1146.0988855520277,11189471.319428848,3431.5901754282318,0.33398477876484911]
[10,11,14,24,1135,65,50.76552768622544,154,191.0327225571709,1605.7982502433963,50,4051.3586938035783,353275,395554.85200000001,3168365.49,537965.33970000001,43767.7739,4600358.4556,null,null,null,40,101430,0.3963604241459569,534.97578598334439,1349.7204902231697,1135.5100358309144,11606503.009167077,3408.3786153414185,0.33315255257144311]
[10,11,14,25,1185,65,50.76552768622544,154,191.0327225571709,1655.7982502433963,50,4205.3586938035778,353275,395554.85200000001,3301965.49,537965.33970000001,43767.7739,4733958.4556,null,null,null,40,101430,0.39373531981544085,550.33863755640857,1397.7375405751604,1125.6967122780941,12023199.894243116,3386.8722261096264,0.33237058770626843]
[10,11,14,26,1235,65,50.76552768622544,154,191.0327225571709,1705.7982502433963,50,4359.3586938035778,353275,395554.85200000001,3435565.49,537965.33970000001,43767.7739,4867558.4556,null,null,null,40,101430,0.39129568591546038,565.70148912947275,1445.713585637877,1116.576725490281,12439591.415828761,3366.8898901694461,0.33163446442083883]
[10,11,15,10,455,65,50.76552768622544,165,205.39220273982596,951.15773042605144,52,2030.7414576466908,353275,423808.77,1351405.49,578402.92819999997,45388.802600000003,2853710.9907999998,null,null,null,40,101430,0.46837953046385988,332.45158037897426,709.79101082775912,1405.2556912306839,6092732.0797942067,4020.4946910332183,0.34952308091956469]
[10,11,15,11,507,65,50.76552768622544,165,205.39220273982596,1003.1577304260514,52,2195.7414576466908,353275,423808.77,1490349.49,578402.92819999997,45388.802600000003,2992654.9907999998,null,null,null,40,101430,0.45686514089923702,348.42894601496101,762.65163354147899,1362.9359596751058,6550412.1957865618,3924.0130869179393,0.34733216467063427]
[10,11,15,12,559,65,50.76552768622544,165,205.39220273982596,1055.1577304260513,52,2360.7414576466908,353275,423808.77,1629293.49,578402.92819999997,45388.802600000003,3131598.9907999998,null,null,null,40,101430,0.4469603085963878,364.40631165094783,815.29904253760583,1326.531959115018,7006436.4341666661,3841.0433808790626,0.34535719271450338]
[10,11,15,13,611,65,50.76552768622544,165,205.39220273982596,1107.1577304260513,52,2525.7414576466908,353275,423808.77,1768237.49,578402.92819999997,45388.802600000003,3270542.9907999998,null,null,null,40,101430,0.43834958921631806,380.38367728693459,867.763279913151,1294.8843124360683,7461038.1102972832,3768.9345314351585,0.34356773821247411]
[10,11,15,14,663,65,50.76552768622544,165,205.39220273982596,1159.1577304260513,52,2690.7414576466908,353275,423808.77,1907181.49,578402.92819999997,45388.802600000003,3409486.9907999998,null,null,null,40,101430,0.43079491235841177,396.36104292292146,920.06899699214148,1267.1180209777674,7914408.6732841702,3705.6862060587714,0.34193883413712639]
[10,11,15,15,715,65,50.76552768622544,165,205.39220273982596,1211.1577304260513,52,2855.7414576466908,353275,423808.77,2046125.49,578402.92819999997,45388.802600000003,3548430.9907999998,null,null,null,40,101430,0.42411322887195846,412.33840855890816,972.23661156628248,1242.5603099589543,8366706.6934320834,3649.7607152023947,0.34044980121115942]
[10,11,15,16,767,65,50.76552768622544,165,205.39220273982596,1263.1577304260516,52,3020.7414576466908,353275,423808.77,2185069.4900000002,578402.92819999997,45388.802600000003,3687374.9907999998,null,null,null,40,101430,0.41816148390604563,428.31577419489503,1024.2831792971417,1220.6853987592697,8818064.6297988649,3599.9565992154312,0.33908336534537775]
[10,11,15,17,819,65,50.76552768622544,165,205.39220273982596,1315.1577304260516,52,3185.7414576466908,353275,423808.77,2324013.4900000002,578402.92819999997,45388.802600000003,3826318.9907999998,null,null,null,40,101430,0.41282625972967668,444.29313983088184,1076.2230583921914,1201.0764343703561,9268593.9922562707,3555.3215115948033,0.33782498445030695]
[10,11,15,18,871,65,50.76552768622544,165,205.39220273982596,1367.1577304260516,52,3350.7414576466908,353275,423808.77,2462957.4900000002,578402.92819999997,45388.802600000003,3965262.9907999998,null,null,null,40,101430,0.40801647865312785,460.2705054668686,1128.068422594677,1183.398671875153,9718389.325513361,3515.0908503010683,0.33666232887659064]
[10,11,15,19,923,65,50.76552768622544,165,205.39220273982596,1419.1577304260513,52,3515.7414576466908,353275,423808.77,2601901.4900000002,578402.92819999997,45388.802600000003,4104206.9907999998,null,null,null,40,101430,0.40365816073858396,476.24787110285536,1179.8296613933237,1167.3802070540519,10167531.317257484,3478.6436763500515,0.33558487607989773]
[10,11,15,20,975,65,50.76552768622544,165,205.39220273982596,1471.1577304260513,52,3680.7414576466908,353275,423808.77,2740845.49,578402.92819999997,45388.802600000003,4243150.9907999998,null,null,null,40,101430,0.39969059151648401,492.22523673884211,1231.5156953564212,1152.7978912947058,10616089.247127326,3445.4704936164599,0.33458359124843284]
[10,11,15,21,1027,65,50.76552768622544,165,205.39220273982596,1523.1577304260513,52,3845.7414576466908,353275,423808.77,2879789.49,578402.92819999997,45388.802600000003,4382094.9907999998,null,null,null,40,101430,0.39606347623745647,508.20260237482893,1283.1342268736248,1139.4668723928273,11064122.934044188,3415.1493265464096,0.33365067334994691]
[10,11,15,22,1079,65,50.76552768622544,165,205.39220273982596,1575.1577304260513,52,4010.7414576466908,353275,423808.77,3018733.49,578402.92819999997,45388.802600000003,4521038.9907999998,null,null,null,40,101430,0.39273479656060345,524.17996801081574,1334.6919412319728,1127.2327170719288,11511684.29782478,3387.3277054501523,0.33277935148058768]
[10,11,15,23,1131,65,50.76552768622544,165,205.39220273982596,1627.1577304260513,52,4175.7414576466908,353275,423808.77,3157677.49,578402.92819999997,45388.802600000003,4659982.9907999998,null,null,null,40,101430,0.38966917538593576,540.15733364680261,1386.1946691365067,1115.9654011247908,11958818.62136201,3361.708924821447,0.3319637202629207]
[10,11,15,24,1183,65,50.76552768622544,165,205.39220273982596,1679.1577304260513,52,4340.7414576466908,353275,423808.77,3296621.49,578402.92819999997,45388.802600000003,4798926.9907999998,null,null,null,40,101430,0.38683661462214741,556.13469928278937,1437.6475190333476,1105.5546702331862,12405565.57828318,3338.0414373078274,0.33119860582822186]
[10,11,15,25,1235,65,50.76552768622544,165,205.39220273982596,1731.1577304260513,52,4505.7414576466908,353275,423808.77,3435565.49,578402.92819999997,45388.802600000003,4937870.9907999998,null,null,null,40,101430,0.38421151029163131,572.11206491877624,1489.054985584688,1095.9064201067397,12851960.075397205,3316.1105792458147,0.33047945595227479]
[10,11,15,26,1287,65,50.76552768622544,165,205.39220273982596,1783.1577304260513,52,4670.7414576466908,353275,423808.77,3574509.49,578402.92819999997,45388.802600000003,5076814.9907999998,null,null,null,40,101430,0.38177187639165078,588.08943055476288,1540.4210391638585,1086.9398438795226,13298032.947738463,3295.7320509799101,0.32980224941416159]
[10,11,16,10,475,65,50.76552768622544,176,219.75168292248102,996.51721060870648,54,2166.1242214898034,353275,452062.68800000002,1404845.49,618840.51679999998,47009.831200000001,2977463.5260000001,null,null,null,40,101430,0.46004619713052658,345.00729679750333,749.94054716556252,1374.5580684839983,6472096.8123613205,3970.2660927468178,0.34621308405377282]
[10,11,16,11,529,65,50.76552768622544,176,219.75168292248102,1050.5172106087066,54,2342.1242214898034,353275,452062.68800000002,1549133.49,618840.51679999998,47009.831200000001,3121751.5260000001,null,null,null,40,101430,0.44853180756590372,361.59917649641272,806.18402172800688,1332.8718849940894,6959933.4391212445,3872.2567575776834,0.34421061629907945]
[10,11,16,12,583,65,50.76552768622544,176,219.75168292248102,1104.5172106087066,54,2518.1242214898034,353275,452062.68800000002,1693421.49,618840.51679999998,47009.831200000001,3266039.5260000001,null,null,null,40,101430,0.43862697526305461,378.19105619532218,862.21568103172945,1297.0128709754972,7446052.5917921718,3787.9611770447941,0.34240395039829086]
[10,11,16,13,637,65,50.76552768622544,176,219.75168292248102,1158.5172106087066,54,2694.1242214898034,353275,452062.68800000002,1837709.49,618840.51679999998,47009.831200000001,3410327.5260000001,null,null,null,40,101430,0.43001625588298481,394.78293589423146,918.06514403413394,1265.8390057833255,7930694.4315040968,3714.690126456464,0.3407657066111302]
[10,11,16,14,691,65,50.76552768622544,176,219.75168292248102,1212.5172106087066,54,2870.1242214898034,353275,452062.68800000002,1981997.49,618840.51679999998,47009.831200000001,3554615.5260000001,null,null,null,40,101430,0.42246157902507853,411.37481559314085,973.75675331820048,1238.4883899353752,8414056.3366507143,3650.4142475773569,0.33927338267357288]
[10,11,16,15,745,65,50.76552768622544,176,219.75168292248102,1266.5172106087066,54,3046.1242214898034,353275,452062.68800000002,2126285.4900000002,618840.51679999998,47009.831200000001,3698903.5260000001,null,null,null,40,101430,0.41577989553862527,427.96669529205019,1029.310699926069,1214.2983204336831,8896302.0234435704,3593.5733751267767,0.33790831400258919]
[10,11,16,16,799,65,50.76552768622544,176,219.75168292248102,1320.5172106087066,54,3222.1242214898034,353275,452062.68800000002,2270573.4900000002,618840.51679999998,47009.831200000001,3843191.5260000001,null,null,null,40,101430,0.40982815057271232,444.55857499095953,1084.7438722052484,1192.7508878631825,9377568.4286615737,3542.9483627082836,0.33665488902339674]
[10,11,16,17,853,65,50.76552768622544,176,219.75168292248102,1374.5172106087066,54,3398.1242214898034,353275,452062.68800000002,2414861.4900000002,618840.51679999998,47009.831200000001,3987479.5260000001,null,null,null,40,101430,0.40449292639634332,461.15045468986881,1140.0705045655347,1173.4354797186434,9857970.9700047709,3497.5727466144758,0.33549994945908884]
[10,11,16,18,907,65,50.76552768622544,176,219.75168292248102,1428.5172106087064,54,3574.1242214898034,353275,452062.68800000002,2559149.4900000002,618840.51679999998,47009.831200000001,4131767.5260000001,null,null,null,40,101430,0.39968314531979449,477.74233438877837,1195.3026790922775,1156.0223623859338,10337607.61335462,3456.6705138861785,0.33443232663973804]
[10,11,16,19,961,65,50.76552768622544,176,219.75168292248102,1482.5172106087064,54,3750.1242214898034,353275,452062.68800000002,2703437.49,618840.51679999998,47009.831200000001,4276055.5259999996,null,null,null,40,101430,0.3953248274052506,494.33421408768766,1250.450717533462,1140.2437021909343,10816562.05114588,3419.6113977382734,0.3334424791498502]
[10,11,16,20,1015,65,50.76552768622544,176,219.75168292248102,1536.5172106087064,54,3926.1242214898034,353275,452062.68800000002,2847725.49,618840.51679999998,47009.831200000001,4420343.5259999996,null,null,null,40,101430,0.39135725818315065,510.92609378659699,1305.523490629857,1125.8796911703646,11294906.210526338,3385.8781995985446,0.33252220688383216]
[10,11,16,21,1069,65,50.76552768622544,176,219.75168292248102,1590.5172106087064,54,4102.1242214898039,353275,452062.68800000002,2992013.49,618840.51679999998,47009.831200000001,4564631.5259999996,null,null,null,40,101430,0.38773014290412311,527.51797348550633,1360.5286644323385,1112.7482444521515,11772702.250586068,3355.0425252465784,0.33166442335045221]
[10,11,16,22,1123,65,50.76552768622544,176,219.75168292248102,1644.5172106087064,54,4278.1242214898039,353275,452062.68800000002,3136301.49,618840.51679999998,47009.831200000001,4708919.5259999996,null,null,null,40,101430,0.38440146322727009,544.10985318441567,1415.4728980901955,1100.6972407050876,12250004.166095924,3326.746511601079,0.3308629728374915]
[10,11,16,23,1177,65,50.76552768622544,176,219.75168292248102,1698.5172106087064,54,4454.1242214898039,353275,452062.68800000002,3280589.49,618840.51679999998,47009.831200000001,4853207.5259999996,null,null,null,40,101430,0.3813358420526024,560.70173288332512,1470.3620039104023,1089.5986022509583,12726859.085325539,3300.6888868730325,0.33011248245308245]
[10,11,16,24,1231,65,50.76552768622544,176,219.75168292248102,1752.5172106087064,54,4630.1242214898039,353275,452062.68800000002,3424877.49,618840.51679999998,47009.831200000001,4997495.5259999996,null,null,null,40,101430,0.37850328128881405,577.29361258223435,1525.2010778256235,1079.3437253351742,13203308.32792471,3276.6142108370527,0.32940824152118964]
[10,11,16,25,1285,65,50.76552768622544,176,219.75168292248102,1806.5172106087064,54,4806.1242214898039,353275,452062.68800000002,3569165.49,618840.51679999998,47009.831200000001,5141783.5259999996,null,null,null,40,101430,0.37587817695829795,593.8854922811438,1579.994606462702,1069.8399144568045,13679388.273073077,3254.3044798734295,0.32874610260758819]
[10,11,16,26,1339,65,50.76552768622544,176,219.75168292248102,1860.5172106087064,54,4982.1242214898039,353275,452062.68800000002,3713453.49,618840.51679999998,47009.831200000001,5286071.5259999996,null,null,null,40,101430,0.37343854305831742,610.47737198005325,1634.7465555656877,1061.0075724701089,14155131.076445788,3233.5725118920564,0.32812239978168384]
[10,11,17,10,495,65,50.76552768622544,187,234.11116310513609,1041.8766907913616,56,2301.506985332916,353275,480316.60600000003,1458285.49,659278.10530000005,48630.859900000003,3101216.0611999999,null,null,null,40,101430,0.45269325595405602,357.56301321603246,789.85716821087703,1347.4719307663336,6850590.3730836483,3926.2998248447643,0.34319129737363069]
[10,11,17,11,551,65,50.76552768622544,187,234.11116310513609,1097.8766907913616,56,2488.506985332916,353275,480316.60600000003,1607917.49,659278.10530000005,48630.859900000003,3250848.0611999999,null,null,null,40,101430,0.44117886638943316,374.76940697786438,849.47270943629371,1306.3447602755455,7368548.923939595,3826.9011177015873,0.34135837851491907]
[10,11,17,12,607,65,50.76552768622544,187,234.11116310513609,1153.8766907913616,56,2675.506985332916,353275,480316.60600000003,1757549.49,659278.10530000005,48630.859900000003,3400480.0611999999,null,null,null,40,101430,0.43127403408658399,391.97580073969635,908.8787401028693,1270.9666167347432,7884731.7307214849,3741.401257569159,0.33970337027162595]
[10,11,17,13,663,65,50.76552768622544,187,234.11116310513609,1209.8766907913616,56,2862.506985332916,353275,480316.60600000003,1907181.49,659278.10530000005,48630.859900000003,3550112.0611999999,null,null,null,40,101430,0.42266331470651425,409.18219450152822,968.1043522446538,1240.2107940309052,8399385.3681478091,3667.0758198405292,0.33820156848702365]
[10,11,17,14,719,65,50.76552768622544,187,234.11116310513609,1265.8766907913616,56,3049.506985332916,353275,480316.60600000003,2056813.49,659278.10530000005,48630.859900000003,3699744.0611999999,null,null,null,40,101430,0.41510863784860796,426.38858826336019,1027.1734899885801,1213.2269507803228,8912712.7789329737,3601.8687176592548,0.33683264046579747]
[10,11,17,15,775,65,50.76552768622544,187,234.11116310513609,1321.8766907913616,56,3236.506985332916,353275,480316.60600000003,2206445.4900000002,659278.10530000005,48630.859900000003,3849376.0611999999,null,null,null,40,101430,0.40842695436215465,443.59498202519217,1086.1060399844566,1189.3612708525611,9424882.5159210302,3544.1991108472585,0.33557969901082624]
[10,11,17,16,831,65,50.76552768622544,187,234.11116310513609,1377.8766907913616,56,3423.506985332916,353275,480316.60600000003,2356077.4900000002,659278.10530000005,48630.859900000003,3999008.0611999999,null,null,null,40,101430,0.40247520939624171,460.80137578702409,1144.9186559298353,1168.1027900136935,9936035.7304930966,3492.831600294774,0.33442860225929949]
[10,11,17,17,887,65,50.76552768622544,187,234.11116310513609,1433.8766907913616,56,3610.506985332916,353275,480316.60600000003,2505709.4900000002,659278.10530000005,48630.859900000003,4148640.0611999999,null,null,null,40,101430,0.39713998521987276,478.00776954885606,1203.6253898841528,1149.0464020847787,10446291.523382852,3446.7867627801111,0.33336741758807859]
[10,11,17,18,943,65,50.76552768622544,187,234.11116310513609,1489.8766907913614,56,3797.506985332916,353275,480316.60600000003,2655341.4900000002,659278.10530000005,48630.859900000003,4298272.0612000003,null,null,null,40,101430,0.39233020414332387,495.21416331068792,1262.2381812076314,1131.8667951895634,10955751.088765338,3405.2781203991362,0.33238600642020277]
[10,11,17,19,999,65,50.76552768622544,187,234.11116310513609,1545.8766907913614,56,3984.506985332916,353275,480316.60600000003,2804973.49,659278.10530000005,48630.859900000003,4447904.0612000003,null,null,null,40,101430,0.38797188622878004,512.42055707251984,1320.7672392281402,1116.2997273117126,11464500.957618097,3367.6668599064546,0.33147569927469622]
[10,11,17,20,1055,65,50.76552768622544,187,234.11116310513609,1601.8766907913614,56,4171.506985332916,353275,480316.60600000003,2954605.49,659278.10530000005,48630.859900000003,4597536.0612000003,null,null,null,40,101430,0.38400431700668008,529.62695083435176,1379.2213456421598,1102.1283381194751,11972615.560774462,3333.428731889408,0.33062903897596807]
[10,11,17,21,1111,65,50.76552768622544,187,234.11116310513609,1657.8766907913614,56,4358.506985332916,353275,480316.60600000003,3104237.49,659278.10530000005,48630.859900000003,4747168.0612000003,null,null,null,40,101430,0.38037720172765255,546.83334459618368,1437.6080956284877,1089.1729845044965,12480159.272525717,3302.1294716091593,0.32983957590667456]
[10,11,17,22,1167,65,50.76552768622544,187,234.11116310513609,1713.8766907913614,56,4545.506985332916,353275,480316.60600000003,3253869.49,659278.10530000005,48630.859900000003,4896800.0612000003,null,null,null,40,101430,0.37704852205079958,564.0397383580156,1495.9340916923759,1077.2835850872866,12987188.053581612,3273.4062873444605,0.32910170340059719]
[10,11,17,23,1223,65,50.76552768622544,187,234.11116310513609,1769.8766907913614,56,4732.506985332916,353275,480316.60600000003,3403501.49,659278.10530000005,48630.859900000003,5046432.0612000003,null,null,null,40,101430,0.37398290087613184,581.24613211984752,1554.2051007095752,1066.333779715224,13493750.782125181,3246.9537378913437,0.32841052438515145]
[10,11,17,24,1279,65,50.76552768622544,187,234.11116310513609,1825.8766907913614,56,4919.506985332916,353275,480316.60600000003,3553133.49,659278.10530000005,48630.859900000003,5196064.0612000003,null,null,null,40,101430,0.37115034011234349,598.45252588167955,1612.4261820709471,1056.2164210133988,13999890.339925194,3222.5128312696424,0.32776174256450008]
[10,11,17,25,1335,65,50.76552768622544,187,234.11116310513609,1881.8766907913614,56,5106.506985332916,353275,480316.60600000003,3702765.49,659278.10530000005,48630.859900000003,5345696.0612000003,null,null,null,40,101430,0.36852523578182739,615.65891964351147,1670.601792947474,1046.8400565303914,14505644.504528537,3199.8625188634787,0.32715157303139575]
[10,11,17,26,1391,65,50.76552768622544,187,234.11116310513609,1937.8766907913614,56,5293.506985332916,353275,480316.60600000003,3852397.49,659278.10530000005,48630.859900000003,5495328.0612000003,null,null,null,40,101430,0.36608560188184691,632.86531340534339,1728.7358753038282,1038.1261565206264,15011046.686759206,3178.8129926053248,0.32657666837764748]
[10,11,18,10,515,65,50.76552768622544,198,248.47064328779118,1087.2361709740167,58,2436.889749176029,353275,508570.52399999998,1511725.49,699715.69389999995,50251.888599999998,3224968.5964000002,null,null,null,40,101430,0.44615730824163768,370.11872963456153,829.57002563343917,1323.3953639061874,7228321.7977983532,3887.5182284311231,0.34042164850253759]
[10,11,18,11,573,65,50.76552768622544,198,248.47064328779118,1145.2361709740167,58,2634.889749176029,353275,508570.52399999998,1666701.49,699715.69389999995,50251.888599999998,3379944.5964000002,null,null,null,40,101430,0.43464291867701477,387.93963745931603,892.54793024155038,1282.7650938590618,7776371.0189920794,3786.8494025809391,0.33874204054293505]
[10,11,18,12,631,65,50.76552768622544,198,248.47064328779118,1203.2361709740167,58,2832.889749176029,353275,508570.52399999998,1821677.49,699715.69389999995,50251.888599999998,3534920.5964000002,null,null,null,40,101430,0.42473808637416566,405.76054528407053,955.31942696239128,1247.8143907429619,8322589.1668590363,3700.2498814977312,0.33722435800413847]
[10,11,18,13,689,65,50.76552768622544,198,248.47064328779118,1261.2361709740167,58,3030.889749176029,353275,508570.52399999998,1976653.49,699715.69389999995,50251.888599999998,3689896.5964000002,null,null,null,40,101430,0.41612736699409592,423.58145310882509,1017.9129918048263,1217.4301613620871,8867228.8560690153,3624.9626698129086,0.33584626167334325]
[10,11,18,14,747,65,50.76552768622544,198,248.47064328779118,1319.2361709740167,58,3228.889749176029,353275,508570.52399999998,2131629.4900000002,699715.69389999995,50251.888599999998,3844872.5964000002,null,null,null,40,101430,0.40857269013618958,441.40236093357953,1080.3520930056454,1190.7723381980541,9410498.2766431514,3558.9069723679213,0.33458934089692516]
[10,11,18,15,805,65,50.76552768622544,198,248.47064328779118,1377.2361709740167,58,3426.889749176029,353275,508570.52399999998,2286605.4900000002,699715.69389999995,50251.888599999998,3999848.5964000002,null,null,null,40,101430,0.40189100664973632,459.22326875833403,1142.6562454993302,1167.1950045582305,9952570.5483031441,3500.4828548958499,0.33343828635691408]
[10,11,18,16,863,65,50.76552768622544,198,248.47064328779118,1435.2361709740167,58,3624.889749176029,353275,508570.52399999998,2441581.4900000002,699715.69389999995,50251.888599999998,4154824.5964000002,null,null,null,40,101430,0.39593926168382337,477.04417658308853,1204.8418097117919,1146.1933697030368,10493590.806682609,3448.4399220873129,0.33238026342336718]
[10,11,18,17,921,65,50.76552768622544,198,248.47064328779118,1493.2361709740167,58,3822.889749176029,353275,508570.52399999998,2596557.4900000002,699715.69389999995,50251.888599999998,4309800.5964000002,null,null,null,40,101430,0.39060403750745443,494.86508440784309,1266.9226041945326,1127.3672219657883,11033681.638090642,3401.7868038198726,0.33140443154752247]
[10,11,18,18,979,65,50.76552768622544,198,248.47064328779118,1551.2361709740167,58,4020.889749176029,353275,508570.52399999998,2751533.49,699715.69389999995,50251.888599999998,4464776.5964000002,null,null,null,40,101430,0.38579425643090559,512.68599223259753,1328.9103808221619,1110.395179903901,11572947.295055684,3359.7273833076902,0.33050157147295212]
[10,11,18,19,1037,65,50.76552768622544,198,248.47064328779118,1609.2361709740167,58,4218.889749176029,353275,508570.52399999998,2906509.49,699715.69389999995,50251.888599999998,4619752.5964000002,null,null,null,40,101430,0.38143593851636176,530.50690005735214,1390.8151972276623,1095.0161940857377,12111477.000250993,3321.6149820757682,0.32966379306292509]
[10,11,18,20,1095,65,50.76552768622544,198,248.47064328779118,1667.2361709740167,58,4416.889749176029,353275,508570.52399999998,3061485.49,699715.69389999995,50251.888599999998,4774728.5964000002,null,null,null,40,101430,0.37746836929426181,548.32780788210653,1452.645711499732,1081.0160242964619,12649347.560796142,3286.9188671479783,0.32888430411257674]
[10,11,18,21,1153,65,50.76552768622544,198,248.47064328779118,1725.2361709740167,58,4614.889749176029,353275,508570.52399999998,3216461.49,699715.69389999995,50251.888599999998,4929704.5964000002,null,null,null,40,101430,0.37384125401523427,566.14871570686103,1514.4094174362845,1068.2171978843585,13186625.45522378,3255.1993798054114,0.32815722579432727]
[10,11,18,22,1211,65,50.76552768622544,198,248.47064328779118,1783.2361709740167,58,4812.889749176029,353275,508570.52399999998,3371437.49,699715.69389999995,50251.888599999998,5084680.5964000002,null,null,null,40,101430,0.37051257433838125,583.96962353161553,1576.1128338880301,1056.4714467603521,13723368.513173152,3226.0892031866374,0.32747744411927615]
[10,11,18,23,1269,65,50.76552768622544,198,248.47064328779118,1841.2361709740167,58,5010.889749176029,353275,508570.52399999998,3526413.49,699715.69389999995,50251.888599999998,5239656.5964000002,null,null,null,40,101430,0.36744695316371356,601.79053135637014,1637.7616583154695,1045.6539374612375,14259627.277615698,3199.2790708016396,0.32684048947290778]
[10,11,18,24,1327,65,50.76552768622544,198,248.47064328779118,1899.2361709740167,58,5208.889749176029,353275,508570.52399999998,3681389.49,699715.69389999995,50251.888599999998,5394632.5964000002,null,null,null,40,101430,0.36461439239992521,619.61143918112452,1699.3608922093983,1035.6588171718206,14795446.117477985,3174.5067343501814,0.32624243822365651]
[10,11,18,25,1385,65,50.76552768622544,198,248.47064328779118,1957.2361709740167,58,5406.889749176029,353275,508570.52399999998,3836365.49,699715.69389999995,50251.888599999998,5549608.5964000002,null,null,null,40,101430,0.36198928806940911,637.43234700587902,1760.9149442114306,1026.3957383735794,15330864.142438287,3151.5483553893528,0.32567983182564086]
[10,11,18,26,1443,65,50.76552768622544,198,248.47064328779118,2015.2361709740167,58,5604.889749176029,353275,508570.52399999998,3991341.49,699715.69389999995,50251.888599999998,5704584.5964000002,null,null,null,40,101430,0.35954965416942858,655.25325483063364,1822.4277154272058,1017.7871201210862,15865915.959752051,3130.2117214963573,0.32514960989109903]
[10,11,19,10,535,65,50.76552768622544,209,262.83012347044621,1132.5956511566717,60,2572.2725130191416,353275,536824.44200000004,1565165.49,740153.28240000003,51872.917200000004,3348721.1316,null,null,null,40,101430,0.44030935502526342,382.67444605309055,869.1036011059407,1301.8531725050041,7605382.6551771779,3853.0747397204618,0.3378738437343296]
[10,11,19,11,595,65,50.76552768622544,209,262.83012347044621,1192.5956511566717,60,2781.2725130191416,353275,536824.44200000004,1725485.49,740153.28240000003,51872.917200000004,3509041.1316,null,null,null,40,101430,0.42879496546064055,401.10986794076774,935.43511526509735,1261.6674975916819,8183494.2438089019,3751.2394760025072,0.3363334987443064]
[10,11,19,12,655,65,50.76552768622544,209,262.83012347044621,1252.5956511566717,60,2990.2725130191416,353275,536824.44200000004,1885805.49,740153.28240000003,51872.917200000004,3669361.1316,null,null,null,40,101430,0.41889013315779139,419.54528982844477,1001.5640298464767,1227.0992411713682,8759722.0396670941,3663.6311032294575,0.334940720447998]
[10,11,19,13,715,65,50.76552768622544,209,262.83012347044621,1312.5956511566719,60,3199.2725130191416,353275,536824.44200000004,2046125.49,740153.28240000003,51872.917200000004,3829681.1316,null,null,null,40,101430,0.4102794137777217,437.98071171612185,1067.5181279102831,1197.0474900268289,9334324.3726486526,3587.462387283455,0.33367527260216734]
[10,11,19,14,775,65,50.76552768622544,209,262.83012347044621,1372.5956511566719,60,3408.2725130191416,353275,536824.44200000004,2206445.4900000002,740153.28240000003,51872.917200000004,3990001.1316,null,null,null,40,101430,0.40272473691981542,456.41613360379898,1133.3203346152382,1170.6813690454981,9907514.403357394,3520.6296134940458,0.33252045729503943]
[10,11,19,15,835,65,50.76552768622544,209,262.83012347044621,1432.5956511566719,60,3617.2725130191416,353275,536824.44200000004,2366765.4900000002,740153.28240000003,51872.917200000004,4150321.1316,null,null,null,40,101430,0.3960430534333621,474.85155549147606,1198.9897345122206,1147.3620294527768,10479469.582010277,3461.5151507613568,0.33146237398395201]
[10,11,19,16,895,65,50.76552768622544,209,262.83012347044621,1492.5956511566719,60,3826.2725130191416,353275,536824.44200000004,2527085.4900000002,740153.28240000003,51872.917200000004,4310641.1316,null,null,null,40,101430,0.39009130846744916,493.28697737915309,1264.5423434762711,1126.5902041619229,11050338.82594461,3408.8547163800667,0.33048935724614054]
[10,11,19,17,955,65,50.76552768622544,209,262.83012347044621,1552.5956511566715,60,4035.2725130191416,353275,536824.44200000004,2687405.49,740153.28240000003,51872.917200000004,4470961.1316,null,null,null,40,101430,0.3847560842910801,511.72239926683017,1329.9917016508984,1107.9700608066914,11620248.032878321,3361.6458855131596,0.32959154489812015]
[10,11,19,18,1015,65,50.76552768622544,209,262.83012347044621,1612.5956511566715,60,4244.272513019142,353275,536824.44200000004,2847725.49,740153.28240000003,51872.917200000004,4631281.1316,null,null,null,40,101430,0.37994630321453127,530.15782115450725,1395.3493340219741,1091.1837346483082,12189304.363375792,3319.0836292386507,0.32876054252920706]
[10,11,19,19,1075,65,50.76552768622544,209,262.83012347044621,1672.5956511566715,60,4453.272513019142,353275,536824.44200000004,3008045.49,740153.28240000003,51872.917200000004,4791601.1316,null,null,null,40,101430,0.37558798529998738,548.59324304218421,1460.6251118603145,1075.9730327782866,12757599.601580091,3280.5140023360273,0.3279891602389427]
[10,11,19,20,1135,65,50.76552768622544,209,262.83012347044621,1732.5956511566715,60,4662.272513019142,353275,536824.44200000004,3168365.49,740153.28240000003,51872.917200000004,4951921.1316,null,null,null,40,101430,0.37162041607788743,567.02866492986141,1525.8275390634583,1062.126059296924,13325212.81764972,3245.4002859725815,0.32727120407540916]
[10,11,19,21,1195,65,50.76552768622544,209,262.83012347044621,1792.5956511566715,60,4871.272513019142,353275,536824.44200000004,3328685.49,740153.28240000003,51872.917200000004,5112241.1316,null,null,null,40,101430,0.36799330079885995,585.46408681753837,1590.9639809925372,1049.4672835400247,13892212.495508632,3213.2978450159953,0.32660130935817455]
[10,11,19,22,1255,65,50.76552768622544,209,262.83012347044621,1852.5956511566715,60,5080.272513019142,353275,536824.44200000004,3489005.49,740153.28240000003,51872.917200000004,5272561.1316,null,null,null,40,101430,0.36466462112200693,603.89950870521557,1656.0408488411249,1037.8500598362532,14458658.24712766,3183.8351906059902,0.32597480639025023]
[10,11,19,23,1315,65,50.76552768622544,209,262.83012347044621,1912.5956511566715,60,5289.272513019142,353275,536824.44200000004,3649325.49,740153.28240000003,51872.917200000004,5432881.1316,null,null,null,40,101430,0.36159899994733918,622.33493059289253,1721.0637493010906,1027.150920707671,15024602.204133851,3156.6995318027211,0.32538761144653128]
[10,11,19,24,1375,65,50.76552768622544,209,262.83012347044621,1972.5956511566715,60,5498.272513019142,353275,536824.44200000004,3809645.49,740153.28240000003,51872.917200000004,5593201.1316,null,null,null,40,101430,0.35876643918355089,640.77035248056961,1786.0376069143435,1017.2651716293561,15590090.155450169,3131.6256219736097,0.32483613765691965]
[10,11,19,25,1435,65,50.76552768622544,209,262.83012347044621,2032.5956511566715,60,5707.272513019142,353275,536824.44200000004,3969965.49,740153.28240000003,51872.917200000004,5753521.1316,null,null,null,40,101430,0.35614133485303479,659.20577436824669,1850.9667647544322,1008.1034537069584,16155162.483443927,3108.3870554448927,0.3243172216732424]
[10,11,19,26,1495,65,50.76552768622544,209,262.83012347044621,2092.5956511566715,60,5916.272513019142,353275,536824.44200000004,4130285.49,740153.28240000003,51872.917200000004,5913841.1316,null,null,null,40,101430,0.35370170095305425,677.64119625592377,1915.8550677873752,999.58903492149784,16719854.939024776,3086.7894085805224,0.32382806295203809]
[10,11,20,10,555,65,50.76552768622544,220,277.1896036531013,1177.9551313393267,62,2707.6552768622541,353275,565078.36,1618605.49,780590.87100000004,53493.945899999999,3472473.6667999998,null,null,null,40,101430,0.43504619713052656,395.23016247161979,908.4786054411577,1282.4652002439389,7981850.4097643346,3822.2954795357823,0.33552225543790098]
[10,11,20,11,617,65,50.76552768622544,220,277.1896036531013,1239.9551313393267,62,2927.6552768622541,353275,565078.36,1784269.49,780590.87100000004,53493.945899999999,3638137.6667999998,null,null,null,40,101430,0.4235318075659037,414.2800984222194,978.15581031126044,1242.67966095104,8589998.6774112508,3719.3846097739902,0.3341089430992058]
[10,11,20,12,679,65,50.76552768622544,220,277.1896036531013,1301.955131339327,62,3147.6552768622541,353275,565078.36,1949933.49,780590.87100000004,53493.945899999999,3803801.6667999998,null,null,null,40,101430,0.41362697526305464,433.33003437281911,1047.6348504524733,1208.4556065569338,9196212.7576752026,3630.8468214758677,0.33283023657432081]
[10,11,20,13,741,65,50.76552768622544,220,277.1896036531013,1363.955131339327,62,3367.6552768622541,353275,565078.36,2115597.4900000002,780590.87100000004,53493.945899999999,3969465.6667999998,null,null,null,40,101430,0.40501625588298484,452.37997032341872,1116.9427492167572,1178.7030858250964,9800756.4120575581,3553.8667220108186,0.33166777992118196]
[10,11,20,14,803,65,50.76552768622544,220,277.1896036531013,1425.955131339327,62,3587.6552768622541,353275,565078.36,2281261.4900000002,780590.87100000004,53493.945899999999,4135129.6667999998,null,null,null,40,101430,0.39746157902507856,471.42990627401838,1186.1018300948094,1152.5994968081975,10403847.52905084,3486.3192703295745,0.33060640963592475]
[10,11,20,15,865,65,50.76552768622544,220,277.1896036531013,1487.955131339327,62,3807.6552768622541,353275,565078.36,2446925.4900000002,780590.87100000004,53493.945899999999,4300793.6667999998,null,null,null,40,101430,0.39077989553862524,490.4798422246181,1255.1306958833513,1129.5123518578687,11005667.681303764,3426.5703810278046,0.32963348954153682]
[10,11,20,16,927,65,50.76552768622544,220,277.1896036531013,1549.9551313393267,62,4027.6552768622541,353275,565078.36,2612589.4900000002,780590.87100000004,53493.945899999999,4466457.6667999998,null,null,null,40,101430,0.3848281505727123,509.52977817521759,1324.0449728454657,1108.9473551749204,11606369.389000254,3373.3428685839704,0.32873840530785525]
[10,11,20,17,989,65,50.76552768622544,220,277.1896036531013,1611.9551313393267,62,4247.6552768622541,353275,565078.36,2778253.49,780590.87100000004,53493.945899999999,4632121.6667999998,null,null,null,40,101430,0.3794929263963433,528.5797141258173,1392.857883136845,1090.5126157635043,12206081.707027419,3325.6240445728331,0.32791217562404218]
[10,11,20,18,1051,65,50.76552768622544,220,277.1896036531013,1673.9551313393267,62,4467.6552768622541,353275,565078.36,2943917.49,780590.87100000004,53493.945899999999,4797785.6667999998,null,null,null,40,101430,0.37468314531979452,547.62965007641697,1461.5806900227963,1073.8934339182752,12804914.570517356,3282.600611504985,0.32714714977949261]
[10,11,20,19,1113,65,50.76552768622544,220,277.1896036531013,1735.9551313393267,62,4687.6552768622541,353275,565078.36,3109581.49,780590.87100000004,53493.945899999999,4963449.6667999998,null,null,null,40,101430,0.37032482740525063,566.67958602701651,1530.2230476891375,1058.8341876015809,13402962.209177377,3243.6118867300097,0.32643677005050875]
[10,11,20,20,1175,65,50.76552768622544,220,277.1896036531013,1797.9551313393267,62,4907.6552768622541,353275,565078.36,3275245.49,780590.87100000004,53493.945899999999,5129113.6667999998,null,null,null,40,101430,0.36635725818315068,585.72952197761606,1598.7932786766189,1045.1250907973401,14000305.855189426,3208.1156052133697,0.32577538324957889]
[10,11,20,21,1237,65,50.76552768622544,220,277.1896036531013,1859.9551313393267,62,5127.6552768622541,353275,565078.36,3440909.49,780590.87100000004,53493.945899999999,5294777.6667999998,null,null,null,40,101430,0.3627301429041232,604.77945792821583,1667.298595827122,1032.5923606301244,14597015.90951658,3175.6625238480742,0.3251580899657095]
[10,11,20,22,1299,65,50.76552768622544,220,277.1896036531013,1921.9551313393267,62,5347.6552768622541,353275,565078.36,3606573.49,780590.87100000004,53493.945899999999,5460441.6667999998,null,null,null,40,101430,0.35940146322727018,623.82939387881549,1735.7452812715246,1021.090811604564,15193153.68891461,3145.8772930280693,0.32458062298472912]
[10,11,20,23,1361,65,50.76552768622544,220,277.1896036531013,1983.9551313393267,62,5567.6552768622541,353275,565078.36,3772237.49,780590.87100000004,53493.945899999999,5626105.6667999998,null,null,null,40,101430,0.35633584205260244,642.87932982941516,1804.1388318565862,1010.4982056294612,15788772.845371477,3118.4438622403845,0.324039248506301]
[10,11,20,24,1423,65,50.76552768622544,220,277.1896036531013,2045.9551313393267,62,5787.6552768622541,353275,565078.36,3937901.49,780590.87100000004,53493.945899999999,5791769.6667999998,null,null,null,40,101430,0.35350328128881409,661.92926578001482,1872.484078129999,1000.710890641138,16383920.527461248,3093.0942134454876,0.3235306853218729]
[10,11,20,25,1485,65,50.76552768622544,220,277.1896036531013,2107.9551313393267,62,6007.6552768622541,353275,565078.36,4103565.49,780590.87100000004,53493.945899999999,5957433.6667999998,null,null,null,40,101430,0.35087817695829798,680.97920173061448,1940.7852823276301,991.64039750699953,16978638.336748861,3069.5995693494833,0.3230520382556446]
[10,11,20,26,1547,65,50.76552768622544,220,277.1896036531013,2169.9551313393267,62,6227.6552768622541,353275,565078.36,4269229.49,780590.87100000004,53493.945899999999,6123097.6667999998,null,null,null,40,101430,0.34843854305831751,700.02913768121402,2009.046219562603,983.21075824186823,17572963.120236378,3047.7634646781753,0.32260074301589187]
[10,11,21,10,575,65,50.76552768622544,231,291.54908383575633,1223.3146115219818,64,2843.0380407053672,353275,593332.27800000005,1672045.49,821028.4595,55114.974600000001,3596226.202,null,null,null,40,101430,0.43028429236862176,407.78587889014887,947.71267769356848,1264.9237015315466,8357791.0368226161,3794.6376435483598,0.33334505698644745]
[10,11,21,11,639,65,50.76552768622544,231,291.54908383575633,1287.3146115219818,64,3074.0380407053672,353275,593332.27800000005,1843053.49,821028.4595,55114.974600000001,3767234.202,null,null,null,40,101430,0.41876990280399889,427.45032890367111,1020.7283905589916,1225.5001897047446,8995952.6145966742,3690.7312825706172,0.33204806740933362]
[10,11,21,12,703,65,50.76552768622544,231,291.54908383575633,1351.314611521982,64,3305.0380407053672,353275,593332.27800000005,2014061.49,821028.4595,55114.974600000001,3938242.202,null,null,null,40,101430,0.40886507050114979,447.11477891719329,1093.5509320205817,1191.5875561914931,9632131.6888647098,3601.3340455640587,0.33087393202505899]
[10,11,21,13,767,65,50.76552768622544,231,291.54908383575633,1415.314611521982,64,3536.0380407053672,353275,593332.27800000005,2185069.4900000002,821028.4595,55114.974600000001,4109250.202,null,null,null,40,101430,0.40025435112108004,466.77922893071559,1166.2065074953084,1162.1057677378146,10266597.203838889,3523.6042464465154,0.32980598457099009]
[10,11,21,14,831,65,50.76552768622544,231,291.54908383575633,1479.314611521982,64,3767.0380407053672,353275,593332.27800000005,2356077.4900000002,821028.4595,55114.974600000001,4280258.2019999996,null,null,null,40,101430,0.39269967426317376,486.44367894423772,1238.7167874711299,1136.239707641116,10899571.56209798,3455.3969441088134,0.32883044293313896]
[10,11,21,15,895,65,50.76552768622544,231,291.54908383575633,1543.314611521982,64,3998.0380407053672,353275,593332.27800000005,2527085.4900000002,821028.4595,55114.974600000001,4451266.2019999996,null,null,null,40,101430,0.38601799077672044,506.10812895775996,1311.0998478060619,1113.3626435577135,11531240.274805531,3395.0627097490601,0.32793581112968767]
[10,11,21,16,959,65,50.76552768622544,231,291.54908383575633,1607.3146115219818,64,4229.0380407053672,353275,593332.27800000005,2698093.49,821028.4595,55114.974600000001,4622274.2019999996,null,null,null,40,101430,0.3800662458108075,525.7725789712822,1383.3708853824542,1092.9847775200133,12161759.306415604,3341.312334158406,0.327112424165312]
[10,11,21,17,1023,65,50.76552768622544,231,291.54908383575633,1671.3146115219818,64,4460.0380407053672,353275,593332.27800000005,2869101.49,821028.4595,55114.974600000001,4793282.2019999996,null,null,null,40,101430,0.3747310216344385,545.43702898480433,1455.5427693330785,1074.7177845339538,12791260.731864417,3293.1235708314389,0.32635209745943788]
[10,11,21,18,1087,65,50.76552768622544,231,291.54908383575633,1735.3146115219818,64,4691.0380407053672,353275,593332.27800000005,3040109.49,821028.4595,55114.974600000001,4964290.2019999996,null,null,null,40,101430,0.36992124055788972,565.10147899832646,1527.6264702888632,1058.249828495864,13419857.141907366,3249.6754269421094,0.32564785385094891]
[10,11,21,19,1151,65,50.76552768622544,231,291.54908383575633,1799.3146115219818,64,4922.0380407053672,353275,593332.27800000005,3211117.49,821028.4595,55114.974600000001,5135298.2019999996,null,null,null,40,101430,0.36556292264334583,584.76592901184881,1599.6313980188959,1043.3276133940849,14047645.108292835,3210.3009533346053,0.32499370886407369]
[10,11,21,20,1215,65,50.76552768622544,231,291.54908383575633,1863.3146115219818,64,5153.0380407053672,353275,593332.27800000005,3382125.49,821028.4595,55114.974600000001,5306306.2019999996,null,null,null,40,101430,0.36159535342124588,604.43037902537094,1671.5656694880997,1029.7432621548589,14674707.934817867,3174.4527294994227,0.32438450022761517]
[10,11,21,21,1279,65,50.76552768622544,231,291.54908383575633,1927.3146115219818,64,5384.0380407053672,353275,593332.27800000005,3553133.49,821028.4595,55114.974600000001,5477314.2019999996,null,null,null,40,101430,0.3579682381422184,624.09482903889318,1743.4363235068483,1017.3245732354522,15301117.860260908,3141.6772314498085,0.32381575136093194]
[10,11,21,22,1343,65,50.76552768622544,231,291.54908383575633,1991.3146115219818,64,5615.0380407053672,353275,593332.27800000005,3724141.49,821028.4595,55114.974600000001,5648322.2019999996,null,null,null,40,101430,0.35463955846536538,643.75927905241542,1815.2494939880935,1005.9276822520831,15926937.836506616,3111.5955248855043,0.32328356118493184]
[10,11,21,23,1407,65,50.76552768622544,231,291.54908383575633,2055.3146115219815,64,5846.0380407053672,353275,593332.27800000005,3895149.49,821028.4595,55114.974600000001,5819330.2019999996,null,null,null,40,101430,0.35157393729069764,663.42372906593755,1887.0105508343984,995.43146341584247,16552222.974458814,3083.8885344180171,0.32278451451997681]
[10,11,21,24,1471,65,50.76552768622544,231,291.54908383575633,2119.3146115219815,64,6077.0380407053672,353275,593332.27800000005,4066157.49,821028.4595,55114.974600000001,5990338.2019999996,null,null,null,40,101430,0.34874137652690929,683.08817907945979,1958.7242152975557,985.73320784227371,17177021.727967534,3058.2856714894992,0.32231560871884962]
[10,11,21,25,1535,65,50.76552768622544,231,291.54908383575633,2183.3146115219815,64,6308.0380407053672,353275,593332.27800000005,4237165.49,821028.4595,55114.974600000001,6161346.2019999996,null,null,null,40,101430,0.34611627219639318,702.75262909298203,2030.3946550488283,976.74525142132222,17801376.869527705,3034.5559602036365,0.32187419320346849]
[10,11,21,26,1599,65,50.76552768622544,231,291.54908383575633,2247.3146115219815,64,6539.0380407053672,353275,593332.27800000005,4408173.49,821028.4595,55114.974600000001,6332354.2019999996,null,null,null,40,101430,0.34367663829641271,722.41707910650416,2102.0255630044808,968.39231743648895,18425326.299259618,3012.5010435139652,0.32145791933299944]
[10,11,22,10,595,65,50.76552768622544,242,305.90856401841143,1268.6740917046368,66,2978.4208045484797,353275,621586.196,1725485.49,861466.04799999995,56736.003199999999,3719978.7373000002,null,null,null,40,101430,0.42595528803961746,420.341595308678,986.82093428919393,1248.9768845202809,8733261.076240845,3769.6593252096395,0.33132354326231389]
[10,11,22,11,661,65,50.76552768622544,242,305.90856401841143,1334.674091704637,66,3220.4208045484797,353275,621586.196,1901837.49,861466.04799999995,56736.003199999999,3896330.7373000002,null,null,null,40,101430,0.41444089847499466,440.6205593851227,1063.1686230930891,1209.882488571749,9401414.6566918381,3664.828563054944,0.33013344765115282]
[10,11,22,12,727,65,50.76552768622544,242,305.90856401841143,1400.674091704637,66,3462.4208045484797,353275,621586.196,2078189.49,861466.04799999995,56736.003199999999,4072682.7373000002,null,null,null,40,101430,0.40453606617214549,460.89952346156758,1139.3286334708098,1176.2529649501835,10067539.282201521,3574.633883156675,0.32905550705278441]
[10,11,22,13,793,65,50.76552768622544,242,305.90856401841143,1466.674091704637,66,3704.4208045484797,353275,621586.196,2254541.4900000002,861466.04799999995,56736.003199999999,4249034.7373000002,null,null,null,40,101430,0.39592534679207575,481.1784875380124,1215.3263018816226,1147.0172967493768,10731908.860300306,3496.2089857487681,0.32807458061713241]
[10,11,22,14,859,65,50.76552768622544,242,305.90856401841143,1532.674091704637,66,3946.4208045484797,353275,621586.196,2430893.4900000002,861466.04799999995,56736.003199999999,4425386.7373000002,null,null,null,40,101430,0.38837066993416941,501.45745161445717,1291.1826006311353,1121.3671720346783,11394750.118502697,3427.3903126422256,0.3271781354748009]
[10,11,22,15,925,65,50.76552768622544,242,305.90856401841143,1598.6740917046368,66,4188.4208045484802,353275,621586.196,2607245.4900000002,861466.04799999995,56736.003199999999,4601738.7373000002,null,null,null,40,101430,0.38168898644771604,521.73641569090182,1366.9150387245179,1098.6810905575724,12056252.34325617,3366.5140896754469,0.3263557083949386]
[10,11,22,16,991,65,50.76552768622544,242,305.90856401841143,1664.6740917046368,66,4430.4208045484802,353275,621586.196,2783597.49,861466.04799999995,56736.003199999999,4778090.7373000002,null,null,null,40,101430,0.37573724148180315,542.01537976734664,1442.5383484207975,1078.4733432882795,12716574.80214601,3312.2798728270268,0.32559849550630027]
[10,11,22,17,1057,65,50.76552768622544,242,305.90856401841143,1730.6740917046368,66,4672.4208045484802,353275,621586.196,2959949.49,861466.04799999995,56736.003199999999,4954442.7373000002,null,null,null,40,101430,0.37040201730543415,562.29434384379147,1518.0650146948919,1060.3588470525444,13375852.467806369,3263.6564898711645,0.32489903589528901]
[10,11,22,18,1123,65,50.76552768622544,242,305.90856401841143,1796.6740917046368,66,4914.4208045484802,353275,621586.196,3136301.49,861466.04799999995,56736.003199999999,5130794.7373000002,null,null,null,40,101430,0.36559223622888537,582.57330792023618,1593.5056880023735,1044.0283690209446,14034200.480239755,3219.8157658836712,0.32425096494128552]
[10,11,22,19,1189,65,50.76552768622544,242,305.90856401841143,1862.6740917046368,66,5156.4208045484802,353275,621586.196,3312653.49,861466.04799999995,56736.003199999999,5307146.7373000002,null,null,null,40,101430,0.36123391831434148,602.852271996681,1668.869509291445,1029.2307277509069,14691717.660458265,3180.0849064038648,0.32364882009228857]
[10,11,22,20,1255,65,50.76552768622544,242,305.90856401841143,1928.6740917046368,66,5398.4208045484802,353275,621586.196,3489005.49,861466.04799999995,56736.003199999999,5483498.7373000002,null,null,null,40,101430,0.35726634909224153,623.13123607312582,1744.1643682826714,1015.7597815707855,15348489.302695509,3143.9116845704621,0.32308788651916731]
[10,11,22,21,1321,65,50.76552768622544,242,305.90856401841143,1994.6740917046368,66,5640.4208045484802,353275,621586.196,3665357.49,861466.04799999995,56736.003199999999,5659850.7373000002,null,null,null,40,101430,0.35363923381321405,643.41020014957053,1819.397110472783,1003.4447665130233,16004589.412284445,3110.8385875058343,0.32256407341197074]
[10,11,22,22,1387,65,50.76552768622544,242,305.90856401841143,2060.6740917046368,66,5882.4208045484802,353275,621586.196,3841709.49,861466.04799999995,56736.003199999999,5836202.7373000002,null,null,null,40,101430,0.35031055413636103,663.68916422601535,1894.5737043585314,992.14301920437345,16660082.513481917,3080.4833424157455,0.32207381404839058]
[10,11,22,23,1453,65,50.76552768622544,242,305.90856401841143,2126.6740917046368,66,6124.4208045484802,353275,621586.196,4018061.49,861466.04799999995,56736.003199999999,6012554.7373000002,null,null,null,40,101430,0.34724493296169329,683.96812830246017,1969.6993775224155,981.73442503982574,17315025.120664988,3052.5240581728949,0.32161398447010053]
[10,11,22,24,1519,65,50.76552768622544,242,305.90856401841143,2192.6740917046368,66,6366.4208045484802,353275,621586.196,4194413.49,861466.04799999995,56736.003199999999,6188906.7373000002,null,null,null,40,101430,0.34441237219790499,704.24709237890488,2044.7787281411395,972.11713257057932,17969466.943827156,3026.6877545628317,0.32118183684626223]
[10,11,22,25,1585,65,50.76552768622544,242,305.90856401841143,2258.6740917046368,66,6608.4208045484802,353275,621586.196,4370765.49,861466.04799999995,56736.003199999999,6365258.7373000002,null,null,null,40,101430,0.34178726786738883,724.5260564553497,2119.8158169439503,963.20420952525205,18623451.882722054,3002.7414110117716,0.32077494452001482]
[10,11,22,26,1651,65,50.76552768622544,242,305.90856401841143,2324.6740917046368,66,6850.4208045484802,353275,621586.196,4547117.49,861466.04799999995,56736.003199999999,6541610.7373000002,null,null,null,40,101430,0.33934763396740836,744.80502053179453,2194.814243506195,954.92100761341692,19277018.851658233,2980.484911928213,0.32039115641609961]
[10,12,8,10,335,65,60.415173444764157,96,115.31909977589875,681.73427322066289,40,1201.6606937790566,353275,246579.64799999999,1056549.3433999999,324748.96370000002,35662.630599999997,2118245.5857000002,null,null,null,40,101430,0.56732676432704388,258.33386452659295,455.35285971044476,1762.7651438553473,3733731.1033569737,4651.8771993256632,0.37893630212570489]
[10,12,8,11,375,65,60.415173444764179,96,115.31909977589876,721.73427322066289,40,1297.6606937790566,353275,246579.64799999999,1163429.3433999999,324748.96370000002,35662.630599999997,2225125.5857000002,null,null,null,40,101430,0.55618103921975415,270.62414578504433,486.57564120613125,1714.7206480106358,4000721.7593327197,4573.0311945313979,0.37496368930550117]
[10,12,8,12,415,65,60.415173444764179,96,115.31909977589876,761.73427322066289,40,1393.6606937790566,353275,246579.64799999999,1270309.3433999999,324748.96370000002,35662.630599999997,2332005.5857000002,null,null,null,40,101430,0.54657082360207832,282.91442704349572,517.61714095713751,1673.2950826153233,4266611.9101749435,4505.2711767284045,0.37140829419072191]
[10,12,8,13,455,65,60.415173444764179,96,115.31909977589876,801.73427322066289,40,1489.6606937790566,353275,246579.64799999999,1377189.3433999999,324748.96370000002,35662.630599999997,2438885.5857000002,null,null,null,40,101430,0.53819925340634278,295.20470830194711,548.50449240416583,1637.2087925255319,4531566.2745696642,4446.4277312384547,0.36820766950136025]
[10,12,8,14,495,65,60.415173444764179,96,115.31909977589876,841.73427322066289,40,1585.6606937790566,353275,246579.64799999999,1484069.3433999999,324748.96370000002,35662.630599999997,2545765.5857000002,null,null,null,40,101430,0.53084135623907236,307.49498956039849,579.25967136199074,1605.4920171272645,4795718.2608587705,4394.8607362031535,0.3653112381700393]
[10,12,8,15,535,65,60.415173444764179,96,115.31909977589876,881.73427322066289,40,1681.6606937790566,353275,246579.64799999999,1590949.3433999999,324748.96370000002,35662.630599999997,2652645.5857000002,null,null,null,40,101430,0.52432353118702835,319.78527081884988,609.90066590160563,1577.3964364795165,5059177.0690309638,4349.3075742316087,0.36267760087263884]
[10,12,8,16,575,65,60.415173444764179,96,115.31909977589876,921.73427322066289,40,1777.6606937790566,353275,246579.64799999999,1697829.3433999999,324748.96370000002,35662.630599999997,2759525.5857000002,null,null,null,40,101430,0.51850967760398947,332.07555207730127,640.44234161994405,1552.3353783946204,5322032.9435053216,4308.7806761101583,0.36027254462067992]
[10,12,8,17,615,65,60.415173444764179,96,115.31909977589876,961.73427322066289,40,1873.6606937790566,353275,246579.64799999999,1804709.3433999999,324748.96370000002,35662.630599999997,2866405.5857000002,null,null,null,40,101430,0.5132915881801976,344.36583333575265,670.89709098224807,1529.8424070333642,5584361.1150870193,4272.4966679138579,0.35806754830784787]
[10,12,8,18,655,65,60.415173444764179,96,115.31909977589876,1001.7342732206629,40,1969.6606937790566,353275,246579.64799999999,1911589.3433999999,324748.96370000002,35662.630599999997,2973285.5857000002,null,null,null,40,101430,0.50858215142563568,356.65611459420398,701.27532709207514,1509.5420216921273,5846224.7984915879,4239.8263148139713,0.35603864630439719]
[10,12,8,19,695,65,60.415173444764179,96,115.31909977589876,1041.734273220663,40,2065.6606937790566,353275,246579.64799999999,2018469.3433999999,324748.96370000002,35662.630599999997,3080165.5857000002,null,null,null,40,101430,0.50431044960963323,368.94639585265537,731.58586370407784,1491.1285260986867,6107677.4992843987,4210.2584789427592,0.35416555386241394]
[10,12,8,20,735,65,60.415173444764179,96,115.31909977589876,1081.734273220663,40,2161.6606937790566,353275,246579.64799999999,2125349.3434000001,324748.96370000002,35662.630599999997,3187045.5857000002,null,null,null,40,101430,0.50041816291230912,381.23667711110681,761.83621092488795,1474.3505282335043,6368764.8089888338,4183.3737226346902,0.35243098656386784]
[10,12,8,21,775,65,60.415173444764179,96,115.31909977589876,1121.734273220663,40,2257.6606937790566,353275,246579.64799999999,2232229.3434000001,324748.96370000002,35662.630599999997,3293925.5857000002,null,null,null,40,101430,0.49685689098967867,393.52695836955814,792.03280764749024,1458.9993947323917,6629525.81612314,4158.8246773747051,0.35082012537575835]
[10,12,8,22,815,65,60.415173444764179,96,115.31909977589876,1161.734273220663,40,2353.6606937790566,353275,246579.64799999999,2339109.3434000001,324748.96370000002,35662.630599999997,3400805.5857000002,null,null,null,40,101430,0.49358613001918006,405.81723962800953,822.18120596751783,1444.9005307873815,6889994.2257344322,4136.321240440896,0.3493201922182832]
[10,12,8,23,855,65,60.415173444764179,96,115.31909977589876,1201.734273220663,40,2449.6606937790566,353275,246579.64799999999,2445989.3434000001,324748.96370000002,35662.630599999997,3507685.5857000002,null,null,null,40,101430,0.49057172541180172,418.10752088646097,852.28621876951433,1431.906710444661,7150199.2553490335,4115.619270248164,0.34792011029686915]
[10,12,8,24,895,65,60.415173444764179,96,115.31909977589876,1241.734273220663,40,2545.6606937790566,353275,246579.64799999999,2552869.3434000001,324748.96370000002,35662.630599999997,3614565.5857000002,null,null,null,40,101430,0.48778467462499769,430.39780214491219,882.35203878800883,1419.8929160385862,7410166.3577552633,4096.5118533637569,0.34661023008457154]
[10,12,8,25,935,65,60.415173444764179,96,115.31909977589876,1281.734273220663,40,2641.6606937790566,353275,246579.64799999999,2659749.3434000001,324748.96370000002,35662.630599999997,3721445.5857000002,null,null,null,40,101430,0.48520019101585071,442.68808340336363,912.38233537484678,1408.7523028595322,7669917.8084478155,4078.8224864149984,0.3453821066132563]
[10,12,8,26,975,65,60.415173444764179,96,115.31909977589876,1321.734273220663,40,2737.6606937790566,353275,246579.64799999999,2766629.3434000001,324748.96370000002,35662.630599999997,3828325.5857000002,null,null,null,40,101430,0.48279696465822647,454.97836466181502,942.38033369554353,1398.3930128500142,7929473.1864042254,4062.3997008956885,0.34422831720416208]
[10,12,9,10,355,65,60.415173444764157,108,130.98398724788609,729.39916069265018,42,1351.8682805014387,353275,277402.10399999999,1109989.3433999999,368862.69660000002,37283.659299999999,2248242.8034000001,null,null,null,40,101430,0.53954898654926609,271.47236056233146,503.14682694254935,1663.0635068422246,4166892.8297657073,4468.3632748342889,0.37218628042365248]
[10,12,9,11,397,65,60.415173444764179,108,130.98398724788612,771.3991606926503,42,1459.8682805014387,353275,277402.10399999999,1222213.3433999999,368862.69660000002,37283.659299999999,2360466.8034000001,null,null,null,40,101430,0.52840326144197647,284.37715588370543,538.18206024629671,1616.9039596837549,4467169.2542508878,4386.0005334983352,0.36865110875718238]
[10,12,9,12,439,65,60.415173444764179,108,130.98398724788612,813.3991606926503,42,1567.8682805014387,353275,277402.10399999999,1334437.3433999999,368862.69660000002,37283.659299999999,2472690.8034000001,null,null,null,40,101430,0.51879304582430064,297.28195120507939,573.02609122821536,1577.1036598614457,4766237.3720346969,4315.1452284826391,0.36548101543641731]
[10,12,9,13,481,65,60.415173444764179,108,130.98398724788612,855.3991606926503,42,1675.8682805014387,353275,277402.10399999999,1446661.3433999999,368862.69660000002,37283.659299999999,2584914.8034000001,null,null,null,40,101430,0.5104214756285651,310.18674652645331,607.70708392406459,1542.433157447228,5064275.1662756046,4253.5538448363495,0.36262222454752341]
[10,12,9,14,523,65,60.415173444764179,108,130.98398724788612,897.3991606926503,42,1783.8682805014387,353275,277402.10399999999,1558885.3433999999,368862.69660000002,37283.659299999999,2697138.8034000001,null,null,null,40,101430,0.50306357846129468,323.09154184782733,642.24792984627834,1511.9607388283932,5361427.3003208609,4199.5289949864837,0.36003102743984261]
[10,12,9,15,565,65,60.415173444764179,108,130.98398724788612,939.3991606926503,42,1891.8682805014387,353275,277402.10399999999,1671109.3433999999,368862.69660000002,37283.659299999999,2809362.8034000001,null,null,null,40,101430,0.49654575340925061,335.9963371692013,676.66742664149774,1484.9674431958185,5657812.5662551532,4151.7630267843633,0.35767153221795517]
[10,12,9,16,607,65,60.415173444764179,108,130.98398724788612,981.3991606926503,42,1999.8682805014387,353275,277402.10399999999,1783333.3433999999,368862.69660000002,37283.659299999999,2921586.8034000001,null,null,null,40,101430,0.49073189982621174,348.90113249057521,710.98115409684067,1460.8896155035493,5953529.4208388412,4109.2324128770788,0.35551399111074067]
[10,12,9,17,649,65,60.415173444764179,108,130.98398724788612,1023.3991606926503,42,2107.8682805014387,353275,277402.10399999999,1895557.3433999999,368862.69660000002,37283.659299999999,3033810.8034000001,null,null,null,40,101430,0.48551381040241987,361.80592781194918,745.20213443993498,1439.2791197739266,6248660.1582865501,4071.1246830225268,0.35353353970612411]
[10,12,9,18,691,65,60.415173444764179,108,130.98398724788612,1065.3991606926502,42,2215.8682805014387,353275,277402.10399999999,2007781.3433999999,368862.69660000002,37283.659299999999,3146034.8034000001,null,null,null,40,101430,0.48080437364785794,374.71072313332309,779.34133645747988,1419.7751874707826,6543274.0960539868,4036.7867790253358,0.35170923439597196]
[10,12,9,19,733,65,60.415173444764179,108,130.98398724788612,1107.3991606926502,42,2323.8682805014387,353275,277402.10399999999,2120005.3434000001,368862.69660000002,37283.659299999999,3258258.8034000001,null,null,null,40,101430,0.47653267183185538,387.61551845469705,813.40806489647628,1402.084115824513,6837430.0356664062,4005.6878508749169,0.35002330886024274]
[10,12,9,20,775,65,60.415173444764179,108,130.98398724788612,1149.3991606926502,42,2431.8682805014387,353275,277402.10399999999,2232229.3434000001,368862.69660000002,37283.659299999999,3370482.8034000001,null,null,null,40,101430,0.47264038513453122,400.52031377607102,847.41026449119011,1385.9643757779984,7131178.184022774,3977.3919960519092,0.34846059356325765]
[10,12,9,21,817,65,60.415173444764179,108,130.98398724788612,1191.3991606926502,42,2539.8682805014387,353275,277402.10399999999,2344453.3434000001,368862.69660000002,37283.659299999999,3482706.8034000001,null,null,null,40,101430,0.46907911321190082,413.42510909744493,881.35475968354444,1371.2155193622523,7424561.6683133366,3951.5379761606746,0.34700805803580537]
[10,12,9,22,859,65,60.415173444764179,108,130.98398724788612,1233.3991606926502,42,2647.8682805014387,353275,277402.10399999999,2456677.3434000001,368862.69660000002,37283.659299999999,3594930.8034000001,null,null,null,40,101430,0.46580835224140221,426.3299044188189,915.24744536541959,1357.669801716384,7717617.7414192026,3927.8239142466955,0.34565444667515527]
[10,12,9,23,901,65,60.415173444764179,108,130.98398724788612,1275.3991606926502,42,2755.8682805014387,353275,277402.10399999999,2568901.3434000001,368862.69660000002,37283.659299999999,3707154.8034000001,null,null,null,40,101430,0.46279394763402387,439.23469974019281,949.09343993309596,1345.1857730605916,8010378.7491428005,3905.9956031524334,0.34438998650559799]
[10,12,9,24,943,65,60.415173444764179,108,130.98398724788612,1317.3991606926502,42,2863.8682805014387,353275,277402.10399999999,2681125.3434000001,368862.69660000002,37283.659299999999,3819378.8034000001,null,null,null,40,101430,0.46000689684721985,452.13949506156683,982.8972090645284,1333.6433205966966,8302872.9124207133,3885.8374692045177,0.34320615084030037]
[10,12,9,25,985,65,60.415173444764179,108,130.98398724788612,1359.3991606926502,42,2971.8682805014387,353275,277402.10399999999,2793349.3434000001,368862.69660000002,37283.659299999999,3931602.8034000001,null,null,null,40,101430,0.45742241323807287,465.04429038294074,1016.66266655128,1322.9397914957783,8595124.9645330012,3867.1655139027202,0.34209546675458313]
[10,12,9,26,1027,65,60.415173444764179,108,130.98398724788612,1401.3991606926502,42,3079.8682805014387,353275,277402.10399999999,2905573.3434000001,368862.69660000002,37283.659299999999,4043826.8034000001,null,null,null,40,101430,0.45501918688044868,477.94908570431471,1050.3932569988322,1312.9869316038114,8887156.6737293694,3849.8217466793835,0.34105135717941021]
[10,12,10,10,375,65,60.415173444764157,120,146.64887471987345,777.0640481646376,44,1502.0758672238208,353275,308224.56,1163429.3433999999,412976.42959999997,38904.687899999997,2378240.0210000002,null,null,null,40,101430,0.51732676432704394,284.61085659806997,550.15683746481079,1583.302197231727,4597171.8166909879,4322.8400685583492,0.36626434754033182]
[10,12,10,11,419,65,60.415173444764179,120,146.64887471987345,821.0640481646376,44,1622.0758672238208,353275,308224.56,1280997.3433999999,412976.42959999997,38904.687899999997,2495808.0210000002,null,null,null,40,101430,0.50618103921975421,298.13016598236652,588.97932336998474,1538.6506090222508,4930662.8016556213,4237.5138174696358,0.3631022045707526]
[10,12,10,12,463,65,60.415173444764179,120,146.64887471987345,865.0640481646376,44,1742.0758672238208,353275,308224.56,1398565.3433999999,412976.42959999997,38904.687899999997,2613376.0210000002,null,null,null,40,101430,0.49657082360207838,311.64947536666307,627.60327541192794,1500.1505216583444,5262846.4999756562,4164.0573326659833,0.36026173556498381]
[10,12,10,13,507,65,60.415173444764179,120,146.64887471987345,909.0640481646376,44,1862.0758672238208,353275,308224.56,1516133.3433999999,412976.42959999997,38904.687899999997,2730944.0210000002,null,null,null,40,101430,0.48819925340634279,325.16878475095956,666.05752155936193,1466.6126493845854,5593912.7352806116,4100.1624222943838,0.35769623208338486]
[10,12,10,14,551,65,60.415173444764179,120,146.64887471987345,953.0640481646376,44,1982.0758672238208,353275,308224.56,1633701.3433999999,412976.42959999997,38904.687899999997,2848512.0210000002,null,null,null,40,101430,0.48084135623907243,338.68809413525605,704.3655661907369,1437.1357161892968,5924016.2769359592,4044.0818769565913,0.35536761121929256]
[10,12,10,15,595,65,60.415173444764179,120,146.64887471987345,997.0640481646376,44,2102.0758672238208,353275,308224.56,1751269.3433999999,412976.42959999997,38904.687899999997,2966080.0210000002,null,null,null,40,101430,0.47432353118702836,352.2074035195526,742.54676473277323,1411.0242485688605,6253284.574689772,3994.4689841206923,0.35324451239404758]
[10,12,10,16,639,65,60.415173444764179,120,146.64887471987345,1041.0640481646376,44,2222.0758672238208,353275,308224.56,1868837.3433999999,412976.42959999997,38904.687899999997,3083648.0210000002,null,null,null,40,101430,0.46850967760398948,365.72671290384915,780.61720042628826,1387.7330051906927,6581823.53191581,3950.2691194868289,0.35130087677949651]
[10,12,10,17,683,65,60.415173444764179,120,146.64887471987345,1085.0640481646376,44,2342.0758672238208,353275,308224.56,1986405.3433999999,412976.42959999997,38904.687899999997,3201216.0210000002,null,null,null,40,101430,0.46329158818019761,379.24602228814564,818.59034777173122,1366.8284899663768,6909721.8742057364,3910.6447195452461,0.34951487235212714]
[10,12,10,18,727,65,60.415173444764179,120,146.64887471987345,1129.0640481646376,44,2462.0758672238208,353275,308224.56,2103973.3434000001,412976.42959999997,38904.687899999997,3318784.0210000002,null,null,null,40,101430,0.45858215142563574,392.76533167244213,856.47758084656596,1347.9617200937073,7237054.4964884128,3874.9222340459282,0.34786807029318317]
[10,12,10,19,771,65,60.415173444764179,120,146.64887471987345,1173.0640481646376,44,2582.0758672238208,353275,308224.56,2221541.3434000001,412976.42959999997,38904.687899999997,3436352.0210000002,null,null,null,40,101430,0.45431044960963324,406.28464105673874,894.28856722498733,1330.8485876051743,7563885.0568744708,3842.5538991819644,0.3463448067412917]
[10,12,10,20,815,65,60.415173444764179,120,146.64887471987345,1217.0640481646376,44,2702.0758672238208,353275,308224.56,2339109.3434000001,412976.42959999997,38904.687899999997,3553920.0210000002,null,null,null,40,101430,0.45041816291230902,419.80395044103517,932.03157645036151,1315.2554538135942,7890268.0078559192,3813.0897179678368,0.34493168299080873]
[10,12,10,21,859,65,60.415173444764179,120,146.64887471987345,1261.0640481646376,44,2822.0758672238208,353275,308224.56,2456677.3434000001,412976.42959999997,38904.687899999997,3671488.0210000002,null,null,null,40,101430,0.44685689098967862,433.32325982533166,969.71372392988451,1300.988419066141,8216250.2022801535,3786.1566051731938,0.34361717032215272]
[10,12,10,22,903,65,60.415173444764179,120,146.64887471987345,1305.0640481646376,44,2942.0758672238208,353275,308224.56,2574245.3434000001,412976.42959999997,38904.687899999997,3789056.0210000002,null,null,null,40,101430,0.44358613001918001,446.84256920962815,1007.3411654920485,1287.8852184595864,8541872.1744532324,3761.4426480162906,0.34239129477058255]
[10,12,10,23,947,65,60.415173444764179,120,146.64887471987345,1349.0640481646376,44,3062.0758672238208,353275,308224.56,2691813.3434000001,412976.42959999997,38904.687899999997,3906624.0210000002,null,null,null,40,101430,0.44057172541180167,460.36187859392481,1044.9192538709226,1275.8090231533361,8867169.1705424637,3738.6850768727504,0.34124538358296164]
[10,12,10,24,991,65,60.415173444764179,120,146.64887471987345,1393.0640481646376,44,3182.0758672238208,353275,308224.56,2809381.3434000001,412976.42959999997,38904.687899999997,4024192.0210000002,null,null,null,40,101430,0.43778467462499765,473.88118797822119,1082.4526655350453,1264.6436442431855,9192171.983707089,3717.6609648747185,0.34017185972357827]
[10,12,10,25,1035,65,60.415173444764179,120,146.64887471987345,1437.0640481646376,44,3302.0758672238208,353275,308224.56,2926949.3434000001,412976.42959999997,38904.687899999997,4141760.0210000002,null,null,null,40,101430,0.43520019101585067,487.40049736251774,1119.9455042168531,1254.2897824047757,9516907.6358088683,3698.1799608905485,0.33916407413086891]
[10,12,10,26,1079,65,60.415173444764179,120,146.64887471987345,1481.0640481646376,44,3422.0758672238208,353275,308224.56,3044517.3434000001,412976.42959999997,38904.687899999997,4259328.0209999997,null,null,null,40,101430,0.43279696465822648,500.91980674681429,1157.4013859879619,1244.6620666068493,9841399.9376075957,3680.0785557626141,0.33821616787441672]
[10,12,11,10,395,65,60.415173444764157,132,162.31376219186077,824.7289356366249,46,1652.2834539462028,353275,339047.016,1216869.3433999999,457090.16259999998,40525.7166,2508237.2385999998,null,null,null,40,101430,0.4991449461452257,297.74935263380848,596.51881669493787,1518.0429439140464,5025067.8845482962,4204.7914808556407,0.36102692626392424]
[10,12,11,11,441,65,60.415173444764179,132,162.3137621918608,870.72893563662501,46,1784.2834539462028,353275,339047.016,1339781.3433999999,457090.16259999998,40525.7166,2631149.2385999998,null,null,null,40,101430,0.48799922103793603,311.88317608102761,639.10588918088149,1474.6251402992013,5391707.865870595,4116.9222239231904,0.35818630037027227]
[10,12,11,12,487,65,60.415173444764179,132,162.3137621918608,916.72893563662501,46,1916.2834539462028,353275,339047.016,1462693.3433999999,457090.16259999998,40525.7166,2754061.2385999998,null,null,null,40,101430,0.47838900542026025,326.01699952824669,681.48932319597077,1437.1888631285335,5756949.276435703,4041.2390111899053,0.35563075065569222]
[10,12,11,13,533,65,60.415173444764179,132,162.3137621918608,962.72893563662501,46,2048.2834539462028,353275,339047.016,1585605.3433999999,457090.16259999998,40525.7166,2876973.2385999998,null,null,null,40,101430,0.47001743522452466,340.15082297546576,723.69830879354004,1404.5776882424229,6120992.590912397,3975.3764844429379,0.35331941357982949]
[10,12,11,14,579,65,60.415173444764179,132,162.3137621918608,1008.728935636625,46,2180.2834539462028,353275,339047.016,1708517.3433999999,457090.16259999998,40525.7166,2999885.2385999998,null,null,null,40,101430,0.46265953805725429,354.28464642268489,765.75671153426435,1375.9152431209448,6484001.7158313198,3917.5435140469294,0.35121887942977481]
[10,12,11,15,625,65,60.415173444764179,132,162.3137621918608,1054.728935636625,46,2312.2834539462028,353275,339047.016,1831429.3433999999,457090.16259999998,40525.7166,3122797.2385999998,null,null,null,40,101430,0.45614171300521017,368.4184698699039,807.68423357434915,1350.5252711468036,6846111.963834567,3866.3590408212449,0.34930156689740366]
[10,12,11,16,671,65,60.415173444764179,132,162.3137621918608,1100.728935636625,46,2444.2834539462028,353275,339047.016,1954341.3433999999,457090.16259999998,40525.7166,3245709.2385999998,null,null,null,40,101430,0.45032785942217135,382.55229331712303,849.4972836190658,1327.8775967529004,7207436.0284385374,3820.7411620923012,0.34754450521995911]
[10,12,11,17,717,65,60.415173444764179,132,162.3137621918608,1146.728935636625,46,2576.2834539462028,353275,339047.016,2077253.3433999999,457090.16259999998,40525.7166,3368621.2385999998,null,null,null,40,101430,0.44510976999837948,396.68611676434216,891.20963749186274,1307.5507019420174,7568068.5207633777,3779.8303529226819,0.34592840944064562]
[10,12,11,18,763,65,60.415173444764179,132,162.3137621918608,1192.728935636625,46,2708.2834539462028,353275,339047.016,2200165.3434000001,457090.16259999998,40525.7166,3491533.2385999998,null,null,null,40,101430,0.44040033324381755,410.81994021156129,932.83294584638793,1289.2052467851906,7928089.4564536028,3742.9351677121435,0.34443696965587917]
[10,12,11,19,809,65,60.415173444764179,132,162.3137621918608,1238.728935636625,46,2840.2834539462028,353275,339047.016,2323077.3434000001,457090.16259999998,40525.7166,3614445.2385999998,null,null,null,40,101430,0.43612863142781505,424.9537636587803,974.37712875568377,1272.5649736075331,8287566.9656813173,3709.4931027627313,0.34305629862467213]
[10,12,11,20,855,65,60.415173444764179,132,162.3137621918608,1284.728935636625,46,2972.2834539462028,353275,339047.016,2445989.3434000001,457090.16259999998,40525.7166,3737357.2385999998,null,null,null,40,101430,0.43223634473049088,439.08758710599943,1015.8506855312698,1257.4026994790813,8646559.4209558889,3679.0419023583163,0.34177449804881777]
[10,12,11,21,901,65,60.415173444764179,132,162.3137621918608,1330.728935636625,46,3104.2834539462028,353275,339047.016,2568901.3434000001,457090.16259999998,40525.7166,3860269.2385999998,null,null,null,40,101430,0.42867507280786044,453.2214105532185,1057.2609402841581,1243.5298824602314,9005117.1236149818,3651.1981967019847,0.34058131480878628]
[10,12,11,22,947,65,60.415173444764179,132,162.3137621918608,1376.728935636625,46,3236.2834539462028,353275,339047.016,2691813.3434000001,457090.16259999998,40525.7166,3983181.2385999998,null,null,null,40,101430,0.42540431183736188,467.35523400043758,1098.6142382569788,1230.7887412494788,9363283.6522159874,3625.6413761108111,0.33946786611579705]
[10,12,11,23,993,65,60.415173444764179,132,162.3137621918608,1422.728935636625,46,3368.2834539462028,353275,339047.016,2814725.3434000001,457090.16259999998,40525.7166,4106093.2385999998,null,null,null,40,101430,0.42238990722998349,481.48905744765671,1139.9161040689705,1219.0462277746724,9721096.9493484404,3602.1012633755404,0.33842641798256951]
[10,12,11,24,1039,65,60.415173444764179,132,162.3137621918608,1468.728935636625,46,3500.2834539462028,353275,339047.016,2937637.3434000001,457090.16259999998,40525.7166,4229005.2385999998,null,null,null,40,101430,0.41960285644317952,495.62288089487578,1181.1713702239549,1208.1893635903123,10078590.20421524,3580.3485804156649,0.33745020532331688]
[10,12,11,25,1085,65,60.415173444764179,132,162.3137621918608,1514.728935636625,46,3632.2834539462028,353275,339047.016,3060549.3434000001,457090.16259999998,40525.7166,4351917.2385999998,null,null,null,40,101430,0.41701837283403254,509.75670434209491,1222.3842822027675,1198.1215931485006,10435792.574398071,3560.1874974755874,0.33653328483346717]
[10,12,11,26,1131,65,60.415173444764179,132,162.3137621918608,1560.728935636625,46,3764.2834539462028,353275,339047.016,3183461.3434000001,457090.16259999998,40525.7166,4474829.2385999998,null,null,null,40,101430,0.41461514647640829,523.89052778931398,1263.5585849710956,1188.7599043366076,10792729.779985454,3541.4497529699634,0.33567041388619978]
[10,12,12,10,415,65,60.415173444764157,144,177.97864966384813,872.39382310861231,48,1802.4910406685849,353275,369869.47200000001,1270309.3433999999,501203.89549999998,42146.745300000002,2638234.4561999999,null,null,null,40,101430,0.48399343099371056,310.887848669547,642.33898388093405,1463.66023281598,5450971.6192160109,4107.2307962593322,0.35636181783332244]
[10,12,12,11,463,65,60.415173444764179,144,177.97864966384816,920.39382310861231,48,1946.4910406685849,353275,369869.47200000001,1398565.3433999999,501203.89549999998,42146.745300000002,2766490.4561999999,null,null,null,40,101430,0.47284770588642089,325.63618617968871,688.67033111482897,1421.2705830299938,5850700.810840386,4017.1477283699246,0.35380092521683687]
[10,12,12,12,511,65,60.415173444764179,144,177.97864966384816,968.39382310861231,48,2090.4910406685849,353275,369869.47200000001,1526821.3433999999,501203.89549999998,42146.745300000002,2894746.4561999999,null,null,null,40,101430,0.46323749026874506,340.3845236898303,734.79485326707436,1384.7208143536916,6248946.8513317546,3939.5301196830123,0.35149390213701698]
[10,12,12,13,559,65,60.415173444764179,144,177.97864966384816,1016.3938231086123,48,2234.4910406685849,353275,369869.47200000001,1655077.3433999999,501203.89549999998,42146.745300000002,3023002.4561999999,null,null,null,40,101430,0.45486592007300947,355.13286119997201,780.74185277052732,1352.8818872906211,6645919.8696364937,3871.9615779611704,0.34940478102651984]
[10,12,12,14,607,65,60.415173444764179,144,177.97864966384816,1064.3938231086122,48,2378.4910406685849,353275,369869.47200000001,1783333.3433999999,501203.89549999998,42146.745300000002,3151258.4561999999,null,null,null,40,101430,0.44750802290573904,369.88119871011367,826.53534635740743,1324.8981822306516,7041792.0907251863,3812.6118503237526,0.34750408230466634]
[10,12,12,15,655,65,60.415173444764179,144,177.97864966384816,1112.3938231086122,48,2522.4910406685849,353275,369869.47200000001,1911589.3433999999,501203.89549999998,42146.745300000002,3279514.4561999999,null,null,null,40,101430,0.44099019785369498,384.62953622025532,872.19520545411729,1300.1094566284228,7436706.0134105887,3760.0693465474696,0.34576741458829618]
[10,12,12,16,703,65,60.415173444764179,144,177.97864966384816,1160.3938231086122,48,2666.4910406685849,353275,369869.47200000001,2039845.3433999999,501203.89549999998,42146.745300000002,3407770.4561999999,null,null,null,40,101430,0.4351763442706561,399.37787373039697,917.73801353964586,1277.9980897214073,7830780.5584998671,3713.2279647981309,0.3441744223185299]
[10,12,12,17,751,65,60.415173444764179,144,177.97864966384816,1208.3938231086122,48,2810.4910406685849,353275,369869.47200000001,2168101.3434000001,501203.89549999998,42146.745300000002,3536026.4561999999,null,null,null,40,101430,0.42995825484686429,414.12621124053862,963.17771916726088,1258.1525452550516,8224115.7516398998,3671.2087352797757,0.34270798420269344]
[10,12,12,18,799,65,60.415173444764179,144,177.97864966384816,1256.3938231086122,48,2954.4910406685849,353275,369869.47200000001,2296357.3434000001,501203.89549999998,42146.745300000002,3664282.4561999999,null,null,null,40,101430,0.42524881809230236,428.87454875068028,1008.5261392956792,1240.2415190280935,8616796.3327257223,3633.304396842615,0.34135359539538673]
[10,12,12,19,847,65,60.415173444764179,144,177.97864966384816,1304.3938231086122,48,3098.4910406685849,353275,369869.47200000001,2424613.3434000001,501203.89549999998,42146.745300000002,3792538.4561999999,null,null,null,40,101430,0.42097711627629986,443.62288626082193,1053.7933514886329,1223.9952952761657,9008894.5683796797,3598.9394418518577,0.34009888608916161]
[10,12,12,20,895,65,60.415173444764179,144,177.97864966384816,1352.3938231086122,48,3242.4910406685849,353275,369869.47200000001,2552869.3434000001,501203.89549999998,42146.745300000002,3920794.4561999999,null,null,null,40,101430,0.41708482957897569,458.37122377096358,1098.9880025932955,1209.1920708669873,9400472.4654970691,3567.640817717529,0.33893324262406904]
[10,12,12,21,943,65,60.415173444764179,144,177.97864966384816,1400.3938231086122,48,3386.4910406685849,353275,369869.47200000001,2681125.3434000001,501203.89549999998,42146.745300000002,4049050.4561999999,null,null,null,40,101430,0.41352355765634524,473.11956128110523,1144.1175539370038,1195.6477686219737,9791583.5295618717,3539.0161109761661,0.33784750651846518]
[10,12,12,22,991,65,60.415173444764179,144,177.97864966384816,1448.3938231086122,48,3530.4910406685849,353275,369869.47200000001,2809381.3434000001,501203.89549999998,42146.745300000002,4177306.4561999999,null,null,null,40,101430,0.41025279668584669,487.86789879124694,1189.188477768829,1183.2083435743896,10182274.173337309,3512.7370760194517,0.33683373334481742]
[10,12,12,23,1039,65,60.415173444764179,144,177.97864966384816,1496.3938231086122,48,3674.4910406685849,353275,369869.47200000001,2937637.3434000001,501203.89549999998,42146.745300000002,4305562.4561999999,null,null,null,40,101430,0.40723839207846829,502.61623630138865,1234.2064158934766,1171.7438982924527,10572584.854436038,3488.5270411730776,0.33588499801292448]
[10,12,12,24,1087,65,60.415173444764179,144,177.97864966384816,1544.3938231086122,48,3818.4910406685849,353275,369869.47200000001,3065893.3434000001,501203.89549999998,42146.745300000002,4433818.4561999999,null,null,null,40,101430,0.40445134129166427,517.36457381153025,1279.1763087229822,1161.1441297129181,10962551.000755155,3466.1511677464036,0.334995236364103]
[10,12,12,25,1135,65,60.415173444764179,144,177.97864966384816,1592.3938231086122,48,3962.4910406685849,353275,369869.47200000001,3194149.3434000001,501203.89549999998,42146.745300000002,4562074.4561999999,null,null,null,40,101430,0.40186685768251734,532.11291132167185,1324.1025009881544,1151.3147687682713,11352203.768537257,3445.4088356672564,0.33415911541461568]
[10,12,12,26,1183,65,60.415173444764179,144,177.97864966384816,1640.3938231086122,48,4106.4910406685849,353275,369869.47200000001,3322405.3434000001,501203.89549999998,42146.745300000002,4690330.4561999999,null,null,null,40,101430,0.3994636313248931,546.86124883181355,1368.9888288905042,1142.1747691114062,11741570.667340536,3426.127633221794,0.33337192638014784]
[10,12,13,10,435,65,60.415173444764157,156,193.64353713583546,920.05871058059961,50,1952.698627390967,353275,400691.92800000001,1323749.3433999999,545317.62849999999,43767.7739,2768231.6738999998,null,null,null,40,101430,0.47117291817319773,324.02634470528551,687.70154694285122,1417.644092656077,5875192.667251016,4025.3387332986144,0.35218007392246731]
[10,12,13,11,485,65,60.415173444764179,156,193.64353713583549,970.05871058059961,50,2108.698627390967,353275,400691.92800000001,1457349.3433999999,545317.62849999999,43767.7739,2901831.6738999998,null,null,null,40,101430,0.460027193065908,339.38919627834974,737.758987716462,1376.1244191868179,6307956.8286361927,3933.3057572640187,0.34986459332468495]
[10,12,13,12,535,65,60.415173444764179,156,193.64353713583549,1020.0587105805996,50,2264.698627390967,353275,400691.92800000001,1590949.3433999999,545317.62849999999,43767.7739,3035431.6738999998,null,null,null,40,101430,0.45041697744823223,354.75204785141398,787.60807343721126,1340.3247730826711,6739159.1033162279,3853.9875049927628,0.34777610756296107]
[10,12,13,13,585,65,60.415173444764179,156,193.64353713583549,1070.0587105805996,50,2420.698627390967,353275,400691.92800000001,1724549.3433999999,545317.62849999999,43767.7739,3169031.6738999998,null,null,null,40,101430,0.44204540725249664,370.11489942447821,837.2780111547869,1309.1392864852498,7169018.4353578892,3784.9216528302904,0.3458827966772578]
[10,12,13,14,635,65,60.415173444764179,156,193.64353713583549,1120.0587105805996,50,2576.698627390967,353275,400691.92800000001,1858149.3433999999,545317.62849999999,43767.7739,3302631.6738999998,null,null,null,40,101430,0.43468751008522627,385.47775099754244,886.79279264767558,1281.7298999388647,7597714.6737225316,3724.2428008439801,0.34415852254541562]
[10,12,13,15,685,65,60.415173444764179,156,193.64353713583549,1170.0587105805996,50,2732.698627390967,353275,400691.92800000001,1991749.3433999999,545317.62849999999,43767.7739,3436231.6738999998,null,null,null,40,101430,0.4281696850331822,400.84060257060662,936.17230874143365,1257.449921266716,8025396.9255019398,3670.5119792295686,0.34258161487614913]
[10,12,13,16,735,65,60.415173444764179,156,193.64353713583549,1220.0587105805996,50,2888.698627390967,353275,400691.92800000001,2125349.3434000001,545317.62849999999,43767.7739,3569831.6738999998,null,null,null,40,101430,0.42235583145014333,416.20345414367091,985.43318962745593,1235.7923530024514,8452189.8551786244,3622.6014218254745,0.34113395571399074]
[10,12,13,17,785,65,60.415173444764179,156,193.64353713583549,1270.0587105805996,50,3044.698627390967,353275,400691.92800000001,2258949.3434000001,545317.62849999999,43767.7739,3703431.6738999998,null,null,null,40,101430,0.41713774202635145,431.56630571673509,1034.5894466904224,1216.3541049814648,8878198.4959406555,3579.6147792783381,0.33980028019291109]
[10,12,13,18,835,65,60.415173444764179,156,193.64353713583549,1320.0587105805996,50,3200.698627390967,353275,400691.92800000001,2392549.3434000001,545317.62849999999,43767.7739,3837031.6738999998,null,null,null,40,101430,0.41242830527178959,446.92915728979938,1083.6529684723598,1198.810672464396,9303511.9675644878,3540.8306768794714,0.3385676362025043]
[10,12,13,19,885,65,60.415173444764179,156,193.64353713583549,1370.0587105805996,50,3356.698627390967,353275,400691.92800000001,2526149.3434000001,545317.62849999999,43767.7739,3970631.6738999998,null,null,null,40,101430,0.40815660345578703,462.29200886286355,1132.633908036087,1182.897875149624,9728206.3801977597,3505.6620199047811,0.33742496237037517]
[10,12,13,20,935,65,60.415173444764179,156,193.64353713583549,1420.0587105805996,50,3512.698627390967,353275,400691.92800000001,2659749.3434000001,545317.62849999999,43767.7739,4104231.6738999998,null,null,null,40,101430,0.40426431675846286,477.65486043592779,1181.5409884946976,1168.3984620413692,10152347.124692192,3473.6261490913594,0.33636275519949149]
[10,12,13,21,985,65,60.415173444764179,156,193.64353713583549,1470.0587105805996,50,3668.698627390967,353275,400691.92800000001,2793349.3434000001,545317.62849999999,43767.7739,4237831.6738999998,null,null,null,40,101430,0.40070304483583247,493.01771200899202,1230.3817461905755,1155.1321338357552,10575990.695540305,3444.3226153015685,0.33537280413397552]
[10,12,13,22,1035,65,60.415173444764179,156,193.64353713583549,1520.0587105805996,50,3824.698627390967,353275,400691.92800000001,2926949.3434000001,545317.62849999999,43767.7739,4371431.6738999998,null,null,null,40,101430,0.39743228386533386,508.38056358205625,1279.1627258804072,1142.948007080083,10999186.154035874,3417.416397002748,0.33444797891252231]
[10,12,13,23,1085,65,60.415173444764179,156,193.64353713583549,1570.0587105805996,50,3980.698627390967,353275,400691.92800000001,3060549.3434000001,545317.62849999999,43767.7739,4505031.6738999998,null,null,null,40,101430,0.39441787925795552,523.74341515512049,1327.8896386250888,1131.718850269036,11421976.311860023,3392.6250667359627,0.33358205755340375]
[10,12,13,24,1135,65,60.415173444764179,156,193.64353713583549,1620.0587105805996,50,4136.698627390967,353275,400691.92800000001,3194149.3434000001,545317.62849999999,43767.7739,4638631.6738999998,null,null,null,40,101430,0.39163082847115149,539.10626672818466,1376.567490441822,1121.3366241243539,11844398.695492707,3369.7088635803998,0.33276958619294655]
[10,12,13,25,1185,65,60.415173444764179,156,193.64353713583549,1670.0587105805996,50,4292.698627390967,353275,400691.92800000001,3327749.3434000001,545317.62849999999,43767.7739,4772231.6738999998,null,null,null,40,101430,0.38904634486200451,554.46911830124895,1425.2006878458662,1111.7089942926928,12266486.337382644,3348.4629319618643,0.33200576410184196]
[10,12,13,26,1235,65,60.415173444764179,156,193.64353713583549,1720.0587105805996,50,4448.698627390967,353275,400691.92800000001,3461349.3434000001,545317.62849999999,43767.7739,4905831.6738999998,null,null,null,40,101430,0.38664311850438032,569.83196987431313,1473.7931249844744,1102.756577767005,12688268.42912725,3328.7111947344138,0.33128634875606566]
[10,12,14,10,455,65,60.415173444764157,168,209.30842460782281,967.72359805258702,52,2102.9062141133491,353275,431514.38400000002,1377189.3433999999,589431.3615,45388.802600000003,2898228.8914999999,null,null,null,40,101430,0.46018390718418678,337.16484074102402,732.67412327410034,1378.2016868047317,6297979.6690786174,3955.686163081421,0.34841027068010194]
[10,12,14,11,507,65,60.415173444764179,168,209.30842460782284,1019.723598052587,52,2270.9062141133491,353275,431514.38400000002,1516133.3433999999,589431.3615,45388.802600000003,3037172.8914999999,null,null,null,40,101430,0.44903818207689705,353.14220637701084,786.44137730928151,1337.4277073212386,6763729.7065376481,3861.9189924549837,0.34631169372898962]
[10,12,14,12,559,65,60.415173444764179,168,209.30842460782284,1071.723598052587,52,2438.9062141133491,353275,431514.38400000002,1655077.3433999999,589431.3615,45388.802600000003,3176116.8914999999,null,null,null,40,101430,0.43942796645922128,369.11957201299765,840.0001824809932,1302.2710234217964,7227844.22911306,3781.0907160785487,0.3444167625717296]
[10,12,14,13,611,65,60.415173444764179,168,209.30842460782284,1123.723598052587,52,2606.9062141133491,353275,431514.38400000002,1794021.3433999999,589431.3615,45388.802600000003,3315060.8914999999,null,null,null,40,101430,0.43105639626348569,385.09693764898435,893.37947653047161,1271.6456286520747,7690550.2858071961,3710.6973895992551,0.34269720624925681]
[10,12,14,14,663,65,60.415173444764179,168,209.30842460782284,1175.723598052587,52,2774.9062141133491,353275,431514.38400000002,1932965.3433999999,589431.3615,45388.802600000003,3454004.8914999999,null,null,null,40,101430,0.42369849909621532,401.07430328497122,946.60307775575461,1244.7285151173332,8152034.757854593,3648.8418141129082,0.34112975528371781]
[10,12,14,15,715,65,60.415173444764179,168,209.30842460782284,1227.723598052587,52,2942.9062141133491,353275,431514.38400000002,2071909.3433999999,589431.3615,45388.802600000003,3592948.8914999999,null,null,null,40,101430,0.4171806740441712,417.05166892095804,999.690769176907,1220.884605242396,8612452.8652128968,3594.0602857035637,0.33969508249453267]
[10,12,14,16,767,65,60.415173444764179,168,209.30842460782284,1279.723598052587,52,3110.9062141133491,353275,431514.38400000002,2210853.3434000001,589431.3615,45388.802600000003,3731892.8914999999,null,null,null,40,101430,0.41136682046113238,433.02903455694479,1052.6591183788951,1199.6160072433461,9071934.5991487764,3545.205495612217,0.33837700204630483]
[10,12,14,17,819,65,60.415173444764179,168,209.30842460782284,1331.723598052587,52,3278.9062141133491,353275,431514.38400000002,2349797.3434000001,589431.3615,45388.802600000003,3870836.8914999999,null,null,null,40,101430,0.4061487310373405,449.00640019293155,1105.5221052793363,1180.5268704612479,9530589.647779284,3501.3654390068587,0.33716185614606886]
[10,12,14,18,871,65,60.415173444764179,168,209.30842460782284,1383.723598052587,52,3446.9062141133491,353275,431514.38400000002,2488741.3434000001,589431.3615,45388.802600000003,4009780.8914999999,null,null,null,40,101430,0.40143929428277864,464.98376582891848,1158.2916083480816,1163.2985182669408,9988511.2110092361,3461.8060448541028,0.33603804002715809]
[10,12,14,19,923,65,60.415173444764179,168,209.30842460782284,1435.723598052587,52,3614.9062141133491,353275,431514.38400000002,2627685.3434000001,589431.3615,45388.802600000003,4148724.8914999999,null,null,null,40,101430,0.39716759246677608,480.96113146490524,1210.9777851654364,1147.6715150411596,10445778.986436864,3425.9298083790995,0.33499563015978845]
[10,12,14,20,975,65,60.415173444764179,168,209.30842460782284,1487.723598052587,52,3782.9062141133491,353275,431514.38400000002,2766629.3434000001,589431.3615,45388.802600000003,4287668.8914999999,null,null,null,40,101430,0.39327530576945191,496.93849710089194,1263.5893731710937,1133.4325116194109,10902461.529066134,3393.2454502390051,0.33402609043197184]
[10,12,14,21,1027,65,60.415173444764179,168,209.30842460782284,1539.723598052587,52,3950.9062141133491,353275,431514.38400000002,2905573.3434000001,589431.3615,45388.802600000003,4426612.8914999999,null,null,null,40,101430,0.38971403384682146,512.91586273687881,1316.1339294711729,1120.4044468761399,11358618.132861665,3363.345319470488,0.33312203786809852]
[10,12,14,22,1079,65,60.415173444764179,168,209.30842460782284,1591.723598052587,52,4118.9062141133491,353275,431514.38400000002,3044517.3434000001,589431.3615,45388.802600000003,4565556.8914999999,null,null,null,40,101430,0.38644327287632291,528.89322837286556,1368.6180236397392,1108.4391472278205,11814300.343492664,3335.8883286816631,0.3322770542699412]
[10,12,14,23,1131,65,60.415173444764179,168,209.30842460782284,1643.723598052587,52,4286.9062141133491,353275,431514.38400000002,3183461.3434000001,589431.3615,45388.802600000003,4704500.8914999999,null,null,null,40,101430,0.38342886826894451,544.87059400885244,1421.0473939241047,1097.4116662489646,12269553.183938518,3310.5869034333059,0.3314855336106336]
[10,12,14,24,1183,65,60.415173444764179,168,209.30842460782284,1695.723598052587,52,4454.9062141133491,353275,431514.38400000002,3322405.3434000001,589431.3615,45388.802600000003,4843444.8914999999,null,null,null,40,101430,0.38064181748214054,560.84795964483919,1473.4270747095566,1087.2159050484415,12724416.154592426,3287.1968858302102,0.33074255750697318]
[10,12,14,25,1235,65,60.415173444764179,168,209.30842460782284,1747.723598052587,52,4622.9062141133491,353275,431514.38400000002,3461349.3434000001,589431.3615,45388.802600000003,4982388.8914999999,null,null,null,40,101430,0.37805733387299356,576.82532528082595,1525.7615012293545,1077.7611875993398,13178924.054828623,3265.5096405753466,0.33004379292215169]
[10,12,14,26,1287,65,60.415173444764179,168,209.30842460782284,1799.723598052587,52,4790.9062141133491,353275,431514.38400000002,3600293.3434000001,589431.3615,45388.802600000003,5121332.8914999999,null,null,null,40,101430,0.37565410751536932,592.80269091681282,1578.0545961222031,1068.9695566146611,13633107.662142731,3245.3458226781017,0.32938540760273533]
[10,12,15,10,475,65,60.415173444764157,180,224.97331207981014,1015.3884855245743,54,2253.1138008357311,353275,462336.84,1430629.3433999999,633545.09439999994,47009.831200000001,3028226.1091,null,null,null,40,101430,0.45066009766037723,350.30333677676254,777.31163374653886,1344.018268400233,6719534.577898249,3895.7684121003808,0.34499439551531585]
[10,12,15,11,529,65,60.415173444764179,180,224.97331207981017,1069.3884855245742,54,2433.1138008357311,353275,462336.84,1574917.3433999999,633545.09439999994,47009.831200000001,3172514.1091,null,null,null,40,101430,0.43951437255308745,366.89521647567187,834.77410384652626,1303.8905570377367,7218226.0859392229,3800.4462458638686,0.34308880396790165]
[10,12,15,12,583,65,60.415173444764179,180,224.97331207981017,1123.3884855245742,54,2613.1138008357311,353275,462336.84,1719205.3433999999,633545.09439999994,47009.831200000001,3316802.1091,null,null,null,40,101430,0.42990415693541167,383.48709617458121,892.02928138281743,1269.2911070490386,7715212.9273460796,3718.2659564338774,0.3413664116340922]
[10,12,15,13,637,65,60.415173444764179,180,224.97331207981017,1177.3884855245742,54,2793.1138008357311,353275,462336.84,1863493.3433999999,633545.09439999994,47009.831200000001,3461090.1091,null,null,null,40,101430,0.42153258673967609,400.07897587349066,949.10568828825933,1239.1511251966565,8210729.6517157648,3646.6856661138404,0.33980201164889029]
[10,12,15,14,691,65,60.415173444764179,180,224.97331207981017,1231.3884855245742,54,2973.1138008357311,353275,462336.84,2007781.3433999999,633545.09439999994,47009.831200000001,3605378.1091,null,null,null,40,101430,0.41417468957240572,416.67085557239994,1006.0268434137569,1212.6606482720063,8704969.6658917069,3583.7792328420928,0.33837481872741182]
[10,12,15,15,745,65,60.415173444764179,180,224.97331207981017,1285.3884855245742,54,3153.1138008357311,353275,462336.84,2152069.3434000001,633545.09439999994,47009.831200000001,3749666.1091,null,null,null,40,101430,0.40765686452036165,433.2627352713094,1062.8123134417838,1189.1946646879853,9198093.8761319872,3528.0604690823393,0.33706754039771286]
[10,12,15,16,799,65,60.415173444764179,180,224.97331207981017,1339.3884855245742,54,3333.1138008357311,353275,462336.84,2296357.3434000001,633545.09439999994,47009.831200000001,3893954.1091,null,null,null,40,101430,0.40184301093732278,449.85461497021868,1119.4785095824013,1168.2631742521219,9690237.2397246026,3478.3643239033381,0.33586567290372982]
[10,12,15,17,853,65,60.415173444764179,180,224.97331207981017,1393.3884855245742,54,3513.1138008357311,353275,462336.84,2440645.3434000001,633545.09439999994,47009.831200000001,4038242.1091,null,null,null,40,101430,0.39662492151353096,466.44649466912813,1176.0392990161995,1149.4766005437264,10181513.793177366,3433.7645965454089,0.33475696082957312]
[10,12,15,18,907,65,60.415173444764179,180,224.97331207981017,1447.3884855245742,54,3693.1138008357311,353275,462336.84,2584933.3434000001,633545.09439999994,47009.831200000001,4182530.1091,null,null,null,40,101430,0.39191548475896903,483.03837436803747,1232.5064794648513,1132.52131796248,10672020.55484027,3393.5157167887196,0.33373097768770132]
[10,12,15,19,961,65,60.415173444764179,180,224.97331207981017,1501.3884855245742,54,3873.1138008357311,353275,462336.84,2729221.3434000001,633545.09439999994,47009.831200000001,4326818.1091,null,null,null,40,101430,0.38764378294296653,499.6302540669468,1288.8901513492265,1117.1420029471574,11161840.585340962,3357.0107619943701,0.33277879701626967]
[10,12,15,20,1015,65,60.415173444764179,180,224.97331207981017,1555.3884855245742,54,4053.1138008357311,353275,462336.84,2873509.3434000001,633545.09439999994,47009.831200000001,4471106.1091,null,null,null,40,101430,0.38375149624564231,516.22213376585614,1345.1990124239628,1103.1286879203806,11651045.410506796,3323.750662774617,0.33189273198956065]
[10,12,15,21,1069,65,60.415173444764179,180,224.97331207981017,1609.3884855245742,54,4233.1138008357311,353275,462336.84,3017797.3434000001,633545.09439999994,47009.831200000001,4615394.1091,null,null,null,40,101430,0.38019022432301192,532.81401346476559,1401.4405930965852,1090.3071181778064,12139696.956507331,3293.3212665902997,0.33106612744970448]
[10,12,15,22,1123,65,60.415173444764179,180,224.97331207981017,1663.3884855245742,54,4413.1138008357311,353275,462336.84,3162085.3434000001,633545.09439999994,47009.831200000001,4759682.1091,null,null,null,40,101430,0.37691946335251336,549.40589316367482,1457.6214459104326,1078.5314686891927,12627849.108063759,3265.3760154681327,0.33029319244710986]
[10,12,15,23,1177,65,60.415173444764179,180,224.97331207981017,1717.3884855245742,54,4593.1138008357311,353275,462336.84,3306373.3434000001,633545.09439999994,47009.831200000001,4903970.1091,null,null,null,40,101430,0.37390505874513497,565.99777286258427,1513.7472992800174,1067.6787734315694,13115548.972688818,3239.6226975535342,0.32956886437357297]
[10,12,15,24,1231,65,60.415173444764179,180,224.97331207981017,1771.3884855245742,54,4773.1138008357311,353275,462336.84,3450661.3434000001,633545.09439999994,47009.831200000001,5048258.1091,null,null,null,40,101430,0.37111800795833094,582.58965256149372,1569.8231831070477,1057.6446151826508,13602837.913687887,3215.8131969463093,0.32888869794644016]
[10,12,15,25,1285,65,60.415173444764179,180,224.97331207981017,1825.3884855245742,54,4953.1138008357311,353275,462336.84,3594949.3434000001,633545.09439999994,47009.831200000001,5192546.1091,null,null,null,40,101430,0.36853352434918402,599.18153226040306,1625.8535321000568,1048.3397551317671,14089752.399806077,3193.7354789892306,0.32824877389769019]
[10,12,15,26,1339,65,60.415173444764179,180,224.97331207981017,1879.3884855245742,54,5133.1138008357311,353275,462336.84,3739237.3434000001,633545.09439999994,47009.831200000001,5336834.1091,null,null,null,40,101430,0.36613029799155977,615.7734119593124,1681.8422712820875,1039.687471615963,14576324.708399124,3173.207262200383,0.3276456234046991]
[10,12,16,10,495,65,60.415173444764157,192,240.6381995517975,1063.0533729965616,56,2403.3213875581132,353275,493159.29599999997,1484069.3433999999,677658.82739999995,48630.859900000003,3158223.3267000001,null,null,null,40,101430,0.44232676432704388,363.44183281250105,821.65914912574112,1314.1077772962963,7140023.1264268281,3843.7146718235222,0.3418848404459901]
[10,12,16,11,551,65,60.415173444764179,192,240.63819955179753,1119.0533729965616,56,2595.3213875581132,353275,493159.29599999997,1633701.3433999999,677658.82739999995,48630.859900000003,3307855.3267000001,null,null,null,40,101430,0.43118103921975415,380.64822657433297,882.80372268487713,1274.5455505396728,7671615.9242957188,3746.988420792381,0.34015198538300867]
[10,12,16,12,607,65,60.415173444764179,192,240.63819955179753,1175.0533729965616,56,2787.3213875581132,353275,493159.29599999997,1783333.3433999999,677658.82739999995,48630.859900000003,3457487.3267000001,null,null,null,40,101430,0.42157082360207837,397.85462033616488,943.7432527629112,1240.4336802228759,8201438.8405497745,3663.5889227398152,0.33858429708735371]
[10,12,16,13,663,65,60.415173444764179,192,240.63819955179753,1231.0533729965616,56,2979.3213875581132,353275,493159.29599999997,1932965.3433999999,677658.82739999995,48630.859900000003,3607119.3267000001,null,null,null,40,101430,0.41319925340634278,415.06101409799686,1004.5057213349396,1210.7184346731658,8729733.4082677513,3590.9395537727305,0.33715923549900884]
[10,12,16,14,719,65,60.415173444764179,192,240.63819955179753,1287.0533729965616,56,3171.3213875581132,353275,493159.29599999997,2082597.3433999999,677658.82739999995,48630.859900000003,3756751.3267000001,null,null,null,40,101430,0.40584135623907241,432.26740785982878,1065.1142403663498,1184.6012647823452,9256699.1238803696,3527.0876910259835,0.33585818345156038]
[10,12,16,15,775,65,60.415173444764179,192,240.63819955179753,1343.0533729965616,56,3363.3213875581132,353275,493159.29599999997,2232229.3434000001,677658.82739999995,48630.859900000003,3906383.3267000001,null,null,null,40,101430,0.39932353118702835,449.4738016216607,1125.5880671132898,1161.4659667028761,9782502.2109779902,3470.5265992656155,0.33466562882665973]
[10,12,16,16,831,65,60.415173444764179,192,240.63819955179753,1399.0533729965616,56,3555.3213875581132,353275,493159.29599999997,2381861.3434000001,677658.82739999995,48630.859900000003,4056015.3267000001,null,null,null,40,101430,0.39350967760398947,466.68019538349267,1185.9433755861496,1140.8294453848009,10307282.279381284,3420.0750307559729,0.33356854312422263]
[10,12,16,17,887,65,60.415173444764179,192,240.63819955179753,1455.0533729965616,56,3747.3213875581132,353275,493159.29599999997,2531493.3434000001,677658.82739999995,48630.859900000003,4205647.3267000001,null,null,null,40,101430,0.3882915881801976,483.88658914532448,1246.1938498671861,1122.3076143658955,10831157.446503565,3374.7938390009408,0.33255590353280323]
[10,12,16,18,943,65,60.415173444764179,192,240.63819955179753,1511.0533729965616,56,3939.3213875581132,353275,493159.29599999997,2681125.3434000001,677658.82739999995,48630.859900000003,4355279.3267000001,null,null,null,40,101430,0.38358215142563573,501.09298290715651,1306.3511454971917,1105.5912676960768,11354228.319919603,3333.9269780140485,0.33161832127308766]
[10,12,16,19,999,65,60.415173444764179,192,240.63819955179753,1567.0533729965616,56,4131.3213875581132,353275,493159.29599999997,2830757.3434000001,677658.82739999995,48630.859900000003,4504911.3267000001,null,null,null,40,101430,0.37931044960963323,518.29937666898843,1366.4252519338593,1090.4286798649055,11876581.126011334,3296.8589539434975,0.33074774963017528]
[10,12,16,20,1055,65,60.415173444764179,192,240.63819955179753,1623.0533729965616,56,4323.3213875581132,353275,493159.29599999997,2980389.3434000001,677658.82739999995,48630.859900000003,4654543.3267000001,null,null,null,40,101430,0.37541816291230901,535.50577043082035,1426.4247799750299,1076.6128421837288,12398290.190930003,3263.0836144154214,0.32993725242820759]
[10,12,16,21,1111,65,60.415173444764179,192,240.63819955179753,1679.0533729965616,56,4515.3213875581132,353275,493159.29599999997,3130021.3434000001,677658.82739999995,48630.859900000003,4804175.3267000001,null,null,null,40,101430,0.37185689098967861,552.71216419265227,1486.3571916648805,1063.9719555667646,12919419.925086152,3232.180900844869,0.3291808188361765]
[10,12,16,22,1167,65,60.415173444764179,192,240.63819955179753,1735.0533729965616,56,4707.3213875581132,353275,493159.29599999997,3279653.3434000001,677658.82739999995,48630.859900000003,4953807.3267000001,null,null,null,40,101430,0.36858613001918,569.91855795448419,1546.2289856778591,1052.3622499678936,13440026.4233352,3203.7992901555381,0.3284732140373261]
[10,12,16,23,1223,65,60.415173444764179,192,240.63819955179753,1791.0533729965616,56,4899.3213875581132,353275,493159.29599999997,3429285.3434000001,677658.82739999995,48630.859900000003,5103439.3267000001,null,null,null,40,101430,0.36557172541180166,587.12495171631622,1606.0458479247645,1041.6624922163485,13960158.764969654,3177.6423651460505,0.32780985791284029]
[10,12,16,24,1279,65,60.415173444764179,192,240.63819955179753,1847.0533729965616,56,5091.3213875581132,353275,493159.29599999997,3578917.3434000001,677658.82739999995,48630.859900000003,5253071.3267000001,null,null,null,40,101430,0.36278467462499764,604.33134547814814,1665.8127747618664,1031.769736550084,14479860.077227972,3153.4584236116134,0.32718672579434616]
[10,12,16,25,1335,65,60.415173444764179,192,240.63819955179753,1903.0533729965616,56,5283.3213875581132,353275,493159.29599999997,3728549.3434000001,677658.82739999995,48630.859900000003,5402703.3267000001,null,null,null,40,101430,0.36020019101585066,621.53773923998006,1725.534174446424,1022.5960017226411,14999168.41103201,3131.0323531934146,0.3266002667393938]
[10,12,16,26,1391,65,60.415173444764179,192,240.63819955179753,1959.0533729965616,56,5475.3213875581132,353275,493159.29599999997,3878181.3434000001,677658.82739999995,48630.859900000003,5552335.3267000001,null,null,null,40,101430,0.35779696465822647,638.74413300181197,1785.2139511914274,1014.0656472421022,15518117.466525532,3110.1792157892842,0.32604733582362333]
[10,12,17,10,515,65,60.415173444764157,204,256.30308702378483,1110.718260468549,58,2553.5289742804953,353275,523981.75199999998,1537509.3433999999,721772.56030000001,50251.888599999998,3288220.5444,null,null,null,40,101430,0.43497382315057331,376.58032884823956,865.75400358719992,1287.7161674987049,7559582.5986500951,3798.1003041658864,0.33904216960418176]
[10,12,17,11,573,65,60.415173444764179,204,256.30308702378488,1168.718260468549,58,2757.5289742804953,353275,523981.75199999998,1692485.3433999999,721772.56030000001,50251.888599999998,3443196.5444,null,null,null,40,101430,0.42382809804328359,394.401236672994,930.56887566882278,1248.6528977472631,8124040.2895745272,3700.0985465827753,0.33746476803988262]
[10,12,17,12,631,65,60.415173444764179,204,256.30308702378488,1226.718260468549,58,2961.5289742804953,353275,523981.75199999998,1847461.3433999999,721772.56030000001,50251.888599999998,3598172.5444,null,null,null,40,101430,0.41421788242560781,412.22214449774856,995.18191267800307,1214.9712447880258,8686666.3585042078,3615.5927861216951,0.33603652752368662]
[10,12,17,13,689,65,60.415173444764179,204,256.30308702378488,1284.718260468549,58,3165.5289742804953,353275,523981.75199999998,2002437.3433999999,721772.56030000001,50251.888599999998,3753148.5444,null,null,null,40,101430,0.40584631222987222,430.043052322503,1059.6204508048497,1185.630766564203,9247708.8771268353,3541.9744319832835,0.33473724594345083]
[10,12,17,14,747,65,60.415173444764179,204,256.30308702378488,1342.718260468549,58,3369.5289742804953,353275,523981.75199999998,2157413.3434000001,721772.56030000001,50251.888599999998,3908124.5444,null,null,null,40,101430,0.39848841506260185,447.86396014725756,1123.9071029879224,1159.842985232644,9807373.0543544628,3477.2665231562078,0.33355021178528765]
[10,12,17,15,805,65,60.415173444764179,204,256.30308702378488,1400.718260468549,58,3573.5289742804953,353275,523981.75199999998,2312389.3434000001,721772.56030000001,50251.888599999998,4063100.5444,null,null,null,40,101430,0.39197059001055778,465.68486797201206,1188.0607368003523,1136.9994684807209,10365830.110488489,3419.9434578572077,0.33246148145183568]
[10,12,17,16,863,65,60.415173444764179,204,256.30308702378488,1458.718260468549,58,3777.5289742804953,353275,523981.75199999998,2467365.3434000001,721772.56030000001,50251.888599999998,4218076.5444,null,null,null,40,101430,0.38615673642751891,483.50577579676656,1252.0972190459765,1116.6232140312818,10923224.034314122,3368.8091309485544,0.33145932898753294]
[10,12,17,17,921,65,60.415173444764179,204,256.30308702378488,1516.718260468549,58,3981.5289742804953,353275,523981.75199999998,2622341.3434000001,721772.56030000001,50251.888599999998,4373052.5444,null,null,null,40,101430,0.38093864700372704,501.32668362152106,1316.029989513288,1098.3349795031029,11479676.789828554,3322.9125317840817,0.33053382206043314]
[10,12,17,18,979,65,60.415173444764179,204,256.30308702378488,1574.718260468549,58,4185.5289742804953,353275,523981.75199999998,2777317.3434000001,721772.56030000001,50251.888599999998,4528028.5444,null,null,null,40,101430,0.37622921024916517,519.14759144627556,1379.8705079344049,1081.8294586374855,12035292.372324314,3281.4880224779959,0.32967649164861146]
[10,12,17,19,1037,65,60.415173444764179,204,256.30308702378488,1632.718260468549,58,4389.5289742804953,353275,523981.75199999998,2932293.3434000001,721772.56030000001,50251.888599999998,4683004.5444,null,null,null,40,101430,0.37195750843316261,536.96849927103005,1443.6286056785393,1066.8581006746829,12590159.999952983,3243.9122679730053,0.3288800721301014]
[10,12,17,20,1095,65,60.415173444764179,204,256.30308702378488,1690.718260468549,58,4593.5289742804953,353275,523981.75199999998,3087269.3434000001,721772.56030000001,50251.888599999998,4837980.5444,null,null,null,40,101430,0.36806522173583844,554.78940709578455,1507.3127650565111,1053.2165077102125,13144356.648370357,3209.6726416139622,0.32813829487003687]
[10,12,17,21,1153,65,60.415173444764179,204,256.30308702378488,1748.718260468549,58,4797.5289742804953,353275,523981.75199999998,3242245.3434000001,721772.56030000001,50251.888599999998,4992956.5444,null,null,null,40,101430,0.36450394981320805,572.61031492053917,1570.9303430428567,1040.7350473805511,13697949.080979904,3178.3436907114119,0.32744572288455132]
[10,12,17,22,1211,65,60.415173444764179,204,256.30308702378488,1806.718260468549,58,5001.5289742804953,353275,523981.75199999998,3397221.3434000001,721772.56030000001,50251.888599999998,5147932.5444,null,null,null,40,101430,0.36123318884270944,590.43122274529355,1634.4877519058277,1029.2717628608648,14250995.488122009,3149.5693610153035,0.32679761735079427]
[10,12,17,23,1269,65,60.415173444764179,204,256.30308702378488,1864.718260468549,58,5205.5289742804953,353275,523981.75199999998,3552197.3434000001,721772.56030000001,50251.888599999998,5302908.5444,null,null,null,40,101430,0.3582187842353311,608.25213057004817,1697.9906061276179,1018.706949967624,14803546.820352232,3123.0494004033503,0.32618982902929916]
[10,12,17,24,1327,65,60.415173444764179,204,256.30308702378488,1922.718260468549,58,5409.5289742804953,353275,523981.75199999998,3707173.3434000001,721772.56030000001,50251.888599999998,5457884.5444,null,null,null,40,101430,0.35543173344852708,626.07303839480255,1761.4438427329371,1008.9389612860543,15355647.880404517,3098.5288386425614,0.32561870933822318]
[10,12,17,25,1385,65,60.415173444764179,204,256.30308702378488,1980.718260468549,58,5613.5289742804953,353275,523981.75199999998,3862149.3434000001,721772.56030000001,50251.888599999998,5612860.5444,null,null,null,40,101430,0.35284724983938009,643.89394621955705,1824.8518204766071,999.88092518517681,15907338.22330318,3075.7897607770888,0.32508103705129704]
[10,12,17,26,1443,65,60.415173444764179,204,256.30308702378488,2038.718260468549,58,5817.5289742804953,353275,523981.75199999998,4017125.3434000001,721772.56030000001,50251.888599999998,5767836.5444,null,null,null,40,101430,0.35044402348175585,661.71485404431166,1888.2184021002731,991.45815514751894,16458652.902829865,3054.6448111838067,0.32457395750810258]
[10,12,18,10,535,65,60.415173444764157,216,271.96797449577218,1158.3831479405362,60,2703.7365610028774,353275,554804.20799999998,1590949.3433999999,765886.29330000002,51872.917200000004,3418217.7620000001,null,null,null,40,101430,0.42843787543815498,389.71882488397807,909.62738643361149,1264.2569587897349,7978327.6828323593,3757.8219532109374,0.33643343791460584]
[10,12,18,11,595,65,60.415173444764179,216,271.96797449577224,1218.3831479405364,60,2919.7365610028774,353275,554804.20799999998,1751269.3433999999,765886.29330000002,51872.917200000004,3578537.7620000001,null,null,null,40,101430,0.41729215033086531,408.15424677165515,978.10190402104411,1225.6372063762321,8575617.2483588289,3658.6553479453414,0.33499662849208683]
[10,12,18,12,655,65,60.415173444764179,216,271.96797449577224,1278.3831479405364,60,3135.7365610028774,353275,554804.20799999998,1911589.3433999999,765886.29330000002,51872.917200000004,3738857.7620000001,null,null,null,40,101430,0.40768193471318953,426.58966865933223,1046.3786406416184,1192.337968845937,9171016.5293746889,3573.1403688530199,0.33369469031765969]
[10,12,18,13,715,65,60.415173444764179,216,271.96797449577224,1338.3831479405364,60,3351.7365610028774,353275,554804.20799999998,2071909.3433999999,765886.29330000002,51872.917200000004,3899177.7620000001,null,null,null,40,101430,0.39931036451745394,445.02509054700931,1114.4841959832404,1163.3306171340137,9764779.7514448948,3498.6389004306257,0.33250948447146877]
[10,12,18,14,775,65,60.415173444764179,216,271.96797449577224,1398.3831479405364,60,3567.7365610028774,353275,554804.20799999998,2232229.3434000001,765886.29330000002,51872.917200000004,4059497.7620000001,null,null,null,40,101430,0.39195246735018358,463.46051243468639,1182.4406045149733,1137.8356256329096,10357117.508218724,3433.1515227754585,0.33142598515810645]
[10,12,18,15,835,65,60.415173444764179,216,271.96797449577224,1458.3831479405364,60,3783.7365610028774,353275,554804.20799999998,2392549.3434000001,765886.29330000002,51872.917200000004,4219817.7620000001,null,null,null,40,101430,0.38543464229813951,481.89593432236336,1250.2662745856915,1115.251470061027,10948205.736831568,3375.1352393956731,0.33043163931431552]
[10,12,18,16,895,65,60.415173444764179,216,271.96797449577224,1518.3831479405364,60,3999.7365610028774,353275,554804.20799999998,2552869.3434000001,765886.29330000002,51872.917200000004,4380137.7620000001,null,null,null,40,101430,0.37962078871510063,500.33135621004044,1317.9767048677916,1095.1065639392652,11538192.565290038,3323.3802583950019,0.32951587805006027]
[10,12,18,17,955,65,60.415173444764179,216,271.96797449577224,1578.3831479405364,60,4215.7365610028774,353275,554804.20799999998,2713189.3434000001,765886.29330000002,51872.917200000004,4540457.7620000001,null,null,null,40,101430,0.37440269929130876,518.76677809771752,1385.5850373933454,1077.0259707361765,12127203.598095197,3276.9246487562573,0.32866973952085138]
[10,12,18,18,1015,65,60.415173444764179,216,271.96797449577224,1638.3831479405364,60,4431.7365610028774,353275,554804.20799999998,2873509.3434000001,765886.29330000002,51872.917200000004,4700777.7620000001,null,null,null,40,101430,0.36969326253674689,537.2021999853946,1453.1024890722688,1060.7078505854045,12715346.04046203,3234.9939507593294,0.32788557466589119]
[10,12,18,19,1075,65,60.415173444764179,216,271.96797449577224,1698.3831479405364,60,4647.7365610028774,353275,554804.20799999998,3033829.3434000001,765886.29330000002,51872.917200000004,4861097.7620000001,null,null,null,40,101430,0.36542156072074433,555.63762187307168,1520.5386917431802,1045.9064747278185,13302711.948343333,3196.9576232284107,0.32715681531981711]
[10,12,18,20,1135,65,60.415173444764179,216,271.96797449577224,1758.3831479405364,60,4863.7365610028774,353275,554804.20799999998,3194149.3434000001,765886.29330000002,51872.917200000004,5021417.7620000001,null,null,null,40,101430,0.36152927402342017,574.07304376074876,1587.9019626044442,1032.4197659559759,13889380.813064732,3162.2970940511264,0.32647778979974751]
[10,12,18,21,1195,65,60.415173444764179,216,271.96797449577224,1818.3831479405364,60,5079.7365610028774,353275,554804.20799999998,3354469.3434000001,765886.29330000002,51872.917200000004,5181737.7620000001,null,null,null,40,101430,0.35796800210078972,592.50846564842584,1655.1995211057961,1020.0800178816949,14475421.634258641,3130.5819606087903,0.32584357500204991]
[10,12,18,22,1255,65,60.415173444764179,216,271.96797449577224,1878.3831479405364,60,5295.7365610028774,353275,554804.20799999998,3514789.3434000001,765886.29330000002,51872.917200000004,5342057.7620000001,null,null,null,40,101430,0.35469724113029116,610.94388753610292,1722.4376642717796,1008.7468854323948,15060894.595511705,3101.4520134989352,0.32524987684538331]
[10,12,18,23,1315,65,60.415173444764179,216,271.96797449577224,1938.3831479405364,60,5511.7365610028774,353275,554804.20799999998,3675109.3434000001,765886.29330000002,51872.917200000004,5502377.7620000001,null,null,null,40,101430,0.35168283652291277,629.37930942378,1789.6219094637981,998.30202352431365,15645852.428808035,3074.6034862920974,0.32469293291807311]
[10,12,18,24,1375,65,60.415173444764179,216,271.96797449577224,1998.3831479405364,60,5727.7365610028774,353275,554804.20799999998,3835429.3434000001,765886.29330000002,51872.917200000004,5662697.7620000001,null,null,null,40,101430,0.3488957857361088,647.81473131145708,1856.7571114242089,988.64493882913928,16230341.533173915,3049.778415895546,0.3241694326631368]
[10,12,18,25,1435,65,60.415173444764179,216,271.96797449577224,2058.3831479405362,60,5943.7365610028774,353275,554804.20799999998,3995749.3434000001,765886.29330000002,51872.917200000004,5823017.7620000001,null,null,null,40,101430,0.34631130212696176,666.25015319913416,1923.8475588500403,979.68974604076425,16814402.897677675,3026.7563223474745,0.32367645152251373]
[10,12,18,26,1495,65,60.415173444764179,216,271.96797449577224,2118.3831479405362,60,6159.7365610028774,353275,554804.20799999998,4156069.3434000001,765886.29330000002,51872.917200000004,5983337.7620000001,null,null,null,40,101430,0.34390807576933752,684.68557508681124,1990.8970545548818,971.36260661900064,17398072.867574058,3005.3476387908208,0.32321139627288548]
[10,12,19,10,555,65,60.415173444764157,228,287.63286196775954,1206.0480354125236,62,2853.9441477252594,353275,585626.66399999999,1644389.3433999999,810000.02630000003,53493.945899999999,3548214.9796000002,null,null,null,40,101430,0.42258992222178071,402.85732091971653,953.30555636935355,1243.2671404711828,8396354.9366061334,3722.0122718262137,0.33403090846370881]
[10,12,19,11,617,65,60.415173444764179,228,287.63286196775954,1268.0480354125236,62,3081.9441477252594,353275,585626.66399999999,1810053.3433999999,810000.02630000003,53493.945899999999,3713878.9796000002,null,null,null,40,101430,0.41144419711449098,421.90725687031625,1025.4300822060536,1205.0442193600468,9026446.3702556565,3621.7768954242265,0.33272182526828381]
[10,12,19,12,679,65,60.415173444764179,228,287.63286196775954,1330.0480354125236,62,3309.9441477252594,353275,585626.66399999999,1975717.3433999999,810000.02630000003,53493.945899999999,3879542.9796000002,null,null,null,40,101430,0.40183398149681521,440.95719282091579,1097.3616297416365,1172.0871430030154,9654591.5931641981,3535.3368246712362,0.33153478752679022]
[10,12,19,13,741,65,60.415173444764179,228,287.63286196775954,1392.0480354125236,62,3537.9441477252594,353275,585626.66399999999,2141381.3434000001,810000.02630000003,53493.945899999999,4045206.9796000002,null,null,null,40,101430,0.39346241130107962,460.00712877151545,1169.1259839799932,1143.3778518543709,10281050.650379498,3460.0265797155307,0.33045348800423802]
[10,12,19,14,803,65,60.415173444764179,228,287.63286196775954,1454.0480354125236,62,3765.9441477252594,353275,585626.66399999999,2307045.3434000001,810000.02630000003,53493.945899999999,4210870.9796000002,null,null,null,40,101430,0.38610451413380925,479.05706472211511,1240.7445320778925,1118.1448302015683,10906039.234101057,3393.8259413924998,0.32946440080035133]
[10,12,19,15,865,65,60.415173444764179,228,287.63286196775954,1516.0480354125236,62,3993.9441477252594,353275,585626.66399999999,2472709.3434000001,810000.02630000003,53493.945899999999,4376534.9796000002,null,null,null,40,101430,0.37958668908176518,498.10700067271478,1312.2351626124057,1095.7927346328802,11529737.752906607,3335.1758162721517,0.32855621262500273]
[10,12,19,16,927,65,60.415173444764179,228,287.63286196775954,1578.0480354125236,62,4221.9441477252594,353275,585626.66399999999,2638373.3434000001,810000.02630000003,53493.945899999999,4542198.9796000002,null,null,null,40,101430,0.37377283549872631,517.15693662331444,1383.6129528601784,1075.8548243832502,12152298.263051083,3282.8537563321465,0.32771938814151652]
[10,12,19,17,989,65,60.415173444764179,228,287.63286196775954,1640.0480354125236,62,4449.9441477252594,353275,585626.66399999999,2804037.3434000001,810000.02630000003,53493.945899999999,4707862.9796000002,null,null,null,40,101430,0.36855474607493444,536.2068725739141,1454.8907001862151,1057.9600155236633,12773849.827590197,3235.8877398860814,0.32694583389994503]
[10,12,19,18,1051,65,60.415173444764179,228,287.63286196775954,1702.0480354125236,62,4677.9441477252594,353275,585626.66399999999,2969701.3434000001,810000.02630000003,53493.945899999999,4873526.9796000002,null,null,null,40,101430,0.36384530932037257,555.25680852451364,1526.0793372922108,1041.8095696967002,13394502.704212736,3193.4951614338493,0.32622863572116317]
[10,12,19,19,1113,65,60.415173444764179,228,287.63286196775954,1764.0480354125236,62,4905.9441477252594,353275,585626.66399999999,3135365.3434000001,810000.02630000003,53493.945899999999,5039190.9796000002,null,null,null,40,101430,0.35957360750437006,574.30674447511342,1597.1882598978948,1027.1602830911504,14014351.64994863,3155.0388305064275,0.32556185146104111]
[10,12,19,20,1175,65,60.415173444764179,228,287.63286196775954,1826.0480354125236,62,5133.9441477252594,353275,585626.66399999999,3301029.3434000001,810000.02630000003,53493.945899999999,5204854.9796000002,null,null,null,40,101430,0.35568132080704584,593.35668042571297,1668.225587667574,1013.8121549127117,14633478.552646402,3119.9946926146881,0.32494034599241384]
[10,12,19,21,1237,65,60.415173444764179,228,287.63286196775954,1888.0480354125236,62,5361.9441477252594,353275,585626.66399999999,3466693.3434000001,810000.02630000003,53493.945899999999,5370518.9796000002,null,null,null,40,101430,0.35212004888441545,612.40661637631263,1739.1983737266182,1001.599202014297,15251954.543973554,3087.9277837060772,0.32435965870037126]
[10,12,19,22,1299,65,60.415173444764179,228,287.63286196775954,1950.0480354125236,62,5589.9441477252594,353275,585626.66399999999,3632357.3434000001,810000.02630000003,53493.945899999999,5536182.9796000002,null,null,null,40,101430,0.34884928791391684,631.45655232691229,1810.1127742096251,990.38252141744806,15869841.709331442,3058.4740677409955,0.32381589625474561]
[10,12,19,23,1361,65,60.415173444764179,228,287.63286196775954,2012.0480354125236,62,5817.9441477252594,353275,585626.66399999999,3798021.3434000001,810000.02630000003,53493.945899999999,5701846.9796000002,null,null,null,40,101430,0.3458348833065385,650.50648827751183,1880.9741864614648,980.04498407503593,16487194.481630387,3031.3265437912819,0.32330564520749161]
[10,12,19,24,1423,65,60.415173444764179,228,287.63286196775954,2074.0480354125239,62,6045.9441477252594,353275,585626.66399999999,3963685.3434000001,810000.02630000003,53493.945899999999,5867510.9796000002,null,null,null,40,101430,0.34304783251973453,669.55642422811161,1951.7873624506694,970.4871292624257,17104060.785078157,3006.2244958075698,0.32282590026654723]
[10,12,19,25,1485,65,60.415173444764179,228,287.63286196775954,2136.0480354125239,62,6273.9441477252594,353275,585626.66399999999,4129349.3434000001,810000.02630000003,53493.945899999999,6033174.9796000002,null,null,null,40,101430,0.34046334891058755,688.60636017871116,2022.5565024314935,961.62395417471078,17720482.979773786,2982.9450857634079,0.32237400506104452]
[10,12,19,26,1547,65,60.415173444764179,228,287.63286196775954,2198.0480354125239,62,6501.9441477252594,353275,585626.66399999999,4295013.3433999997,810000.02630000003,53493.945899999999,6198838.9796000002,null,null,null,40,101430,0.3380601225529633,707.65629612931093,2093.2853327545122,953.38237898822115,18336498.646437332,2961.2967150779787,0.32194760293148]
[10,12,20,10,575,65,60.415173444764157,240,303.29774943974689,1253.712922884511,64,3004.1517344476415,353275,616449.12,1697829.3433999999,854113.75919999997,55114.974600000001,3678212.1971999998,null,null,null,40,101430,0.41732676432704391,415.9958169554551,996.81077878210124,1224.376303984486,8813746.2335128449,3689.9803608921729,0.33181106245466657]
[10,12,20,11,639,65,60.415173444764179,240,303.29774943974689,1317.712922884511,64,3244.1517344476415,353275,616449.12,1868837.3433999999,854113.75919999997,55114.974600000001,3849220.1971999998,null,null,null,40,101430,0.40618103921975418,435.66026696897728,1072.5765727662981,1186.5105310454801,9476612.2136712074,3588.7602759251076,0.33061849770381291]
[10,12,20,12,703,65,60.415173444764179,240,303.29774943974689,1381.712922884511,64,3484.1517344476415,353275,616449.12,2039845.3433999999,854113.75919999997,55114.974600000001,4020228.1971999998,null,null,null,40,101430,0.39657082360207835,455.32471698249947,1148.1548562921389,1153.8613997443861,10137478.498079093,3501.4686174080607,0.32953641052437149]
[10,12,20,13,767,65,60.415173444764179,240,303.29774943974689,1445.712922884511,64,3724.1517344476415,353275,616449.12,2210853.3434000001,854113.75919999997,55114.974600000001,4191236.1971999998,null,null,null,40,101430,0.38819925340634281,474.98916699602171,1223.5705319578053,1125.4203631026924,10796610.659228809,3425.4144634598965,0.32855012878235551]
[10,12,20,14,831,65,60.415173444764179,240,303.29774943974689,1509.712922884511,64,3964.1517344476415,353275,616449.12,2381861.3434000001,854113.75919999997,55114.974600000001,4362244.1972000003,null,null,null,40,101430,0.38084135623907239,494.65361700954395,1298.8442796612301,1100.4231143133611,11454229.236840539,3358.5582702565121,0.32764746827790359]
[10,12,20,15,895,65,60.415173444764179,240,303.29774943974689,1573.712922884511,64,4204.1517344476415,353275,616449.12,2552869.3434000001,854113.75919999997,55114.974600000001,4533252.1972000003,null,null,null,40,101430,0.37432353118702832,514.31806702306608,1373.9934152472247,1078.2798727475481,12110518.89486097,3299.3259988920045,0.32681822684683515]
[10,12,20,16,959,65,60.415173444764179,240,303.29774943974689,1637.712922884511,64,4444.1517344476415,353275,616449.12,2723877.3434000001,854113.75919999997,55114.974600000001,4704260.1972000003,null,null,null,40,101430,0.36850967760398951,533.98251703658832,1449.032547824756,1058.5282587828367,12765635.431389978,3246.4834584243672,0.32605379708189791]
[10,12,20,17,1023,65,60.415173444764179,240,303.29774943974689,1701.712922884511,64,4684.1517344476415,353275,616449.12,2894885.3434000001,854113.75919999997,55114.974600000001,4875268.1972000003,null,null,null,40,101430,0.36329158818019763,553.64696705011056,1523.9740887573043,1040.8006558324014,13419711.206782432,3199.0492707176081,0.32534686644539546]
[10,12,20,18,1087,65,60.415173444764179,240,303.29774943974689,1765.712922884511,64,4924.1517344476415,353275,616449.12,3065893.3434000001,854113.75919999997,55114.974600000001,5046276.1972000003,null,null,null,40,101430,0.35858215142563576,573.31141706363269,1598.8286499600872,1024.8011168968667,14072859.39126868,3156.233282007775,0.32469118260008961]
[10,12,20,19,1151,65,60.415173444764179,240,303.29774943974689,1829.712922884511,64,5164.1517344476415,353275,616449.12,3236901.3434000001,854113.75919999997,55114.974600000001,5217284.1972000003,null,null,null,40,101430,0.3543104496096332,592.97586707715493,1673.6053586070489,1010.2887106181491,14725177.321131246,3117.3921440918193,0.32408136798986947]
[10,12,20,20,1215,65,60.415173444764179,240,303.29774943974689,1893.712922884511,64,5404.1517344476415,353275,616449.12,3407909.3434000001,854113.75919999997,55114.974600000001,5388292.1972000003,null,null,null,40,101430,0.35041816291230904,612.64031709067717,1748.3121080227463,997.06530497377378,15376749.17432858,3081.9967284476884,0.32351277201905609]
[10,12,20,21,1279,65,60.415173444764179,240,303.29774943974689,1957.712922884511,64,5644.1517344476415,353275,616449.12,3578917.3434000001,854113.75919999997,55114.974600000001,5559300.1972000003,null,null,null,40,101430,0.34685689098967859,632.30476710419941,1822.9557593624827,984.96646773363909,16027648.12130261,3049.6078517976562,0.32298135222632957]
[10,12,20,22,1343,65,60.415173444764179,240,303.29774943974689,2021.712922884511,64,5884.1517344476415,353275,616449.12,3749925.3434000001,854113.75919999997,55114.974600000001,5730308.1972000003,null,null,null,40,101430,0.34358613001918004,651.96921711772166,1897.5423049857302,973.85459380399595,16677938.067266285,3019.8579405451933,0.32248357802823668]
[10,12,20,23,1407,65,60.415173444764179,240,303.29774943974689,2085.712922884511,64,6124.1517344476415,353275,616449.12,3920933.3434000001,854113.75919999997,55114.974600000001,5901316.1972000003,null,null,null,40,101430,0.34057172541180164,671.63366713124378,1972.0770017509212,963.61364857068588,17327675.073719114,2992.4370052447571,0.32201635218445313]
[10,12,20,24,1471,65,60.415173444764179,240,303.29774943974689,2149.712922884511,64,6364.1517344476415,353275,616449.12,4091941.3434000001,854113.75919999997,55114.974600000001,6072324.1972000003,null,null,null,40,101430,0.33778467462499767,691.29811714476602,2046.5644804999888,954.14510065238358,17976908.526039463,2967.0817875956091,0.32157694629158845]
[10,12,20,25,1535,65,60.415173444764179,240,303.29774943974689,2213.712922884511,64,6604.1517344476415,353275,616449.12,4262949.3433999997,854113.75919999997,55114.974600000001,6243332.1972000003,null,null,null,40,101430,0.33520019101585069,710.96256715828827,2121.0088365512561,945.36474149526282,18625682.098541394,2943.5672731016039,0.32116294746650809]
[10,12,20,26,1599,65,60.415173444764179,240,303.29774943974689,2277.712922884511,64,6844.1517344476415,353275,616449.12,4433957.3433999997,854113.75919999997,55114.974600000001,6414340.1972000003,null,null,null,40,101430,0.33279696465822645,730.62701717181039,2195.4137049361157,937.20017412051959,19274034.556832395,2921.6999888493624,0.32077221401832301]
[10,12,21,10,595,65,60.415173444764157,252,318.96263691173419,1301.3778103564982,66,3154.3593211700236,353275,647271.576,1751269.3433999999,898227.49219999998,56736.003199999999,3808209.4149000002,null,null,null,40,101430,0.41256485956513911,429.1343129911935,1040.1620570484827,1207.2845947822361,9230571.4521356374,3661.1693236170586,0.32975382673355774]
[10,12,21,11,661,65,60.415173444764179,252,318.96263691173425,1367.3778103564985,66,3406.3593211700236,353275,647271.576,1927621.3433999999,898227.49219999998,56736.003199999999,3984561.4149000002,null,null,null,40,101430,0.40141913445784944,449.41327706763838,1119.5611730731498,1169.7419559037289,9926187.0519396383,3559.0385864479945,0.32866796116171343]
[10,12,21,12,727,65,60.415173444764179,252,318.96263691173425,1433.3778103564985,66,3658.3593211700236,353275,647271.576,2103973.3434000001,898227.49219999998,56736.003199999999,4160913.4149000002,null,null,null,40,101430,0.3918089188401736,469.69224114408314,1198.7788397835825,1137.3714415580071,10619751.656428317,3470.9600109453868,0.32768209313025781]
[10,12,21,13,793,65,60.415173444764179,252,318.96263691173425,1499.3778103564985,66,3910.3593211700236,353275,647271.576,2280325.3434000001,898227.49219999998,56736.003199999999,4337265.4149000002,null,null,null,40,101430,0.38343734864443807,489.97120522052796,1277.8390184282202,1109.1731113749829,11311536.1093274,3394.2189527060191,0.3267830174864535]
[10,12,21,14,859,65,60.415173444764179,252,318.96263691173425,1565.3778103564985,66,4162.3593211700236,353275,647271.576,2456677.3434000001,898227.49219999998,56736.003199999999,4513617.4149000002,null,null,null,40,101430,0.37607945147716765,510.25016929697273,1356.7616292057658,1084.3891808906976,12001765.57673572,3326.7578605525182,0.32595975611840861]
[10,12,21,15,925,65,60.415173444764179,252,318.96263691173425,1631.3778103564985,66,4414.3593211700236,353275,647271.576,2633029.3434000001,898227.49219999998,56736.003199999999,4689969.4149000002,null,null,null,40,101430,0.36956162642512358,530.52913337341749,1435.5633687008553,1062.4349024703426,12690628.786932647,3266.9887774446438,0.32520310746257058]
[10,12,21,16,991,65,60.415173444764179,252,318.96263691173425,1697.3778103564985,66,4666.3593211700236,353275,647271.576,2809381.3434000001,898227.49219999998,56736.003199999999,4866321.4149000002,null,null,null,40,101430,0.36374777284208476,550.80809744986232,1514.2583366111407,1042.8518422872246,13378285.114528954,3213.666583303735,0.32450530111158732]
[10,12,21,17,1057,65,60.415173444764179,252,318.96263691173425,1763.3778103564985,66,4918.3593211700236,353275,647271.576,2985733.3434000001,898227.49219999998,56736.003199999999,5042673.4149000002,null,null,null,40,101430,0.35852968341829289,571.08706152630702,1592.858521730893,1025.2755208736407,14064870.073736927,3165.801197068437,0.32385972998653734]
[10,12,21,18,1123,65,60.415173444764179,252,318.96263691173425,1829.3778103564985,66,5170.3593211700236,353275,647271.576,3162085.3434000001,898227.49219999998,56736.003199999999,5219025.4149000002,null,null,null,40,101430,0.35382024666373096,591.36602560275185,1671.3741827351762,1009.4125167446362,14750499.622528549,3122.5954479657412,0.32326074048504494]
[10,12,21,19,1189,65,60.415173444764179,252,318.96263691173425,1895.3778103564985,66,5422.3593211700236,353275,647271.576,3338437.3434000001,898227.49219999998,56736.003199999999,5395377.4149000002,null,null,null,40,101430,0.34954854484772846,611.64498967919667,1749.8141494070403,995.0239545711479,15435273.567528868,3083.4002666424053,0.32270346647360687]
[10,12,21,20,1255,65,60.415173444764179,252,318.96263691173425,1961.3778103564985,66,5674.3593211700236,353275,647271.576,3514789.3434000001,898227.49219999998,56736.003199999999,5571729.4149000002,null,null,null,40,101430,0.34565625815040429,631.92395375564138,1828.1860630472784,981.9133931242585,16119278.281465147,3047.6818128507048,0.32218369679668363]
[10,12,21,21,1321,65,60.415173444764179,252,318.96263691173425,2027.3778103564985,66,5926.3593211700236,353275,647271.576,3691141.3434000001,898227.49219999998,56736.003199999999,5748081.4149000002,null,null,null,40,101430,0.34209498622777385,652.20291783208609,1906.4965699258626,969.91780338447234,16802588.889827024,3014.9969874217222,0.32169776866473709]
[10,12,21,22,1387,65,60.415173444764179,252,318.96263691173425,2093.3778103564982,66,6178.3593211700236,353275,647271.576,3867493.3434000001,898227.49219999998,56736.003199999999,5924433.4149000002,null,null,null,40,101430,0.33882422525727524,672.48188190853091,1984.7514781385644,958.90075453468216,17485271.043880627,2984.9749352058229,0.32124248120983406]
[10,12,21,23,1453,65,60.415173444764179,252,318.96263691173425,2159.3778103564982,66,6430.3593211700236,353275,647271.576,4043845.3434000001,898227.49219999998,56736.003199999999,6100785.4149000002,null,null,null,40,101430,0.3358098206498969,692.76084598497573,2062.9558856982417,948.7472021619883,18167382.368536443,2957.3028958839855,0.3208150248939558]
[10,12,21,24,1519,65,60.415173444764179,252,318.96263691173425,2225.3778103564982,66,6682.3593211700236,353275,647271.576,4220197.3433999997,898227.49219999998,56736.003199999999,6277137.4149000002,null,null,null,40,101430,0.33302276986309287,713.03981006142044,2141.1142858326302,939.35945571948821,18848973.652573008,2931.7152551785844,0.32041292347890976]
[10,12,21,25,1585,65,60.415173444764179,252,318.96263691173425,2291.3778103564982,66,6934.3593211700236,353275,647271.576,4396549.3433999997,898227.49219999998,56736.003199999999,6453489.4149000002,null,null,null,40,101430,0.33043828625394589,733.31877413786526,2219.2306540843779,930.65402526147648,19530089.833163995,2907.9849825339302,0.32003398602510413]
[10,12,21,26,1651,65,60.415173444764179,252,318.96263691173425,2357.3778103564982,66,7186.3593211700236,353275,647271.576,4572901.3433999997,898227.49219999998,56736.003199999999,6629841.4149000002,null,null,null,40,101430,0.32803505989632165,753.59773821431008,2297.308520779734,922.55913162117065,20210770.815021239,2885.916869627104,0.31967626695372436]
[10,12,22,10,615,65,60.415173444764157,264,334.62752438372155,1349.0426978284856,68,3304.5669078924057,353275,678094.03200000001,1804709.3433999999,942341.22510000004,58357.031900000002,3938206.6324999998,null,null,null,40,101430,0.40823585523613476,442.27280902693201,1083.3757088071291,1191.7466773256456,9646890.5951514002,3635.1254698310458,0.32784196507556473]
[10,12,22,11,683,65,60.415173444764179,264,334.62752438372161,1417.0426978284859,68,3568.5669078924057,353275,678094.03200000001,1986405.3433999999,942341.22510000004,58357.031900000002,4119902.6324999998,null,null,null,40,101430,0.39709013012884514,463.16628716629947,1166.4009050439365,1154.4977966839551,10375233.026175339,3532.1497219910566,0.32685415046142779]
[10,12,22,12,751,65,60.415173444764179,264,334.62752438372161,1485.0426978284859,68,3832.5669078924057,353275,678094.03200000001,2168101.3434000001,942341.22510000004,58357.031900000002,4301598.6325000003,null,null,null,40,101430,0.38747991451116931,484.05976530566682,1249.2512442002037,1122.3805704794806,11101475.125253392,3443.3414835100116,0.32595679976978886]
[10,12,22,13,819,65,60.415173444764179,264,334.62752438372161,1553.0426978284859,68,4096.5669078924057,353275,678094.03200000001,2349797.3434000001,942341.22510000004,58357.031900000002,4483294.6325000003,null,null,null,40,101430,0.37910834431543372,504.9532434450341,1331.9496946363497,1094.4028825316109,11825892.781591671,3365.963932823372,0.32513803010765635]
[10,12,22,14,887,65,60.415173444764179,264,334.62752438372161,1621.0426978284859,68,4360.5669078924057,353275,678094.03200000001,2531493.3434000001,942341.22510000004,58357.031900000002,4664990.6325000003,null,null,null,40,101430,0.37175044714816335,525.84672158440151,1414.5153707772733,1069.8128777791851,12548715.592053605,3297.9426939119467,0.32438795245110724]
[10,12,22,15,955,65,60.415173444764179,264,334.62752438372161,1689.0426978284859,68,4624.5669078924057,353275,678094.03200000001,2713189.3434000001,942341.22510000004,58357.031900000002,4846686.6325000003,null,null,null,40,101430,0.36523262209611929,546.7401997237688,1496.9643088997718,1048.0303840365195,13270136.179690819,3237.6768127780151,0.32369827028451331]
[10,12,22,16,1023,65,60.415173444764179,264,334.62752438372161,1757.0426978284859,68,4888.5669078924057,353275,678094.03200000001,2894885.3434000001,942341.22510000004,58357.031900000002,5028382.6325000003,null,null,null,40,101430,0.35941876851308041,567.6336778631362,1579.3100627756398,1028.6005545639407,13990317.348433234,3183.9109690998025,0.32306197143909471]
[10,12,22,17,1091,65,60.415173444764179,264,334.62752438372161,1825.0426978284859,68,5152.5669078924057,353275,678094.03200000001,3076581.3434000001,942341.22510000004,58357.031900000002,5210078.6325000003,null,null,null,40,101430,0.35420067908928859,588.52715600250349,1661.5641661549294,1011.1617618202217,14709397.638302313,3135.646963630566,0.32247308882294007]
[10,12,22,18,1159,65,60.415173444764179,264,334.62752438372161,1893.0426978284859,68,5416.5669078924057,353275,678094.03200000001,3258277.3434000001,942341.22510000004,58357.031900000002,5391774.6325000003,null,null,null,40,101430,0.34949124233472667,609.42063414187089,1743.7364955720284,995.42288024260824,15427495.683331208,3092.0810834507993,0.32192651271993961]
[10,12,22,19,1227,65,60.415173444764179,264,334.62752438372161,1961.0426978284859,68,5680.5669078924057,353275,678094.03200000001,3439973.3434000001,942341.22510000004,58357.031900000002,5573470.6325000003,null,null,null,40,101430,0.34521954051872417,630.31411228123818,1825.835557668993,981.14690361932855,16144713.662808321,3052.5589279226183,0.32141784214040908]
[10,12,22,20,1295,65,60.415173444764179,264,334.62752438372161,2029.0426978284859,68,5944.5669078924057,353275,678094.03200000001,3621669.3434000001,942341.22510000004,58357.031900000002,5755166.6325000003,null,null,null,40,101430,0.34132725382139995,651.20759042060558,1907.8687187438923,968.13892780651724,16861140.058544688,3016.54226831192,0.3209432660621378]
[10,12,22,21,1363,65,60.415173444764179,264,334.62752438372161,2097.0426978284859,68,6208.5669078924057,353275,678094.03200000001,3803365.3434000001,942341.22510000004,58357.031900000002,5936862.6325000003,null,null,null,40,101430,0.33776598189876955,672.10106855997287,1989.8423896382956,956.23719943068431,17576851.87568821,2983.5843599453287,0.32049946777714255]
[10,12,22,22,1431,65,60.415173444764179,264,334.62752438372161,2165.0426978284859,68,6472.5669078924057,353275,678094.03200000001,3985061.3434000001,942341.22510000004,58357.031900000002,6118558.6325000003,null,null,null,40,101430,0.33449522092827094,692.99454669934028,2071.7621757829111,945.30635519894213,18291916.445027832,2953.3112941251943,0.32008354726417459]
[10,12,22,23,1499,65,60.415173444764179,264,334.62752438372161,2233.0426978284859,68,6736.5669078924057,353275,678094.03200000001,4166757.3434000001,942341.22510000004,58357.031900000002,6300254.6325000003,null,null,null,40,101430,0.3314808163208926,713.88802483870768,2153.6329998283304,935.23225088135393,19006392.895998079,2925.4077333432674,0.31969295774457224]
[10,12,22,24,1567,65,60.415173444764179,264,334.62752438372161,2301.0426978284859,68,7000.5669078924057,353275,678094.03200000001,4348453.3433999997,942341.22510000004,58357.031900000002,6481950.6325000003,null,null,null,40,101430,0.32869376553408858,734.78150297807497,2235.4592025320035,925.91796032594686,19720333.368503816,2899.6058729854003,0.31932545348745361]
[10,12,22,25,1635,65,60.415173444764179,264,334.62752438372161,2369.0426978284859,68,7264.5669078924057,353275,678094.03200000001,4530149.3433999997,942341.22510000004,58357.031900000002,6663646.6325000003,null,null,null,40,101430,0.3261092819249416,755.67498111744226,2317.2446262703152,917.28064686712514,20433784.016042769,2875.6768089722254,0.31897904660397625]
[10,12,22,26,1703,65,60.415173444764179,264,334.62752438372161,2437.0426978284859,68,7528.5669078924057,353275,678094.03200000001,4711845.3433999997,942341.22510000004,58357.031900000002,6845342.6325000003,null,null,null,40,101430,0.32370605556731741,776.56845925680966,2398.992684569399,909.24909298539865,21146785.840889253,2853.4237209271623,0.31865197107492904]
[10,13,8,10,355,65,70.903918834480152,104,125.76235809055697,730.6662769250371,42,1323.6156753379205,353275,267127.95199999999,1138015.2711,354158.11900000001,37283.659299999999,2251290.0014,null,null,null,40,101430,0.55202298562873786,272.36398286569124,493.39246726379827,1700.8638106468422,4078254.0944794109,4562.8787441204886,0.37276112428770886]
[10,13,8,11,397,65,70.903918834480152,104,125.76235809055697,772.6662769250371,42,1427.6156753379205,353275,267127.95199999999,1250239.2711,354158.11900000001,37283.659299999999,2363514.0014,null,null,null,40,101430,0.54122849046340493,285.26877818706521,527.07642560134889,1655.5674207119496,4366943.0620023087,4484.1960038159223,0.36920050312321517]
[10,13,8,12,439,65,70.903918834480152,104,125.76235809055697,814.6662769250371,42,1531.6156753379205,353275,267127.95199999999,1362463.2711,354158.11900000001,37283.659299999999,2475738.0014,null,null,null,40,101430,0.53189993419550063,298.17357350843912,560.58208384520128,1616.4224754626691,4654518.3449434079,4416.3701850856824,0.36600701655885048]
[10,13,8,13,481,65,70.903918834480152,104,125.76235809055697,856.6662769250371,42,1635.6156753379205,353275,267127.95199999999,1474687.2711,354158.11900000001,37283.659299999999,2587962.0014,null,null,null,40,101430,0.52375768332499539,311.07836882981309,593.9356666903285,1582.2555630939844,4941143.7460122183,4357.3103056908749,0.36312666578450375]
[10,13,8,14,523,65,70.903918834480152,104,125.76235809055697,898.6662769250371,42,1739.6156753379205,353275,267127.95199999999,1586911.2711,354158.11900000001,37283.659299999999,2700186.0014,null,null,null,40,101430,0.5165889740275369,323.983164151187,627.15849629016088,1552.1738736129967,5226952.4460334592,4305.4284002522418,0.36051554672748926]
[10,13,8,15,565,65,70.903918834480152,104,125.76235809055697,940.6662769250371,42,1843.6156753379205,353275,267127.95199999999,1699135.2711,354158.11900000001,37283.659299999999,2812410.0014,null,null,null,40,101430,0.51022905126504758,336.88795947256096,660.26808672946095,1525.4860538499468,5512053.8401608821,4259.4971011214566,0.35813759644262022]
[10,13,8,16,607,65,70.903918834480152,104,125.76235809055697,982.6662769250371,42,1947.6156753379205,353275,267127.95199999999,1811359.2711,354158.11900000001,37283.659299999999,2924634.0014,null,null,null,40,101430,0.50454835076973792,349.79275479393499,693.27895782493772,1501.6484198709848,5796538.6209772239,4218.5529625228555,0.35596291742961583]
[10,13,8,17,649,65,70.903918834480152,104,125.76235809055697,1024.666276925037,42,2051.6156753379205,353275,267127.95199999999,1923583.2711,354158.11900000001,37283.659299999999,3036858.0014,null,null,null,40,101430,0.4994435796345067,362.6975501153089,726.2032487848403,1480.2275289142299,6080482.6114884187,4181.8292695175069,0.35396651405737956]
[10,13,8,18,691,65,70.903918834480152,104,125.76235809055697,1066.666276925037,42,2155.6156753379205,353275,267127.95199999999,2035807.2711,354158.11900000001,37283.659299999999,3149082.0014,null,null,null,40,101430,0.49483137886247897,375.60234543668287,759.05118689142068,1460.8735858693781,6363949.6925726002,4148.7083556034449,0.35212732750815129]
[10,13,8,19,733,65,70.903918834480152,104,125.76235809055697,1108.666276925037,42,2259.6156753379205,353275,267127.95199999999,2148031.2711,354158.11900000001,37283.659299999999,3261306.0014,null,null,null,40,101430,0.49064373602348921,388.50714075805678,791.83144965180452,1443.3011936418916,6646994.0650195461,4118.6871307287147,0.35042749007898782]
[10,13,8,20,775,65,70.903918834480152,104,125.76235809055697,1150.666276925037,42,2363.6156753379205,353275,267127.95199999999,2260255.2711,354158.11900000001,37283.659299999999,3373530.0014,null,null,null,40,101430,0.48682460897985413,401.41193607943069,824.5514476365388,1427.2751854655237,6929662.0161754265,4091.351741673489,0.34885174279386799]
[10,13,8,21,817,65,70.903918834480152,104,125.76235809055697,1192.666276925037,42,2467.6156753379205,353275,267127.95199999999,2372479.2711,354158.11900000001,37283.659299999999,3485754.0014,null,null,null,40,101430,0.48332740338979679,414.31673140080466,857.21754755681422,1412.6000398784965,7211993.3133109314,4066.3586639377822,0.34738697606928803]
[10,13,8,22,859,65,70.903918834480152,104,125.76235809055697,1234.666276925037,42,2571.6156753379205,353275,267127.95199999999,2484703.2711,354158.11900000001,37283.659299999999,3597978.0014,null,null,null,40,101430,0.48011306229217043,427.22152672217868,889.83524981079381,1399.1118641452367,7494022.3125977311,4043.4203996213791,0.34602186413172564]
[10,13,8,23,901,65,70.903918834480152,104,125.76235809055697,1276.6662769250372,42,2675.6156753379205,353275,267127.95199999999,2596927.2711,354158.11900000001,37283.659299999999,3710202.0014,null,null,null,40,101430,0.47714860123317182,440.12632204355259,922.40933098423295,1386.6722472832591,7775778.8491850933,4022.294524523375,0.34474657159710953]
[10,13,8,24,943,65,70.903918834480152,104,125.76235809055697,1318.6662769250372,42,2779.6156753379205,353275,267127.95199999999,2709151.2711,354158.11900000001,37283.659299999999,3822426.0014,null,null,null,40,101430,0.4744059722446074,453.03111736492656,954.94395911892138,1375.1634930330624,8057288.9571809126,4002.7752046454216,0.3435525161235925]
[10,13,8,25,985,65,70.903918834480152,104,125.76235809055697,1360.6662769250372,42,2883.6156753379205,353275,267127.95199999999,2821375.2711,354158.11900000001,37283.659299999999,3934650.0014,null,null,null,40,101430,0.47186117365157743,465.93591268630053,987.44278763301656,1364.4848843894781,8338575.4562898148,3984.686556695438,0.34243217502183321]
[10,13,8,26,1027,65,70.903918834480152,104,125.76235809055697,1402.6662769250372,42,2987.6156753379205,353275,267127.95199999999,2933599.2711,354158.11900000001,37283.659299999999,4046874.0014,null,null,null,40,101430,0.4694935458076902,478.84070800767455,1019.909032367855,1354.5497283312452,8619658.4330571275,3967.8774017637543,0.34137892660925878]
[10,13,9,10,375,65,70.903918834480152,117,142.73265285187659,780.63657168635677,44,1489.0676347551607,353275,300518.946,1191455.2711,401947.9964,38904.687899999997,2387531.9013999999,null,null,null,40,101430,0.52424520785096007,286.08525851863914,545.70886721385455,1603.3737123148671,4554227.421958738,4375.1018993240314,0.36647688424413472]
[10,13,9,11,419,65,70.903918834480152,117,142.73265285187659,824.63657168635677,44,1606.0676347551607,353275,300518.946,1309023.2711,401947.9964,38904.687899999997,2505099.9013999999,null,null,null,40,101430,0.51345071268562714,299.60456790293563,583.51183570442515,1559.7723577856634,4878949.1172818951,4293.1432545855778,0.36331710015025576]
[10,13,9,12,463,65,70.903918834480152,117,142.73265285187659,868.63657168635677,44,1723.0676347551607,353275,300518.946,1426591.2711,401947.9964,38904.687899999997,2622667.9013999999,null,null,null,40,101430,0.50412215641772273,313.12387728723218,621.12698936361232,1522.0922548394153,5202445.2169726118,4222.4342949779175,0.36047742806791871]
[10,13,9,13,507,65,70.903918834480152,117,142.73265285187659,912.63657168635677,44,1840.0676347551607,353275,300518.946,1544159.2711,401947.9964,38904.687899999997,2740235.9013999999,null,null,null,40,101430,0.49597990554721766,326.64318667152872,658.58149295613362,1489.2039018934845,5524892.9861422144,4160.8152229200596,0.35791156831241394]
[10,13,9,14,551,65,70.903918834480152,117,142.73265285187659,956.63657168635677,44,1957.0676347551607,353275,300518.946,1661727.2711,401947.9964,38904.687899999997,2857803.9013999999,null,null,null,40,101430,0.48881119624975911,340.16249605582522,695.89751352998564,1460.2478987819072,5846437.0770367943,4106.6447944739784,0.3555817393183992]
[10,13,9,15,595,65,70.903918834480152,117,142.73265285187659,1000.6365716863568,44,2074.0676347551607,353275,300518.946,1779295.2711,401947.9964,38904.687899999997,2975371.9013999999,null,null,null,40,101430,0.48245127348726974,353.68180544012176,733.09331921465889,1434.5587634496485,6167196.6993031697,4058.653684926127,0.35345680484580677]
[10,13,9,16,639,65,70.903918834480152,117,142.73265285187659,1044.6365716863568,44,2191.0676347551607,353275,300518.946,1896863.2711,401947.9964,38904.687899999997,3092939.9013999999,null,null,null,40,101430,0.47677057299196013,367.20111482441826,770.18410033165048,1411.6131571497194,6487270.9781890363,4015.8449130453923,0.35151087447727924]
[10,13,9,17,683,65,70.903918834480152,117,142.73265285187659,1088.6365716863568,44,2308.0676347551607,353275,300518.946,2014431.2711,401947.9964,38904.687899999997,3210507.9013999999,null,null,null,40,101430,0.47166580185672902,380.7204242087148,807.18259138143048,1390.9938569741569,6806743.0133518763,3977.4246071521006,0.34972224350221703]
[10,13,9,18,727,65,70.903918834480152,117,142.73265285187659,1132.6365716863568,44,2425.0676347551607,353275,300518.946,2131999.2711,401947.9964,38904.687899999997,3328075.9013999999,null,null,null,40,101430,0.46705360108470123,394.23973359301129,844.09954805490304,1372.3641574892858,7125682.9916225122,3942.7528531372132,0.34807257989739526]
[10,13,9,19,771,65,70.903918834480152,117,142.73265285187659,1176.6365716863565,44,2542.0676347551607,353275,300518.946,2249567.2711,401947.9964,38904.687899999997,3445643.9013999999,null,null,null,40,101430,0.46286595824571142,407.75904297730779,880.94411721859615,1355.4493414401888,7444150.6013630591,3911.3081455203182,0.34654629372339429]
[10,13,9,20,815,65,70.903918834480152,117,142.73265285187659,1220.6365716863565,44,2659.0676347551607,353275,300518.946,2367135.2711,401947.9964,38904.687899999997,3563211.9013999999,null,null,null,40,101430,0.45904683120207629,421.27835236160428,917.72412687923338,1340.0230422320158,7762196.9246461159,3882.6612454247888,0.34513004290834248]
[10,13,9,21,859,65,70.903918834480152,117,142.73265285187659,1264.6365716863565,44,2776.0676347551607,353275,300518.946,2484703.2711,401947.9964,38904.687899999997,3680779.9013999999,null,null,null,40,101430,0.455549625612019,434.79766174590088,954.44631561657332,1325.8970550081474,8079865.9344308963,3856.4556656573327,0.34381234220208473]
[10,13,9,22,903,65,70.903918834480152,117,142.73265285187659,1308.6365716863568,44,2893.0676347551607,353275,300518.946,2602271.2711,401947.9964,38904.687899999997,3798347.9013999999,null,null,null,40,101430,0.4523352845143927,448.31697113019732,991.11651573122526,1312.9136200601663,8397195.6897040233,3832.3929034952653,0.34258325101863824]
[10,13,9,23,947,65,70.903918834480152,117,142.73265285187659,1352.6365716863568,44,3010.0676347551607,353275,300518.946,2719839.2711,401947.9964,38904.687899999997,3915915.9013999999,null,null,null,40,101430,0.44937082345539403,461.83628051449392,1027.7398006467085,1300.9395058805123,8714219.2973594498,3810.2211269439977,0.34143412220380392]
[10,13,9,24,991,65,70.903918834480152,117,142.73265285187659,1396.6365716863568,44,3127.0676347551607,353275,300518.946,2837407.2711,401947.9964,38904.687899999997,4033483.9013999999,null,null,null,40,101430,0.44662819446682961,475.35558989879041,1064.3206044487511,1289.8614205193262,9030965.6922585126,3789.7264081572334,0.3403573982921172]
[10,13,9,25,1035,65,70.903918834480152,117,142.73265285187659,1440.6365716863568,44,3244.0676347551607,353275,300518.946,2954975.2711,401947.9964,38904.687899999997,4151051.9013999999,null,null,null,40,101430,0.44408339587379958,488.87489928308696,1100.862819518738,1279.582415900707,9347460.2743421514,3770.7258595943936,0.33934644510018774]
[10,13,9,26,1079,65,70.903918834480152,117,142.73265285187659,1484.6365716863568,44,3361.0676347551607,353275,300518.946,3072543.2711,401947.9964,38904.687899999997,4268619.9013999999,null,null,null,40,101430,0.44171576802991236,502.39420866738351,1137.3698768058514,1270.0190431414069,9663725.4324510247,3753.0622082353188,0.33839541491068625]
[10,13,10,10,395,65,70.903918834480152,130,159.70294761319622,830.60686644767634,46,1654.5195941724007,353275,333909.94,1244895.2711,449737.8737,40525.7166,2523773.8015000001,null,null,null,40,101430,0.50202298562873782,299.80653417158703,597.19682714548776,1525.3816336492871,5027207.6652081115,4226.0335064516612,0.36094877887753796]
[10,13,10,11,441,65,70.903918834480152,130,159.70294761319622,876.60686644767634,46,1784.5195941724007,353275,333909.94,1367807.2711,449737.8737,40525.7166,2646685.8015000001,null,null,null,40,101430,0.49122849046340489,313.94035761880616,639.09232406827152,1483.1363074446344,5387891.4860306187,4141.3199655026965,0.35813130108255309]
[10,13,10,12,487,65,70.903918834480152,130,159.70294761319622,922.60686644767634,46,1914.5195941724007,353275,333909.94,1490719.2711,449737.8737,40525.7166,2769597.8015000001,null,null,null,40,101430,0.48189993419550053,328.07418106602523,680.79316427739911,1446.6280783408124,5747246.6894752933,4068.192729877263,0.35559477497627234]
[10,13,10,13,533,65,70.903918834480152,130,159.70294761319622,968.60686644767634,46,2044.5195941724007,353275,333909.94,1613631.2711,449737.8737,40525.7166,2892509.8015000001,null,null,null,40,101430,0.4737576833249954,342.2080045132443,722.32708103330401,1414.7625729330848,6105462.5671985252,4004.4321712618835,0.3532991726233341]
[10,13,10,14,579,65,70.903918834480152,130,159.70294761319622,1014.6068664476763,46,2174.519594172401,353275,333909.94,1736543.2711,449737.8737,40525.7166,3015421.8015000001,null,null,null,40,101430,0.46658897402753685,356.34182796046343,763.71677814108193,1386.7071189170358,6462694.082619899,3948.3508648364555,0.35121172519567223]
[10,13,10,15,625,65,70.903918834480152,130,159.70294761319622,1060.6068664476763,46,2304.519594172401,353275,333909.94,1859455.2711,449737.8737,40525.7166,3138333.8015000001,null,null,null,40,101430,0.46022905126504748,370.47565140768251,804.98102062297744,1361.8169311294098,6819069.3152398914,3898.6432239541318,0.34930534878444469]
[10,13,10,16,671,65,70.903918834480152,130,159.70294761319622,1106.6068664476763,46,2434.519594172401,353275,333909.94,1982367.2711,449737.8737,40525.7166,3261245.8015000001,null,null,null,40,101430,0.45454835076973782,384.60947485490158,846.13545336508014,1339.584946972707,7174695.0482623419,3854.283363843791,0.34755746283188915]
[10,13,10,17,717,65,70.903918834480152,130,159.70294761319622,1152.6068664476763,46,2564.519594172401,353275,333909.94,2105279.2711,449737.8737,40525.7166,3384157.8015000001,null,null,null,40,101430,0.44944357963450671,398.74329830212071,887.1932237331855,1319.6069194220986,7529661.0182205588,3814.454068104114,0.34594909149816522]
[10,13,10,18,763,65,70.903918834480152,130,159.70294761319622,1198.6068664476761,46,2694.519594172401,353275,333909.94,2228191.2711,449737.8737,40525.7166,3507069.8015000001,null,null,null,40,101430,0.44483137886247887,412.87712174933978,928.16546082056448,1301.5566147852117,7884043.186053372,3778.4963452130105,0.34446417195405205]
[10,13,10,19,809,65,70.903918834480152,130,159.70294761319622,1244.6068664476761,46,2824.519594172401,353275,333909.94,2351103.2711,449737.8737,40525.7166,3629981.8015000001,null,null,null,40,101430,0.44064373602348916,427.01094519655885,969.06164841929456,1285.1678596788267,8237906.282797927,3745.8729353128092,0.34308901606442377]
[10,13,10,20,855,65,70.903918834480152,130,159.70294761319622,1290.6068664476761,46,2954.519594172401,353275,333909.94,2474015.2711,449737.8737,40525.7166,3752893.8015000001,null,null,null,40,101430,0.43682460897985403,441.14476864377798,1009.8899182305986,1270.2213276452094,8591305.8108787388,3716.1414662291099,0.34181188719226679]
[10,13,10,21,901,65,70.903918834480152,130,159.70294761319622,1336.6068664476766,46,3084.519594172401,353275,333909.94,2596927.2711,449737.8737,40525.7166,3875805.8015000001,null,null,null,40,101430,0.43332740338979686,455.27859209099711,1050.6572825292892,1256.5346671118682,8944289.6321444884,3688.9344088807634,0.34062266438971617]
[10,13,10,22,947,65,70.903918834480152,130,159.70294761319622,1382.6068664476766,46,3214.519594172401,353275,333909.94,2719839.2711,449737.8737,40525.7166,3998717.8015000001,null,null,null,40,101430,0.4301130622921705,469.41241553821624,1091.3698203830652,1243.9550247921102,9296899.2388963364,3663.9439049724897,0.33951257362425424]
[10,13,10,23,993,65,70.903918834480152,130,159.70294761319622,1428.6068664476766,46,3344.519594172401,353275,333909.94,2842751.2711,449737.8737,40525.7166,4121629.8015000001,null,null,null,40,101430,0.42714860123317183,483.54623898543525,1132.0328278951265,1232.3533127583148,9649170.7793596126,3640.9101396176893,0.33847397093071818]
[10,13,10,24,1039,65,70.903918834480152,130,159.70294761319622,1474.6068664476766,46,3474.519594172401,353275,333909.94,2965663.2711,449737.8737,40525.7166,4244541.8015000001,null,null,null,40,101430,0.42440597224460741,497.68006243265438,1172.6509403261066,1221.6197625083373,10001135.891219508,3619.6123292094694,0.33750016615042905]
[10,13,10,25,1085,65,70.903918834480152,130,159.70294761319622,1520.6068664476766,46,3604.519594172401,353275,333909.94,3088575.2711,449737.8737,40525.7166,4367453.8015000001,null,null,null,40,101430,0.42186117365157738,511.81388587987345,1213.2282320500763,1211.6604411096903,10352822.383864628,3599.8616633602915,0.33658527866280996]
[10,13,10,26,1131,65,70.903918834480152,130,159.70294761319622,1566.6068664476766,46,3734.519594172401,353275,333909.94,3211487.2711,449737.8737,40525.7166,4490365.8015000001,null,null,null,40,101430,0.41949354580769016,525.94770932709253,1253.7682989006094,1202.3944949895365,10704254.800434968,3581.495724051179,0.33572411853376666]
[10,13,11,10,415,65,70.903918834480152,143,176.67324237451584,880.5771612089959,48,1819.9715535896407,353275,367300.93400000001,1298335.2711,497527.75109999999,42146.745300000002,2660015.7015,null,null,null,40,101430,0.48384116744691968,313.52780982453493,647.99738203122376,1461.5699329229035,5497704.371741835,4104.9790867417896,0.35604808259400489]
[10,13,11,11,463,65,70.903918834480152,143,176.67324237451584,928.5771612089959,48,1962.9715535896407,353275,367300.93400000001,1426591.2711,497527.75109999999,42146.745300000002,2788271.7015,null,null,null,40,101430,0.4730466722815867,328.27614733467658,693.96143461139548,1420.4340844383382,5894284.5703855865,4017.9058409246909,0.35352597613672204]
[10,13,11,12,511,65,70.903918834480152,143,176.67324237451584,976.5771612089959,48,2105.9715535896407,353275,367300.93400000001,1554847.2711,497527.75109999999,42146.745300000002,2916527.7015,null,null,null,40,101430,0.46371811601368235,343.02448484481829,739.72629707375302,1384.884661205592,6289440.9357419834,3942.7119368865924,0.35125179911043208]
[10,13,11,13,559,65,70.903918834480152,143,176.67324237451584,1024.5771612089959,48,2248.9715535896407,353275,367300.93400000001,1683103.2711,497527.75109999999,42146.745300000002,3044783.7015,null,null,null,40,101430,0.45557586514317722,357.77282235495989,785.31996474949347,1353.8560310563942,6683373.5815761378,3877.1250422403928,0.34919070607897384]
[10,13,11,14,607,65,70.903918834480152,143,176.67324237451584,1072.5771612089959,48,2391.9715535896407,353275,367300.93400000001,1811359.2711,497527.75109999999,42146.745300000002,3173039.7015,null,null,null,40,101430,0.44840715584571872,372.52115986510159,830.76542157876077,1326.5373899366868,7076246.7996682376,3819.4171532460482,0.34731408922151602]
[10,13,11,15,655,65,70.903918834480152,143,176.67324237451584,1120.5771612089959,48,2534.9715535896407,353275,367300.93400000001,1939615.2711,497527.75109999999,42146.745300000002,3301295.7015,null,null,null,40,101430,0.44204723308322935,387.26949737524325,876.0817134270527,1302.3008865037602,7468196.7319995202,3768.2508958982939,0.34559824238914205]
[10,13,11,16,703,65,70.903918834480152,143,176.67324237451584,1168.5771612089959,48,2677.9715535896407,353275,367300.93400000001,2067871.2711,497527.75109999999,42146.745300000002,3429551.7015,null,null,null,40,101430,0.43636653258791969,402.01783488538484,921.28475687897947,1280.6527750096973,7859337.152100713,3722.5751060072207,0.34402335440944443]
[10,13,11,17,751,65,70.903918834480152,143,176.67324237451584,1216.5771612089959,48,2820.9715535896407,353275,367300.93400000001,2196127.2711,497527.75109999999,42146.745300000002,3557807.7015,null,null,null,40,101430,0.43126176145268857,416.76617239552655,966.38795656648495,1261.1994250613238,8249763.8777833357,3681.5521937403578,0.34257274070586491]
[10,13,11,18,799,65,70.903918834480152,143,176.67324237451584,1264.5771612089959,48,2963.9715535896407,353275,367300.93400000001,2324383.2711,497527.75109999999,42146.745300000002,3686063.7015,null,null,null,40,101430,0.42664956068066079,431.51450990566821,1011.4026819041981,1243.6231707546058,8639558.1788974442,3644.5065525847153,0.34123224991120338]
[10,13,11,19,847,65,70.903918834480152,143,176.67324237451584,1312.5771612089959,48,3106.9715535896407,353275,367300.93400000001,2452639.2711,497527.75109999999,42146.745300000002,3814319.7015,null,null,null,40,101430,0.42246191784167109,446.26284741580992,1056.3386392215805,1227.6648291468032,9028789.4373739101,3610.8872286565124,0.33998980067942342]
[10,13,11,20,895,65,70.903918834480152,143,176.67324237451584,1360.5771612089961,48,3249.9715535896407,353275,367300.93400000001,2580895.2711,497527.75109999999,42146.745300000002,3942575.7015,null,null,null,40,101430,0.41864279079803601,461.01118492595157,1101.2041651240452,1213.1108338923682,9417517.2442025971,3580.2404552815078,0.33883501654275994]
[10,13,11,21,943,65,70.903918834480152,143,176.67324237451584,1408.5771612089961,48,3392.9715535896407,353275,367300.93400000001,2709151.2711,497527.75109999999,42146.745300000002,4070831.7015,null,null,null,40,101430,0.41514558520797873,475.75952243609322,1146.0064598729823,1199.7836224694581,9805793.0676589217,3552.18914032369,0.33775893542654345]
[10,13,11,22,991,65,70.903918834480152,143,176.67324237451584,1456.5771612089961,48,3535.9715535896407,353275,367300.93400000001,2837407.2711,497527.75109999999,42146.745300000002,4199087.7015000004,null,null,null,40,101430,0.41193124411035237,490.50785994623487,1190.7517746209915,1187.5343559364278,10193661.591682298,3526.4173365083975,0.33675377659986161]
[10,13,11,23,1039,65,70.903918834480152,143,176.67324237451584,1504.5771612089961,48,3678.9715535896407,353275,367300.93400000001,2965663.2711,497527.75109999999,42146.745300000002,4327343.7015000004,null,null,null,40,101430,0.40896678305135364,505.25619745637664,1235.4455628073149,1176.2373365674259,10581161.798067652,3502.6583378295836,0.33581275223557183]
[10,13,11,24,1087,65,70.903918834480152,143,176.67324237451584,1552.5771612089961,48,3821.9715535896407,353275,367300.93400000001,3093919.2711,497527.75109999999,42146.745300000002,4455599.7015000004,null,null,null,40,101430,0.40622415406278922,520.00453496651824,1280.0926034697143,1165.7856786811647,10968327.847912539,3480.6854515248506,0.33492991392555926]
[10,13,11,25,1135,65,70.903918834480152,143,176.67324237451584,1600.5771612089961,48,3964.9715535896407,353275,367300.93400000001,3222175.2711,497527.75109999999,42146.745300000002,4583855.7015000004,null,null,null,40,101430,0.40367935546975925,534.75287247665983,1324.6971023682179,1156.0879162806764,11355189.804461015,3460.3047695256892,0.33410002681328665]
[10,13,11,26,1183,65,70.903918834480152,143,176.67324237451584,1648.5771612089961,48,4107.9715535896412,353275,367300.93400000001,3350431.2711,497527.75109999999,42146.745300000002,4712111.7015000004,null,null,null,40,101430,0.40131172762587197,549.50120998680154,1369.2627754429373,1147.0653192289151,11741774.229669487,3441.3494516984165,0.33331846571489609]
[10,13,12,10,435,65,70.903918834480152,156,193.64353713583546,930.54745597031558,50,1985.423513006881,353275,400691.92800000001,1351775.2711,545317.62849999999,43767.7739,2796257.6014999999,null,null,null,40,101430,0.46868965229540449,327.24908547748288,698.22127259431181,1408.3935156509172,5966117.6384951165,4004.8301466811195,0.35167371999985575]
[10,13,12,11,485,65,70.903918834480152,156,193.64353713583546,980.54745597031558,50,2141.423513006881,353275,400691.92800000001,1485375.2711,545317.62849999999,43767.7739,2929857.6014999999,null,null,null,40,101430,0.45789515713007156,342.61193705054711,748.23227919229419,1368.1822319330913,6398533.7165457038,3915.7059686097668,0.34940882765486375]
[10,13,12,12,535,65,70.903918834480152,156,193.64353713583546,1030.5474559703157,50,2297.423513006881,353275,400691.92800000001,1618975.2711,545317.62849999999,43767.7739,3063457.6014999999,null,null,null,40,101430,0.44856660086216726,357.97478862361135,798.04155711897863,1333.4318135929082,6829437.5810674224,3838.7193927584276,0.34736371095745305]
[10,13,12,13,585,65,70.903918834480152,156,193.64353713583546,1080.5474559703157,50,2453.423513006881,353275,400691.92800000001,1752575.2711,545317.62849999999,43767.7739,3197057.6014999999,null,null,null,40,101430,0.44042434999166208,373.33764019667558,847.67711005021272,1303.1005794924854,7259039.1553061977,3771.5511763086015,0.34550786097721536]
[10,13,12,14,635,65,70.903918834480152,156,193.64353713583546,1130.5474559703157,50,2609.423513006881,353275,400691.92800000001,1886175.2711,545317.62849999999,43767.7739,3330657.6014999999,null,null,null,40,101430,0.43325564069420358,388.70049176973976,897.16198765912588,1276.395949119729,7687511.2259428585,3712.4372714788151,0.34381616597963111]
[10,13,12,15,685,65,70.903918834480152,156,193.64353713583546,1180.5474559703157,50,2765.423513006881,353275,400691.92800000001,2019775.2711,545317.62849999999,43767.7739,3464257.6014999999,null,null,null,40,101430,0.42689571793171421,404.06334334280399,946.51533470625611,1252.7041826490522,8114997.3073608922,3660.0121250173534,0.34226776848262841]
[10,13,12,16,735,65,70.903918834480152,156,193.64353713583546,1230.5474559703155,50,2921.423513006881,353275,400691.92800000001,2153375.2711,545317.62849999999,43767.7739,3597857.6014999999,null,null,null,40,101430,0.42121501743640449,419.42619491586822,995.7531843678712,1231.542631707189,8541617.5886534341,3613.2022051466147,0.34084520095581428]
[10,13,12,17,785,65,70.903918834480152,156,193.64353713583546,1280.5474559703155,50,3077.423513006881,353275,400691.92800000001,2286975.2711,545317.62849999999,43767.7739,3731457.6014999999,null,null,null,40,101430,0.41611024630117338,434.78904648893251,1044.8890657074562,1212.5265130940111,8967473.4873963948,3571.1519279927788,0.33953372400359633]
[10,13,12,18,835,65,70.903918834480152,156,193.64353713583546,1330.5474559703155,50,3233.423513006881,353275,400691.92800000001,2420575.2711,545317.62849999999,43767.7739,3865057.6014999999,null,null,null,40,101430,0.4114980455291456,450.15189806199669,1093.9344741799346,1195.3453007291007,9392651.1766773425,3533.1710379062579,0.3383208137688849]
[10,13,12,19,885,65,70.903918834480152,156,193.64353713583546,1380.5474559703157,50,3389.423513006881,353275,400691.92800000001,2554175.2711,545317.62849999999,43767.7739,3998657.6014999999,null,null,null,40,101430,0.40731040269015595,465.51474963506092,1142.8992398929263,1179.7456370367836,9817224.3456830252,3498.6965271884983,0.33719576072658408]
[10,13,12,20,935,65,70.903918834480152,156,193.64353713583546,1430.5474559703157,50,3545.423513006881,353275,400691.92800000001,2687775.2711,545317.62849999999,43767.7739,4132257.6014999999,null,null,null,40,101430,0.40349127564652082,480.8776012081251,1191.7918186399615,1165.5187557650002,10241256.381364306,3467.2646152709531,0.33614935261406909]
[10,13,12,21,985,65,70.903918834480152,156,193.64353713583546,1480.5474559703157,50,3701.423513006881,353275,400691.92800000001,2821375.2711,545317.62849999999,43767.7739,4265857.6014999999,null,null,null,40,101430,0.39999407005646354,496.24045278118945,1240.6195239622921,1152.4910852674493,10664802.108035209,3438.4898183090445,0.33517362160874825]
[10,13,12,22,1035,65,70.903918834480152,156,193.64353713583546,1530.5474559703157,50,3857.423513006881,353275,400691.92800000001,2954975.2711,545317.62849999999,43767.7739,4399457.6014999999,null,null,null,40,101430,0.39677972895883717,511.60330435425362,1289.3887137246584,1140.5171318900259,11087909.185996158,3412.049101027912,0.33426164106091982]
[10,13,12,23,1085,65,70.903918834480152,156,193.64353713583546,1580.5474559703157,50,4013.423513006881,353275,400691.92800000001,3088575.2711,545317.62849999999,43767.7739,4533057.6014999999,null,null,null,40,101430,0.39381526789983845,526.96615592731791,1338.1049412775549,1129.4740230750185,11510619.244687784,3387.6697273173672,0.33340736080828876]
[10,13,12,24,1135,65,70.903918834480152,156,193.64353713583546,1630.5474559703157,50,4169.423513006881,353275,400691.92800000001,3222175.2711,545317.62849999999,43767.7739,4666657.6014999999,null,null,null,40,101430,0.39107263891127403,542.32900750038209,1386.7730788075532,1119.257275491854,11932968.807358881,3365.1198403364465,0.33260547279051733]
[10,13,12,25,1185,65,70.903918834480152,156,193.64353713583546,1680.5474559703157,50,4325.423513006881,353275,400691.92800000001,3355775.2711,545317.62849999999,43767.7739,4800257.6014999999,null,null,null,40,101430,0.38852784031824406,557.69185907344627,1435.3974186679636,1109.7774789231651,12354990.050668838,3344.2010826481446,0.33185130065336105]
[10,13,12,26,1235,65,70.903918834480152,156,193.64353713583546,1730.5474559703157,50,4481.423513006881,353275,400691.92800000001,3489375.2711,545317.62849999999,43767.7739,4933857.6014999999,null,null,null,40,101430,0.38616021247435683,573.05471064651056,1483.9817571432598,1100.9576727617309,12776711.432608794,3324.7427589929962,0.33114070849053923]
[10,13,13,10,455,65,70.903918834480152,169,210.61383189715508,980.51775073163526,52,2150.8754724241207,353275,434082.92200000002,1405215.2711,593107.50589999999,45388.802600000003,2932499.5016000001,null,null,null,40,101430,0.45586913947489177,340.97036113043077,747.95666476390352,1363.3980856515443,6432766.0015674792,3920.6810230156398,0.34774522019209558]
[10,13,13,11,507,65,70.903918834480152,169,210.61383189715508,1032.5177507316353,52,2319.8754724241207,353275,434082.92200000002,1544159.2711,593107.50589999999,45388.802600000003,3071443.5016000001,null,null,null,40,101430,0.44507464430955884,356.94772676641759,801.9951963791334,1323.9691259671133,6900962.6606400283,3829.7529903482364,0.34570614065810179]
[10,13,13,12,559,65,70.903918834480152,169,210.61383189715508,1084.5177507316353,52,2488.8754724241207,353275,434082.92200000002,1683103.2711,593107.50589999999,45388.802600000003,3210387.5016000001,null,null,null,40,101430,0.43574608804165449,372.9250924024044,855.83118847587957,1289.8947886898682,7367564.711839743,3751.1924603906714,0.34386259897620153]
[10,13,13,13,611,65,70.903918834480152,169,210.61383189715508,1136.5177507316353,52,2657.8754724241207,353275,434082.92200000002,1822047.2711,593107.50589999999,45388.802600000003,3349331.5016000001,null,null,null,40,101430,0.4276038371711493,388.90245803839116,909.49244190886941,1260.1536589384086,7832791.0332510192,3682.6380816845844,0.34218775535008983]
[10,13,13,14,663,65,70.903918834480152,169,210.61383189715508,1188.5177507316353,52,2826.8754724241207,353275,434082.92200000002,1960991.2711,593107.50589999999,45388.802600000003,3488275.5016000001,null,null,null,40,101430,0.42043512787369081,404.87982367437797,963.00189216352533,1233.968576120765,8296822.1975635495,3622.2935073792883,0.34065946715994733]
[10,13,13,15,715,65,70.903918834480152,169,210.61383189715508,1240.517750731635,52,2995.8754724241207,353275,434082.92200000002,2099935.2711,593107.50589999999,45388.802600000003,3627219.5016000001,null,null,null,40,101430,0.41407520511120133,420.85718931036479,1016.3786290882646,1210.7377409258379,8759808.5004964378,3568.7679746195367,0.33925930448165759]
[10,13,13,16,767,65,70.903918834480152,169,210.61383189715508,1292.517750731635,52,3164.8754724241207,353275,434082.92200000002,2238879.2711,593107.50589999999,45388.802600000003,3766163.5016000001,null,null,null,40,101430,0.40839450461589172,436.83455494635155,1069.638670474297,1189.9878950666052,9221876.0512463469,3520.9679731454762,0.33797180324918519]
[10,13,13,17,819,65,70.903918834480152,169,210.61383189715508,1344.517750731635,52,3333.8754724241207,353275,434082.92200000002,2377823.2711,593107.50589999999,45388.802600000003,3905107.5016000001,null,null,null,40,101430,0.40328973348066061,452.8119205823383,1122.7955561235544,1171.3417414293622,9683131.4496260863,3478.0218716399891,0.3367838917232111]
[10,13,13,18,871,65,70.903918834480152,169,210.61383189715508,1396.517750731635,52,3502.8754724241207,353275,434082.92200000002,2516767.2711,593107.50589999999,45388.802600000003,4044051.5016000001,null,null,null,40,101430,0.39867753270863282,468.78928621832517,1175.8608091942126,1154.4947953229043,10143665.418270355,3439.2263692751121,0.33568444509403955]
[10,13,13,19,923,65,70.903918834480152,169,210.61383189715508,1448.5177507316353,52,3671.8754724241207,353275,434082.92200000002,2655711.2711,593107.50589999999,45388.802600000003,4182995.5016000001,null,null,null,40,101430,0.39448988986964312,484.76665185431193,1228.8442981758042,1139.1986283283056,10603555.652491257,3404.0077394568898,0.33466393601974154]
[10,13,13,20,975,65,70.903918834480152,169,210.61383189715508,1500.5177507316353,52,3840.8754724241207,353275,434082.92200000002,2794655.2711,593107.50589999999,45388.802600000003,4321939.5016000001,null,null,null,40,101430,0.39067076282600804,500.74401749029875,1281.7545235994887,1125.2485358110735,11062869.077568412,3371.8933087443415,0.33371415782728442]
[10,13,13,21,1027,65,70.903918834480152,169,210.61383189715508,1552.5177507316353,52,4009.8754724241207,353275,434082.92200000002,2933599.2711,593107.50589999999,45388.802600000003,4460883.5016000001,null,null,null,40,101430,0.3871735572359507,516.72138312628556,1334.5988471299088,1112.4743230195961,11521663.652405277,3342.4901506330225,0.33282800334023677]
[10,13,13,22,1079,65,70.903918834480152,169,210.61383189715508,1604.5177507316353,52,4178.8754724241207,353275,434082.92200000002,3072543.2711,593107.50589999999,45388.802600000003,4599827.5016000001,null,null,null,40,101430,0.38395921613832434,532.69874876227243,1387.3836761099219,1100.7333269276858,11979989.822462767,3315.4689512243222,0.33199928671363721]
[10,13,13,23,1131,65,70.903918834480152,169,210.61383189715508,1656.5177507316353,52,4347.8754724241207,353275,434082.92200000002,3211487.2711,593107.50589999999,45388.802600000003,4738771.5016000001,null,null,null,40,101430,0.38099475507932568,548.67611439825919,1440.1146133468981,1089.9050655045201,12437891.699037334,3290.5516391954152,0.33122259882571442]
[10,13,13,24,1183,65,70.903918834480152,169,210.61383189715508,1708.5177507316353,52,4516.8754724241207,353275,434082.92200000002,3350431.2711,593107.50589999999,45388.802600000003,4877715.5016000001,null,null,null,40,101430,0.37825212609076125,564.65348003424594,1492.7965795458817,1079.8870881778219,12895408.023185847,3267.5017938892515,0.33049318907716674]
[10,13,13,25,1235,65,70.903918834480152,169,210.61383189715508,1760.5177507316353,52,4685.8754724241207,353275,434082.92200000002,3489375.2711,593107.50589999999,45388.802600000003,5016659.5016000001,null,null,null,40,101430,0.37570732749773122,580.6308456702327,1545.4339140450725,1070.5917242360401,13352572.95882312,3246.1171299438674,0.32980686813804311]
[10,13,13,26,1287,65,70.903918834480152,169,210.61383189715508,1812.5177507316353,52,4854.8754724241207,353275,434082.92200000002,3628319.2711,593107.50589999999,45388.802600000003,5155603.5016000001,null,null,null,40,101430,0.373339699653844,596.60821130621957,1598.0304582110805,1061.9435103664212,13809416.749298615,3226.223552302853,0.32915992743541106]
[10,13,14,10,475,65,70.903918834480152,182,227.5841266584747,1030.4880454929548,54,2316.327431841361,353275,467473.91600000003,1458655.2711,640897.38320000004,47009.831200000001,3068741.4016,null,null,null,40,101430,0.44488012848588071,354.69163678337867,797.27462314522234,1324.8305742235104,6897906.2114109527,3849.0393554857856,0.34419772100675339]
[10,13,14,11,529,65,70.903918834480152,182,227.5841266584747,1084.4880454929548,54,2498.327431841361,353275,467473.91600000003,1602943.2711,640897.38320000004,47009.831200000001,3213029.4016,null,null,null,40,101430,0.43408563332054778,371.28351648228801,855.32320810100634,1286.0721779962748,7401833.0831129309,3756.5090847349343,0.34235833029724255]
[10,13,14,12,583,65,70.903918834480152,182,227.5841266584747,1138.4880454929548,54,2680.327431841361,353275,467473.91600000003,1747231.2711,640897.38320000004,47009.831200000001,3357317.4016,null,null,null,40,101430,0.42475707705264343,387.8753961811974,913.16994380090102,1252.5773387729769,7904088.2023961218,3676.5526771959294,0.34069342907614891]
[10,13,14,13,637,65,70.903918834480152,182,227.5841266584747,1192.4880454929548,54,2862.327431841361,353275,467473.91600000003,1891519.2711,640897.38320000004,47009.831200000001,3501605.4016,null,null,null,40,101430,0.41661482618213824,404.46727588010674,970.84225155078673,1223.3420127492,8404898.6775261946,3606.7707148331533,0.33917931287345249]
[10,13,14,14,691,65,70.903918834480152,182,227.5841266584747,1246.4880454929548,54,3044.327431841361,353275,467473.91600000003,2035807.2711,640897.38320000004,47009.831200000001,3645893.4016,null,null,null,40,101430,0.40944611688467974,421.05915557901619,1028.3628009045383,1197.6022564073671,8904452.2618904766,3545.337694449046,0.33779638489232189]
[10,13,14,15,745,65,70.903918834480152,182,227.5841266584747,1300.4880454929548,54,3226.327431841361,353275,467473.91600000003,2180095.2711,640897.38320000004,47009.831200000001,3790181.4016,null,null,null,40,101430,0.40308619412219038,437.65103527792553,1085.7504961960003,1174.7665051630827,9402905.5246360414,3490.8401284597285,0.33652830319715266]
[10,13,14,16,799,65,70.903918834480152,182,227.5841266584747,1354.4880454929548,54,3408.327431841361,353275,467473.91600000003,2324383.2711,640897.38320000004,47009.831200000001,3934469.4016,null,null,null,40,101430,0.39740549362688077,454.24291497683487,1143.0212270878119,1154.3695493746764,9900390.0668521859,3442.1665218241801,0.33536133189829437]
[10,13,14,17,853,65,70.903918834480152,182,227.5841266584747,1408.4880454929548,54,3590.327431841361,353275,467473.91600000003,2468671.2711,640897.38320000004,47009.831200000001,4078757.4016,null,null,null,40,101430,0.3923007224916496,470.83479467574426,1200.1884464685538,1136.040508573949,10397017.307820225,3398.4308161084496,0.33428384158628582]
[10,13,14,18,907,65,70.903918834480152,182,227.5841266584747,1462.4880454929548,54,3772.327431841361,353275,467473.91600000003,2612959.2711,640897.38320000004,47009.831200000001,4223045.4016000004,null,null,null,40,101430,0.38768852171962187,487.4266743746536,1257.2636203224063,1119.4800764033075,10892882.210916178,3358.9179972718234,0.3332859204400257]
[10,13,14,19,961,65,70.903918834480152,182,227.5841266584747,1516.4880454929548,54,3954.327431841361,353275,467473.91600000003,2757247.2711,640897.38320000004,47009.831200000001,4367333.4016000004,null,null,null,40,101430,0.38350087888063211,504.018554073563,1314.2565814834627,1104.4440494353244,11388066.213468648,3323.0447259289708,0.33235906842228025]
[10,13,14,20,1015,65,70.903918834480152,182,227.5841266584747,1570.4880454929548,54,4136.3274318413614,353275,467473.91600000003,2901535.2711,640897.38320000004,47009.831200000001,4511621.4016000004,null,null,null,40,101430,0.37968175183699698,520.61043377247233,1371.1758104086553,1090.7312044219934,11882639.552171485,3290.3303627209179,0.33149595456427672]
[10,13,14,21,1069,65,70.903918834480152,182,227.5841266584747,1624.4880454929548,54,4318.3274318413614,353275,467473.91600000003,3045823.2711,640897.38320000004,47009.831200000001,4655909.4016000004,null,null,null,40,101430,0.37618454624693964,537.20231347138167,1428.0286599512378,1078.1742410928648,12376663.124698829,3260.375321721514,0.3306902226592664]
[10,13,14,22,1123,65,70.903918834480152,182,227.5841266584747,1678.4880454929548,54,4500.3274318413614,353275,467473.91600000003,3190111.2711,640897.38320000004,47009.831200000001,4800197.4016000004,null,null,null,40,101430,0.37297020514931328,553.79419317029101,1484.8215367460448,1066.6329226742514,12870189.991970992,3232.8446771694807,0.32993633446322657]
[10,13,14,23,1177,65,70.903918834480152,182,227.5841266584747,1732.4880454929548,54,4682.3274318413614,353275,467473.91600000003,3334399.2711,640897.38320000004,47009.831200000001,4944485.4016000004,null,null,null,40,101430,0.37000574409031461,570.38607286920046,1541.560048673123,1055.9888161583783,13363266.599475171,3207.4555940081336,0.32922944221927097]
[10,13,14,24,1231,65,70.903918834480152,182,227.5841266584747,1786.4880454929548,54,4864.3274318413614,353275,467473.91600000003,3478687.2711,640897.38320000004,47009.831200000001,5088773.4016000004,null,null,null,40,101430,0.36726311510175019,586.97795256810991,1598.2491255771431,1046.141213337223,13855933.777085716,3183.9675806351242,0.32856528430121235]
[10,13,14,25,1285,65,70.903918834480152,182,227.5841266584747,1840.4880454929548,54,5046.3274318413614,353275,467473.91600000003,3622975.2711,640897.38320000004,47009.831200000001,5233061.4016000004,null,null,null,40,101430,0.36471831650872022,603.56983226701914,1654.893118735341,1037.0039345042183,14348227.562875744,3162.17485127688,0.32794009922806072]
[10,13,14,26,1339,65,70.903918834480152,182,227.5841266584747,1894.4880454929548,54,5228.3274318413614,353275,467473.91600000003,3767263.2711,640897.38320000004,47009.831200000001,5377349.4016000004,null,null,null,40,101430,0.36235068866483294,620.16171196592859,1711.4958833142045,1028.5027997418697,14840179.886038519,3141.9002838634697,0.3273505543839732]
[10,13,15,10,495,65,70.903918834480152,195,244.55442141979432,1080.4583402542744,56,2481.7793912586012,353275,500864.91,1512095.2711,688687.26060000004,48630.859900000003,3204983.3017000002,null,null,null,40,101430,0.43535631896207116,368.41291243632656,846.2330656292213,1291.4053976525474,7361747.5205027014,3787.3529549109826,0.34097835956324285]
[10,13,15,11,551,65,70.903918834480152,195,244.55442141979432,1136.4583402542744,56,2676.7793912586012,353275,500864.91,1661727.2711,688687.26060000004,48630.859900000003,3354615.3017000002,null,null,null,40,101430,0.42456182379673818,385.61930619815854,908.2759791016357,1253.2281564215482,7901358.7977713589,3693.3876694308469,0.33931671099521254]
[10,13,15,12,607,65,70.903918834480152,195,244.55442141979432,1192.4583402542744,56,2871.7793912586012,353275,500864.91,1811359.2711,688687.26060000004,48630.859900000003,3504247.3017000002,null,null,null,40,101430,0.41523326752883388,402.82569995999046,970.1190426222729,1220.2355488450039,8439225.7935134619,3612.1827813853461,0.3378111304702634]
[10,13,15,13,663,65,70.903918834480152,195,244.55442141979432,1248.4583402542744,56,3066.7793912586012,353275,500864.91,1960991.2711,688687.26060000004,48630.859900000003,3653879.3017000002,null,null,null,40,101430,0.4070910166583287,420.03209372182238,1031.7891491925382,1191.4385860518857,8975583.2286540233,3541.3042524373113,0.33644061654173751]
[10,13,15,14,719,65,70.903918834480152,195,244.55442141979432,1304.4583402542744,56,3261.7793912586012,353275,500864.91,2110623.2711,688687.26060000004,48630.859900000003,3803511.3017000002,null,null,null,40,101430,0.3999223073608702,437.23848748365424,1093.3085737803362,1166.0847793224225,9510625.5181262251,3478.9000954257581,0.33518777410585959]
[10,13,15,15,775,65,70.903918834480152,195,244.55442141979432,1360.4583402542744,56,3456.7793912586012,353275,500864.91,2260255.2711,688687.26060000004,48630.859900000003,3953143.3017000002,null,null,null,40,101430,0.39356238459838083,454.44488124548627,1154.695923771359,1143.5914341686946,10044515.066368146,3423.5362057422244,0.33403807216952264]
[10,13,15,16,831,65,70.903918834480152,195,244.55442141979432,1416.4583402542744,56,3651.7793912586012,353275,500864.91,2409887.2711,688687.26060000004,48630.859900000003,4102775.3017000002,null,null,null,40,101430,0.38788168410307122,471.65127500731819,1215.9668639625349,1123.500316441671,10577388.595033497,3374.0847906696094,0.3329792776839805]
[10,13,15,17,887,65,70.903918834480152,195,244.55442141979432,1472.4583402542746,56,3846.7793912586012,353275,500864.91,2559519.2711,688687.26060000004,48630.859900000003,4252407.3016999997,null,null,null,40,101430,0.38277691296784011,488.85766876915011,1277.1346761193577,1105.4461067659238,11109362.026783176,3329.6467327747919,0.33200101857192826]
[10,13,15,18,943,65,70.903918834480152,195,244.55442141979432,1528.4583402542746,56,4041.7793912586012,353275,500864.91,2709151.2711,688687.26060000004,48630.859900000003,4402039.3016999997,null,null,null,40,101430,0.37816471219581238,506.06406253098203,1338.2106955260908,1089.13398667299,11640534.295476122,3289.4964271105587,0.33109444281405348]
[10,13,15,19,999,65,70.903918834480152,195,244.55442141979432,1584.4583402542746,56,4236.7793912586012,353275,500864.91,2858783.2711,688687.26060000004,48630.859900000003,4551671.3016999997,null,null,null,40,101430,0.37397706935682262,523.27045629281406,1399.2046549612007,1074.3234143947407,12170990.348371672,3253.041851679965,0.33025194982964295]
[10,13,15,20,1055,65,70.903918834480152,195,244.55442141979432,1640.4583402542746,56,4431.7793912586012,353275,500864.91,3008415.2711,688687.26060000004,48630.859900000003,4701303.3016999997,null,null,null,40,101430,0.37015794231318755,540.47685005464598,1460.1249582194648,1060.8161838847909,12700803.533418385,3219.7951793024413,0.32946697687603022]
[10,13,15,21,1111,65,70.903918834480152,195,244.55442141979432,1696.4583402542746,56,4626.7793912586012,353275,500864.91,3158047.2711,688687.26060000004,48630.859900000003,4850935.3016999997,null,null,null,40,101430,0.36666073672313021,557.6832438164779,1520.9788994603778,1048.4475034230309,13230037.513717234,3189.3508209583024,0.3287338277537008]
[10,13,15,22,1167,65,70.903918834480152,195,244.55442141979432,1752.4583402542746,56,4821.7793912586012,353275,500864.91,3307679.2711,688687.26060000004,48630.859900000003,5000567.3016999997,null,null,null,40,101430,0.36344639562550385,574.88963757830993,1581.7728405007429,1037.0792389879418,13758747.814923467,3161.3687968439126,0.32804753435388129]
[10,13,15,23,1223,65,70.903918834480152,195,244.55442141979432,1808.4583402542746,56,5016.7793912586012,353275,500864.91,3457311.2711,688687.26060000004,48630.859900000003,5150199.3016999997,null,null,null,40,101430,0.36048193456650512,592.09603134014174,1642.5123551674299,1026.5947333917225,14286983.085151119,3135.5619855469668,0.32740374392970051]
[10,13,15,24,1279,65,70.903918834480152,195,244.55442141979432,1864.4583402542746,56,5211.7793912586012,353275,500864.91,3606943.2711,688687.26060000004,48630.859900000003,5299831.3016999997,null,null,null,40,101430,0.3577393055779407,609.30242510197377,1703.2023476358679,1016.8947884753707,14814786.127826082,3111.6862356434917,0.32679862668257698]
[10,13,15,25,1335,65,70.903918834480152,195,244.55442141979432,1920.4583402542746,56,5406.7793912586012,353275,500864.91,3756575.2711,688687.26060000004,48630.859900000003,5449463.3016999997,null,null,null,40,101430,0.35519450698491073,626.50881886380569,1763.8471500642347,1007.8945167366397,15342194.753833042,3089.5326170727185,0.32622879951712674]
[10,13,15,26,1391,65,70.903918834480152,195,244.55442141979432,1976.4583402542746,56,5601.7793912586012,353275,500864.91,3906207.2711,688687.26060000004,48630.859900000003,5599095.3016999997,null,null,null,40,101430,0.35282687914102351,643.71521262563761,1824.4506036297398,999.52085053392523,15869242.488796538,3068.9212908887889,0.3256912627578189]
[10,13,16,10,515,65,70.903918834480152,208,261.52471618111394,1130.428635015594,58,2647.231350675841,353275,534255.90399999998,1565535.2711,736477.13800000004,50251.888599999998,3341225.2017000001,null,null,null,40,101430,0.42702298562873786,382.13418808927452,894.8796691274822,1262.1583681529551,7824462.1815212751,3733.7145059403292,0.33804362013883615]
[10,13,16,11,573,65,70.903918834480152,208,261.52471618111394,1188.428635015594,58,2855.231350675841,353275,534255.90399999998,1720511.2711,736477.13800000004,50251.888599999998,3496201.2017000001,null,null,null,40,101430,0.41622849046340488,399.9550959140289,960.90273750540689,1224.4896375436624,8399716.2178876624,3638.4548250625517,0.33654111330696851]
[10,13,16,12,631,65,70.903918834480152,208,261.52471618111394,1246.428635015594,58,3063.231350675841,353275,534255.90399999998,1875487.2711,736477.13800000004,50251.888599999998,3651177.2017000001,null,null,null,40,101430,0.40689993419550052,417.77600373878352,1026.729101258732,1191.9364826580281,8973157.5133116283,3556.12517188434,0.33517843862240598]
[10,13,16,13,689,65,70.903918834480152,208,261.52471618111394,1304.428635015594,58,3271.231350675841,353275,534255.90399999998,2030463.2711,736477.13800000004,50251.888599999998,3806153.2017000001,null,null,null,40,101430,0.39875768332499539,435.59691156353801,1092.3849991587947,1163.523087691736,9545027.8724542391,3484.2598576722862,0.33393694363228282]
[10,13,16,14,747,65,70.903918834480152,208,261.52471618111394,1362.428635015594,58,3479.231350675841,353275,534255.90399999998,2185439.2711,736477.13800000004,50251.888599999998,3961129.2017000001,null,null,null,40,101430,0.3915889740275369,453.41781938829251,1157.8922019300976,1138.5069868730957,10115527.924475761,3420.9827090030767,0.33280115210078715]
[10,13,16,15,805,65,70.903918834480152,208,261.52471618111394,1420.428635015594,58,3687.231350675841,353275,534255.90399999998,2340415.2711,736477.13800000004,50251.888599999998,4116105.2017000001,null,null,null,40,101430,0.38522905126504753,471.23872721304701,1223.2689244633905,1116.3132470486053,10684825.529579222,3364.8408124958855,0.33175811554085827]
[10,13,16,16,863,65,70.903918834480152,208,261.52471618111394,1478.428635015594,58,3895.231350675841,353275,534255.90399999998,2495391.2711,736477.13800000004,50251.888599999998,4271081.2017000001,null,null,null,40,101430,0.37954835076973786,489.05963503780146,1288.5305233074275,1096.4897376252916,11253062.206779335,3314.6915221916988,0.33079691738562883]
[10,13,16,17,921,65,70.903918834480152,208,261.52471618111394,1536.4286350155942,58,4103.231350675841,353275,534255.90399999998,2650367.2711,736477.13800000004,50251.888599999998,4426057.2017000001,null,null,null,40,101430,0.37444357963450681,506.88054286255596,1353.6900361793371,1078.6760051839019,11820358.105786251,3269.6238307142253,0.32990828946468531]
[10,13,16,18,979,65,70.903918834480152,208,261.52471618111394,1594.4286350155942,58,4311.231350675841,353275,534255.90399999998,2805343.2711,736477.13800000004,50251.888599999998,4581033.2017000001,null,null,null,40,101430,0.36983137886247902,524.70145068731063,1418.7586037214533,1062.5811581589624,12386815.893726014,3228.9024994640754,0.32908431218822082]
[10,13,16,19,1037,65,70.903918834480152,208,261.52471618111394,1652.4286350155942,58,4519.231350675841,353275,534255.90399999998,2960319.2711,736477.13800000004,50251.888599999998,4736009.2017000001,null,null,null,40,101430,0.36564373602348932,542.52235851206513,1483.745802436536,1047.9678587342298,12952523.823321059,3191.9276158457301,0.32831817787213863]
[10,13,16,20,1095,65,70.903918834480152,208,261.52471618111394,1710.4286350155942,58,4727.231350675841,353275,534255.90399999998,3115295.2711,736477.13800000004,50251.888599999998,4890985.2017000001,null,null,null,40,101430,0.36182460897985419,560.34326633681951,1548.6599098847321,1034.6405409147385,13517558.176825624,3158.2048262981134,0.32760400221650332]
[10,13,16,21,1153,65,70.903918834480152,208,261.52471618111394,1768.4286350155942,58,4935.231350675841,353275,534255.90399999998,3270271.2711,736477.13800000004,50251.888599999998,5045961.2017000001,null,null,null,40,101430,0.35832740338979691,578.16417416157412,1613.5081176937888,1022.4366079619261,14081985.229031585,3127.3230957800383,0.32693667288218042]
[10,13,16,22,1211,65,70.903918834480152,208,261.52471618111394,1826.4286350155942,58,5143.231350675841,353275,534255.90399999998,3425247.2711,736477.13800000004,50251.888599999998,5200937.2017000001,null,null,null,40,101430,0.35511306229217049,595.98508198632862,1678.2967039831944,1011.2197657624207,14645862.836251495,3098.9378632209014,0.32631172691904275]
[10,13,16,23,1269,65,70.903918834480152,208,261.52471618111394,1884.4286350155942,58,5351.231350675841,353275,534255.90399999998,3580223.2711,736477.13800000004,50251.888599999998,5355913.2017000001,null,null,null,40,101430,0.35214860123317182,613.80598981108301,1743.0311739465274,1000.8749109708983,15209241.73186193,3072.758124896664,0.32572525082967846]
[10,13,16,24,1327,65,70.903918834480152,208,261.52471618111394,1942.4286350155942,58,5559.231350675841,353275,534255.90399999998,3735199.2711,736477.13800000004,50251.888599999998,5510889.2017000001,null,null,null,40,101430,0.3494059722446074,631.62689763583762,1807.7163752474639,991.30416672124977,15772166.589740984,3048.5364170792332,0.32517379853739997]
[10,13,16,25,1385,65,70.903918834480152,208,261.52471618111394,2000.4286350155942,58,5767.231350675841,353275,534255.90399999998,3890175.2711,736477.13800000004,50251.888599999998,5665865.2017000001,null,null,null,40,101430,0.34686117365157743,649.44780546059201,1872.3565933411833,982.42377619000843,16334676.902707284,3026.0609660800446,0.32465432362476121]
[10,13,16,26,1443,65,70.903918834480152,208,261.52471618111394,2058.4286350155944,58,5975.231350675841,353275,534255.90399999998,4045151.2711,736477.13800000004,50251.888599999998,5820841.2017000001,null,null,null,40,101430,0.3444935458076902,667.26871328534662,1936.955630680646,974.16164497697378,16896807.71244923,3005.1494776093136,0.3241641230278996]
[10,13,17,10,535,65,70.903918834480152,221,278.49501094243357,1180.3989297769137,60,2812.6833100930812,353275,567646.89800000004,1618975.2711,784267.01540000003,51872.917200000004,3477467.1017,null,null,null,40,101430,0.4196700444522673,395.85546374222247,943.25403724936712,1236.3521656533144,8286193.2789821411,3686.670784756132,0.33535735568401109]
[10,13,17,11,595,65,70.903918834480152,221,278.49501094243357,1240.3989297769137,60,3033.6833100930812,353275,567646.89800000004,1779295.2711,784267.01540000003,51872.917200000004,3637787.1017,null,null,null,40,101430,0.40887554928693431,414.29088562989955,1013.2444611872962,1199.1321208867043,8897052.1912466921,3590.2363556646928,0.3339980998729255]
[10,13,17,12,655,65,70.903918834480152,221,278.49501094243357,1300.3989297769137,60,3254.6833100930812,353275,567646.89800000004,1939615.2711,784267.01540000003,51872.917200000004,3798107.1017,null,null,null,40,101430,0.39954699301903002,432.72630751757663,1083.0423331379354,1166.966718375402,9506033.5031719636,3506.8870214206022,0.33276427533803937]
[10,13,17,13,715,65,70.903918834480152,221,278.49501094243357,1360.3989297769135,60,3475.6833100930812,353275,567646.89800000004,2099935.2711,784267.01540000003,51872.917200000004,3958427.1017,null,null,null,40,101430,0.39140474214852478,451.16172940525365,1152.673130449843,1138.8917656092508,10113385.647812171,3434.1280256838259,0.33163928574924556]
[10,13,17,14,775,65,70.903918834480152,221,278.49501094243357,1420.3989297769135,60,3696.6833100930812,353275,567646.89800000004,2260255.2711,784267.01540000003,51872.917200000004,4118747.1017,null,null,null,40,101430,0.38423603285106628,469.59715129293073,1222.1580256502161,1114.1736405942779,10719315.081329143,3370.0610029862924,0.33060933900216694]
[10,13,17,15,835,65,70.903918834480152,221,278.49501094243357,1480.3989297769135,60,3917.6833100930812,353275,567646.89800000004,2420575.2711,784267.01540000003,51872.917200000004,4279067.1017000005,null,null,null,40,101430,0.37787611008857691,488.03257318060776,1291.5147588086725,1092.2442584132323,11323994.789528955,3313.2157976093431,0.32966287894719776]
[10,13,17,16,895,65,70.903918834480152,221,278.49501094243357,1540.3989297769137,60,4138.6833100930817,353275,567646.89800000004,2580895.2711,784267.01540000003,51872.917200000004,4439387.1017000005,null,null,null,40,101430,0.3721954095932673,506.46799506828489,1360.7583060246493,1072.6568739637798,11927570.80637251,3262.436159364584,0.32879014992670336]
[10,13,17,17,955,65,70.903918834480152,221,278.49501094243357,1600.3989297769137,60,4359.6833100930817,353275,567646.89800000004,2741215.2711,784267.01540000003,51872.917200000004,4599707.1017000005,null,null,null,40,101430,0.36709063845803613,524.90341695596192,1429.9013975426292,1055.0553273174119,12530167.266186846,3216.8002000944857,0.32798285926692688]
[10,13,17,18,1015,65,70.903918834480152,221,278.49501094243357,1660.3989297769137,60,4580.6833100930817,353275,567646.89800000004,2901535.2711,784267.01540000003,51872.917200000004,4760027.1017000005,null,null,null,40,101430,0.3624784376860084,543.338838843639,1498.9549235320262,1039.1521918230553,13131890.360479366,3175.5638725375006,0.32723391294683646]
[10,13,17,19,1075,65,70.903918834480152,221,278.49501094243357,1720.3989297769137,60,4801.6833100930817,353275,567646.89800000004,3061855.2711,784267.01540000003,51872.917200000004,4920347.1017000005,null,null,null,40,101430,0.35829079484701865,561.77426073131608,1567.9282549560889,1024.7129566808378,13732831.466773747,3138.1200550329468,0.32653720657926821]
[10,13,17,20,1135,65,70.903918834480152,221,278.49501094243357,1780.3989297769137,60,5022.6833100930817,353275,567646.89800000004,3222175.2711,784267.01540000003,51872.917200000004,5080667.1017000005,null,null,null,40,101430,0.35447166780338357,580.20968261899316,1636.8294995605143,1011.5443853529276,14333069.644789301,3103.9684359883936,0.32588745865607444]
[10,13,17,21,1195,65,70.903918834480152,221,278.49501094243357,1840.3989297769137,60,5243.6833100930817,353275,567646.89800000004,3382495.2711,784267.01540000003,51872.917200000004,5240987.1017000005,null,null,null,40,101430,0.35097446221332623,598.64510450667024,1705.6657077881837,999.48581784918667,14932673.644343341,3072.6930123527823,0.32528007641214818]
[10,13,17,22,1255,65,70.903918834480152,221,278.49501094243357,1900.3989297769137,60,5464.6833100930817,353275,567646.89800000004,3542815.2711,784267.01540000003,51872.917200000004,5401307.1017000005,null,null,null,40,101430,0.34776012111569987,617.08052639434732,1774.443039686671,988.40258350460795,15531703.53288869,3043.945046939501,0.32471104709935084]
[10,13,17,23,1315,65,70.903918834480152,221,278.49501094243357,1960.3989297769137,60,5685.6833100930817,353275,567646.89800000004,3703135.2711,784267.01540000003,51872.917200000004,5561627.1017000005,null,null,null,40,101430,0.3447956600567012,635.5159482820244,1843.1669011655038,978.18095001134759,16130212.024176614,3017.4299995370407,0.32417684922647033]
[10,13,17,24,1375,65,70.903918834480152,221,278.49501094243357,2020.3989297769137,60,5906.6833100930817,353275,567646.89800000004,3863455.2711,784267.01540000003,51872.917200000004,5721947.1017000005,null,null,null,40,101430,0.34205303106813678,653.95137016970148,1911.8420559747494,968.72420634996661,16728245.570175068,2992.8973912090187,0.32367437961467777]
[10,13,17,25,1435,65,70.903918834480152,221,278.49501094243357,2080.398929776914,60,6127.6833100930817,353275,567646.89800000004,4023775.2711,784267.01540000003,51872.917200000004,5882267.1017000005,null,null,null,40,101430,0.33950823247510681,672.38679205737856,1980.4727183064076,959.9495933547455,17325845.26403733,2970.1328613911473,0.32320089307557959]
[10,13,17,26,1495,65,70.903918834480152,221,278.49501094243357,2140.398929776914,60,6348.6833100930817,353275,567646.89800000004,4184095.2711,784267.01540000003,51872.917200000004,6042587.1017000005,null,null,null,40,101430,0.33714060463121959,690.82221394505564,2049.0626298209017,951.78587536789905,17923047.591197696,2948.9518835540262,0.32275395223499648]
[10,13,18,10,555,65,70.903918834480152,234,295.46530570375319,1230.3692245382333,62,2978.1352695103215,353275,601037.89199999999,1672415.2711,832056.89269999997,53493.945899999999,3613709.0018000002,null,null,null,40,101430,0.41313409673984897,409.57673939517036,991.389339750094,1213.4133189869672,8747060.6524259411,3645.0956822670664,0.33288929146361534]
[10,13,18,11,617,65,70.903918834480152,234,295.46530570375319,1292.3692245382333,62,3212.1352695103215,353275,601037.89199999999,1838079.2711,832056.89269999997,53493.945899999999,3779373.0018000002,null,null,null,40,101430,0.40233960157451598,428.62667534576991,1065.3355366172807,1176.5921060805192,9393489.9447592665,3547.5893480181508,0.33165961182565246]
[10,13,18,12,679,65,70.903918834480152,234,295.46530570375319,1354.3692245382331,62,3446.1352695103215,353275,601037.89199999999,2003743.2711,832056.89269999997,53493.945899999999,3945037.0018000002,null,null,null,40,101430,0.39301104530661157,447.67661129636963,1139.0942230315948,1144.771372346401,10037979.972524447,3463.3105163761707,0.33054251616578428]
[10,13,18,13,741,65,70.903918834480152,234,295.46530570375319,1416.3692245382331,62,3680.1352695103215,353275,601037.89199999999,2169407.2711,832056.89269999997,53493.945899999999,4110701.0018000002,null,null,null,40,101430,0.38486879443610644,466.72654724696918,1212.6900231825687,1116.9972570914861,10680785.403221615,3389.7376272467327,0.32952321976575855]
[10,13,18,14,803,65,70.903918834480152,234,295.46530570375319,1478.3692245382331,62,3914.1352695103215,353275,601037.89199999999,2335071.2711,832056.89269999997,53493.945899999999,4276365.0017999997,null,null,null,40,101430,0.37770008513864795,485.77648319756889,1286.1434304926031,1092.5439994575509,11322118.183264049,3324.9518680282677,0.32858941807943859]
[10,13,18,15,865,65,70.903918834480152,234,295.46530570375319,1540.3692245382331,62,4148.1352695103215,353275,601037.89199999999,2500735.2711,832056.89269999997,53493.945899999999,4442029.0017999997,null,null,null,40,101430,0.37134016237615858,504.8264191481685,1359.4716389357088,1070.8496018484559,11962156.135616157,3267.4672089858395,0.32773078759704755]
[10,13,18,16,927,65,70.903918834480152,234,295.46530570375319,1602.3692245382335,62,4382.1352695103215,353275,601037.89199999999,2666399.2711,832056.89269999997,53493.945899999999,4607693.0017999997,null,null,null,40,101430,0.36565946188084902,523.87635509876827,1432.6891813604282,1051.4721062646586,12601049.561436189,3216.1148850118152,0.32693860258688978]
[10,13,18,17,989,65,70.903918834480152,234,295.46530570375319,1664.3692245382335,62,4616.1352695103215,353275,601037.89199999999,2832063.2711,832056.89269999997,53493.945899999999,4773357.0017999997,null,null,null,40,101430,0.36055469074561791,542.92629104936782,1505.8084251424107,1034.0591692138653,13238926.366198383,3169.9630059628794,0.32620543749840036]
[10,13,18,18,1051,65,70.903918834480152,234,295.46530570375319,1726.3692245382335,62,4850.1352695103215,353275,601037.89199999999,2997727.2711,832056.89269999997,53493.945899999999,4939021.0017999997,null,null,null,40,101430,0.35594248997359013,561.97622699996748,1578.8399610332117,1018.3264439689159,13875896.081232466,3128.2594332971603,0.3255249334917239]
[10,13,18,19,1113,65,70.903918834480152,234,295.46530570375319,1788.3692245382335,62,5084.1352695103215,353275,601037.89199999999,3163391.2711,832056.89269999997,53493.945899999999,5104685.0017999997,null,null,null,40,101430,0.35175484713460042,581.02616295056714,1651.7929111243639,1004.0419326333785,14512053.048739757,3090.3904281160417,0.32489161353164708]
[10,13,18,20,1175,65,70.903918834480152,234,295.46530570375319,1850.3692245382335,62,5318.1352695103215,353275,601037.89199999999,3329055.2711,832056.89269999997,53493.945899999999,5270349.0017999997,null,null,null,40,101430,0.34793572009096529,600.0760989011668,1724.6751748980564,991.01446929798453,15147478.966490623,3055.850213696147,0.3243007346552243]
[10,13,18,21,1237,65,70.903918834480152,234,295.46530570375319,1912.3692245382335,62,5552.1352695103215,353275,601037.89199999999,3494719.2711,832056.89269999997,53493.945899999999,5436013.0017999997,null,null,null,40,101430,0.34443851450090801,619.12603485176646,1797.4936274152765,979.08511552675168,15782244.937519422,3024.2182330211836,0.32374816897676362]
[10,13,18,22,1299,65,70.903918834480152,234,295.46530570375319,1974.3692245382335,62,5786.1352695103215,353275,601037.89199999999,3660383.2711,832056.89269999997,53493.945899999999,5601677.0017999997,null,null,null,40,101430,0.34122417340328159,638.17597080236612,1870.2542801624049,968.12064371988549,16416413.133627048,2995.1419233122888,0.32323030711321132]
[10,13,18,23,1361,65,70.903918834480152,234,295.46530570375319,2036.3692245382335,62,6020.1352695103215,353275,601037.89199999999,3826047.2711,832056.89269999997,53493.945899999999,5767341.0017999997,null,null,null,40,101430,0.33825971234428293,657.22590675296567,1942.9624125146681,958.00854026952481,17050038.154997982,2968.3235067343981,0.32274397925160059]
[10,13,18,24,1423,65,70.903918834480152,234,295.46530570375319,2098.3692245382335,62,6254.1352695103215,353275,601037.89199999999,3991711.2711,832056.89269999997,53493.945899999999,5933005.0017999997,null,null,null,40,101430,0.3355170833557185,676.27584270356533,2015.6226798936825,948.65313046438166,17683168.148783755,2943.5097456244202,0.32228639020970506]
[10,13,18,25,1485,65,70.903918834480152,234,295.46530570375319,2160.3692245382335,62,6488.1352695103215,353275,601037.89199999999,4157375.2711,832056.89269999997,53493.945899999999,6098669.0017999997,null,null,null,40,101430,0.33297228476268853,695.32577865416499,2088.2392033010437,939.97254194562277,18315845.735074393,2920.4839139730834,0.32185506567877853]
[10,13,18,26,1547,65,70.903918834480152,234,295.46530570375319,2222.3692245382335,62,6722.1352695103215,353275,601037.89199999999,4323039.2710999995,832056.89269999997,53493.945899999999,6264333.0017999997,null,null,null,40,101430,0.33060465691880125,714.37571460476465,2160.815643864993,931.89630238205473,18948108.777872503,2899.0594452397709,0.32144780746466578]
[10,13,19,10,575,65,70.903918834480152,247,312.43560046507281,1280.3395192995529,64,3143.5872289275617,353275,634428.88600000006,1725855.2711,879846.77009999997,55114.974600000001,3749950.9018000001,null,null,null,40,101430,0.40728614352347464,423.29801504811826,1039.3135680632865,1192.8890877591832,9207165.43255217,3608.1034800639427,0.33061387910582951]
[10,13,19,11,639,65,70.903918834480152,247,312.43560046507281,1344.3395192995529,64,3390.5872289275617,353275,634428.88600000006,1896863.2711,879846.77009999997,55114.974600000001,3920958.9018000001,null,null,null,40,101430,0.39649164835814171,442.96246506164044,1117.2050329330586,1156.4247244118276,9889133.6502127424,3509.6144272756383,0.32950192916476867]
[10,13,19,12,703,65,70.903918834480152,247,312.43560046507281,1408.3395192995529,64,3637.5872289275617,353275,634428.88600000006,2067871.2711,879846.77009999997,55114.974600000001,4091966.9018000001,null,null,null,40,101430,0.38716309209023736,462.62691507516263,1194.9148163310379,1124.9123785309794,10569103.784441026,3424.4841940876759,0.32849104121231593]
[10,13,19,13,767,65,70.903918834480152,247,312.43560046507281,1472.3395192995529,64,3884.5872289275617,353275,634428.88600000006,2238879.2711,879846.77009999997,55114.974600000001,4262974.9018000001,null,null,null,40,101430,0.37902084121973223,482.29136508868487,1272.4666103758736,1097.4074336808544,11247336.394716656,3350.166414620167,0.32756803628970643]
[10,13,19,14,831,65,70.903918834480152,247,312.43560046507281,1536.3395192995529,64,4131.5872289275612,353275,634428.88600000006,2409887.2711,879846.77009999997,55114.974600000001,4433982.9018000001,null,null,null,40,101430,0.37185213192227373,501.95581510220705,1349.880159372404,1073.1911626510059,11924048.623536276,3284.7233667530136,0.32672193144589451]
[10,13,19,15,895,65,70.903918834480152,247,312.43560046507281,1600.3395192995531,64,4378.5872289275612,353275,634428.88600000006,2580895.2711,879846.77009999997,55114.974600000001,4604990.9018000001,null,null,null,40,101430,0.36549220915978442,521.62026511572935,1427.172049206908,1051.7070143957617,12599422.877967902,3226.654350725164,0.32594350062918864]
[10,13,19,16,959,65,70.903918834480152,247,312.43560046507281,1664.3395192995531,64,4625.5872289275612,353275,634428.88600000006,2751903.2711,879846.77009999997,55114.974600000001,4775998.9018000001,null,null,null,40,101430,0.35981150866447481,541.28471512925159,1504.3563146113847,1032.5173141128134,13273613.508178387,3174.7790436473724,0.3252249368909142]
[10,13,19,17,1023,65,70.903918834480152,247,312.43560046507281,1728.3395192995531,64,4872.5872289275612,353275,634428.88600000006,2922911.2711,879846.77009999997,55114.974600000001,4947006.9018000001,null,null,null,40,101430,0.35470673752924364,560.94916514277372,1581.4449115067246,1015.2731330159554,13946752.002135182,3128.1563245181569,0.32455958964018278]
[10,13,19,18,1087,65,70.903918834480152,247,312.43560046507281,1792.3395192995531,64,5119.5872289275612,353275,634428.88600000006,3093919.2711,879846.77009999997,55114.974600000001,5118014.9018000001,null,null,null,40,101430,0.35009453675721591,580.61361515629596,1658.4480881486616,999.69288009942295,14618951.067368601,3086.0265921980695,0.32394175819054638]
[10,13,19,19,1151,65,70.903918834480152,247,312.43560046507281,1856.3395192995531,64,5366.5872289275612,353275,634428.88600000006,3264927.2711,879846.77009999997,55114.974600000001,5289022.9018000001,null,null,null,40,101430,0.34590689391822615,600.27806516981821,1735.3746794989477,985.54680585407277,15290307.868386008,3047.770008568933,0.32336652801332338]
[10,13,19,20,1215,65,70.903918834480152,247,312.43560046507281,1920.3395192995531,64,5613.5872289275612,353275,634428.88600000006,3435935.2711,879846.77009999997,55114.974600000001,5460030.9018000001,null,null,null,40,101430,0.34208776687459103,619.94251518334045,1812.2323427327076,972.64559703829889,15960906.616717629,3012.8757627035334,0.32282963973447021]
[10,13,19,21,1279,65,70.903918834480152,247,312.43560046507281,1984.3395192995531,64,5860.5872289275612,353275,634428.88600000006,3606943.2711,879846.77009999997,55114.974600000001,5631038.9018000001,null,null,null,40,101430,0.33859056128453374,639.60696519686257,1889.0277471715181,960.83185555404668,16630820.659748953,2980.9191052054653,0.32232738348255835]
[10,13,19,22,1343,65,70.903918834480152,247,312.43560046507281,2048.3395192995531,64,6107.5872289275612,353275,634428.88600000006,3777951.2711,879846.77009999997,55114.974600000001,5802046.9018000001,null,null,null,40,101430,0.33537622018690738,659.27141521038482,1965.7667286099431,949.97364496513399,17300114.177961987,2951.5439534932161,0.32185651304322255]
[10,13,19,23,1407,65,70.903918834480152,247,312.43560046507281,2112.3395192995531,64,6354.5872289275612,353275,634428.88600000006,3948959.2711,879846.77009999997,55114.974600000001,5973054.9018000001,null,null,null,40,101430,0.33241175912790866,678.93586522390706,2042.4544155872038,939.95954207947295,17968843.573636778,2924.4495525691177,0.32141417561938179]
[10,13,19,24,1471,65,70.903918834480152,247,312.43560046507281,2176.3395192995531,64,6601.5872289275612,353275,634428.88600000006,4119967.2711,879846.77009999997,55114.974600000001,6144062.9018000001,null,null,null,40,101430,0.32966913013934424,698.60031523742919,2119.0953333790926,930.69479940885833,18637058.614526179,2899.3801293543238,0.32099785398478226]
[10,13,19,25,1535,65,70.903918834480152,247,312.43560046507281,2240.3395192995531,64,6848.5872289275612,353275,634428.88600000006,4290975.2710999995,879846.77009999997,55114.974600000001,6315070.9018000001,null,null,null,40,101430,0.32712433154631426,718.26476525095143,2195.6934901654035,922.09833805325002,19304803.381501842,2876.1167850122365,0.32060531855257296]
[10,13,19,26,1599,65,70.903918834480152,247,312.43560046507281,2304.3395192995531,64,7095.5872289275612,353275,634428.88600000006,4461983.2710999995,879846.77009999997,55114.974600000001,6486078.9018000001,null,null,null,40,101430,0.32475670370242699,737.92921526447356,2272.2524488382373,914.10036865787833,19972117.058282439,2854.4710800611242,0.32023458743127442]
[10,13,20,10,595,65,70.903918834480152,260,329.40589522639243,1330.3098140608727,66,3309.0391883448015,353275,667819.88,1779295.2711,927636.64749999996,56736.003199999999,3886192.8018,null,null,null,40,101430,0.40202298562873789,437.01929070106615,1087.0505078648582,1174.4172796541775,9666593.5550108291,3574.9882583451213,0.32850940892259622]
[10,13,20,11,661,65,70.903918834480152,260,329.40589522639243,1396.3098140608724,66,3569.0391883448015,353275,667819.88,1955647.2711,927636.64749999996,56736.003199999999,4062544.8018,null,null,null,40,101430,0.39122849046340485,457.29825477751092,1168.8776914887953,1138.2740809100048,10384071.970405171,3475.5944368058904,0.32750486329932427]
[10,13,20,12,727,65,70.903918834480152,260,329.40589522639243,1462.3098140608724,66,3829.0391883448015,353275,667819.88,2131999.2711,927636.64749999996,56736.003199999999,4238896.8017999995,null,null,null,40,101430,0.38189993419550056,477.57721885395563,1250.5297228186387,1107.0392840970999,11099496.025770487,3389.6809683904862,0.32659099614992754]
[10,13,20,13,793,65,70.903918834480152,260,329.40589522639243,1528.3098140608724,66,4089.0391883448015,353275,667819.88,2308351.2711,927636.64749999996,56736.003199999999,4415248.8017999995,null,null,null,40,101430,0.37375768332499537,497.85618293040045,1332.0292936894546,1079.7765926112861,11813131.873481127,3314.6784554682072,0.32575605963528209]
[10,13,20,14,859,65,70.903918834480152,260,329.40589522639243,1594.3098140608724,66,4349.0391883448019,353275,667819.88,2484703.2711,927636.64749999996,56736.003199999999,4591600.8017999995,null,null,null,40,101430,0.36658897402753682,518.13514700684527,1413.3953384204208,1055.773609525115,12525201.594033934,3248.6316298286647,0.3249902512279601]
[10,13,20,15,925,65,70.903918834480152,260,329.40589522639243,1660.3098140608727,66,4609.0391883448019,353275,667819.88,2661055.2711,927636.64749999996,56736.003199999999,4767952.8017999995,null,null,null,40,101430,0.36022905126504751,538.41411108328998,1494.6437806514898,1034.4786856883366,13235891.955690237,3190.0261878898655,0.32428532706580138]
[10,13,20,16,991,65,70.903918834480152,260,329.40589522639243,1726.3098140608727,66,4869.0391883448019,353275,667819.88,2837407.2711,927636.64749999996,56736.003199999999,4944304.8017999995,null,null,null,40,101430,0.3545483507697379,558.6930751597348,1575.788108862419,1015.4580011761525,13945361.164734501,3137.6710955220519,0.32363430399871107]
[10,13,20,17,1057,65,70.903918834480152,260,329.40589522639243,1792.3098140608727,66,5129.0391883448019,353275,667819.88,3013759.2711,927636.64749999996,56736.003199999999,5120656.8017999995,null,null,null,40,101430,0.34944357963450673,578.97203923617963,1656.8398247343489,998.36570043783604,14653744.124304168,3090.6166820718436,0.32303122746641161]
[10,13,20,18,1123,65,70.903918834480152,260,329.40589522639243,1858.3098140608727,66,5389.0391883448019,353275,667819.88,3190111.2711,927636.64749999996,56736.003199999999,5297008.8017999995,null,null,null,40,101430,0.344831378862479,599.25100331262433,1737.8087959669401,982.92267261687891,15361156.572579348,3048.096438536923,0.32247098884072012]
[10,13,20,19,1189,65,70.903918834480152,260,329.40589522639243,1924.3098140608727,66,5649.0391883448019,353275,667819.88,3366463.2711,927636.64749999996,56736.003199999999,5473360.8017999995,null,null,null,40,101430,0.34064373602348924,619.52996738906916,1818.7035364899509,968.90119175269729,16067698.369382463,3009.484884165568,0.32194918035660514]
[10,13,20,20,1255,65,70.903918834480152,260,329.40589522639243,1990.3098140608727,66,5909.0391883448019,353275,667819.88,3542815.2711,927636.64749999996,56736.003199999999,5649712.8017999995,null,null,null,40,101430,0.33682460897985417,639.80893146551398,1899.531430922797,956.11361200458134,16773456.128862852,2974.266553252201,0.32146197890674005]
[10,13,20,21,1321,65,70.903918834480152,260,329.40589522639243,2056.3098140608727,66,6169.0391883448019,353275,667819.88,3719167.2711,927636.64749999996,56736.003199999999,5826064.8017999995,null,null,null,40,101430,0.33332740338979683,660.08789554195869,1980.2989158081446,944.40392157861197,17478505.345184304,2942.0128220730739,0.32100605221466799]
[10,13,20,22,1387,65,70.903918834480152,260,329.40589522639243,2122.3098140608727,66,6429.0391883448019,353275,667819.88,3895519.2711,927636.64749999996,56736.003199999999,6002416.8017999995,null,null,null,40,101430,0.33011306229217047,680.36685961840351,2061.0116270292774,933.64134608585732,18182912.121582329,2912.3643569623114,0.32057848251503634]
[10,13,20,23,1453,65,70.903918834480152,260,329.40589522639243,2188.3098140608727,66,6689.0391883448019,353275,667819.88,4071871.2711,927636.64749999996,56736.003199999999,6178768.8017999995,null,null,null,40,101430,0.3271486012331718,700.64582369484822,2141.6745205505867,923.71544370842605,18886734.586528506,2885.0176544363594,0.32017670404477666]
[10,13,20,24,1519,65,70.903918834480152,260,329.40589522639243,2254.3098140608727,66,6949.0391883448019,353275,667819.88,4248223.2710999995,927636.64749999996,56736.003199999999,6355120.8017999995,null,null,null,40,101430,0.32440597224460738,720.92478777129304,2222.2919719483589,914.5323014588871,19590024.061126422,2859.714601890596,0.31979845151480413]
[10,13,20,25,1585,65,70.903918834480152,260,329.40589522639243,2320.3098140608727,66,7209.0391883448019,353275,667819.88,4424575.2710999995,927636.64749999996,56736.003199999999,6531472.8017999995,null,null,null,40,101430,0.32186117365157735,741.20375184773786,2302.8678589549577,906.01155455011428,20292826.027271774,2836.2342964867089,0.31944171737589028]
[10,13,20,26,1651,65,70.903918834480152,260,329.40589522639243,2386.3098140608727,66,7469.0391883448019,353275,667819.88,4600927.2710999995,927636.64749999996,56736.003199999999,6707824.8017999995,null,null,null,40,101430,0.31949354580769013,761.48271592418257,2383.4056303050797,898.08402830611942,20995180.935149621,2814.3865721196421,0.31910471617611919]
[10,13,21,10,615,65,70.903918834480152,273,346.37618998771205,1380.280108822192,68,3474.4911477620417,353275,701210.87399999995,1832735.2711,975426.52489999996,58357.031900000002,4022434.7019000002,null,null,null,40,101430,0.39726108086683304,450.74056635401399,1134.6205003784601,1157.7046913686959,10125418.510935109,3545.180701865876,0.3265573150500849]
[10,13,21,11,683,65,70.903918834480152,273,346.37618998771205,1448.280108822192,68,3747.4911477620417,353275,701210.87399999995,2014431.2711,975426.52489999996,58357.031900000002,4204130.7018999998,null,null,null,40,101430,0.38646658570150011,471.6340444933814,1220.3747023492042,1121.8520701226416,10878380.841779465,3444.9507137358942,0.32565112343974389]
[10,13,21,12,751,65,70.903918834480152,273,346.37618998771205,1516.280108822192,68,4020.4911477620417,353275,701210.87399999995,2196127.2711,975426.52489999996,58357.031900000002,4385826.7018999998,null,null,null,40,101430,0.37713802943359576,492.52752263274868,1305.9609060705188,1090.8683891331134,11629234.814823549,3358.3139292274468,0.32482621104574905]
[10,13,21,13,819,65,70.903918834480152,273,346.37618998771205,1584.280108822192,68,4293.4911477620417,353275,701210.87399999995,2377823.2711,975426.52489999996,58357.031900000002,4567522.7018999998,null,null,null,40,101430,0.36899577856309057,513.42100077211603,1391.4007438552085,1063.8248792626291,12378251.91298813,3282.6795026914438,0.32407211194099428]
[10,13,21,14,887,65,70.903918834480152,273,346.37618998771205,1652.2801088221922,68,4566.4911477620417,353275,701210.87399999995,2559519.2711,975426.52489999996,58357.031900000002,4749218.7018999998,null,null,null,40,101430,0.36182706926563213,534.31447891148343,1476.7122868831607,1040.0148709826428,13125658.927404692,3216.0758355353782,0.32338008310973554]
[10,13,21,15,955,65,70.903918834480152,273,346.37618998771205,1720.2801088221922,68,4839.4911477620417,353275,701210.87399999995,2741215.2711,975426.52489999996,58357.031900000002,4930914.7018999998,null,null,null,40,101430,0.35546714650314276,555.20795705085084,1561.9107490316046,1018.8911501911427,13871646.790400432,3156.9759699395895,0.3227427639275442]
[10,13,21,16,1023,65,70.903918834480152,273,346.37618998771205,1788.2801088221922,68,5112.4911477620417,353275,701210.87399999995,2922911.2711,975426.52489999996,58357.031900000002,5112610.7018999998,null,null,null,40,101430,0.34978644600783315,576.10143519021813,1647.0090301249606,1000.02338470965,14616377.393218456,3104.178913636691,0.32215391333165]
[10,13,21,17,1091,65,70.903918834480152,273,346.37618998771205,1856.2801088221922,68,5385.4911477620417,353275,701210.87399999995,3104607.2711,975426.52489999996,58357.031900000002,5294306.7018999998,null,null,null,40,101430,0.34468167487260198,596.99491332958553,1732.0181397814117,983.06849953382368,15359988.905241199,3056.7270516873946,0.32160820475977525]
[10,13,21,18,1159,65,70.903918834480152,273,346.37618998771205,1924.2801088221922,68,5658.4911477620417,353275,701210.87399999995,3286303.2711,975426.52489999996,58357.031900000002,5476002.7018999998,null,null,null,40,101430,0.34006947410057425,617.88839146895282,1816.9475313924079,967.74962775172037,16102599.965392994,3013.8474596933547,0.32110106456754267]
[10,13,21,19,1227,65,70.903918834480152,273,346.37618998771205,1992.2801088221922,68,5931.4911477620417,353275,701210.87399999995,3467999.2711,975426.52489999996,58357.031900000002,5657698.7018999998,null,null,null,40,101430,0.3358818312615845,638.78186960832022,1901.805367706351,953.84087423240555,16844313.015183333,2974.9094192044049,0.32062854353646036]
[10,13,21,20,1295,65,70.903918834480152,273,346.37618998771205,2060.2801088221922,68,6204.4911477620417,353275,701210.87399999995,3649695.2711,975426.52489999996,58357.031900000002,5839394.7018999998,null,null,null,40,101430,0.33206270421794942,659.67534774768751,1986.5987338183861,941.1561017359802,17585216.971703131,2939.3931459220166,0.32018721382735016]
[10,13,21,21,1363,65,70.903918834480152,273,346.37618998771205,2128.2801088221922,68,6477.4911477620417,353275,701210.87399999995,3831391.2711,975426.52489999996,58357.031900000002,6021090.7018999998,null,null,null,40,101430,0.32856549862789208,680.56882588705491,2071.3338093291854,929.54055274369512,18325389.38819667,2906.8664233473255,0.31977408568822613]
[10,13,21,22,1431,65,70.903918834480152,273,346.37618998771205,2196.2801088221922,68,6750.4911477620417,353275,701210.87399999995,4013087.2711,975426.52489999996,58357.031900000002,6202786.7018999998,null,null,null,40,101430,0.32535115753026572,701.4623040264222,2156.0160085220195,918.86450424270254,19064898.213267021,2876.966904404027,0.31938653963523722]
[10,13,21,23,1499,65,70.903918834480152,273,346.37618998771205,2264.2801088221922,68,7023.4911477620417,353275,701210.87399999995,4194783.2710999995,975426.52489999996,58357.031900000002,6384482.7018999998,null,null,null,40,101430,0.32238669647126705,722.35578216578961,2240.6500952813667,909.01840232509812,19803803.233090736,2849.3885392138382,0.31902227085390794]
[10,13,21,24,1567,65,70.903918834480152,273,346.37618998771205,2332.2801088221922,68,7296.4911477620417,353275,701210.87399999995,4376479.2710999995,975426.52489999996,58357.031900000002,6566178.7018999998,null,null,null,40,101430,0.31964406748270263,743.24926030515689,2325.2402779081062,899.90908902796104,20542157.261337083,2823.8710486257182,0.31867924332660874]
[10,13,21,25,1635,65,70.903918834480152,273,346.37618998771205,2400.2801088221927,68,7569.4911477620417,353275,701210.87399999995,4558175.2710999995,975426.52489999996,58357.031900000002,6747874.7018999998,null,null,null,40,101430,0.31709926888967266,764.14273844452441,2409.7902878180089,891.45684566632508,21280007.126824651,2800.1916747673149,0.31835565175744679]
[10,13,21,26,1703,65,70.903918834480152,273,346.37618998771205,2468.2801088221927,68,7842.4911477620417,353275,701210.87399999995,4739871.2710999995,975426.52489999996,58357.031900000002,6929570.7018999998,null,null,null,40,101430,0.31473164104578544,785.0362165838917,2494.3034452315806,883.59305370214724,22017394.49792099,2778.1586539242235,0.31804988979086868]
[10,13,22,10,635,65,70.903918834480152,286,363.34648474903167,1430.2504035835118,70,3639.9431071792815,353275,734601.86800000002,1886175.2711,1023216.4022,59978.060599999997,4158676.6019000001,null,null,null,40,101430,0.3929320765378288,464.461842006962,1182.0410440893256,1142.5114292909857,10583703.520882962,3518.2167512002275,0.32474162625177139]
[10,13,22,11,705,65,70.903918834480152,286,363.34648474903167,1500.2504035835118,70,3925.9431071792815,353275,734601.86800000002,2073215.2711,1023216.4022,59978.060599999997,4345716.6019000001,null,null,null,40,101430,0.38213758137249582,485.96983420925193,1271.714319392061,1106.9229694068567,11372125.678696863,3417.2113466479859,0.32392581468297554]
[10,13,22,12,775,65,70.903918834480152,286,363.34648474903167,1570.2504035835118,70,4211.9431071792815,353275,734601.86800000002,2260255.2711,1023216.4022,59978.060599999997,4532756.6019000001,null,null,null,40,101430,0.37280902510459146,507.47782641154174,1361.2273100662437,1076.1675755294893,12158387.530048683,3329.9042477341172,0.32318273904175576]
[10,13,22,13,845,65,70.903918834480152,286,363.34648474903167,1640.2504035835118,70,4497.9431071792815,353275,734601.86800000002,2447295.2711,1023216.4022,59978.060599999997,4719796.6019000001,null,null,null,40,101430,0.36466677423408633,528.98581861383173,1450.6005372298216,1049.3233216729407,12942765.657316361,3253.6845815144661,0.32250308700314179]
[10,13,22,14,915,65,70.903918834480152,286,363.34648474903167,1710.2504035835118,70,4783.9431071792815,353275,734601.86800000002,2634335.2711,1023216.4022,59978.060599999997,4906836.6019000001,null,null,null,40,101430,0.35749806493662784,550.4938108161216,1539.8511623096626,1025.6887450349407,13725491.361166069,3186.5655084231521,0.3218790708440496]
[10,13,22,15,985,65,70.903918834480152,286,363.34648474903167,1780.2504035835118,70,5069.9431071792815,353275,734601.86800000002,2821375.2711,1023216.4022,59978.060599999997,5093876.6019000001,null,null,null,40,101430,0.35113814217413847,572.00180301841158,1628.9936475620502,1004.7206633755119,14506759.563007219,3127.0082664501242,0.32130412770417827]
[10,13,22,16,1055,65,70.903918834480152,286,363.34648474903167,1850.2504035835118,70,5355.9431071792815,353275,734601.86800000002,3008415.2711,1023216.4022,59978.060599999997,5280916.6019000001,null,null,null,40,101430,0.3454574416788288,593.50979522070145,1718.0402666574671,985.99191519464762,15286735.686623102,3073.8025786762018,0.32077268788657404]
[10,13,22,17,1125,65,70.903918834480152,286,363.34648474903167,1920.2504035835118,70,5641.9431071792815,353275,734601.86800000002,3195455.2711,1023216.4022,59978.060599999997,5467956.6019000001,null,null,null,40,101430,0.34035267054359769,615.01778742299143,1807.0015035895256,969.16195325744866,16065561.034641126,3025.9834267206897,0.32027999383583738]
[10,13,22,18,1195,65,70.903918834480152,286,363.34648474903167,1990.2504035835118,70,5927.9431071792815,353275,734601.86800000002,3382495.2711,1023216.4022,59978.060599999997,5654996.6019000001,null,null,null,40,101430,0.3357404697715699,636.5257796252813,1895.8863674026513,953.95595060157598,16843357.030413404,2982.7719103590425,0.31982195731712731]
[10,13,22,19,1265,65,70.903918834480152,286,363.34648474903167,2060.2504035835118,70,6213.9431071792815,353275,734601.86800000002,3569535.2711,1023216.4022,59978.060599999997,5842036.6019000001,null,null,null,40,101430,0.33155282693258015,658.03377182757117,1984.70264275979,940.14967648668562,17620228.595153026,2943.532434560444,0.31939504571047056]
[10,13,22,20,1335,65,70.903918834480152,286,363.34648474903167,2130.2504035835118,70,6499.9431071792815,353275,734601.86800000002,3756575.2711,1023216.4022,59978.060599999997,6029076.6019000001,null,null,null,40,101430,0.32773369988894507,679.54176402986116,2073.4570911082037,927.55836512816074,18396266.859234396,2907.7411959843848,0.31899619072327579]
[10,13,22,21,1405,65,70.903918834480152,286,363.34648474903167,2200.2504035835118,70,6785.9431071792815,353275,734601.86800000002,3943615.2711,1023216.4022,59978.060599999997,6216116.6019000001,null,null,null,40,101430,0.32423649429888773,701.04975623215103,2162.1556134452562,916.02839925740693,19171551.35594061,2874.9626360224315,0.3186227145284749]
[10,13,22,22,1475,65,70.903918834480152,286,363.34648474903167,2270.2504035835118,70,7071.9431071792815,353275,734601.86800000002,4130655.2711,1023216.4022,59978.060599999997,6403156.6019000001,null,null,null,40,101430,0.32102215320126137,722.55774843444101,2250.8033829722685,905.43101165801625,19946151.809364013,2844.8316056223748,0.31827226956722859]
[10,13,22,23,1545,65,70.903918834480152,286,363.34648474903167,2340.2504035835118,70,7357.9431071792815,353275,734601.86800000002,4317695.2710999995,1023216.4022,59978.060599999997,6590196.6019000001,null,null,null,40,101430,0.3180576921422627,744.06574063673077,2339.4049539412513,895.65745561298161,20720129.601435862,2817.0396881560032,0.31794278915511737]
[10,13,22,24,1615,65,70.903918834480152,286,363.34648474903167,2410.2504035835118,70,7643.9431071792815,353275,734601.86800000002,4504735.2710999995,1023216.4022,59978.060599999997,6777236.6019000001,null,null,null,40,101430,0.31531506315369828,765.57373283902064,2427.9643515344737,886.61525954530077,21493538.983317621,2791.3245915814446,0.31763244669548901]
[10,13,22,25,1685,65,70.903918834480152,286,363.34648474903167,2480.2504035835123,70,7929.9431071792815,353275,734601.86800000002,4691775.2710999995,1023216.4022,59978.060599999997,6964276.6019000001,null,null,null,40,101430,0.31277026456066837,787.08172504131085,2516.4851465240226,878.22529213560745,22266428.081658009,2767.4618352271646,0.31733962179952491]
[10,13,22,26,1755,65,70.903918834480152,286,363.34648474903167,2550.2504035835123,70,8215.9431071792824,353275,734601.86800000002,4878815.2710999995,1023216.4022,59978.060599999997,7151316.6019000001,null,null,null,40,101430,0.31040263671678109,808.58971724360072,2604.9705176357047,870.41944042580872,23038839.739129879,2745.2581722160421,0.31706287198598304]
[10,14,8,10,375,65,82.231763855373416,112,136.20561640521518,780.43738026058861,44,1448.9270554214936,353275,287676.25599999999,1221723.273,383567.27429999999,38904.687899999997,2386576.4912999999,null,null,null,40,101430,0.53863124257387751,286.65192046656529,532.18584034744083,1647.1336374899788,4430817.0462776506,4484.4795000482491,0.36729650285440196]
[10,14,8,11,419,65,82.231763855373416,112,136.20561640521518,824.43738026058861,44,1560.9270554214936,353275,287676.25599999999,1339291.273,383567.27429999999,38904.687899999997,2504144.4912999999,null,null,null,40,101430,0.5281716255715535,300.17122985086183,568.32138516724706,1604.2674656426277,4741156.7945253104,4406.2119719762486,0.36409221250494922]
[10,14,8,12,463,65,82.231763855373416,112,136.20561640521518,868.43738026058861,44,1672.9270554214936,353275,287676.25599999999,1456859.273,383567.27429999999,38904.687899999997,2621712.4912999999,null,null,null,40,101430,0.51911252044506273,313.69053923515833,604.28236052988052,1567.1409478122816,5050374.2213852126,4338.555388171736,0.36121261747281125]
[10,14,8,13,507,65,82.231763855373416,112,136.20561640521518,912.43738026058861,44,1784.9270554214936,353275,287676.25599999999,1574427.273,383567.27429999999,38904.687899999997,2739280.4912999999,null,null,null,40,101430,0.51119029065595356,327.20984861945487,640.09402095564633,1534.6736343840078,5358631.6902440293,4279.4970763269484,0.35861074491052197]
[10,14,8,14,551,65,82.231763855373416,112,136.20561640521518,956.43738026058861,44,1896.9270554214936,353275,287676.25599999999,1691995.273,383567.27429999999,38904.687899999997,2856848.4912999999,null,null,null,40,101430,0.50420356308749581,340.72915800375142,675.77697372325747,1506.0402470875522,5666061.6869902844,4227.5019752655535,0.35624826573687152]
[10,14,8,15,595,65,82.231763855373416,112,136.20561640521518,1000.4373802605886,44,2008.9270554214936,353275,287676.25599999999,1809563.273,383567.27429999999,38904.687899999997,2974416.4912999999,null,null,null,40,101430,0.49799587175686999,354.24846738804791,711.34820081600606,1480.5995485137144,5972773.3901902894,4181.3790881062441,0.35409359383970157]
[10,14,8,16,639,65,82.231763855373416,112,136.20561640521518,1044.4373802605885,44,2120.9270554214936,353275,287676.25599999999,1927131.273,383567.27429999999,38904.687899999997,3091984.4912999999,null,null,null,40,101430,0.49244380073836463,367.7677767723444,746.82182255298483,1457.845748796663,6278857.5805360172,4140.1903344015927,0.35212046573877492]
[10,14,8,17,683,65,82.231763855373416,112,136.20561640521518,1088.4373802605885,44,2232.9270554214936,353275,287676.25599999999,2044699.273,383567.27429999999,38904.687899999997,3209552.4912999999,null,null,null,40,101430,0.48744869547703695,381.28708615664095,782.20967600189806,1437.3745364683239,6584390.3595086075,4103.1868944130283,0.35030686475078154]
[10,14,8,18,727,65,82.231763855373416,112,136.20561640521518,1132.4373802605885,44,2344.9270554214936,353275,287676.25599999999,2162267.273,383567.27429999999,38904.687899999997,3327120.4912999999,null,null,null,40,101430,0.48293074944160097,394.80639554093744,817.52175854911047,1418.8588440573087,6889436.0011266693,4069.7638398748268,0.34863419595888595]
[10,14,8,19,771,65,82.231763855373416,112,136.20561640521518,1176.4373802605885,44,2456.9270554214936,353275,287676.25599999999,2279835.273,383567.27429999999,38904.687899999997,3444688.4912999999,null,null,null,40,101430,0.47882470815103906,408.32570492523394,852.7665719297695,1402.0312420968892,7194049.1637442121,4039.427206273911,0.34708664632433489]
[10,14,8,20,815,65,82.231763855373416,112,136.20561640521518,1220.4373802605885,44,2568.9270554214936,353275,287676.25599999999,2397403.273,383567.27429999999,38904.687899999997,3562256.4912999999,null,null,null,40,101430,0.47507669697547977,421.84501430953048,887.95139183874392,1386.6709386458526,7498276.6234015226,4011.7697027057211,0.34565068321609249]
[10,14,8,21,859,65,82.231763855373416,112,136.20561640521518,1264.4373802605885,44,2680.9270554214936,353275,287676.25599999999,2514971.273,383567.27429999999,38904.687899999997,3679824.4912999999,null,null,null,40,101430,0.4716418440791163,435.36432369382698,923.08248124989541,1372.5940375037578,7802158.6452723034,3986.452528349796,0.3443146576417272]
[10,14,8,22,903,65,82.231763855373416,112,136.20561640521518,1308.4373802605885,44,2792.9270554214936,353275,287676.25599999999,2632539.273,383567.27429999999,38904.687899999997,3797392.4912999999,null,null,null,40,101430,0.46848247530157072,448.88363307812347,958.16526069447718,1359.6461403754658,8105730.0783974854,3963.1915777260624,0.34306848753336883]
[10,14,8,23,947,65,82.231763855373416,112,136.20561640521518,1352.4373802605885,44,2904.9270554214936,353275,287676.25599999999,2750107.273,383567.27429999999,38904.687899999997,3914960.4912999999,null,null,null,40,101430,0.46556672661935572,462.40294246242001,993.20444530065743,1347.6966603851617,8409021.2367235906,3941.746847567656,0.34190340285723536]
[10,14,8,24,991,65,82.231763855373416,112,136.20561640521518,1396.4373802605885,44,3016.9270554214936,353275,287676.25599999999,2867675.273,383567.27429999999,38904.687899999997,4032528.4912999999,null,null,null,40,101430,0.46286746567211678,475.92225184671656,1028.2041559253755,1336.6344022164851,8712058.613578571,3921.9142113122521,0.34081173891084537]
[10,14,8,25,1035,65,82.231763855373416,112,136.20561640521518,1440.4373802605885,44,3128.9270554214936,353275,287676.25599999999,2985243.273,383567.27429999999,38904.687899999997,4150096.4912999999,null,null,null,40,101430,0.46036144491279907,489.44156123101311,1063.168009918212,1326.3640915064398,9014865.4652001839,3903.5189664644913,0.33978676750423442]
[10,14,8,26,1079,65,82.231763855373416,112,136.20561640521518,1484.4373802605885,44,3240.9270554214936,353275,287676.25599999999,3102811.273,383567.27429999999,38904.687899999997,4267664.4912999999,null,null,null,40,101430,0.45802863035050084,502.96087061530949,1098.0991957433421,1316.8036238628099,9317462.2904866673,3886.4107248208261,0.33882255816477502]
[10,14,9,10,395,65,82.231763855373416,126,154.48131845586707,832.71308231124044,46,1630.0429373491804,353275,323635.788,1275163.273,435033.29609999998,40525.7166,2529063.0737000001,null,null,null,40,101430,0.51085346479609972,300.95597573672256,589.12388087031013,1551.5315675171396,4950662.4658307014,4292.9223476214247,0.36141617338519877]
[10,14,9,11,441,65,82.231763855373416,126,154.48131845586707,878.71308231124044,46,1756.0429373491804,353275,323635.788,1398075.273,435033.29609999998,40525.7166,2651975.0737000001,null,null,null,40,101430,0.5003938477937756,315.08979918394169,629.68359937510218,1510.1994474627611,5299775.5376052493,4211.5994069679373,0.35858098112659803]
[10,14,9,12,487,65,82.231763855373416,126,154.48131845586707,924.71308231124044,46,1882.0429373491804,353275,323635.788,1520987.273,435033.29609999998,40525.7166,2774887.0737000001,null,null,null,40,101430,0.49133474266728483,329.22362263116077,670.05972515584915,1474.4015764135481,5647650.8431740915,4141.2533383650325,0.35602786305163409]
[10,14,9,13,533,65,82.231763855373416,126,154.48131845586707,970.71308231124044,46,2008.0429373491804,353275,323635.788,1643899.273,435033.29609999998,40525.7166,2897799.0737000001,null,null,null,40,101430,0.48341251287817572,343.35744607837989,710.2783584025866,1443.0961708074849,5994464.3477523876,4079.8076407998069,0.35371671849817404]
[10,14,9,14,579,65,82.231763855373416,126,154.48131845586707,1016.7130823112404,46,2134.0429373491806,353275,323635.788,1766811.273,435033.29609999998,40525.7166,3020711.0737000001,null,null,null,40,101430,0.47642578530971785,357.49126952559891,750.36087581447487,1415.4874866097202,6340360.1711899238,4025.6777386304998,0.35161470403521589]
[10,14,9,15,625,65,82.231763855373416,126,154.48131845586707,1062.7130823112404,46,2260.0429373491806,353275,323635.788,1889723.273,435033.29609999998,40525.7166,3143623.0737000001,null,null,null,40,101430,0.47021809397909214,371.62509297281804,790.32495289163001,1390.9572343757295,6685457.4801738597,3977.6335824951138,0.34969466280079059]
[10,14,9,16,671,65,82.231763855373416,126,154.48131845586707,1108.7130823112404,46,2386.0429373491806,353275,323635.788,2012635.273,435033.29609999998,40525.7166,3266535.0737000001,null,null,null,40,101430,0.46466602296058684,385.75891642003711,830.18533174042159,1369.0177249428023,7029855.6647054115,3934.7058407519312,0.34793394483618623]
[10,14,9,17,717,65,82.231763855373416,126,154.48131845586707,1154.7130823112404,46,2512.0429373491806,353275,323635.788,2135547.273,435033.29609999998,40525.7166,3389447.0737000001,null,null,null,40,101430,0.45967091769925916,399.89273986725624,869.9544053576326,1349.2791159383253,7373638.27729291,3896.1203631266594,0.34631350938437666]
[10,14,9,18,763,65,82.231763855373416,126,154.48131845586707,1200.7130823112404,46,2638.0429373491806,353275,323635.788,2258459.273,435033.29609999998,40525.7166,3512359.0737000001,null,null,null,40,101430,0.45515297166382318,414.02656331447531,909.64266760906946,1331.4260446552801,7716876.0666685291,3861.2514548571039,0.3448172335371909]
[10,14,9,19,809,65,82.231763855373416,126,154.48131845586707,1246.7130823112404,46,2764.0429373491806,353275,323635.788,2381371.273,435033.29609999998,40525.7166,3635271.0737000001,null,null,null,40,101430,0.45104693037326127,428.16038676169444,949.25906359095006,1315.200652125895,8059629.3398943404,3829.5879524750148,0.34343137393564682]
[10,14,9,20,855,65,82.231763855373416,126,154.48131845586707,1292.7130823112404,46,2890.0429373491806,353275,323635.788,2504283.273,435033.29609999998,40525.7166,3758183.0737000001,null,null,null,40,101430,0.44729891919770198,442.29421020891346,988.81126518757242,1300.3900478906778,8401949.8201481998,3800.7081897400394,0.34214414339965993]
[10,14,9,21,901,65,82.231763855373416,126,154.48131845586707,1338.7130823112404,46,3016.0429373491806,353275,323635.788,2627195.273,435033.29609999998,40525.7166,3881095.0737000001,null,null,null,40,101430,0.44386406630133851,456.42803365613258,1028.3058898177724,1286.8169168429465,8743882.1214933582,3774.2612506025721,0.34094537484322318]
[10,14,9,22,947,65,82.231763855373416,126,154.48131845586707,1384.7130823112404,46,3142.0429373491806,353275,323635.788,2750107.273,435033.29609999998,40525.7166,4004007.0737000001,null,null,null,40,101430,0.44070469752379293,470.56185710335166,1067.7486755809923,1274.3323861397137,9085464.9296980705,3749.9527419473716,0.3398262521777663]
[10,14,9,23,993,65,82.231763855373416,126,154.48131845586707,1430.7130823112404,46,3268.0429373491806,353275,323635.788,2873019.273,435033.29609999998,40525.7166,4126919.0737000001,null,null,null,40,101430,0.43778894884157793,484.69568055057073,1107.1446226157868,1262.8105422179976,9426731.9552623499,3727.5338645055986,0.33877909312716342]
[10,14,9,24,1039,65,82.231763855373416,126,154.48131845586707,1476.7130823112404,46,3394.0429373491806,353275,323635.788,2995931.273,435033.29609999998,40525.7166,4249831.0736999996,null,null,null,40,101430,0.43508968789433894,498.82950399778991,1146.4981080381986,1252.1441691084865,9767712.7083225269,3706.7929235204829,0.33779717263495723]
[10,14,9,25,1085,65,82.231763855373416,126,154.48131845586707,1522.7130823112404,46,3520.0429373491806,353275,323635.788,3118843.273,435033.29609999998,40525.7166,4372743.0736999996,null,null,null,40,101430,0.43258366713502128,512.96332744500899,1185.8129800469305,1242.2414020320373,10108433.133100154,3687.5486668501121,0.33687457827998091]
[10,14,9,26,1131,65,82.231763855373416,126,154.48131845586707,1568.7130823112404,46,3646.0429373491806,353275,323635.788,3241755.273,435033.29609999998,40525.7166,4495655.0736999996,null,null,null,40,101430,0.43025085257272305,527.097150892228,1225.0926354716182,1233.0230748665124,10448916.130725715,3669.6450076813544,0.33600609113021301]
[10,14,10,10,415,65,82.231763855373416,140,172.75702050651898,884.98878436189239,48,1811.1588192768672,353275,359595.32,1328603.273,486499.31790000002,42146.745300000002,2671549.6562000001,null,null,null,40,101430,0.48863124257387747,315.2600310068799,645.19008106448473,1475.0499115388679,5467414.7360793548,4140.7171848479957,0.35623053825952533]
[10,14,10,11,463,65,82.231763855373416,140,172.75702050651898,932.98878436189239,48,1951.1588192768672,353275,359595.32,1456859.273,486499.31790000002,42146.745300000002,2799805.6562000001,null,null,null,40,101430,0.4781716255715534,330.00836851702155,690.14627984788115,1434.9450329188678,5855231.6917813886,4056.8293098302343,0.35371097064444051]
[10,14,10,12,511,65,82.231763855373416,140,172.75702050651898,980.98878436189239,48,2091.1588192768672,353275,359595.32,1585115.273,486499.31790000002,42146.745300000002,2928061.6562000001,null,null,null,40,101430,0.46911252044506263,344.7567060271632,734.91260838674918,1400.2100792945614,6241704.3428711602,3984.2310810053286,0.35143796904000124]
[10,14,10,13,559,65,82.231763855373416,140,172.75702050651898,1028.9887843618924,48,2231.1588192768672,353275,359595.32,1713371.273,486499.31790000002,42146.745300000002,3056317.6562000001,null,null,null,40,101430,0.46119029065595346,359.50504353730486,779.51563773378416,1369.8341999462662,6627020.8156597707,3920.79069130998,0.34937702820565242]
[10,14,10,14,607,65,82.231763855373416,140,172.75702050651898,1076.9887843618924,48,2371.1588192768672,353275,359595.32,1841627.273,486499.31790000002,42146.745300000002,3184573.6562000001,null,null,null,40,101430,0.45420356308749571,374.25338104744657,823.97720199159278,1343.0452782274549,7011335.6982708694,3864.8807860944635,0.34749979431697503]
[10,14,10,15,655,65,82.231763855373416,140,172.75702050651898,1124.9887843618924,48,2511.1588192768672,353275,359595.32,1969883.273,486499.31790000002,42146.745300000002,3312829.6562000001,null,null,null,40,101430,0.44799587175686995,389.00171855758828,868.31540887211975,1319.2433830653417,7394777.1955253109,3815.2376686028347,0.34578275265049407]
[10,14,10,16,703,65,82.231763855373416,140,172.75702050651898,1172.9887843618924,48,2651.1588192768672,353275,359595.32,2098139.273,486499.31790000002,42146.745300000002,3441085.6562000001,null,null,null,40,101430,0.44244380073836465,403.75005606772987,912.54540213681059,1297.9553058597137,7777452.5271109855,3770.8651515853994,0.34420623747683188]
[10,14,10,17,751,65,82.231763855373416,140,172.75702050651898,1220.9887843618924,48,2791.1588192768672,353275,359595.32,2226395.273,486499.31790000002,42146.745300000002,3569341.6562000001,null,null,null,40,101430,0.43744869547703696,418.49839357787152,956.67994419665558,1278.8027795143264,8159452.0524625713,3730.967370863445,0.3427536754947223]
[10,14,10,18,799,65,82.231763855373416,140,172.75702050651898,1268.9887843618924,48,2931.1588192768672,353275,359595.32,2354651.273,486499.31790000002,42146.745300000002,3697597.6562000001,null,null,null,40,101430,0.43293074944160098,433.24673108801312,1000.7298664897786,1261.4798051336572,8540852.459490085,3694.9008718277828,0.34141100096946098]
[10,14,10,19,847,65,82.231763855373416,140,172.75702050651898,1316.9887843618924,48,3071.1588192768672,353275,359595.32,2482907.273,486499.31790000002,42146.745300000002,3825853.6562000001,null,null,null,40,101430,0.42882470815103907,447.99506859815483,1044.7044213701502,1245.7361801490995,8921719.2559941188,3662.1398147616737,0.34016619876927612]
[10,14,10,20,895,65,82.231763855373416,140,172.75702050651898,1364.9887843618924,48,3211.1588192768672,353275,359595.32,2611163.273,486499.31790000002,42146.745300000002,3954109.6562000001,null,null,null,40,101430,0.42507669697547978,462.7434061082966,1088.6115597510384,1231.3653352865381,9302108.7354155127,3632.2502923462198,0.33900894381679536]
[10,14,10,21,943,65,82.231763855373416,140,172.75702050651898,1412.9887843618924,48,3351.1588192768672,353275,359595.32,2739419.273,486499.31790000002,42146.745300000002,4082365.6562000001,null,null,null,40,101430,0.42164184407911631,477.49174361843814,1132.4581521582622,1218.1952203142973,9682069.5419195015,3604.8710924787165,0.33793031402869489]
[10,14,10,22,991,65,82.231763855373416,140,172.75702050651898,1460.9887843618924,48,3491.1588192768672,353275,359595.32,2867675.273,486499.31790000002,42146.745300000002,4210621.6562000001,null,null,null,40,101430,0.41848247530157073,492.24008112857985,1176.2501662079333,1206.081382751112,10061643.92695987,3579.6990955857982,0.33692255984262925]
[10,14,10,23,1039,65,82.231763855373416,140,172.75702050651898,1508.9887843618924,48,3631.1588192768672,353275,359595.32,2995931.273,486499.31790000002,42146.745300000002,4338877.6562000001,null,null,null,40,101430,0.41556672661935573,506.9884186387215,1219.9928102114507,1194.9016476842664,10440868.766019955,3556.4780544937512,0.33597891773139466]
[10,14,10,24,1087,65,82.231763855373416,140,172.75702050651898,1556.9887843618924,48,3771.1588192768672,353275,359595.32,3124187.273,486499.31790000002,42146.745300000002,4467133.6562000001,null,null,null,40,101430,0.4128674656721168,521.73675614886315,1263.6906502175352,1184.5519826220877,10819776.387284551,3534.9898769831048,0.33509345821183217]
[10,14,10,25,1135,65,82.231763855373416,140,172.75702050651898,1604.9887843618924,48,3911.1588192768672,353275,359595.32,3252443.273,486499.31790000002,42146.745300000002,4595389.6562000001,null,null,null,40,101430,0.41036144491279908,536.48509365900486,1307.3477060521775,1174.9432504525153,11198395.251614572,3515.047783297046,0.33426096112708931]
[10,14,10,26,1183,65,82.231763855373416,140,172.75702050651898,1652.9887843618924,48,4051.1588192768672,353275,359595.32,3380699.273,486499.31790000002,42146.745300000002,4723645.6562000001,null,null,null,40,101430,0.40802863035050085,551.23343116914646,1350.9675306255622,1165.998635669474,11576750.51404977,3496.4908845513942,0.33347681265843587]
[10,14,11,10,435,65,82.231763855373416,154,191.03272255717087,937.26448641254433,50,1992.2747012045538,353275,395554.85200000001,1382043.273,537965.33970000001,43767.7739,2814036.2385999998,null,null,null,40,101430,0.47044942439205933,329.56408627703723,700.53032098597657,1412.4740111930096,5981591.4160065213,4017.0084781599098,0.35162335824594232]
[10,14,11,11,485,65,82.231763855373416,154,191.03272255717087,987.26448641254433,50,2146.2747012045538,353275,395554.85200000001,1515643.273,537965.33970000001,43767.7739,2947636.2385999998,null,null,null,40,101430,0.45998980738973527,344.92693785010147,749.85778447446216,1373.3732392011373,6408046.8550715279,3930.927036617486,0.3493764260714714]
[10,14,11,12,535,65,82.231763855373416,154,191.03272255717087,1037.2644864125443,50,2300.2747012045538,353275,395554.85200000001,1649243.273,537965.33970000001,43767.7739,3081236.2385999998,null,null,null,40,101430,0.4509307022632445,360.2897894231657,798.99148054202703,1339.5079452881178,6833059.3218511557,3856.40687497503,0.34734611484603556]
[10,14,11,13,585,65,82.231763855373416,154,191.03272255717087,1087.2644864125443,50,2454.2747012045538,353275,395554.85200000001,1782843.273,537965.33970000001,43767.7739,3214836.2385999998,null,null,null,40,101430,0.44300847247413533,375.65264099622988,847.95814151875391,1309.8925874234515,7256827.8901177142,3791.2676123974097,0.34550253934597358]
[10,14,11,14,635,65,82.231763855373416,154,191.03272255717087,1137.2644864125443,50,2608.2747012045538,353275,395554.85200000001,1916443.273,537965.33970000001,43767.7739,3348436.2385999998,null,null,null,40,101430,0.43602174490567758,391.01549256929411,896.77979857146943,1283.7743804601469,7679516.6244130824,3733.8444107936662,0.34382106998059614]
[10,14,11,15,685,65,82.231763855373416,154,191.03272255717087,1187.2644864125443,50,2762.2747012045538,353275,395554.85200000001,2050043.273,537965.33970000001,43767.7739,3482036.2385999998,null,null,null,40,101430,0.42981405357505181,406.37834414235834,945.47477161865015,1260.5684138113884,8101261.9518750487,3682.8441573829778,0.34228122612365597]
[10,14,11,16,735,65,82.231763855373416,154,191.03272255717087,1237.2644864125443,50,2916.2747012045538,353275,395554.85200000001,2183643.273,537965.33970000001,43767.7739,3615636.2385999998,null,null,null,40,101430,0.42426198255654651,421.74119571542258,994.05841922027992,1239.8133266099142,8522178.246614052,3637.247236882502,0.3408658377791669]
[10,14,11,17,785,65,82.231763855373416,154,191.03272255717087,1287.2644864125443,50,3070.2747012045538,353275,395554.85200000001,2317243.273,537965.33970000001,43767.7739,3749236.2385999998,null,null,null,40,101430,0.41926687729521883,437.10404728848687,1042.5437137041197,1221.1403224401458,8942362.1126378588,3596.2388812339118,0.33956040262296427]
[10,14,11,18,835,65,82.231763855373416,154,191.03272255717087,1337.2644864125443,50,3224.2747012045538,353275,395554.85200000001,2450843.273,537965.33970000001,43767.7739,3882836.2385999998,null,null,null,40,101430,0.41474893125978285,452.46689886155104,1090.9416872689737,1204.2510637068751,9361895.7059510574,3559.1602043633616,0.33835258728464102]
[10,14,11,19,885,65,82.231763855373416,154,191.03272255717087,1387.2644864125443,50,3378.2747012045538,353275,395554.85200000001,2584443.273,537965.33970000001,43767.7739,4016436.2385999998,null,null,null,40,101430,0.41064288996922094,467.82975043461533,1139.2617816168222,1188.9016121680854,9780849.3382408172,3525.4726379995723,0.3372318364787234]
[10,14,11,20,935,65,82.231763855373416,154,191.03272255717087,1437.2644864125443,50,3532.2747012045538,353275,395554.85200000001,2718043.273,537965.33970000001,43767.7739,4150036.2385999998,null,null,null,40,101430,0.40689487879366165,483.19260200767957,1187.5121246062888,1174.8905704286058,10199283.537095718,3494.7316769373333,0.33618906372183655]
[10,14,11,21,985,65,82.231763855373416,154,191.03272255717087,1487.2644864125443,50,3686.2747012045538,353275,395554.85200000001,2851643.273,537965.33970000001,43767.7739,4283636.2385999998,null,null,null,40,101430,0.40346002589729818,498.55545358074374,1235.6997511016182,1162.0501958817663,10617250.690652467,3466.5672100280976,0.33521640443611866]
[10,14,11,22,1035,65,82.231763855373416,154,191.03272255717087,1537.2644864125443,50,3840.2747012045538,353275,395554.85200000001,2985243.273,537965.33970000001,43767.7739,4417236.2385999998,null,null,null,40,101430,0.40030065711975255,513.91830515380798,1283.8307807225656,1150.2396527058927,11034796.371286761,3440.6685872749076,0.33430701723495843]
[10,14,11,23,1085,65,82.231763855373416,154,191.03272255717087,1587.2644864125443,50,3994.2747012045538,353275,395554.85200000001,3118843.273,537965.33970000001,43767.7739,4550836.2385999998,null,null,null,40,101430,0.39738490843753754,529.28115672687227,1331.9105619987747,1139.3398248839408,11451960.409120742,3416.7731441211727,0.33345492276660649]
[10,14,11,24,1135,65,82.231763855373416,154,191.03272255717087,1637.2644864125443,50,4148.2747012045538,353275,395554.85200000001,3252443.273,537965.33970000001,43767.7739,4684436.2385999998,null,null,null,40,101430,0.39468564749029861,544.64400829993644,1379.9437901103913,1129.2492845877612,11868777.76882904,3394.6572839999599,0.33265487208686795]
[10,14,11,25,1185,65,82.231763855373416,154,191.03272255717087,1687.2644864125443,50,4302.2747012045538,353275,395554.85200000001,3386043.273,537965.33970000001,43767.7739,4818036.2385999998,null,null,null,40,101430,0.39217962673098089,560.00685987300074,1427.9346036940933,1119.8811264329063,12285279.270546418,3374.1294777396683,0.33190223843547212]
[10,14,11,26,1235,65,82.231763855373416,154,191.03272255717087,1737.2644864125443,50,4456.2747012045538,353275,395554.85200000001,3519643.273,537965.33970000001,43767.7739,4951636.2385999998,null,null,null,40,101430,0.38984681216868272,575.36971144606491,1475.8866649321437,1111.1604581446247,12701492.186285289,3355.0247158283064,0.33119292770106923]
[10,14,12,10,455,65,82.231763855373416,168,209.30842460782276,989.54018846319616,52,2173.3905831322404,353275,431514.38400000002,1435483.273,589431.3615,45388.802600000003,2956522.8210999998,null,null,null,40,101430,0.4552979092405442,343.86814154719451,755.2596543234315,1360.3274275714614,6493600.6976002194,3914.5779920003793,0.34750295698574746]
[10,14,12,11,507,65,82.231763855373416,168,209.30842460782276,1041.540188463196,52,2341.3905831322404,353275,431514.38400000002,1574427.273,589431.3615,45388.802600000003,3095466.8210999998,null,null,null,40,101430,0.44483829223822008,359.84550718318133,808.93554683119919,1322.0634111030286,6958633.9015136594,3826.5926539957713,0.34549363641372044]
[10,14,12,12,559,65,82.231763855373416,168,209.30842460782276,1093.540188463196,52,2509.3905831322404,353275,431514.38400000002,1713371.273,589431.3615,45388.802600000003,3234410.8210999998,null,null,null,40,101430,0.4357791871117293,375.82287281916808,862.4158379615568,1288.9228336160818,7422132.3934661644,3750.4074933332759,0.34367541018069925]
[10,14,12,13,611,65,82.231763855373416,168,209.30842460782276,1145.540188463196,52,2677.3905831322404,353275,431514.38400000002,1852315.273,589431.3615,45388.802600000003,3373354.8210999998,null,null,null,40,101430,0.42785695732262014,391.8002384551549,915.72716476764651,1259.9412436544392,7884305.170984244,3683.7990078805433,0.34202225500335875]
[10,14,12,14,663,65,82.231763855373416,168,209.30842460782276,1197.540188463196,52,2845.3905831322404,353275,431514.38400000002,1991259.273,589431.3615,45388.802600000003,3512298.8210999998,null,null,null,40,101430,0.42087022975416238,407.77760409114177,968.89153772965062,1234.3819656540572,8345324.930945849,3625.0691478743765,0.34051266756604048]
[10,14,12,15,715,65,82.231763855373416,168,209.30842460782276,1249.540188463196,52,3013.3905831322404,353275,431514.38400000002,2130203.273,589431.3615,45388.802600000003,3651242.8210999998,null,null,null,40,101430,0.41466253842353662,423.75496972712853,1021.9273034360892,1211.6726060997605,8805335.6228937581,3572.8987852497139,0.33912872402151617]
[10,14,12,16,767,65,82.231763855373416,168,209.30842460782276,1301.540188463196,52,3181.3905831322404,353275,431514.38400000002,2269147.273,589431.3615,45388.802600000003,3790186.8210999998,null,null,null,40,101430,0.40911046740503132,439.73233536311528,1074.8498764950139,1191.3616772350813,9264458.1916989256,3526.2476220584108,0.33785536494446072]
[10,14,12,17,819,65,82.231763855373416,168,209.30842460782276,1353.540188463196,52,3349.3905831322404,353275,431514.38400000002,2408091.273,589431.3615,45388.802600000003,3929130.8210999998,null,null,null,40,101430,0.40411536214370364,455.7097009991021,1127.6723027348105,1173.0882748783285,9722794.9965018108,3484.2842300298248,0.33667984510789667]
[10,14,12,18,871,65,82.231763855373416,168,209.30842460782276,1405.540188463196,52,3517.3905831322404,353275,431514.38400000002,2547035.273,589431.3615,45388.802600000003,4068074.8210999998,null,null,null,40,101430,0.39959741610826766,471.68706663508885,1180.4056973864144,1156.5604458512234,10180433.248742798,3446.3361453334337,0.33559130539755461]
[10,14,12,19,923,65,82.231763855373416,168,209.30842460782276,1457.540188463196,52,3685.3905831322404,353275,431514.38400000002,2685979.273,589431.3615,45388.802600000003,4207018.8211000003,null,null,null,40,101430,0.39549137481770574,487.66443227107567,1233.0595894685575,1141.5394721839068,10637447.714250315,3411.8536176126918,0.33458043636193674]
[10,14,12,20,975,65,82.231763855373416,168,209.30842460782276,1509.540188463196,52,3853.3905831322404,353275,431514.38400000002,2824923.273,589431.3615,45388.802600000003,4345962.8211000003,null,null,null,40,101430,0.39174336364214646,503.64179790706243,1285.642194993593,1127.8282663803286,11093902.856846634,3380.3828452301045,0.33363921130168817]
[10,14,12,21,1027,65,82.231763855373416,168,209.30842460782276,1561.540188463196,52,4021.3905831322404,353275,431514.38400000002,2963867.273,589431.3615,45388.802600000003,4484906.8211000003,null,null,null,40,101430,0.38830851074578299,519.61916354304935,1338.1606355860497,1115.2626755213237,11549854.553655375,3351.5459219110462,0.33276067268844184]
[10,14,12,22,1079,65,82.231763855373416,168,209.30842460782276,1613.540188463196,52,4189.3905831322409,353275,431514.38400000002,3102811.273,589431.3615,45388.802600000003,4623850.8211000003,null,null,null,40,101430,0.38514914196823735,535.596529179036,1390.6211148283066,1103.7048776682095,12005351.478730908,3325.0256103231995,0.33193875988249216]
[10,14,12,23,1131,65,82.231763855373416,168,209.30842460782276,1665.540188463196,52,4357.3905831322409,353275,431514.38400000002,3241755.273,589431.3615,45388.802600000003,4762794.8211000003,null,null,null,40,101430,0.38223339328602235,551.57389481502287,1443.0290615720337,1093.0383058836694,12460436.227497149,3300.5536394892401,0.33116816912353431]
[10,14,12,24,1183,65,82.231763855373416,168,209.30842460782276,1717.540188463196,52,4525.3905831322409,353275,431514.38400000002,3380699.273,589431.3615,45388.802600000003,4901738.8211000003,null,null,null,40,101430,0.37953413233878341,567.55126045100963,1495.3892472163652,1083.163702892489,12915146.236926278,3277.9016100221393,0.33044423895480296]
[10,14,12,25,1235,65,82.231763855373416,168,209.30842460782276,1769.540188463196,52,4693.3905831322409,353275,431514.38400000002,3519643.273,589431.3615,45388.802600000003,5040682.8211000003,null,null,null,40,101430,0.3770281115794657,583.5286260869965,1547.7058823079483,1073.9960230832321,13369514.543474302,3256.8738535409725,0.32976285584888432]
[10,14,12,26,1287,65,82.231763855373416,168,209.30842460782276,1821.540188463196,52,4861.3905831322409,353275,431514.38400000002,3658587.273,589431.3615,45388.802600000003,5179626.8211000003,null,null,null,40,101430,0.37469529701716747,599.50599172298325,1599.9826965949765,1065.4619768739165,13823570.41119468,3237.3017733775541,0.32912037599827909]
[10,14,13,10,475,65,82.231763855373416,182,227.58412665847467,1041.815890513848,54,2354.506465059927,353275,467473.91600000003,1488923.273,640897.38320000004,47009.831200000001,3099009.4035,null,null,null,40,101430,0.44247739642003137,358.17219681735185,809.47004234618362,1316.2033952763045,7003768.844657735,3828.4423652414075,0.34379605847698574]
[10,14,13,11,529,65,82.231763855373416,182,227.58412665847467,1095.815890513848,54,2536.506465059927,353275,467473.91600000003,1633211.273,640897.38320000004,47009.831200000001,3243297.4035,null,null,null,40,101430,0.4320177794177073,374.76407651626118,867.47373457959259,1278.6474027123206,7507323.9066302907,3738.7845582249224,0.34199547548131237]
[10,14,13,12,583,65,82.231763855373416,182,227.58412665847467,1149.815890513848,54,2718.506465059927,353275,467473.91600000003,1777499.273,640897.38320000004,47009.831200000001,3387585.4035,null,null,null,40,101430,0.42295867429121647,391.35595621517058,925.28178283846535,1246.120046816666,8009258.6094580423,3661.1391970993623,0.34036401779094844]
[10,14,13,13,637,65,82.231763855373416,182,227.58412665847467,1203.815890513848,54,2900.506465059927,353275,467473.91600000003,1921787.273,640897.38320000004,47009.831200000001,3531873.4035,null,null,null,40,101430,0.41503644450210736,407.94783591408003,982.92051533804192,1217.674722003736,8509791.0082302485,3593.2441620645372,0.33887892586294716]
[10,14,13,14,691,65,82.231763855373416,182,227.58412665847467,1257.815890513848,54,3082.506465059927,353275,467473.91600000003,2066075.273,640897.38320000004,47009.831200000001,3676161.4035,null,null,null,40,101430,0.40804971693364955,424.53971561298931,1040.4117390480167,1192.5883838950576,9009101.7122544497,3533.3717080851052,0.33752134856521382]
[10,14,13,15,745,65,82.231763855373416,182,227.58412665847467,1311.815890513848,54,3264.506465059927,353275,467473.91600000003,2210363.273,640897.38320000004,47009.831200000001,3820449.4035,null,null,null,40,101430,0.40184202560302384,441.13159531189859,1097.7736702623747,1170.2992303437675,9507341.5922058728,3480.1794823506511,0.33627553874126659]
[10,14,13,16,799,65,82.231763855373416,182,227.58412665847467,1365.815890513848,54,3446.506465059927,353275,467473.91600000003,2354651.273,640897.38320000004,47009.831200000001,3964737.4035,null,null,null,40,101430,0.39628995458451854,457.72347501080799,1155.0216444186633,1150.3641277640684,10004637.658980347,3432.6087503818053,0.33512823960380417]
[10,14,13,17,853,65,82.231763855373416,182,227.58412665847467,1419.815890513848,54,3628.506465059927,353275,467473.91600000003,2498939.273,640897.38320000004,47009.831200000001,4109025.4035,null,null,null,40,101430,0.39129484932319086,474.31535470971738,1212.1686639374993,1132.4288500183291,10501097.601001199,3389.8132543407764,0.33406821115240309]
[10,14,13,18,907,65,82.231763855373416,182,227.58412665847467,1473.815890513848,54,3810.506465059927,353275,467473.91600000003,2643227.273,640897.38320000004,47009.831200000001,4253313.4035,null,null,null,40,101430,0.38677690328775483,490.90723440862678,1269.2258256264101,1116.2068461272102,10996813.32405596,3351.1084612643435,0.33308586070236446]
[10,14,13,19,961,65,82.231763855373416,182,227.58412665847467,1527.815890513848,54,3992.506465059927,353275,467473.91600000003,2787515.273,640897.38320000004,47009.831200000001,4397601.4035,null,null,null,40,101430,0.38267086199719297,507.49911410753612,1326.202657445235,1101.4638152742173,11491863.74044895,3315.9346943123455,0.33217295176636086]
[10,14,13,20,1015,65,82.231763855373416,182,227.58412665847467,1581.815890513848,54,4174.506465059927,353275,467473.91600000003,2931803.273,640897.38320000004,47009.831200000001,4541889.4035,null,null,null,40,101430,0.37892285082163368,524.09099380644545,1383.1073862925866,1088.0063168010172,11986316.986857677,3283.829909755887,0.33132237256523961]
[10,14,13,21,1069,65,82.231763855373416,182,227.58412665847467,1635.815890513848,54,4356.506465059927,353275,467473.91600000003,3076091.273,640897.38320000004,47009.831200000001,4686177.4035,null,null,null,40,101430,0.37548799792527016,540.68287350535479,1439.9471527528337,1075.6732352163338,12480232.202906607,3254.4092986697724,0.3305279503890341]
[10,14,13,22,1123,65,82.231763855373416,182,227.58412665847467,1689.815890513848,54,4538.506465059927,353275,467473.91600000003,3220379.273,640897.38320000004,47009.831200000001,4830465.4035,null,null,null,40,101430,0.37232862914772458,557.27475320426424,1496.7281846681758,1064.32929879017,12973660.968722759,3227.3497973733943,0.32978430155181299]
[10,14,13,23,1177,65,82.231763855373416,182,227.58412665847467,1743.815890513848,54,4720.506465059927,353275,467473.91600000003,3364667.273,640897.38320000004,47009.831200000001,4974753.4035,null,null,null,40,101430,0.36941288046550957,573.86663290317358,1553.4559384611196,1053.8600974988244,13466648.475394338,3202.378181668907,0.3290867092248328]
[10,14,13,24,1231,65,82.231763855373416,182,227.58412665847467,1797.815890513848,54,4902.506465059927,353275,467473.91600000003,3508955.273,640897.38320000004,47009.831200000001,5119041.4035,null,null,null,40,101430,0.36671361951827064,590.45851260208292,1610.1352149880126,1044.1682106887974,13959234.48449081,3179.2618134558325,0.32843102328643858]
[10,14,13,25,1285,65,82.231763855373416,182,227.58412665847467,1851.815890513848,54,5084.506465059927,353275,467473.91600000003,3653243.273,640897.38320000004,47009.831200000001,5263329.4035,null,null,null,40,101430,0.36420759875895292,607.05039230099226,1666.7702551224429,1035.1701664027387,14451454.119702116,3157.8013750462778,0.32781357769456548]
[10,14,13,26,1339,65,82.231763855373416,182,227.58412665847467,1905.815890513848,54,5266.506465059927,353275,467473.91600000003,3797531.273,640897.38320000004,47009.831200000001,5407617.4035,null,null,null,40,101430,0.3618747841966547,623.6422719999016,1723.3648190888971,1026.7940311833174,14943338.523894519,3137.8251102809254,0.32723112190640541]
[10,14,14,10,495,65,82.231763855373416,196,245.85982870912656,1094.0915925644999,56,2535.622346987614,353275,503433.44799999997,1542363.273,692363.40500000003,48630.859900000003,3241495.986,null,null,null,40,101430,0.4314883854310203,372.47625208750912,863.23587068383529,1278.3827961661705,7512359.7654325599,3755.0524671728667,0.34044339122873807]
[10,14,14,11,551,65,82.231763855373416,196,245.85982870912656,1150.0915925644999,56,2731.622346987614,353275,503433.44799999997,1691995.273,692363.40500000003,48630.859900000003,3391127.986,null,null,null,40,101430,0.42102876842869624,389.6826458493411,925.54873935018577,1241.4336812345714,8054385.4488122975,3663.9107610306023,0.33882748849630145]
[10,14,14,12,607,65,82.231763855373416,196,245.85982870912656,1206.0915925644999,56,2927.622346987614,353275,503433.44799999997,1841627.273,692363.40500000003,48630.859900000003,3540759.986,null,null,null,40,101430,0.41196966330220547,406.88903961117296,987.66748102200529,1209.4319438457387,8594710.4881023355,3584.9717177076577,0.33736164161961285]
[10,14,14,13,663,65,82.231763855373416,196,245.85982870912656,1262.0915925644999,56,3123.622346987614,353275,503433.44799999997,1991259.273,692363.40500000003,48630.859900000003,3690391.986,null,null,null,40,101430,0.40404743351309635,424.09543337300488,1049.6179364031495,1181.4462748745621,9133561.2600638811,3515.9383790732063,0.33602587630844333]
[10,14,14,14,719,65,82.231763855373416,196,245.85982870912656,1318.0915925644999,56,3319.622346987614,353275,503433.44799999997,2140891.273,692363.40500000003,48630.859900000003,3840023.986,null,null,null,40,101430,0.39706070594463855,441.30182713483691,1111.4215547593542,1156.7653138159155,9671125.6703876946,3455.0562471274893,0.33480361275670767]
[10,14,14,15,775,65,82.231763855373416,196,245.85982870912656,1374.0915925644999,56,3515.622346987614,353275,503433.44799999997,2290523.273,692363.40500000003,48630.859900000003,3989655.986,null,null,null,40,101430,0.39085301461401284,458.50822089666883,1173.0962887659161,1134.8363368386308,10207560.992982084,3400.9620729092289,0.33368097394508034]
[10,14,14,16,831,65,82.231763855373416,196,245.85982870912656,1430.0915925644999,56,3711.622346987614,353275,503433.44799999997,2440155.273,692363.40500000003,48630.859900000003,4139287.986,null,null,null,40,101430,0.38530094359550754,475.71461465850075,1234.6572791109236,1115.2233710746291,10742999.867420299,3352.5805549408446,0.33264625645790241]
[10,14,14,17,887,65,82.231763855373416,196,245.85982870912656,1486.0915925644999,56,3907.622346987614,353275,503433.44799999997,2589787.273,692363.40500000003,48630.859900000003,4288919.9859999996,null,null,null,40,101430,0.38030583833417986,492.92100842033267,1296.1173843121398,1097.5779144240441,11277554.940386483,3309.052125891837,0.3316895209464949]
[10,14,14,18,943,65,82.231763855373416,196,245.85982870912656,1542.0915925644999,56,4103.622346987614,353275,503433.44799999997,2739419.273,692363.40500000003,48630.859900000003,4438551.9859999996,null,null,null,40,101430,0.37578789229874382,510.12740218216464,1357.4875950942655,1081.6180463637704,11811322.495816054,3269.6814335568461,0.33080227182473787]
[10,14,14,19,999,65,82.231763855373416,196,245.85982870912656,1598.0915925644999,56,4299.622346987614,353275,503433.44799999997,2889051.273,692363.40500000003,48630.859900000003,4588183.9859999996,null,null,null,40,101430,0.37168185100818196,527.33379594399662,1418.7773616430582,1067.1132522087692,12344385.321796227,3233.8999127036873,0.32997720430890326]
[10,14,14,20,1055,65,82.231763855373416,196,245.85982870912656,1654.0915925644999,56,4495.622346987614,353275,503433.44799999997,3038683.273,692363.40500000003,48630.859900000003,4737815.9859999996,null,null,null,40,101430,0.36793383983262268,544.54018970582854,1479.9948543834569,1053.8732171616075,12876814.995105479,3201.2381475050161,0.32920800284195545]
[10,14,14,21,1111,65,82.231763855373416,196,245.85982870912656,1710.0915925644999,56,4691.622346987614,353275,503433.44799999997,3188315.273,692363.40500000003,48630.859900000003,4887447.9859999996,null,null,null,40,101430,0.36449898693625915,561.74658346766046,1541.1471735198388,1041.7394292406282,13408673.716885073,3171.305161466812,0.32848917912358716]
[10,14,14,22,1167,65,82.231763855373416,196,245.85982870912656,1766.0915925644999,56,4887.622346987614,353275,503433.44799999997,3337947.273,692363.40500000003,48630.859900000003,5037079.9859999996,null,null,null,40,101430,0.36133961815871357,578.95297722949238,1602.2405187111119,1030.5788026089933,13940015.799072945,3143.7726902671416,0.3278159409551395]
[10,14,14,23,1223,65,82.231763855373416,196,245.85982870912656,1822.0915925644999,56,5083.622346987614,353275,503433.44799999997,3487579.273,692363.40500000003,48630.859900000003,5186711.9859999996,null,null,null,40,101430,0.35842386947649857,596.15937099132429,1663.2803274571359,1020.2787760261,14470888.876734085,3118.3630927042987,0.327184085269973]
[10,14,14,24,1279,65,82.231763855373416,196,245.85982870912656,1878.0915925644999,56,5279.622346987614,353275,503433.44799999997,3637211.273,692363.40500000003,48630.859900000003,5336343.9859999996,null,null,null,40,101430,0.35572460852925963,613.36576475315633,1724.2713887271163,1010.7435030856331,15001334.903498866,3094.8399543431638,0.32658991030124174]
[10,14,14,25,1335,65,82.231763855373416,196,245.85982870912656,1934.0915925644999,56,5475.622346987614,353275,503433.44799999997,3786843.273,692363.40500000003,48630.859900000003,5485975.9859999996,null,null,null,40,101430,0.35321858776994192,630.57215851498813,1785.2179368479101,1001.8908606766014,15531390.974068938,3073.0007091738207,0.32603014300831734]
[10,14,14,26,1391,65,82.231763855373416,196,245.85982870912656,1990.0915925644999,56,5671.622346987614,353275,503433.44799999997,3936475.273,692363.40500000003,48630.859900000003,5635607.9859999996,null,null,null,40,101430,0.35088577320764369,647.77855227682016,1846.1237295405651,993.65007773423247,16061090.007854119,3052.6707911207859,0.32550187875627906]
[10,14,15,10,515,65,82.231763855373416,210,264.13553075977848,1146.3672946151519,58,2716.7382289153006,353275,539392.98,1595803.273,743829.42680000002,50251.888599999998,3383982.5684000002,null,null,null,40,101430,0.42196457590721081,386.78030735766646,916.61795667586716,1245.6049436040539,8019589.2300664401,3691.8135235830414,0.33739649514993608]
[10,14,15,11,573,65,82.231763855373416,210,264.13553075977848,1204.3672946151519,58,2926.7382289153006,353275,539392.98,1750779.273,743829.42680000002,50251.888599999998,3538958.5684000002,null,null,null,40,101430,0.41150495890488675,404.60121518242096,983.22318219241311,1209.1817892871886,8600038.6917159799,3599.3441087544043,0.33594503685996285]
[10,14,15,12,631,65,82.231763855373416,210,264.13553075977848,1262.3672946151519,58,3136.7382289153006,353275,539392.98,1905755.273,743829.42680000002,50251.888599999998,3693934.5684000002,null,null,null,40,101430,0.40244585377839598,422.42212300717546,1049.6371599837112,1177.6355879376015,9178711.9527613763,3519.2490407564696,0.33462695430172407]
[10,14,15,13,689,65,82.231763855373416,210,264.13553075977848,1320.3672946151519,58,3346.7382289153006,353275,539392.98,2060731.273,743829.42680000002,50251.888599999998,3848910.5684000002,null,null,null,40,101430,0.39452362398928686,440.2430308319299,1115.8850929643811,1150.0482873626113,9755843.0836059041,3449.1997363189771,0.33342467101947398]
[10,14,15,14,747,65,82.231763855373416,210,264.13553075977848,1378.3672946151519,58,3556.7382289153006,353275,539392.98,2215707.273,743829.42680000002,50251.888599999998,4003886.5684000002,null,null,null,40,101430,0.38753689642082906,458.06393865668446,1181.9879420184795,1125.7186530806589,10331626.757074432,3387.4174397901115,0.33232356894000342]
[10,14,15,15,805,65,82.231763855373416,210,264.13553075977848,1436.3672946151519,58,3766.7382289153006,353275,539392.98,2370683.273,743829.42680000002,50251.888599999998,4158862.5684000002,null,null,null,40,101430,0.38132920509020329,475.88484648143896,1247.9632824579187,1104.1018291341788,10906226.20271438,3332.5199762479851,0.3313113910804712]
[10,14,15,16,863,65,82.231763855373416,210,264.13553075977848,1494.3672946151519,58,3976.7382289153006,353275,539392.98,2525659.273,743829.42680000002,50251.888599999998,4313838.5684000002,null,null,null,40,101430,0.37577713407169805,493.7057543061934,1313.8259610335808,1084.7680486104482,11479779.308742993,3283.4170554989973,0.33037778335033668]
[10,14,15,17,921,65,82.231763855373416,210,264.13553075977848,1552.3672946151519,58,4186.7382289153011,353275,539392.98,2680635.273,743829.42680000002,50251.888599999998,4468814.5684000002,null,null,null,40,101430,0.37078202881037031,511.52666213094795,1379.5886056617887,1067.37377024233,12052403.356098238,3239.2370813118814,0.32951393906927212]
[10,14,15,18,979,65,82.231763855373416,210,264.13553075977848,1610.3672946151519,58,4396.7382289153011,353275,539392.98,2835611.273,743829.42680000002,50251.888599999998,4623790.5684000002,null,null,null,40,101430,0.36626408277493433,529.34756995570251,1445.2620249989989,1051.6410865687892,12624198.729462355,3199.2749331514633,0.32871232030467112]
[10,14,15,19,1037,65,82.231763855373416,210,264.13553075977848,1668.3672946151519,58,4606.7382289153011,353275,539392.98,2990587.273,743829.42680000002,50251.888599999998,4778766.5684000002,null,null,null,40,101430,0.36215804148437242,547.1684777804569,1510.8555246703474,1037.3427642187139,13195251.854213571,3162.9540286174592,0.32796643733457637]
[10,14,15,20,1095,65,82.231763855373416,210,264.13553075977848,1726.3672946151519,58,4816.7382289153011,353275,539392.98,3145563.273,743829.42680000002,50251.888599999998,4933742.5684000002,null,null,null,40,101430,0.35841003030881313,564.98938560521151,1576.3771597530504,1024.2911974741189,13765637.541348971,3129.7983086661338,0.32727067256632719]
[10,14,15,21,1153,65,82.231763855373416,210,264.13553075977848,1784.3672946151519,58,5026.7382289153011,353275,539392.98,3300539.273,743829.42680000002,50251.888599999998,5088718.5684000002,null,null,null,40,101430,0.35497517741244966,582.8102934299659,1641.8339380186915,1012.3301307283499,14335420.87508384,3099.4112440847157,0.32662013879584417]
[10,14,15,22,1211,65,82.231763855373416,210,264.13553075977848,1842.3672946151519,58,5236.7382289153011,353275,539392.98,3455515.273,743829.42680000002,50251.888599999998,5243694.5684000002,null,null,null,40,101430,0.35181580863490403,600.63120125472051,1707.2319847856068,1001.3283725853069,14904658.743907245,3071.4598924723878,0.3260105642399525]
[10,14,15,23,1269,65,82.231763855373416,210,264.13553075977848,1900.3672946151519,58,5446.7382289153011,353275,539392.98,3610491.273,743829.42680000002,50251.888599999998,5398670.5684000002,null,null,null,40,101430,0.34890005995268902,618.45210907947501,1772.5766775830803,991.17496408307238,15473401.091266887,3045.6626428009549,0.32543819862187184]
[10,14,15,24,1327,65,82.231763855373416,210,264.13553075977848,1958.3672946151519,58,5656.7382289153011,353275,539392.98,3765467.273,743829.42680000002,50251.888599999998,5553646.5684000002,null,null,null,40,101430,0.34620079900545009,636.27301690422951,1837.8727568858469,981.77542316289066,16041691.94400846,3021.7796893759419,0.32489973594522603]
[10,14,15,25,1385,65,82.231763855373416,210,264.13553075977848,2016.3672946151519,58,5866.7382289153011,353275,539392.98,3920443.273,743829.42680000002,50251.888599999998,5708622.5684000002,null,null,null,40,101430,0.34369477824613237,654.09392472898389,1903.1244177371914,973.04879571394918,16609570.263319124,2999.6055513819501,0.324392250596301]
[10,14,15,26,1443,65,82.231763855373416,210,264.13553075977848,2074.3672946151519,58,6076.7382289153011,353275,539392.98,4075419.273,743829.42680000002,50251.888599999998,5863598.5684000002,null,null,null,40,101430,0.3413619636838342,671.91483255373851,1968.3353860011739,964.92531807835894,17177070.65291499,2978.9631432310812,0.32391314416591582]
[10,14,16,10,535,65,82.231763855373416,224,282.41123281043036,1198.6429966658038,60,2897.8541108429872,353275,575352.51199999999,1649243.273,795295.4486,51872.917200000004,3526469.1508999998,null,null,null,40,101430,0.41363124257387751,401.08436262782379,969.66650810035753,1216.9243226122021,8525635.3676831722,3636.7855560724479,0.33461536399369707]
[10,14,16,11,595,65,82.231763855373416,224,282.41123281043036,1258.6429966658038,60,3121.8541108429872,353275,575352.51199999999,1809563.273,795295.4486,51872.917200000004,3686789.1508999998,null,null,null,40,101430,0.40317162557155345,419.51978451550087,1040.5488826768787,1180.9613838332286,9144465.8230599351,3543.1196095104019,0.33331118166694268]
[10,14,16,12,655,65,82.231763855373416,224,282.41123281043036,1318.6429966658038,60,3345.8541108429872,353275,575352.51199999999,1969883.273,795295.4486,51872.917200000004,3847109.1508999998,null,null,null,40,101430,0.39411252044506268,437.95520640317795,1111.2440830567998,1149.8137765179813,9761448.7013052292,3461.9839237154774,0.33212568338098342]
[10,14,16,13,715,65,82.231763855373416,224,282.41123281043036,1378.6429966658038,60,3569.8541108429872,353275,575352.51199999999,2130203.273,795295.4486,51872.917200000004,4007429.1508999998,null,null,null,40,101430,0.38619029065595356,456.39062829085503,1181.7765472965789,1122.5750482896544,10376825.227946233,3391.0210521895578,0.33104337337121981]
[10,14,16,14,775,65,82.231763855373416,224,282.41123281043036,1438.6429966658038,60,3793.8541108429872,353275,575352.51199999999,2290523.273,795295.4486,51872.917200000004,4167749.1508999998,null,null,null,40,101430,0.37920356308749575,474.82605017853211,1252.1666366013887,1098.5528249373094,10990796.386332845,3328.4301218715009,0.3300513409365548]
[10,14,16,15,835,65,82.231763855373416,224,282.41123281043036,1498.6429966658038,60,4017.8541108429872,353275,575352.51199999999,2450843.273,795295.4486,51872.917200000004,4328069.1508999998,null,null,null,40,101430,0.37299587175686999,493.26147206620919,1322.4314514336822,1077.2091348927834,11603530.973360891,3272.8117182742558,0.32913874295854473]
[10,14,16,16,895,65,82.231763855373416,224,282.41123281043036,1558.6429966658038,60,4241.8541108429872,353275,575352.51199999999,2611163.273,795295.4486,51872.917200000004,4488389.1508999998,null,null,null,40,101430,0.36744380073836469,511.69689395388627,1392.5854591250425,1058.1196414542899,12215171.794563783,3223.0619108191968,0.32829640594317677]
[10,14,16,17,955,65,82.231763855373416,224,282.41123281043036,1618.6429966658038,60,4465.8541108429872,353275,575352.51199999999,2771483.273,795295.4486,51872.917200000004,4648709.1508999998,null,null,null,40,101430,0.36244869547703701,530.13231584156324,1462.6409819018093,1040.9451440833307,12825840.481362989,3178.298166390819,0.32751651657194797]
[10,14,16,18,1015,65,82.231763855373416,224,282.41123281043036,1678.6429966658038,60,4689.8541108429872,353275,575352.51199999999,2931803.273,795295.4486,51872.917200000004,4809029.1508999998,null,null,null,40,101430,0.35793074944160103,548.56773772924043,1532.6085802492451,1025.4112467481807,13435641.275216047,3137.8064907378407,0.32679237861703192]
[10,14,16,19,1075,65,82.231763855373416,224,282.41123281043036,1738.6429966658038,60,4913.8541108429872,353275,575352.51199999999,3092123.273,795295.4486,51872.917200000004,4969349.1508999998,null,null,null,40,101430,0.35382470815103911,567.0031596169174,1602.4973568970702,1011.2935872274157,14044664.028226355,3101.0030247343325,0.32611822018911274]
[10,14,16,20,1135,65,82.231763855373416,224,282.41123281043036,1798.6429966658038,60,5137.8541108429872,353275,575352.51199999999,3252443.273,795295.4486,51872.917200000004,5129669.1508999998,null,null,null,40,101430,0.35007669697547983,585.43858150459459,1672.3151999620243,998.40693024756661,14652986.603178222,3067.4056846359313,0.3254890395647379]
[10,14,16,21,1195,65,82.231763855373416,224,282.41123281043036,1858.6429966658038,60,5361.8541108429872,353275,575352.51199999999,3412763.273,795295.4486,51872.917200000004,5289989.1508999998,null,null,null,40,101430,0.34664184407911636,603.87400339227156,1742.0689789962157,986.59699453010649,15260676.808709852,3036.6129095041301,0.32490048087532331]
[10,14,16,22,1255,65,82.231763855373416,224,282.41123281043036,1918.6429966658038,60,5585.8541108429872,353275,575352.51199999999,3573083.273,795295.4486,51872.917200000004,5450309.1508999998,null,null,null,40,101430,0.34348247530157078,622.30942527994864,1811.7647042504086,975.73424631458124,15867793.971384784,3008.2875210451648,0.3243487331209563]
[10,14,16,23,1315,65,82.231763855373416,224,282.41123281043036,1978.6429966658038,60,5809.8541108429872,353275,575352.51199999999,3733403.273,795295.4486,51872.917200000004,5610629.1508999998,null,null,null,40,101430,0.34056672661935578,640.74484716762572,1881.4076569604895,965.70912863292313,16474390.221736103,2982.144316309867,0.32383044755791718]
[10,14,16,24,1375,65,82.231763855373416,224,282.41123281043036,2038.6429966658038,60,6033.8541108429872,353275,575352.51199999999,3893723.273,795295.4486,51872.917200000004,5770949.1508999998,null,null,null,40,101430,0.33786746567211678,659.1802690553028,1951.0024966268984,956.4283532304911,17080511.553210635,2957.9404233690225,0.32334266967457798]
[10,14,16,25,1435,65,82.231763855373416,224,282.41123281043036,2098.6429966658038,60,6257.8541108429872,353275,575352.51199999999,4054043.273,795295.4486,51872.917200000004,5931269.1508999998,null,null,null,40,101430,0.33536144491279912,677.61569094297988,2020.5533498914101,947.81198887162839,17686198.699462425,2935.4677277812784,0.32288278283611571]
[10,14,16,26,1495,65,82.231763855373416,224,282.41123281043036,2158.6429966658038,60,6481.8541108429872,353275,575352.51199999999,4214363.273,795295.4486,51872.917200000004,6091589.1508999998,null,null,null,40,101430,0.3330286303505009,696.05111283065696,2090.063884591807,939.79115337946962,18291487.865338799,2914.546869009358,0.32244846132767824]
[10,14,17,10,555,65,82.231763855373416,238,300.68693486108225,1250.9186987164558,62,3078.9699927706743,353275,611312.04399999999,1702683.273,846761.47039999999,53493.945899999999,3668955.7333,null,null,null,40,101430,0.40627830139740689,415.38841789798113,1022.4233400337642,1191.6178923252742,9030646.5314506516,3588.4898061863419,0.33206667893301411]
[10,14,17,11,617,65,82.231763855373416,238,300.68693486108225,1312.9186987164558,62,3316.9699927706743,353275,611312.04399999999,1868347.273,846761.47039999999,53493.945899999999,3834619.7333,null,null,null,40,101430,0.39581868439508283,434.43835384858079,1097.5690915463456,1156.0610260797346,9687818.9041997436,3493.7388113905681,0.33089509218910451]
[10,14,17,12,679,65,82.231763855373416,238,300.68693486108225,1374.9186987164558,62,3554.9699927706743,353275,611312.04399999999,2034011.273,846761.47039999999,53493.945899999999,4000283.7333,null,null,null,40,101430,0.38675957926859206,453.48828979918045,1172.5327932582309,1125.2651193830225,10343076.028997557,3411.6604297285176,0.3298291675155271]
[10,14,17,13,741,65,82.231763855373416,238,300.68693486108225,1436.9186987164558,62,3792.9699927706743,353275,611312.04399999999,2199675.273,846761.47039999999,53493.945899999999,4165947.7333,null,null,null,40,101430,0.37883734947948294,472.53822574978005,1247.3380103599627,1098.3339549899865,10996665.822528077,3339.8707477181156,0.32885522762831348]
[10,14,17,14,803,65,82.231763855373416,238,300.68693486108225,1498.9186987164558,62,4030.9699927706743,353275,611312.04399999999,2365339.273,846761.47039999999,53493.945899999999,4331611.7333000004,null,null,null,40,101430,0.37185062191102514,491.58816170037971,1322.0044091199741,1074.5829765755302,11648795.183014659,3276.548628307225,0.32796185818572632]
[10,14,17,15,865,65,82.231763855373416,238,300.68693486108225,1560.9186987164558,62,4268.9699927706743,353275,611312.04399999999,2531003.273,846761.47039999999,53493.945899999999,4497275.7333000004,null,null,null,40,101430,0.36564293058039937,510.63809765097938,1396.548531214383,1053.4802870327285,12299638.136526946,3220.2788752407355,0.32713945836569025]
[10,14,17,16,927,65,82.231763855373416,238,300.68693486108225,1622.9186987164558,62,4506.9699927706743,353275,611312.04399999999,2696667.273,846761.47039999999,53493.945899999999,4662939.7333000004,null,null,null,40,101430,0.36009085956189413,529.68803360157904,1470.9843905674973,1034.6063410223855,12949342.116018545,3169.9450811433967,0.32637989445836202]
[10,14,17,17,989,65,82.231763855373416,238,300.68693486108225,1684.9186987164558,62,4744.9699927706743,353275,611312.04399999999,2862331.273,846761.47039999999,53493.945899999999,4828603.7333000004,null,null,null,40,101430,0.35509575430056645,548.73796955217858,1545.3239384205817,1017.6257680606839,13598032.854065167,3124.6547168959873,0.32567622993928336]
[10,14,17,18,1051,65,82.231763855373416,238,300.68693486108225,1746.9186987164558,62,4982.9699927706743,353275,611312.04399999999,3027995.273,846761.47039999999,53493.945899999999,4994267.7333000004,null,null,null,40,101430,0.35057780826513041,567.78790550277824,1619.5774293659199,1002.2672704358789,14245818.233711915,3083.6856841561803,0.32502251302247726]
[10,14,17,19,1113,65,82.231763855373416,238,300.68693486108225,1808.9186987164558,62,5220.9699927706743,353275,611312.04399999999,3193659.273,846761.47039999999,53493.945899999999,5159931.7333000004,null,null,null,40,101430,0.34647176697456855,586.83784145337791,1693.7537121068008,988.30901929391712,14892791.34740263,3046.4474831467064,0.32441360790276375]
[10,14,17,20,1175,65,82.231763855373416,238,300.68693486108225,1870.9186987164558,62,5458.9699927706743,353275,611312.04399999999,3359323.273,846761.47039999999,53493.945899999999,5325595.7333000004,null,null,null,40,101430,0.34272375579900921,605.88777740397757,1767.8604624048915,975.56787093002038,15539032.947693763,3012.4525360296448,0.32384505955263959]
[10,14,17,21,1237,65,82.231763855373416,238,300.68693486108225,1932.9186987164558,62,5696.9699927706743,353275,611312.04399999999,3524987.273,846761.47039999999,53493.945899999999,5491259.7333000004,null,null,null,40,101430,0.33928890290264574,624.93771335457723,1841.9043711957017,963.89128611989179,16184613.426315911,2981.2946965066467,0.32331298453968277]
[10,14,17,22,1299,65,82.231763855373416,238,300.68693486108225,1994.9186987164558,62,5934.9699927706743,353275,611312.04399999999,3690651.273,846761.47039999999,53493.945899999999,5656923.7333000004,null,null,null,40,101430,0.33612953412510016,643.98764930517677,1915.8912976254519,953.15119372276456,16829594.424192343,2952.6329287727986,0.3228139822036471]
[10,14,17,23,1361,65,82.231763855373416,238,300.68693486108225,2056.9186987164558,62,6172.9699927706743,353275,611312.04399999999,3856315.273,846761.47039999999,53493.945899999999,5822587.7333000004,null,null,null,40,101430,0.33321378544288516,663.03758525577643,1989.8263944107589,943.23927382396801,17474030.150280748,2926.1787609578778,0.3223450618974491]
[10,14,17,24,1423,65,82.231763855373416,238,300.68693486108225,2118.9186987164558,62,6410.9699927706743,353275,611312.04399999999,4021979.273,846761.47039999999,53493.945899999999,5988251.7333000004,null,null,null,40,101430,0.33051452449564622,682.0875212063761,2063.7142111900171,934.06329152543276,18117968.468877491,2901.6865323930192,0.32190358300181765]
[10,14,17,25,1485,65,82.231763855373416,238,300.68693486108225,2180.9186987164558,62,6648.9699927706743,353275,611312.04399999999,4187643.273,846761.47039999999,53493.945899999999,6153915.7333000004,null,null,null,40,101430,0.3280085037363285,701.13745715697576,2137.5587802461032,925.54421812840428,18761451.80146005,2878.9457348207461,0.32148720517166401]
[10,14,17,26,1547,65,82.231763855373416,238,300.68693486108225,2242.9186987164558,62,6886.9699927706743,353275,611312.04399999999,4353307.273,846761.47039999999,53493.945899999999,6319579.7333000004,null,null,null,40,101430,0.32567568917403028,720.18739310757542,2211.363688011515,917.61394923339071,19404517.878954057,2857.7749411272994,0.32109384683435632]
[10,14,18,10,575,65,82.231763855373416,252,318.96263691173414,1303.1944007671075,64,3260.0858746983608,353275,647271.576,1756123.273,898227.49219999998,55114.974600000001,3811442.3158,null,null,null,40,101430,0.39974235368498856,429.69247316813835,1074.9235581545397,1169.1232876257825,9534747.2706714422,3545.779871373662,0.32972246728132487]
[10,14,18,11,639,65,82.231763855373416,252,318.96263691173414,1367.1944007671075,64,3512.0858746983608,353275,647271.576,1927131.273,898227.49219999998,55114.974600000001,3982450.3158,null,null,null,40,101430,0.3892827366826645,449.35692318166059,1154.3201915680309,1133.9273747432953,10230225.849999962,3450.0395512963819,0.32867083344514486]
[10,14,18,12,703,65,82.231763855373416,252,318.96263691173414,1431.1944007671075,64,3764.0858746983608,353275,647271.576,2098139.273,898227.49219999998,55114.974600000001,4153458.3158,null,null,null,40,101430,0.38022363155617372,469.02137319518278,1233.5408277375577,1103.4440908186148,10923724.805768935,3367.1024277223137,0.32771325331051565]
[10,14,18,13,767,65,82.231763855373416,252,318.96263691173414,1495.1944007671075,64,4016.0858746983608,353275,647271.576,2269147.273,898227.49219999998,55114.974600000001,4324466.3158,null,null,null,40,101430,0.37230140176706461,488.68582320870496,1312.608066714876,1076.786316501393,11615498.344202805,3294.5602159773111,0.32683764931034076]
[10,14,18,14,831,65,82.231763855373416,252,318.96263691173414,1559.1944007671075,64,4268.0858746983613,353275,647271.576,2440155.273,898227.49219999998,55114.974600000001,4495474.3158,null,null,null,40,101430,0.3653146741986068,508.3502732222272,1391.5407979090865,1053.2764446983933,12305758.934079159,3230.573133410513,0.32603392686128435]
[10,14,18,15,895,65,82.231763855373416,252,318.96263691173414,1623.1944007671075,64,4520.0858746983613,353275,647271.576,2611163.273,898227.49219999998,55114.974600000001,4666482.3158,null,null,null,40,101430,0.35910698286798104,528.01472323574944,1470.3549316106287,1032.3879778237911,12994685.534937836,3173.711472955752,0.32529358343413106]
[10,14,18,16,959,65,82.231763855373416,252,318.96263691173414,1687.1944007671075,64,4772.0858746983613,353275,647271.576,2782171.273,898227.49219999998,55114.974600000001,4837490.3158,null,null,null,40,101430,0.35355491184947574,547.67917324927168,1549.0639640227751,1013.7056295273595,13682429.95257625,3122.8473633891854,0.32460940659846987]
[10,14,18,17,1023,65,82.231763855373416,252,318.96263691173414,1751.1944007671075,64,5024.0858746983613,353275,647271.576,2953179.273,898227.49219999998,55114.974600000001,5008498.3158,null,null,null,40,101430,0.34855980658814806,567.34362326279381,1627.6794183936324,996.89743381833125,14369121.800918583,3077.0790974998276,0.32397523827981062]
[10,14,18,18,1087,65,82.231763855373416,252,318.96263691173414,1815.1944007671075,64,5276.0858746983613,353275,647271.576,3124187.273,898227.49219999998,55114.974600000001,5179506.3158,null,null,null,40,101430,0.34404186055271208,587.00807327631605,1706.211192827735,981.69484704716638,15054872.414213529,3035.6771409907542,0.32338578888753977]
[10,14,18,19,1151,65,82.231763855373416,252,318.96263691173414,1879.1944007671075,64,5528.0858746983613,353275,647271.576,3295195.273,898227.49219999998,55114.974600000001,5350514.3158,null,null,null,40,101430,0.33993581926215016,606.67252328983818,1784.6678370248096,967.87829224191864,15739777.959802281,2998.0449049216222,0.32283648942450438]
[10,14,18,20,1215,65,82.231763855373416,252,318.96263691173414,1943.1944007671075,64,5780.0858746983613,353275,647271.576,3466203.273,898227.49219999998,55114.974600000001,5521522.3158,null,null,null,40,101430,0.33618780808659088,626.33697330336054,1863.0567743314382,955.26648486997919,16423921.935763836,2963.6897768459753,0.32232337282163015]
[10,14,18,21,1279,65,82.231763855373416,252,318.96263691173414,2007.1944007671075,64,6032.0858746983613,353275,647271.576,3637211.273,898227.49219999998,55114.974600000001,5692530.3158,null,null,null,40,101430,0.33275295519022741,646.00142331688266,1941.3844813116027,943.70843419970072,17107377.190731276,2932.2014111928202,0.32184297797462691]
[10,14,18,22,1343,65,82.231763855373416,252,318.96263691173414,2071.1944007671077,64,6284.0858746983613,353275,647271.576,3808219.273,898227.49219999998,55114.974600000001,5863538.3158,null,null,null,40,101430,0.32959358641268183,665.66587333040491,2019.6566340248178,933.07736919670515,17790207.569233544,2903.2352415691225,0.32139227157231715]
[10,14,18,23,1407,65,82.231763855373416,252,318.96263691173414,2135.1944007671077,64,6536.0858746983613,353275,647271.576,3979227.273,898227.49219999998,55114.974600000001,6034546.3158,null,null,null,40,101430,0.32667783773046682,685.33032334392715,2097.8782279971342,923.26606954934107,18472469.261133857,2876.4998059639361,0.32096858398359873]
[10,14,18,24,1471,65,82.231763855373416,252,318.96263691173414,2199.1944007671077,64,6788.0858746983613,353275,647271.576,4150235.273,898227.49219999998,55114.974600000001,6205554.3158,null,null,null,40,101430,0.32397857678322789,704.99477335744928,2176.0536772440882,914.18323667649179,19154211.915443476,2851.7468942351115,0.32056955633914758]
[10,14,18,25,1535,65,82.231763855373416,252,318.96263691173414,2263.1944007671077,64,7040.0858746983613,353275,647271.576,4321243.273,898227.49219999998,55114.974600000001,6376562.3158,null,null,null,40,101430,0.32147255602391017,724.65922337097152,2254.1868964922573,905.75064413442715,19835479.565152843,2828.7638108855563,0.32019309659185657]
[10,14,18,26,1599,65,82.231763855373416,252,318.96263691173414,2327.1944007671077,64,7292.0858746983613,353275,647271.576,4492251.273,898227.49219999998,55114.974600000001,6547570.3158,null,null,null,40,101430,0.319139741461612,744.32367338449376,2332.2813698338018,897.90087888132064,20516311.399460424,2807.3672415589813,0.3198373428275455]
[10,14,19,10,595,65,82.231763855373416,266,337.23833896238608,1355.4701028177594,66,3441.2017566260474,353275,683231.10800000001,1809563.273,949693.51399999997,56736.003199999999,3953928.8982000002,null,null,null,40,101430,0.39389440046861435,443.99652843829568,1127.1968525322397,1148.9965360525534,10038042.920938503,3507.7536717200878,0.32755907158358788]
[10,14,19,11,661,65,82.231763855373416,266,337.23833896238608,1421.4701028177594,66,3707.2017566260474,353275,683231.10800000001,1985915.273,949693.51399999997,56736.003199999999,4130280.8982000002,null,null,null,40,101430,0.38343478346629029,464.27549251474045,1210.8330087261302,1114.123581442271,10771795.038736762,3411.1069556706225,0.32661643153409553]
[10,14,19,12,727,65,82.231763855373416,266,337.23833896238608,1487.4701028177594,66,3973.2017566260474,353275,683231.10800000001,2162267.273,949693.51399999997,56736.003199999999,4306632.8981999997,null,null,null,40,101430,0.37437567833979951,484.55445659118521,1294.3000430476222,1083.9200126294077,11503506.096655147,3327.383724781992,0.32575744256861305]
[10,14,19,13,793,65,82.231763855373416,266,337.23833896238608,1553.4701028177594,66,4239.2017566260474,353275,683231.10800000001,2338619.273,949693.51399999997,56736.003199999999,4482984.8981999997,null,null,null,40,101430,0.36645344855069034,504.83342066763004,1377.6195111936518,1057.5068504852827,12233436.241223345,3254.1531691409946,0.32497144280532897]
[10,14,19,14,859,65,82.231763855373416,266,337.23833896238608,1619.4701028177594,66,4505.2017566260474,353275,683231.10800000001,2514971.273,949693.51399999997,56736.003199999999,4659336.8981999997,null,null,null,40,101430,0.35946672098223259,525.1123847440748,1460.8094549315169,1034.2127056504289,12961803.210850185,3189.5582839308227,0.32424950842279687]
[10,14,19,15,925,65,82.231763855373416,266,337.23833896238608,1685.4701028177594,66,4771.2017566260474,353275,683231.10800000001,2691323.273,949693.51399999997,56736.003199999999,4835688.8981999997,null,null,null,40,101430,0.35325902965160683,545.39134882051962,1543.885090094933,1013.5159116894785,13688790.638955135,3132.1559675946769,0.32358411336323167]
[10,14,19,16,991,65,82.231763855373416,266,337.23833896238608,1751.4701028177594,66,5037.2017566260474,353275,683231.10800000001,2867675.273,949693.51399999997,56736.003199999999,5012040.8981999997,null,null,null,40,101430,0.34770695863310153,565.67031289696433,1626.8593390270817,995.00499292654683,14414554.479796788,3080.8077735956349,0.32296886597545443]
[10,14,19,17,1057,65,82.231763855373416,266,337.23833896238608,1817.4701028177594,66,5303.2017566260474,353275,683231.10800000001,3044027.273,949693.51399999997,56736.003199999999,5188392.8981999997,null,null,null,40,101430,0.34271185337177384,585.94927697340904,1709.7432470121516,978.35102949622637,15139228.034207853,3034.6035331844269,0.32239830303946576]
[10,14,19,18,1123,65,82.231763855373416,266,337.23833896238608,1883.4701028177594,66,5569.2017566260474,353275,683231.10800000001,3220379.273,949693.51399999997,56736.003199999999,5364744.8981999997,null,null,null,40,101430,0.33819390733633786,606.22824104985398,1792.5463111520598,963.28794190989731,15862925.918668272,2992.8068607462628,0.32186772709739758]
[10,14,19,19,1189,65,82.231763855373416,266,337.23833896238608,1949.4701028177594,66,5835.2017566260474,353275,683231.10800000001,3396731.273,949693.51399999997,56736.003199999999,5541096.8981999997,null,null,null,40,101430,0.33408786604577595,626.50720512629869,1875.2767424377396,949.59816803749879,16585747.228132078,2954.8155601920489,0.32137307682777316]
[10,14,19,20,1255,65,82.231763855373416,266,337.23833896238608,2015.4701028177594,66,6101.2017566260474,353275,683231.10800000001,3573083.273,949693.51399999997,56736.003199999999,5717448.8981999997,null,null,null,40,101430,0.33033985487021666,646.78616920274339,1957.9416763286151,937.10208681625829,17307778.07742136,2920.1323856296985,0.32091082288866202]
[10,14,19,21,1321,65,82.231763855373416,266,337.23833896238608,2081.4701028177597,66,6367.2017566260474,353275,683231.10800000001,3749435.273,949693.51399999997,56736.003199999999,5893800.8981999997,null,null,null,40,101430,0.32690500197385319,667.06513327918833,2040.5473432692906,925.650093007951,18029093.65911964,2888.3431289462055,0.32047788357668877]
[10,14,19,22,1387,65,82.231763855373416,266,337.23833896238608,2147.4701028177597,66,6633.2017566260474,353275,683231.10800000001,3925787.273,949693.51399999997,56736.003199999999,6070152.8981999997,null,null,null,40,101430,0.32374563319630761,687.34409735563304,2123.0992077624487,915.11657883128373,18749759.921983469,2859.0999780074681,0.32007155603877713]
[10,14,19,23,1453,65,82.231763855373416,266,337.23833896238608,2213.4701028177597,66,6899.2017566260474,353275,683231.10800000001,4102139.273,949693.51399999997,56736.003199999999,6246504.8981999997,null,null,null,40,101430,0.32082988451409261,707.62306143207775,2205.6020825609689,905.39530782993813,19469834.94907847,2832.1087233325184,0.31968945979043029]
[10,14,19,24,1519,65,82.231763855373416,266,337.23833896238608,2279.4701028177597,66,7165.2017566260474,353275,683231.10800000001,4278491.273,949693.51399999997,56736.003199999999,6422856.8981999997,null,null,null,40,101430,0.31813062356685368,727.90202550852268,2288.0602230220616,896.39581918007104,20189370.096499234,2807.1188133929463,0.31932949004627387]
[10,14,19,25,1585,65,82.231763855373416,266,337.23833896238608,2345.4701028177597,66,7431.2017566260474,353275,683231.10800000001,4454843.273,949693.51399999997,56736.003199999999,6599208.8981999997,null,null,null,40,101430,0.31562460280753596,748.18098958496739,2370.4774055310227,888.04060424507929,20908410.939832237,2783.9155449545269,0.31898977893008779]
[10,14,19,26,1651,65,82.231763855373416,266,337.23833896238608,2411.4701028177592,66,7697.2017566260474,353275,683231.10800000001,4631195.273,949693.51399999997,56736.003199999999,6775560.8981999997,null,null,null,40,101430,0.31329178824523768,768.4599536614121,2452.8569930466201,880.26286856631066,21626998.065195169,2762.3138721208402,0.31866866305474018]
[10,14,20,10,615,65,82.231763855373416,280,355.51404101303797,1407.7458048684114,68,3622.3176385537345,353275,719190.64,1863003.273,1001159.5358,58357.031900000002,4096415.4807000002,null,null,null,40,101430,0.38863124257387749,458.30058370845302,1179.2685031526553,1130.8824596366469,10540623.171576699,3473.6919282771519,0.3255563484000526]
[10,14,20,11,683,65,82.231763855373416,280,355.51404101303797,1475.7458048684114,68,3902.3176385537345,353275,719190.64,2044699.273,1001159.5358,58357.031900000002,4278111.4807000002,null,null,null,40,101430,0.37817162557155343,479.19406184782031,1267.1338340722566,1096.3001674713489,11312618.904729014,3376.2112301303323,0.32471314522256012]
[10,14,20,12,751,65,82.231763855373416,280,355.51404101303797,1543.7458048684114,68,4182.3176385537345,353275,719190.64,2226395.273,1001159.5358,58357.031900000002,4459807.4807000002,null,null,null,40,101430,0.36911252044506265,500.08753998718771,1354.8376505467768,1066.3483422591214,12082514.771634897,3291.7652376083561,0.3239442260572265]
[10,14,20,13,819,65,82.231763855373416,280,355.51404101303797,1611.7458048684114,68,4462.3176385537345,353275,719190.64,2408091.273,1001159.5358,58357.031900000002,4641503.4807000002,null,null,null,40,101430,0.36119029065595348,520.981018126555,1442.4003955931578,1040.1553310707839,12850576.554102486,3217.9022515895344,0.32324018871517379]
[10,14,20,14,887,65,82.231763855373416,280,355.51404101303797,1679.7458048684114,68,4742.3176385537345,353275,719190.64,2589787.273,1001159.5358,58357.031900000002,4823199.4807000002,null,null,null,40,101430,0.35420356308749573,541.8744962659224,1529.8392019056796,1017.0553405072609,13617026.996087631,3152.7493050673088,0.32259315349703882]
[10,14,20,15,955,65,82.231763855373416,280,355.51404101303797,1747.7458048684114,68,5022.3176385537345,353275,719190.64,2771483.273,1001159.5358,58357.031900000002,5004895.4807000002,null,null,null,40,101430,0.34799587175686997,562.76797440528981,1617.1685358338736,996.53105216859728,14382054.176118407,3094.8508889286195,0.32199646701349738]
[10,14,20,16,1023,65,82.231763855373416,280,355.51404101303797,1815.7458048684114,68,5302.3176385537345,353275,719190.64,2953179.273,1001159.5358,58357.031900000002,5186591.4807000002,null,null,null,40,101430,0.34244380073836467,583.6614525446571,1704.400696657927,978.17441998581546,15145817.998426955,3043.0587659597782,0.3214444725576307]
[10,14,20,17,1091,65,82.231763855373416,280,355.51404101303797,1883.7458048684114,68,5582.3176385537345,353275,719190.64,3134875.273,1001159.5358,58357.031900000002,5368287.4807000002,null,null,null,40,101430,0.33744869547703699,604.55493068402438,1791.546207726157,961.65926560633204,15908455.278168837,2996.4549379311438,0.32093233021227907]
[10,14,20,18,1159,65,82.231763855373416,280,355.51404101303797,1951.7458048684114,68,5862.3176385537345,353275,719190.64,3316571.273,1001159.5358,58357.031900000002,5549983.4807000002,null,null,null,40,101430,0.332930749441601,625.44840882339179,1878.6141258276925,946.72172728635508,16670083.763609746,2954.2966830549135,0.32045587456280461]
[10,14,20,19,1227,65,82.231763855373416,280,355.51404101303797,2019.7458048684114,68,6142.3176385537345,353275,719190.64,3498267.273,1001159.5358,58357.031900000002,5731679.4807000002,null,null,null,40,101430,0.32882470815103909,646.34188696275919,1965.6122880701375,933.14605625352101,17430805.34580791,2915.9766223787151,0.32001150115267551]
[10,14,20,20,1295,65,82.231763855373416,280,355.51404101303797,2087.7458048684111,68,6422.3176385537345,353275,719190.64,3679963.273,1001159.5358,58357.031900000002,5913375.4807000002,null,null,null,40,101430,0.32507669697547975,667.23536510212648,2052.5475105108976,920.75412856790945,18190708.641040791,2880.9932293362435,0.31959607512859151]
[10,14,20,21,1363,65,82.231763855373416,280,355.51404101303797,2155.7458048684111,68,6702.3176385537345,353275,719190.64,3861659.273,1001159.5358,58357.031900000002,6095071.4807000002,null,null,null,40,101430,0.32164184407911628,688.12884324149377,2139.4257491952144,909.39758593537624,18949871.084477473,2848.9287291066935,0.31920685717558328]
[10,14,20,22,1431,65,82.231763855373416,280,355.51404101303797,2223.7458048684111,68,6982.3176385537345,353275,719190.64,4043355.273,1001159.5358,58357.031900000002,6276767.4807000002,null,null,null,40,101430,0.3184824753015707,709.02232138086117,2226.2522316478758,898.95186750240441,19708360.639716186,2819.4323138428854,0.31884144304111106]
[10,14,20,23,1499,65,82.231763855373416,280,355.51404101303797,2291.7458048684111,68,7262.3176385537345,353275,719190.64,4225051.273,1001159.5358,58357.031900000002,6458463.4807000002,null,null,null,40,101430,0.3155667266193557,729.91579952022857,2313.0315649554232,889.31162228247535,20466237.203972436,2792.2072394188554,0.31849771382570036]
[10,14,20,24,1567,65,82.231763855373416,280,355.51404101303797,2359.7458048684111,68,7542.3176385537345,353275,719190.64,4406747.273,1001159.5358,58357.031900000002,6640159.4807000002,null,null,null,40,101430,0.31286746567211676,750.80927765959575,2399.7678251609564,880.38714343329229,21223553.770310219,2767.0007952654714,0.31817379486832648]
[10,14,20,25,1635,65,82.231763855373416,280,355.51404101303797,2427.7458048684111,68,7822.3176385537345,353275,719190.64,4588443.273,1001159.5358,58357.031900000002,6821855.4807000002,null,null,null,40,101430,0.31036144491279904,771.70275579896327,2486.4646316354961,872.10156834466613,21980357.394551907,2743.5964275855054,0.31786802154140315]
[10,14,20,26,1703,65,82.231763855373416,280,355.51404101303797,2495.7458048684111,68,8102.3176385537345,353275,719190.64,4770139.273,1001159.5358,58357.031900000002,7003551.4807000002,null,null,null,40,101430,0.30802863035050082,792.59623393833044,2573.1252092912532,864.38865928280154,22736690.004119515,2721.8074951750714,0.31757891063754401]
[10,14,21,10,635,65,82.231763855373416,294,373.78974306368985,1460.0215069190633,70,3803.4335204814211,353275,755150.17200000002,1916443.273,1052625.5575000001,59978.060599999997,4238902.0630999999,null,null,null,40,101430,0.38386933781197274,472.6046389786103,1231.1601694274991,1114.4935333555886,11042564.866696198,3443.0142952850347,0.32369703921410059]
[10,14,21,11,705,65,82.231763855373416,294,373.78974306368985,1530.0215069190633,70,4097.4335204814215,353275,755150.17200000002,2103483.273,1052625.5575000001,59978.060599999997,4425942.0630999999,null,null,null,40,101430,0.37340972080964863,494.11263118090017,1323.2452280822697,1080.1742214976573,11852776.766303353,3344.763290428622,0.32294489256943382]
[10,14,21,12,775,65,82.231763855373416,294,373.78974306368985,1600.0215069190633,70,4391.4335204814215,353275,755150.17200000002,2290523.273,1052625.5575000001,59978.060599999997,4612982.0630999999,null,null,null,40,101430,0.36435061568315785,515.62062338319015,1415.1770332990952,1050.4501643050526,12660832.35367965,3259.6501742050805,0.32225855787154284]
[10,14,21,13,845,65,82.231763855373416,294,373.78974306368985,1670.0215069190633,70,4685.4335204814215,353275,755150.17200000002,2477563.273,1052625.5575000001,59978.060599999997,4800022.0630999999,null,null,null,40,101430,0.35642838589404874,537.12861558548013,1506.9748562201946,1024.4563373148083,13467002.778368136,3185.2038163157381,0.32162975947321842]
[10,14,21,14,915,65,82.231763855373416,294,373.78974306368985,1740.0215069190633,70,4979.4335204814215,353275,755150.17200000002,2664603.273,1052625.5575000001,59978.060599999997,4987062.0630999999,null,null,null,40,101430,0.34944165832559093,558.63660778777,1598.6548669227711,1001.5320101396325,14271515.557191378,3119.5364092087943,0.32105155342413527]
[10,14,21,15,985,65,82.231763855373416,294,373.78974306368985,1810.0215069190633,70,5273.4335204814215,353275,755150.17200000002,2851643.273,1052625.5575000001,59978.060599999997,5174102.0630999999,null,null,null,40,101430,0.34323396699496517,580.14459999005987,1690.2307340653433,981.16379831637119,15074563.011417581,3061.1809138505446,0.32051806996346455]
[10,14,21,16,1055,65,82.231763855373416,294,373.78974306368985,1880.0215069190633,70,5567.4335204814215,353275,755150.17200000002,3038683.273,1052625.5575000001,59978.060599999997,5361142.0630999999,null,null,null,40,101430,0.33768189597645992,601.65259219234986,1781.7140905720678,962.94675875372491,15876308.819049494,3008.9799993685206,0.3200243135400746]
[10,14,21,17,1125,65,82.231763855373416,294,373.78974306368985,1950.0215069190633,70,5861.4335204814215,353275,755150.17200000002,3225723.273,1052625.5575000001,59978.060599999997,5548182.0630999999,null,null,null,40,101430,0.33268679071513224,623.16058439463973,1873.1148990169249,946.55719351547498,16676893.155866636,2962.0083989702403,0.31956600590482837]
[10,14,21,18,1195,65,82.231763855373416,294,373.78974306368985,2020.0215069190633,70,6155.4335204814215,353275,755150.17200000002,3412763.273,1052625.5575000001,59978.060599999997,5735222.0630999999,null,null,null,40,101430,0.3281688446796962,644.66857659692971,1964.4417410377509,931.73324738886436,17476436.767549321,2919.517511420162,0.31913946182690806]
[10,14,21,19,1265,65,82.231763855373416,294,373.78974306368985,2090.0215069190631,70,6449.4335204814215,353275,755150.17200000002,3599803.273,1052625.5575000001,59978.060599999997,5922262.0630999999,null,null,null,40,101430,0.32406280338913429,666.17656879921958,2055.7020485911044,918.26081225849339,18275044.223489538,2880.8951507263932,0.31874148978554867]
[10,14,21,20,1335,65,82.231763855373416,294,373.78974306368985,2160.0215069190631,70,6743.4335204814215,353275,755150.17200000002,3786843.273,1052625.5575000001,59978.060599999997,6109302.0630999999,null,null,null,40,101430,0.32031479221357501,687.68456100150945,2146.9022902413599,905.96311872416516,19072806.537922699,2845.6358218508408,0.31836931197152069]
[10,14,21,21,1405,65,82.231763855373416,294,373.78974306368985,2230.0215069190631,70,7037.4335204814215,353275,755150.17200000002,3973883.273,1052625.5575000001,59978.060599999997,6296342.0630999999,null,null,null,40,101430,0.31687993931721153,709.19255320379943,2238.0481223643028,894.69293667923705,19869803.297398053,2813.3184448567122,0.31802049935545262]
[10,14,21,22,1475,65,82.231763855373416,294,373.78974306368985,2300.0215069190631,70,7331.4335204814215,353275,755150.17200000002,4160923.273,1052625.5575000001,59978.060599999997,6483382.0630999999,null,null,null,40,101430,0.3137205705396659,730.7005454060893,2329.1445127398861,884.32665249056106,20666104.399758145,2783.5894370923797,0.3176929186131312]
[10,14,21,23,1545,65,82.231763855373416,294,373.78974306368985,2370.0215069190631,70,7625.4335204814215,353275,755150.17200000002,4347963.273,1052625.5575000001,59978.060599999997,6670422.0630999999,null,null,null,40,101430,0.31080482185745095,752.20853760837929,2420.1958422426787,874.75971631096138,21461771.484947484,2756.1497076795508,0.31738468845635981]
[10,14,21,24,1615,65,82.231763855373416,294,373.78974306368985,2440.0215069190631,70,7919.4335204814215,353275,755150.17200000002,4535003.273,1052625.5575000001,59978.060599999997,6857462.0630999999,null,null,null,40,101430,0.30810556091021196,773.71652981066916,2511.2059890283685,865.90310347192099,22256859.119536709,2730.744547872674,0.31709414348056963]
[10,14,21,25,1685,65,82.231763855373416,294,373.78974306368985,2510.0215069190631,70,8213.4335204814215,353275,755150.17200000002,4722043.273,1052625.5575000001,59978.060599999997,7044502.0630999999,null,null,null,40,101430,0.3055995401508943,795.22452201295914,2602.1783986334053,857.68053586333986,23051415.78304109,2707.1556918710908,0.31681980406178312]
[10,14,21,26,1755,65,82.231763855373416,294,373.78974306368985,2580.0215069190631,70,8507.4335204814215,353275,755150.17200000002,4909083.273,1052625.5575000001,59978.060599999997,7231542.0630999999,null,null,null,40,101430,0.30326672558859608,816.73251421524901,2693.116142663167,850.02627945486461,23845484.693677042,2685.1950231798401,0.31656035115403031]
[10,14,22,10,655,65,82.231763855373416,308,392.06544511434174,1512.297208969715,72,3984.5494024091076,353275,791109.70400000003,1969883.273,1104091.5793000001,61599.089200000002,4381388.6456000004,null,null,null,40,101430,0.37954033348296834,486.90869424876763,1282.890515957818,1099.5945094637177,11543934.225300469,3415.2475141690529,0.3219662718153693]
[10,14,22,11,727,65,82.231763855373416,308,392.06544511434174,1584.297208969715,72,4292.5494024091076,353275,791109.70400000003,2162267.273,1104091.5793000001,61599.089200000002,4573772.6456000004,null,null,null,40,101430,0.36908071648064433,509.03120051398002,1379.1866596765838,1065.5142706124834,12392337.072467599,3316.2825448504059,0.32129779540860792]
[10,14,22,12,799,65,82.231763855373416,308,392.06544511434174,1656.297208969715,72,4600.5494024091076,353275,791109.70400000003,2354651.273,1104091.5793000001,61599.089200000002,4766156.6456000004,null,null,null,40,101430,0.3600216113541535,531.15370677919259,1475.3383964405857,1035.9972752558995,13238529.286197545,3230.5514836968,0.32068743695438096]
[10,14,22,13,871,65,82.231763855373416,308,392.06544511434174,1728.297208969715,72,4908.5494024091076,353275,791109.70400000003,2547035.273,1104091.5793000001,61599.089200000002,4958540.6456000004,null,null,null,40,101430,0.35209938156504439,553.27621304440504,1571.3637740150266,1010.1845248093762,14082787.14815063,3155.56507511072,0.32012793295791298]
[10,14,22,14,943,65,82.231763855373416,308,392.06544511434174,1800.297208969715,72,5216.5494024091076,353275,791109.70400000003,2739419.273,1104091.5793000001,61599.089200000002,5150924.6456000004,null,null,null,40,101430,0.34511265399658664,575.39871930961749,1667.2779529993952,987.41989162360676,14925342.742219292,3089.4216745981648,0.31961318189173338]
[10,14,22,15,1015,65,82.231763855373416,308,392.06544511434174,1872.297208969715,72,5524.5494024091076,353275,791109.70400000003,2931803.273,1104091.5793000001,61599.089200000002,5343308.6456000004,null,null,null,40,101430,0.33890496266596087,597.52122557483005,1763.0937619635047,967.19356754162038,15766392.452749604,3030.6434977260137,0.31913802077589654]
[10,14,22,16,1087,65,82.231763855373416,308,392.06544511434174,1944.297208969715,72,5832.5494024091076,353275,791109.70400000003,3124187.273,1104091.5793000001,61599.089200000002,5535692.6456000004,null,null,null,40,101430,0.33335289164745557,619.64373184004262,1858.8221292388248,949.10343036091547,16606103.574557802,2978.0647424521576,0.31869805139945268]
[10,14,22,17,1159,65,82.231763855373416,308,392.06544511434174,2016.297208969715,72,6140.5494024091076,353275,791109.70400000003,3316571.273,1104091.5793000001,61599.089200000002,5728076.6456000004,null,null,null,40,101430,0.32835778638612789,641.76623810525507,1954.4724221967399,932.82803706924153,17444619.50672349,2930.753373914526,0.31828950377468607]
[10,14,22,18,1231,65,82.231763855373416,308,392.06544511434174,2088.297208969715,72,6448.5494024091076,353275,791109.70400000003,3508955.273,1104091.5793000001,61599.089200000002,5920460.6456000004,null,null,null,40,101430,0.32383984035069191,663.88874437046752,2050.0527163412958,918.10735657296391,18282063.87195788,2887.9553186037901,0.31790912783817993]
[10,14,22,19,1303,65,82.231763855373416,308,392.06544511434174,2160.297208969715,72,6756.5494024091076,353275,791109.70400000003,3701339.273,1104091.5793000001,61599.089200000002,6112844.6456000004,null,null,null,40,101430,0.31973379906013,686.01125063567997,2145.5700105908004,904.72877226301387,19118543.812211715,2849.053918260523,0.31755410680868823]
[10,14,22,20,1375,65,82.231763855373416,308,392.06544511434174,2232.297208969715,72,7064.5494024091076,353275,791109.70400000003,3893723.273,1104091.5793000001,61599.089200000002,6305228.6456000004,null,null,null,40,101430,0.31598578788457071,708.13375690089254,2241.030400897565,892.51674613894306,19954152.646508537,2813.5399872534781,0.31722198731221884]
[10,14,22,21,1447,65,82.231763855373416,308,392.06544511434174,2304.297208969715,72,7372.5494024091076,353275,791109.70400000003,4086107.273,1104091.5793000001,61599.089200000002,6497612.6456000004,null,null,null,40,101430,0.31255093498820724,730.25626316610499,2336.439221318145,881.32507371911061,20788972.03049849,2780.9893731839702,0.31691062260697406]
[10,14,22,22,1519,65,82.231763855373416,308,392.06544511434174,2376.297208969715,72,7680.5494024091076,353275,791109.70400000003,4278491.273,1104091.5793000001,61599.089200000002,6689996.6456000004,null,null,null,40,101430,0.30939156621066161,752.37876943131755,2431.8011594376508,871.03100247979455,21623073.723415073,2751.0459149230114,0.316618126129738]
[10,14,22,23,1591,65,82.231763855373416,308,392.06544511434174,2448.297208969715,72,7988.5494024091076,353275,791109.70400000003,4470875.273,1104091.5793000001,61599.089200000002,6882380.6456000004,null,null,null,40,101430,0.3064758175284466,774.50127569652989,2527.1203514275376,861.53071088231263,22456521.043253861,2723.4083417072811,0.31634283323896495]
[10,14,22,24,1663,65,82.231763855373416,308,392.06544511434174,2520.297208969715,72,8296.5494024091076,353275,791109.70400000003,4663259.273,1104091.5793000001,61599.089200000002,7074764.6456000004,null,null,null,40,101430,0.30377655658120767,796.62378196174245,2622.4004608096984,852.73579441612912,23289370.072521433,2697.8200893816083,0.31608326951542287]
[10,14,22,25,1735,65,82.231763855373416,308,392.06544511434174,2592.297208969715,72,8604.5494024091076,353275,791109.70400000003,4855643.273,1104091.5793000001,61599.089200000002,7267148.6456000004,null,null,null,40,101430,0.30127053582188995,818.7462882269549,2717.6447440947054,844.57050633486176,24121670.663049188,2674.0613030334857,0.31583812434545583]
[10,14,22,26,1807,65,82.231763855373416,308,392.06544511434174,2664.297208969715,72,8912.5494024091076,353275,791109.70400000003,5048027.273,1104091.5793000001,61599.089200000002,7459532.6456000004,null,null,null,40,101430,0.29893772125959178,840.86879449216747,2812.8561057772072,836.96957052037681,24953467.277882528,2651.9424972557858,0.31560622878756528]
[10,15,8,10,395,65,94.398708507443999,120,146.64887471987342,831.04758322731743,46,1577.5948340297759,353275,308224.56,1307673.3491,412976.42959999997,40525.7166,2524105.0553000001,null,null,null,40,101430,0.52678137966800165,301.19767732921514,571.769787153528,1599.9704112163779,4791560.8879840141,4414.5477988638413,0.36243132572449605]
[10,15,8,11,441,65,94.398708507443999,120,146.64887471987342,877.04758322731743,46,1697.5948340297759,353275,308224.56,1430585.3491,412976.42959999997,40525.7166,2647017.0553000001,null,null,null,40,101430,0.51664128898493922,315.33150077643427,610.34901294082704,1559.274923717767,5123510.4738456514,4336.8908595123439,0.35953750606790635]
[10,15,8,12,487,65,94.398708507443999,120,146.64887471987342,923.04758322731743,46,1817.5948340297759,353275,308224.56,1553497.3491,412976.42959999997,40525.7166,2769929.0553000001,null,null,null,40,101430,0.50784012253205824,329.46532422365334,648.75796457546608,1523.9529753692495,5454332.83515443,4269.5877454823067,0.35693211293801358]
[10,15,8,13,533,65,94.398708507443999,120,146.64887471987342,969.04758322731743,46,1937.5948340297759,353275,308224.56,1676409.3491,412976.42959999997,40525.7166,2892841.0553000001,null,null,null,40,101430,0.50012911172554542,343.59914767087241,687.0208904364448,1493.0061767965049,5784188.4975553099,4210.7031905503118,0.35457407212817077]
[10,15,8,14,579,65,94.398708507443999,120,146.64887471987342,1015.0475832273174,46,2057.5948340297759,353275,308224.56,1799321.3491,412976.42959999997,40525.7166,3015753.0553000001,null,null,null,40,101430,0.49331752123393424,357.73297111809154,725.15764334357038,1465.6690449738039,6113208.8878419651,4158.7551107237368,0.35242975504723517]
[10,15,8,15,625,65,94.398708507443999,120,146.64887471987342,1061.0475832273173,46,2177.5948340297759,353275,308224.56,1922233.3491,412976.42959999997,40525.7166,3138665.0553000001,null,null,null,40,101430,0.48725665888166264,371.86679456531061,763.18463336921548,1441.3448297574978,6441502.6416246975,4112.5894286933608,0.350471364756544]
[10,15,8,16,671,65,94.398708507443999,120,146.64887471987342,1107.0475832273173,46,2297.5948340297759,353275,308224.56,2045145.3491,412976.42959999997,40525.7166,3261577.0553000001,null,null,null,40,101430,0.48182889638799142,386.00061801252969,801.11554310288545,1419.5614505343135,6769160.3384224549,4071.2941889789013,0.34867572438687999]
[10,15,8,17,717,65,94.398708507443999,120,146.64887471987342,1153.0475832273173,46,2417.5948340297759,353275,308224.56,2168057.3491000002,412976.42959999997,40525.7166,3384489.0553000001,null,null,null,40,101430,0.47693995991270222,400.13444145974881,838.9618717060074,1399.9405556695401,7096258.1033364069,4034.1392970018801,0.34702335556681391]
[10,15,8,18,763,65,94.398708507443999,120,146.64887471987342,1199.0475832273175,46,2537.5948340297759,353275,308224.56,2290969.3491000002,412976.42959999997,40525.7166,3507401.0553000001,null,null,null,40,101430,0.4725134080302309,414.26826490696783,876.73335373472287,1382.1753608181796,7422860.3796806,4000.533389535793,0.34549776898089135]
[10,15,8,19,809,65,94.398708507443999,120,146.64887471987342,1245.0475832273175,46,2657.5948340297759,353275,308224.56,2413881.3491000002,412976.42959999997,40525.7166,3630313.0553000001,null,null,null,40,101430,0.46848660574020662,428.40208835418696,914.43828511876802,1366.0144913175955,7749022.0869806446,3969.9924143748485,0.34408491219565734]
[10,15,8,20,855,65,94.398708507443999,120,146.64887471987342,1291.0475832273175,46,2777.5948340297759,353275,308224.56,2536793.3491000002,412976.42959999997,40525.7166,3753225.0553000001,null,null,null,40,101430,0.46480774208319164,442.53591180140603,952.08377945262498,1351.2500129078292,8074790.3176356712,3942.1163728818806,0.34277273552936721]
[10,15,8,21,901,65,94.398708507443999,120,146.64887471987342,1337.0475832273175,46,2897.5948340297759,353275,308224.56,2659705.3491000002,412976.42959999997,40525.7166,3876137.0553000001,null,null,null,40,101430,0.46143358882506136,456.6697352486251,989.67597138178348,1337.7084366018105,8400205.6833469365,3916.5718552544022,0.34155084753702786]
[10,15,8,22,947,65,94.398708507443999,120,146.64887471987342,1383.0475832273175,46,3017.5948340297759,353275,308224.56,2782617.3491000002,412976.42959999997,40525.7166,3999049.0553000001,null,null,null,40,101430,0.45832779392068324,470.80355869584417,1027.2201794013827,1325.2438697991204,8725303.392854061,3893.0787532483241,0.3404102392466008]
[10,15,8,23,993,65,94.398708507443999,120,146.64887471987342,1429.0475832273175,46,3137.5948340297759,353275,308224.56,2905529.3491000002,412976.42959999997,40525.7166,4121961.0553000001,null,null,null,40,101430,0.45545956658524883,484.93738214306336,1064.7210372126349,1313.7327390488485,9050114.1215220094,3871.4000299331551,0.33934306165501887]
[10,15,8,24,1039,65,94.398708507443999,120,146.64887471987342,1475.0475832273175,46,3257.5948340297759,353275,308224.56,3028441.3491000002,412976.42959999997,40525.7166,4244873.0553000001,null,null,null,40,101430,0.45280265299371941,499.07120559028237,1102.1826005008074,1303.0696791977582,9374664.7182173934,3851.3337566812233,0.33834244485750342]
[10,15,8,25,1085,65,94.398708507443999,120,146.64887471987342,1521.0475832273175,46,3377.5948340297759,353275,308224.56,3151353.3491000002,412976.42959999997,40525.7166,4367785.0553000001,null,null,null,40,101430,0.45033453032984727,513.2050290375015,1139.6084343379239,1293.1642988464348,9698978.7839193102,3832.7068523961912,0.33740234999657076]
[10,15,8,26,1131,65,94.398708507443956,120,146.64887471987339,1567.0475832273173,46,3497.5948340297759,353275,308224.56,3274265.3491000002,412976.42959999997,40525.7166,4490697.0553000001,null,null,null,40,101430,0.44803576674483864,527.33885248472052,1177.0016851914545,1283.9386116548753,10023077.148420958,3815.370115298505,0.33651744728687299]
[10,15,9,10,415,65,94.398708507443999,135,166.2299840598576,885.62869256730164,48,1774.794188283498,353275,346752.63,1361113.3491,468118.59580000001,42146.745300000002,2672836.3202,null,null,null,40,101430,0.49900360189022386,316.08451221658186,633.43132398093883,1505.9978998384515,5356346.7479508016,4219.6150064104941,0.35690410086003577]
[10,15,9,11,463,65,94.398708507443999,135,166.2299840598576,933.62869256730164,48,1909.794188283498,353275,346752.63,1489369.3491,468118.59580000001,42146.745300000002,2801092.3202,null,null,null,40,101430,0.48886351120716148,330.83284972672351,676.73868501617278,1466.6985256238677,5729804.4464059882,4139.1047714872348,0.35435163075054599]
[10,15,9,12,511,65,94.398708507443999,135,166.2299840598576,981.62869256730164,48,2044.794188283498,353275,346752.63,1617625.3491,468118.59580000001,42146.745300000002,2929348.3202,null,null,null,40,101430,0.48006234475428045,345.58118723686516,719.86730684688598,1432.5883440912351,6102016.4405934038,4069.2892875374087,0.35204878367302989]
[10,15,9,13,559,65,94.398708507443999,135,166.2299840598576,1029.6286925673016,48,2179.794188283498,353275,346752.63,1745881.3491,468118.59580000001,42146.745300000002,3057604.3202,null,null,null,40,101430,0.47235133394776763,360.32952474700687,762.84218726659071,1402.7032169528723,6473156.9500310672,4008.1741299028286,0.3499606482882216]
[10,15,9,14,607,65,94.398708507443999,135,166.2299840598576,1077.6286925673016,48,2314.794188283498,353275,346752.63,1874137.3491,468118.59580000001,42146.745300000002,3185860.3202,null,null,null,40,101430,0.46553974345615651,375.07786225714847,805.68387023754178,1376.3039221049999,6843369.1537239822,3954.2312287586724,0.34805853337440118]
[10,15,9,15,655,65,94.398708507443999,135,166.2299840598576,1125.6286925673016,48,2449.794188283498,353275,346752.63,2002393.3491,468118.59580000001,42146.745300000002,3314116.3202,null,null,null,40,101430,0.45947888110388491,389.82619976729012,848.40939551072256,1352.8141817180756,7212771.8084417023,3906.2701777429247,0.3463186416101261]
[10,15,9,16,703,65,94.398708507443999,135,166.2299840598576,1173.6286925673016,48,2584.794188283498,353275,346752.63,2130649.3491000002,468118.59580000001,42146.745300000002,3442372.3202,null,null,null,40,101430,0.45405111861021374,404.57453727743183,891.03301521594585,1331.7781105374727,7581464.242918401,3863.349911188378,0.34472106880109488]
[10,15,9,17,751,65,94.398708507443999,135,166.2299840598576,1221.6286925673016,48,2719.794188283498,353275,346752.63,2258905.3491000002,468118.59580000001,42146.745300000002,3570628.3202,null,null,null,40,101430,0.44916218213492448,419.32287478757348,933.56674151523396,1312.830336788797,7949530.1746660648,3824.7167143134261,0.34324903904012738]
[10,15,9,18,799,65,94.398708507443999,135,166.2299840598576,1269.6286925673016,48,2854.794188283498,353275,346752.63,2387161.3491000002,468118.59580000001,42146.745300000002,3698884.3202,null,null,null,40,101430,0.44473563025245305,434.07121229771519,976.02077002761337,1295.6746007754994,8317040.6609894847,3789.7598430162393,0.34188831336190484]
[10,15,9,19,847,65,94.398708507443999,135,166.2299840598576,1317.6286925673016,48,2989.794188283498,353275,346752.63,2515417.3491000002,468118.59580000001,42146.745300000002,3827140.3202,null,null,null,40,101430,0.44070882796242883,448.81954980785679,1018.4038107040584,1280.0681515799176,8684056.4049847163,3757.9791826923747,0.34062672765068985]
[10,15,9,20,895,65,94.398708507443999,135,166.2299840598576,1365.6286925673016,48,3124.794188283498,353275,346752.63,2643673.3491000002,468118.59580000001,42146.745300000002,3955396.3202,null,null,null,40,101430,0.4370299643054138,463.5678873179985,1060.7233489235969,1265.8101884057853,9050629.5752211865,3728.9613019401363,0.33945382799955537]
[10,15,9,21,943,65,94.398708507443999,135,166.2299840598576,1413.6286925673016,48,3259.794188283498,353275,346752.63,2771929.3491000002,468118.59580000001,42146.745300000002,4083652.3202,null,null,null,40,101430,0.43365581104728357,478.31622482814015,1102.9858533960405,1252.7331740384373,9416805.2546981256,3702.3614651330913,0.33836058035824562]
[10,15,9,22,991,65,94.398708507443999,135,166.2299840598576,1461.6286925673016,48,3394.794188283498,353275,346752.63,2900185.3491000002,468118.59580000001,42146.745300000002,4211908.3202,null,null,null,40,101430,0.43055001614290545,493.0645623382818,1145.1969430994677,1240.6962209187989,9782622.6042979583,3677.88994336724,0.33733913739215837]
[10,15,9,23,1039,65,94.398708507443999,135,166.2299840598576,1509.6286925673016,48,3529.794188283498,353275,346752.63,3028441.3491000002,468118.59580000001,42146.745300000002,4340164.3202,null,null,null,40,101430,0.42768178880747104,507.8128998484234,1187.3615223701397,1229.5799949489449,10148115.804281404,3655.3014717344581,0.33638264981889532]
[10,15,9,24,1087,65,94.398708507443999,135,166.2299840598576,1557.6286925673016,48,3664.794188283498,353275,346752.63,3156697.3491000002,468118.59580000001,42146.745300000002,4468420.3202,null,null,null,40,101430,0.42502487521594157,522.56123735856511,1229.4838910147753,1219.2827456685472,10513314.821703499,3634.387040656834,0.33548511262801256]
[10,15,9,25,1135,65,94.398708507443999,135,166.2299840598576,1605.6286925673016,48,3799.794188283498,353275,346752.63,3284953.3491000002,468118.59580000001,42146.745300000002,4596676.3202,null,null,null,40,101430,0.42255675255206943,537.30957486870682,1271.5678346720942,1209.7171826763913,10878246.040178981,3614.9674400861259,0.33464123888417929]
[10,15,9,26,1183,65,94.398708507443956,135,166.22998405985757,1653.6286925673014,48,3934.794188283498,353275,346752.63,3413209.3491000002,468118.59580000001,42146.745300000002,4724932.3202,null,null,null,40,101430,0.42025798896706085,552.05791237884841,1313.6166994367784,1200.8079950584727,11242932.77996619,3596.888135044479,0.33384635550908603]
[10,15,10,10,435,65,94.398708507443999,150,185.81109339984178,940.20980190728574,50,1971.99354253722,353275,385280.7,1414553.3491,523260.76199999999,43767.7739,2821567.5850999998,null,null,null,40,101430,0.4767813796680016,330.97134710394857,694.17842478331409,1430.8198907361104,5917948.3624762567,4064.6143474513278,0.35201860949816571]
[10,15,10,11,485,65,94.398708507443999,150,185.81109339984178,990.20980190728574,50,2121.99354253722,353275,385280.7,1548153.3491,523260.76199999999,43767.7739,2955167.5850999998,null,null,null,40,101430,0.46664128898493917,346.33419867701286,742.18507202904357,1392.637407148748,6332846.3529098444,3981.712508695914,0.34975840272427483]
[10,15,10,12,535,65,94.398708507443999,150,185.81109339984178,1040.2098019072857,50,2271.99354253722,353275,385280.7,1681753.3491,523260.76199999999,43767.7739,3088767.5850999998,null,null,null,40,101430,0.45784012253205819,361.69705025007704,790.00732449950556,1359.4966390688235,6746389.0407489212,3909.796136412092,0.34771547969158173]
[10,15,10,13,585,65,94.398708507443999,150,185.81109339984178,1090.2098019072857,50,2421.99354253722,353275,385280.7,1815353.3491,523260.76199999999,43767.7739,3222367.5850999998,null,null,null,40,101430,0.45012911172554537,377.05990182314122,837.67055273919675,1330.460849077966,7158762.8996326197,3846.8197008098527,0.34585994472209614]
[10,15,10,14,635,65,94.398708507443999,150,185.81109339984178,1140.2098019072857,50,2571.99354253722,353275,385280.7,1948953.3491,523260.76199999999,43767.7739,3355967.5850999998,null,null,null,40,101430,0.4433175212339342,392.42275339620551,885.19567713888739,1304.8118238099564,7570121.6945461314,3791.2155150966341,0.34416714602854703]
[10,15,10,15,685,65,94.398708507443999,150,185.81109339984178,1190.2098019072857,50,2721.99354253722,353275,385280.7,2082553.3491,523260.76199999999,43767.7739,3489567.5850999998,null,null,null,40,101430,0.43725665888166265,407.78560496926968,932.60010267706662,1281.9896632865377,7980593.3521753931,3741.7619567577512,0.34261657425086062]
[10,15,10,16,735,65,94.398708507443999,150,185.81109339984178,1240.209801907286,50,2871.99354253722,353275,385280.7,2216153.3491000002,523260.76199999999,43767.7739,3623167.5850999998,null,null,null,40,101430,0.43182889638799155,423.14845654233397,979.89842755252221,1261.5514385399999,8390285.1693603676,3697.4930086528993,0.34119102743066948]
[10,15,10,17,785,65,94.398708507443999,150,185.81109339984178,1290.209801907286,50,3021.99354253722,353275,385280.7,2349753.3491000002,523260.76199999999,43767.7739,3756767.5850999998,null,null,null,40,101430,0.42693995991270228,438.51130811539821,1027.1029870454429,1243.1421616842024,8799287.8104770929,3657.6347576128769,0.33987597014621773]
[10,15,10,18,835,65,94.398708507443999,150,185.81109339984178,1340.209801907286,50,3171.99354253722,353275,385280.7,2483353.3491000002,523260.76199999999,43767.7739,3890367.5850999998,null,null,null,40,101430,0.42251340803023091,453.87415968846244,1074.2242756376329,1226.4739927413552,9207678.4100235309,3621.559923095384,0.3386590361020661]
[10,15,10,19,885,65,94.398708507443999,150,185.81109339984178,1390.209801907286,50,3321.99354253722,353275,385280.7,2616953.3491000002,523260.76199999999,43767.7739,4023967.5850999998,null,null,null,40,101430,0.41848660574020663,469.23701126152667,1121.2712780413945,1211.311079789775,9615523.0056836493,3588.7547142867829,0.33752963805733577]
[10,15,10,20,935,65,94.398708507443999,150,185.81109339984178,1440.209801907286,50,3471.99354253722,353275,385280.7,2750553.3491000002,523260.76199999999,43767.7739,4157567.5850999998,null,null,null,40,101430,0.4148077420831916,484.59986283459097,1168.2517312741049,1197.4583288041504,10022878.464576975,3558.7942853131008,0.3364786590070627]
[10,15,10,21,985,65,94.398708507443999,150,185.81109339984178,1490.209801907286,50,3621.99354253722,353275,385280.7,2884153.3491000002,523260.76199999999,43767.7739,4291167.5850999998,null,null,null,40,101430,0.41143358882506137,499.9627144076552,1215.1723339735292,1184.7529639877387,10429794.02172727,3531.324294582646,0.33549820553304921]
[10,15,10,22,1035,65,94.398708507443999,150,185.81109339984178,1540.209801907286,50,3771.99354253722,353275,385280.7,3017753.3491000002,523260.76199999999,43767.7739,4424767.5850999998,null,null,null,40,101430,0.40832779392068325,515.32556598071938,1262.0389149429789,1173.0581018145422,10836312.518870372,3506.0468680281069,0.33458140919670615]
[10,15,10,23,1085,65,94.398708507443999,150,185.81109339984178,1590.209801907286,50,3921.99354253722,353275,385280.7,3151353.3491000002,523260.76199999999,43767.7739,4558367.5850999998,null,null,null,40,101430,0.40545956658524884,530.68841755378367,1308.8565698996897,1162.2577996690218,11242471.409555493,3482.7097864625252,0.33372226539999933]
[10,15,10,24,1135,65,94.398708507443999,150,185.81109339984178,1640.209801907286,50,4071.99354253722,353275,385280.7,3284953.3491000002,523260.76199999999,43767.7739,4691967.5850999998,null,null,null,40,101430,0.40280265299371937,546.05126912684784,1355.629773211454,1152.2531988451783,11648303.580410084,3461.0980651083405,0.33291550171928175]
[10,15,10,25,1185,65,94.398708507443999,150,185.81109339984178,1690.209801907286,50,4221.9935425372196,353275,385280.7,3418553.3491000002,523260.76199999999,43767.7739,4825567.5850999998,null,null,null,40,101430,0.40033453032984728,561.41412069991202,1402.3624698008102,1142.9594897403567,12053838.026636112,3441.0273299390556,0.33215646960891759]
[10,15,10,26,1235,65,94.398708507443956,150,185.81109339984175,1740.2098019072855,50,4371.9935425372196,353275,385280.7,3552153.3491000002,523260.76199999999,43767.7739,4959167.5850999998,null,null,null,40,101430,0.39803576674483865,576.7769722729762,1449.0581512055921,1134.3035017813506,12459100.411055526,3422.3385589732725,0.33144105477444358]
[10,15,11,10,455,65,94.398708507443999,165,205.39220273982596,994.79091124726995,52,2169.1928967909421,353275,423808.77,1467993.3491,578402.92819999997,45388.802600000003,2970298.8498999998,null,null,null,40,101430,0.45859956148618342,345.85818199131529,754.16160641430361,1369.3106105614675,6476889.8607415957,3938.5442386185996,0.34766922182439114]
[10,15,11,11,507,65,94.398708507443999,165,205.39220273982596,1046.7909112472698,52,2334.1928967909421,353275,423808.77,1606937.3491,578402.92819999997,45388.802600000003,3109242.8498999998,null,null,null,40,101430,0.44845947080312099,361.83554762730211,806.84113322283292,1332.0419465781954,6933163.5350731565,3853.599825173631,0.34566172073099932]
[10,15,11,12,559,65,94.398708507443999,165,205.39220273982596,1098.7909112472698,52,2499.1928967909421,353275,423808.77,1745881.3491,578402.92819999997,45388.802600000003,3248186.8498999998,null,null,null,40,101430,0.43965830435023995,377.81291326328881,859.33305370325968,1299.6943349595774,7387980.2059711292,3779.8928319264323,0.34384422859342939]
[10,15,11,13,611,65,94.398708507443999,165,205.39220273982596,1150.7909112472698,52,2664.1928967909421,353275,423808.77,1884825.3491,578402.92819999997,45388.802600000003,3387130.8498999998,null,null,null,40,101430,0.43194729354372713,393.79027889927568,911.6627995711965,1271.3534571803154,7841537.3832814982,3715.3329624983612,0.34219098799839426]
[10,15,11,14,663,65,94.398708507443999,165,205.39220273982596,1202.7909112472698,52,2829.1928967909421,353275,423808.77,2023769.3491,578402.92819999997,45388.802600000003,3526074.8498999998,null,null,null,40,101430,0.42513570305211601,409.76764453526243,963.85140460675541,1246.3182888412844,8293998.4212479871,3658.3179036492838,0.3406806957913755]
[10,15,11,15,715,65,94.398708507443999,165,205.39220273982596,1254.7909112472701,52,2994.1928967909421,353275,423808.77,2162713.3491000002,578402.92819999997,45388.802600000003,3665018.8498999998,null,null,null,40,101430,0.41907484069984452,425.74501017124925,1015.916415932452,1224.0423300243701,8745499.5957521889,3607.5988068038951,0.3392955801282112]
[10,15,11,16,767,65,94.398708507443999,165,205.39220273982596,1306.7909112472701,52,3159.1928967909421,353275,423808.77,2301657.3491000002,578402.92819999997,45388.802600000003,3803962.8498999998,null,null,null,40,101430,0.4136470782061733,441.72237580723606,1067.872587720949,1204.0932523602494,9196155.4918427374,3562.1879367170677,0.33802069788320838]
[10,15,11,17,819,65,94.398708507443999,165,205.39220273982596,1358.7909112472701,52,3324.1928967909421,353275,423808.77,2440601.3491000002,578402.92819999997,45388.802600000003,3942906.8498999998,null,null,null,40,101430,0.40875814173088409,457.69974144322293,1119.7324156164716,1186.1245638713522,9646063.1542021055,3521.2938331874811,0.33684339338352526]
[10,15,11,18,871,65,94.398708507443999,165,205.39220273982596,1410.7909112472701,52,3489.1928967909421,353275,423808.77,2579545.3491000002,578402.92819999997,45388.802600000003,4081850.8498999998,null,null,null,40,101430,0.40433158984841266,473.67710707920963,1171.506552967566,1169.8553134406918,10095305.319727117,3484.2748763040099,0.335752876845822]
[10,15,11,19,923,65,94.398708507443999,165,205.39220273982596,1462.7909112472701,52,3654.1928967909421,353275,423808.77,2718489.3491000002,578402.92819999997,45388.802600000003,4220794.8498999998,null,null,null,40,101430,0.40030478755838844,489.65447271519645,1223.2041382811979,1155.0552937796588,10543952.960629428,3450.6054368499044,0.33473989272854138]
[10,15,11,20,975,65,94.398708507443999,165,205.39220273982596,1514.7909112472701,52,3819.1928967909421,353275,423808.77,2857433.3491000002,578402.92819999997,45388.802600000003,4359738.8498999998,null,null,null,40,101430,0.39662592390137341,505.63183835118326,1274.8330552314469,1141.5340800391762,10992067.303736089,3419.8508048090193,0.33379645639334404]
[10,15,11,21,1027,65,94.398708507443999,165,205.39220273982596,1566.7909112472701,52,3984.1928967909421,353275,423808.77,2996377.3491000002,578402.92819999997,45388.802600000003,4498682.8498999998,null,null,null,40,101430,0.39325177064324313,521.60920398717008,1326.4001408918573,1129.1327921280763,11439701.44768044,3391.6483504785656,0.33291564320598105]
[10,15,11,22,1079,65,94.398708507443999,165,205.39220273982596,1618.7909112472701,52,4149.1928967909416,353275,423808.77,3135321.3491000002,578402.92819999997,45388.802600000003,4637626.8498999998,null,null,null,40,101430,0.39014597573886506,537.58656962315683,1377.9113538338215,1117.7178225474227,11886901.668401394,3365.6931826760392,0.33209141828511329]
[10,15,11,23,1131,65,94.398708507443999,165,205.39220273982596,1670.7909112472701,52,4314.1928967909416,353275,423808.77,3274265.3491000002,578402.92819999997,45388.802600000003,4776570.8498999998,null,null,null,40,101430,0.38727774840343065,553.5639352591437,1429.3719108346272,1107.176003530903,12333708.480856506,3341.7270996610732,0.33131849804348051]
[10,15,11,24,1183,65,94.398708507443999,165,205.39220273982596,1722.7909112472701,52,4479.1928967909416,353275,423808.77,3413209.3491000002,578402.92819999997,45388.802600000003,4915514.8498999998,null,null,null,40,101430,0.38462083481190124,569.54130089513046,1480.7863988274701,1097.4108423533312,12780157.508457223,3319.529983407906,0.33059223680417066]
[10,15,11,25,1235,65,94.398708507443999,165,205.39220273982596,1774.7909112472701,52,4644.1928967909416,353275,423808.77,3552153.3491000002,578402.92819999997,45388.802600000003,5054458.8498999998,null,null,null,40,101430,0.38215271214802909,585.51866653111733,1532.1588671711777,1088.3395591563281,13226280.199661463,3298.9130293403859,0.32990853334922271]
[10,15,11,26,1287,65,94.398708507443956,165,205.3922027398259,1826.7909112472698,52,4809.1928967909416,353275,423808.77,3691097.3491000002,578402.92819999997,45388.802600000003,5193402.8498999998,null,null,null,40,101430,0.37985394856302046,601.49603216710398,1583.4929041610621,1079.8907345546145,13672104.422178414,3279.7133705388337,0.32926375342891501]
[10,15,12,10,475,65,94.398708507443999,180,224.97331207981011,1049.3720205872542,54,2366.3922510446637,353275,462336.84,1521433.3491,633545.09439999994,47009.831200000001,3119030.1148000001,null,null,null,40,101430,0.44344804633466833,360.74501687868201,813.50007032487702,1318.0528770825993,7033586.3255590228,3834.0870868637794,0.34377228456767916]
[10,15,12,11,529,65,94.398708507443999,180,224.97331207981011,1103.3720205872542,54,2546.3922510446637,353275,462336.84,1665721.3491,633545.09439999994,47009.831200000001,3263318.1148000001,null,null,null,40,101430,0.43330795565160596,377.33689657759135,870.82845273439386,1281.545729436069,7531175.1659118021,3747.3719474238542,0.34198519586962078]
[10,15,12,12,583,65,94.398708507443999,180,224.97331207981011,1157.3720205872542,54,2726.3922510446637,353275,462336.84,1810009.3491,633545.09439999994,47009.831200000001,3407606.1148000001,null,null,null,40,101430,0.42450678919872492,393.92877627650074,927.96814161690679,1249.8590815352063,8027212.2884710338,3672.1154121281779,0.34036486909077002]
[10,15,12,13,637,65,94.398708507443999,180,224.97331207981011,1211.3720205872542,54,2906.3922510446637,353275,462336.84,1954297.3491,633545.09439999994,47009.831200000001,3551894.1148000001,null,null,null,40,101430,0.4167957783922121,410.52065597541008,984.94437145930738,1222.097297265607,8521905.2085815351,3606.1875347669138,0.33888900271643729]
[10,15,12,14,691,65,94.398708507443999,180,224.97331207981011,1265.3720205872542,54,3086.3922510446637,353275,462336.84,2098585.3491000002,633545.09439999994,47009.831200000001,3696182.1148000001,null,null,null,40,101430,0.40998418790060098,427.11253567431947,1041.7780692017107,1197.5736763673915,9015426.0185554065,3547.9553890279931,0.33753910211804605]
[10,15,12,15,745,65,94.398708507443999,180,224.97331207981011,1319.3720205872542,54,3266.3922510446637,353275,462336.84,2242873.3491000002,633545.09439999994,47009.831200000001,3840470.1148000001,null,null,null,40,101430,0.40392332554832938,443.70441537322881,1098.4867357459395,1175.752885639231,9507918.6367410589,3496.1460979203116,0.33629970050125468]
[10,15,12,16,799,65,94.398708507443999,180,224.97331207981011,1373.3720205872542,54,3446.3922510446637,353275,462336.84,2387161.3491000002,633545.09439999994,47009.831200000001,3984758.1148000001,null,null,null,40,101430,0.39849556305465816,460.29629507213809,1155.0851195023299,1156.211430543791,9999504.3464231305,3449.7527909564151,0.33515776364463529]
[10,15,12,17,853,65,94.398708507443999,180,224.97331207981011,1427.3720205872542,54,3626.3922510446637,353275,462336.84,2531449.3491000002,633545.09439999994,47009.831200000001,4129046.1148000001,null,null,null,40,101430,0.39360662657936896,476.88817477104755,1211.5857370477609,1138.6098990273108,10490286.077444339,3407.9685725390964,0.33410222975706405]
[10,15,12,18,907,65,94.398708507443999,180,224.97331207981011,1481.3720205872542,54,3806.3922510446637,353275,462336.84,2675737.3491000002,633545.09439999994,47009.831200000001,4273334.1147999996,null,null,null,40,101430,0.38918007469689753,493.48005446995694,1267.9992799073557,1122.6730806901394,10980351.751367433,3370.1392283973623,0.33312364997573579]
[10,15,12,19,961,65,94.398708507443999,180,224.97331207981011,1535.3720205872542,54,3986.3922510446637,353275,462336.84,2820025.3491000002,633545.09439999994,47009.831200000001,4417622.1147999996,null,null,null,40,101430,0.3851532724068733,510.07193416886639,1324.3349354955756,1108.175472104562,11469776.920728436,3335.7287468538175,0.33221390472764534]
[10,15,12,20,1015,65,94.398708507443999,180,224.97331207981011,1589.3720205872542,54,4166.3922510446637,353275,462336.84,2964313.3491000002,633545.09439999994,47009.831200000001,4561910.1147999996,null,null,null,40,101430,0.38147440874985827,526.66381386777573,1380.6006426321551,1094.9305394016978,11958626.870267304,3304.2937790453102,0.33136597791194267]
[10,15,12,21,1069,65,94.398708507443999,180,224.97331207981011,1643.3720205872542,54,4346.3922510446637,353275,462336.84,3108601.3491000002,633545.09439999994,47009.831200000001,4706198.1147999996,null,null,null,40,101430,0.37810025549172799,543.25569356668507,1436.8032966816397,1082.7826489116908,12446958.303889189,3275.4644464308781,0.33057377560350226]
[10,15,12,22,1123,65,94.398708507443999,180,224.97331207981011,1697.3720205872542,54,4526.3922510446637,353275,462336.84,3252889.3491000002,633545.09439999994,47009.831200000001,4850486.1147999996,null,null,null,40,101430,0.37499446058734992,559.84757326559452,1492.9489155352085,1071.6009231581565,12934820.709612941,3248.9297284874165,0.32983197936295622]
[10,15,12,23,1177,65,94.398708507443999,180,224.97331207981011,1751.3720205872542,54,4706.3922510446637,353275,462336.84,3397177.3491000002,633545.09439999994,47009.831200000001,4994774.1147999996,null,null,null,40,101430,0.37212623325191552,576.43945296450374,1549.0427748862196,1061.2745067491373,13422257.47200712,3224.4262042165133,0.32913592668405045]
[10,15,12,24,1231,65,94.398708507443999,180,224.97331207981011,1805.3720205872542,54,4886.3922510446637,353275,462336.84,3541465.3491000002,633545.09439999994,47009.831200000001,5139062.1147999996,null,null,null,40,101430,0.36946931966038604,593.0313326634132,1605.0895192286168,1051.7088786101251,13909306.784983344,3201.7292825294553,0.32848151289644506]
[10,15,12,25,1285,65,94.398708507443999,180,224.97331207981011,1859.3720205872542,54,5066.3922510446637,353275,462336.84,3685753.3491000002,633545.09439999994,47009.831200000001,5283350.1147999996,null,null,null,40,101430,0.3670011969965139,609.62321236232253,1661.0932535135935,1042.8229503363045,14396002.405533226,3180.6463024396071,0.32786511016218389]
[10,15,12,26,1339,65,94.398708507443956,180,224.97331207981009,1913.3720205872539,54,5246.3922510446637,353275,462336.84,3830041.3491000002,633545.09439999994,47009.831200000001,5427638.1147999996,null,null,null,40,101430,0.36470243341150532,626.21509206123187,1717.0576192856206,1034.5467618656673,14882374.279831607,3161.0110539293069,0.32728350018886204]
[10,15,13,10,495,65,94.398708507443999,195,244.55442141979429,1103.9531299272383,56,2563.5916052983857,353275,500864.91,1574873.3491,688687.26060000004,48630.859900000003,3267761.3796999999,null,null,null,40,101430,0.4306275335141555,375.63185176604873,872.28944396724467,1274.6809487543251,7588370.750457257,3746.1892978990095,0.34026068823302913]
[10,15,13,11,551,65,94.398708507443999,195,244.55442141979429,1159.9531299272383,56,2758.5916052983857,353275,500864.91,1724505.3491,688687.26060000004,48630.859900000003,3417393.3796999999,null,null,null,40,101430,0.42048744283109307,392.83824552788064,934.24489179259774,1238.8181610850381,8127218.6314327428,3657.9203265464907,0.33866734387149133]
[10,15,13,12,607,65,94.398708507443999,195,244.55442141979429,1215.9531299272383,56,2953.5916052983857,353275,500864.91,1874137.3491,688687.26060000004,48630.859900000003,3567025.3796999999,null,null,null,40,101430,0.41168627637821203,410.04463928971256,996.01240754746141,1207.6907901761226,8664426.2496216409,3581.3061691105449,0.33722076056850098]
[10,15,13,13,663,65,94.398708507443999,195,244.55442141979429,1271.9531299272385,56,3148.5916052983857,353275,500864.91,2023769.3491,688687.26060000004,48630.859900000003,3716657.3796999999,null,null,null,40,101430,0.40397526557169933,427.25103305154454,1057.6168133633273,1180.4190081070071,9200210.2514880858,3514.1814433159657,0.33590155407376154]
[10,15,13,14,719,65,94.398708507443999,195,244.55442141979429,1327.9531299272385,56,3343.5916052983857,353275,500864.91,2173401.3491000002,688687.26060000004,48630.859900000003,3866289.3796999999,null,null,null,40,101430,0.39716367508008815,444.45742681337651,1119.0787443583595,1156.3282350433278,9734750.7394293584,3454.885904277598,0.33469360988495833]
[10,15,13,15,775,65,94.398708507443999,195,244.55442141979429,1383.9531299272385,56,3538.5916052983857,353275,500864.91,2323033.3491000002,688687.26060000004,48630.859900000003,4015921.3796999999,null,null,null,40,101430,0.39110281272781661,461.66382057520843,1180.4154957497017,1134.8925865441129,10268198.665334588,3402.1252636215104,0.33358342171564759]
[10,15,13,16,831,65,94.398708507443999,195,244.55442141979429,1439.9531299272385,56,3733.5916052983857,353275,500864.91,2472665.3491000002,688687.26060000004,48630.859900000003,4165553.3796999999,null,null,null,40,101430,0.38567505023414539,478.87021433704035,1241.6416722998174,1115.6960428529414,10800681.498923615,3354.8756236127033,0.33255958432566335]
[10,15,13,17,887,65,94.398708507443999,195,244.55442141979429,1495.9531299272385,56,3928.5916052983857,353275,500864.91,2622297.3491000002,688687.26060000004,48630.859900000003,4315185.3797000004,null,null,null,40,101430,0.38078611375885618,496.07660809887221,1302.7696918933002,1098.405182620814,11332307.622943114,3312.3163721971155,0.3316124002648404]
[10,15,13,18,943,65,94.398708507443999,195,244.55442141979429,1551.9531299272385,56,4123.5916052983857,353275,500864.91,2771929.3491000002,688687.26060000004,48630.859900000003,4464817.3797000004,null,null,null,40,101430,0.37635956187638475,513.28300186070419,1363.8101800886141,1082.7496529781333,11863169.776796689,3273.782117809289,0.3307335717572662]
[10,15,13,19,999,65,94.398708507443999,195,244.55442141979429,1607.9531299272385,56,4318.5916052983857,353275,500864.91,2921561.3491000002,688687.26060000004,48630.859900000003,4614449.3797000004,null,null,null,40,101430,0.37233275958636047,530.48939562253611,1424.7722822237779,1068.5079306871721,12393347.780589463,3238.7276459773348,0.32991595696980375]
[10,15,13,20,1055,65,94.398708507443999,195,244.55442141979429,1663.9531299272385,56,4513.5916052983857,353275,500864.91,3071193.3491000002,688687.26060000004,48630.859900000003,4764081.3797000004,null,null,null,40,101430,0.3686538959293455,547.69578938436803,1485.6639124989388,1055.4967742469082,12922910.709109752,3206.7019596962673,0.32915337549701157]
[10,15,13,21,1111,65,94.398708507443999,195,244.55442141979429,1719.9531299272385,56,4708.5916052983857,353275,500864.91,3220825.3491000002,688687.26060000004,48630.859900000003,4913713.3797000004,null,null,null,40,101430,0.36527974267121521,564.90218314620006,1546.4919543996259,1043.5632969593646,13451918.641114345,3177.3287702411335,0.32844045184539294]
[10,15,13,22,1167,65,94.398708507443999,195,244.55442141979429,1775.9531299272385,56,4903.5916052983857,353275,500864.91,3370457.3491000002,688687.26060000004,48630.859900000003,5063345.3797000004,null,null,null,40,101430,0.36217394776683709,582.10857690803186,1607.2624232010908,1032.578931367239,13980424.07765919,3150.2916428395069,0.3277724885295149]
[10,15,13,23,1223,65,94.398708507443999,195,244.55442141979429,1831.9531299272385,56,5098.5916052983857,353275,500864.91,3520089.3491000002,688687.26060000004,48630.859900000003,5212977.3797000004,null,null,null,40,101430,0.35930572043140269,599.3149706698639,1667.9805986675988,1022.4347787030279,14508473.10029291,3125.3225510084199,0.32714536244367098]
[10,15,13,24,1279,65,94.398708507443999,195,244.55442141979429,1887.9531299272385,56,5293.5916052983857,353275,500864.91,3669721.3491000002,688687.26060000004,48630.859900000003,5362609.3797000004,null,null,null,40,101430,0.35664880683987327,616.52136443169582,1728.6511341351525,1013.0379862120275,15036106.323126025,3102.1929606075751,0.3265554396763316]
[10,15,13,25,1335,65,94.398708507443999,195,244.55442141979429,1943.9531299272385,56,5488.5916052983857,353275,500864.91,3819353.3491000002,688687.26060000004,48630.859900000003,5512241.3797000004,null,null,null,40,101430,0.35418068417600113,633.72775819352773,1789.2781467399641,1004.3088967193614,15563359.680341015,3080.706814479116,0.32599950504837943]
[10,15,13,26,1391,65,94.398708507443956,195,244.55442141979427,1999.953129927238,56,5683.5916052983857,353275,500864.91,3968985.3491000002,688687.26060000004,48630.859900000003,5661873.3797000004,null,null,null,40,101430,0.35188192059099249,650.93415195535954,1849.8652924881819,996.17878497502011,16090265.0813976,3060.6949612232597,0.3254747034891971]
[10,15,14,10,515,65,94.398708507443999,210,264.13553075977848,1158.5342392672223,58,2760.7909595521078,353275,539392.98,1628313.3491,743829.42680000002,50251.888599999998,3416492.6444999999,null,null,null,40,101430,0.41963852252514444,390.51868665341544,930.60733391085625,1237.5050101872334,8141513.3767196955,3671.2505049445717,0.3370799700321504]
[10,15,14,11,573,65,94.398708507443999,210,264.13553075977848,1216.5342392672223,58,2970.7909595521078,353275,539392.98,1783289.3491,743829.42680000002,50251.888599999998,3571468.6444999999,null,null,null,40,101430,0.40949843184208207,408.33959447816994,997.17010549051622,1202.1945310698691,8721568.5502371956,3581.6042066047676,0.33565811902189674]
[10,15,14,12,631,65,94.398708507443999,210,264.13553075977848,1274.5342392672223,58,3180.7909595521078,353275,539392.98,1938265.3491,743829.42680000002,50251.888599999998,3726444.6444999999,null,null,null,40,101430,0.40069726538920103,426.16050230292439,1063.5473189191614,1171.5465404397651,9299900.3646950815,3503.7882924780279,0.33436567584715504]
[10,15,14,13,689,65,94.398708507443999,210,264.13553075977848,1332.5342392672226,58,3390.7909595521078,353275,539392.98,2093241.3491,743829.42680000002,50251.888599999998,3881420.6444999999,null,null,null,40,101430,0.39298625458268832,443.981410127679,1129.763204056952,1144.6947602567789,9876733.8533176668,3435.6054707634898,0.33318574265816236]
[10,15,14,14,747,65,94.398708507443999,210,264.13553075977848,1390.5342392672226,58,3600.7909595521078,353275,539392.98,2248217.3491000002,743829.42680000002,50251.888599999998,4036396.6444999999,null,null,null,40,101430,0.38617466409107715,461.80231795243344,1195.8379481972436,1120.9749996227019,10452256.504257336,3375.3709276497912,0.33210424088211732]
[10,15,14,15,805,65,94.398708507443999,210,264.13553075977848,1448.5342392672226,58,3810.7909595521078,353275,539392.98,2403193.3491000002,743829.42680000002,50251.888599999998,4191372.6444999999,null,null,null,40,101430,0.3801138017388056,479.62322577718794,1261.7885053980756,1099.8694730340117,11026625.777207231,3321.7711419894708,0.33110934679722681]
[10,15,14,16,863,65,94.398708507443999,210,264.13553075977848,1506.5342392672226,58,4020.7909595521078,353275,539392.98,2558169.3491000002,743829.42680000002,50251.888599999998,4346348.6445000004,null,null,null,40,101430,0.37468603924513438,497.44413360194244,1327.6292188631423,1080.968567689356,11599974.883723384,3273.766939422409,0.33019105748562277]
[10,15,14,17,921,65,94.398708507443999,210,264.13553075977848,1564.5342392672226,58,4230.7909595521078,353275,539392.98,2713145.3491000002,743829.42680000002,50251.888599999998,4501324.6445000004,null,null,null,40,101430,0.36979710276984518,515.26504142669683,1393.3723048863048,1063.9439971295308,12172417.281827362,3230.5254157413788,0.3293408533315515]
[10,15,14,18,979,65,94.398708507443999,210,264.13553075977848,1622.5342392672226,58,4440.7909595521078,353275,539392.98,2868121.3491000002,743829.42680000002,50251.888599999998,4656300.6445000004,null,null,null,40,101430,0.36537055088737375,533.08594925145144,1459.0282330000273,1048.529572082128,12744050.20660975,3191.3711737785588,0.32855143290671418]
[10,15,14,19,1037,65,94.398708507443999,210,264.13553075977848,1680.5342392672226,58,4650.7909595521078,353275,539392.98,3023097.3491000002,743829.42680000002,50251.888599999998,4811276.6445000004,null,null,null,40,101430,0.36134374859734947,550.90685707620594,1524.6060274038098,1034.507180900838,13314957.469726779,3155.7507697370729,0.32781650275475643]
[10,15,14,20,1095,65,94.398708507443999,210,264.13553075977848,1738.5342392672226,58,4860.7909595521078,353275,539392.98,3178073.3491000002,743829.42680000002,50251.888599999998,4966252.6445000004,null,null,null,40,101430,0.35766488494033444,568.72776490096044,1590.1135080561107,1021.6964041142315,13885211.698525626,3123.2063744911652,0.32713060925430743]
[10,15,14,21,1153,65,94.398708507443999,210,264.13553075977848,1796.5342392672226,58,5070.7909595521078,353275,539392.98,3333049.3491000002,743829.42680000002,50251.888599999998,5121228.6445000004,null,null,null,40,101430,0.35429073168220421,586.54867272571494,1655.5574850652433,1009.9467095716562,14454876.141437003,3093.3559787104173,0.32648900305120748]
[10,15,14,22,1211,65,94.398708507443999,210,264.13553075977848,1854.5342392672226,58,5280.7909595521078,353275,539392.98,3488025.3491000002,743829.42680000002,50251.888599999998,5276204.6445000004,null,null,null,40,101430,0.35118493677782608,604.36958055046944,1720.9439166031721,999.13150983216656,15024006.134589124,3065.8783203926914,0.32588752892978262]
[10,15,14,23,1269,65,94.398708507443999,210,264.13553075977848,1912.5342392672226,58,5490.7909595521078,353275,539392.98,3643001.3491000002,743829.42680000002,50251.888599999998,5431180.6445000004,null,null,null,40,101430,0.34831670944239168,622.19048837522394,1786.2780380857048,989.14358323493389,15592650.301560165,3040.5012706452853,0.32532253572287045]
[10,15,14,24,1327,65,94.398708507443999,210,264.13553075977848,1970.5342392672226,58,5700.7909595521078,353275,539392.98,3797977.3491000002,743829.42680000002,50251.888599999998,5586156.6445000004,null,null,null,40,101430,0.34565979585086221,640.01139619997844,1851.5644685392242,979.89150701365804,16160851.541252274,3016.9927860694493,0.32479080213190198]
[10,15,14,25,1385,65,94.398708507443999,210,264.13553075977848,2028.5342392672226,58,5910.7909595521078,353275,539392.98,3952953.3491000002,743829.42680000002,50251.888599999998,5741132.6445000004,null,null,null,40,101430,0.34319167318699012,657.83230402473293,1916.8072987199457,971.29685076198143,16728647.846293349,2995.1537895120246,0.32428947527272939]
[10,15,14,26,1443,65,94.398708507443956,210,264.13553075977842,2086.5342392672223,58,6120.7909595521078,353275,539392.98,4107929.3491000002,743829.42680000002,50251.888599999998,5896108.6445000004,null,null,null,40,101430,0.34089290960198149,675.65321184948743,1982.0101645363177,963.2919476401795,17296072.984942719,2974.8125161127623,0.32381601947101168]
[10,15,15,10,535,65,94.398708507443999,225,283.71664009976269,1213.1153486072067,60,2957.9903138058298,353275,577921.05000000005,1681753.3491,798971.59299999999,51872.917200000004,3565223.9093999998,null,null,null,40,101430,0.41011471300133495,405.40552154078216,988.51737986650221,1205.2858634290872,8693235.810290793,3606.637558433029,0.33418546884781686]
[10,15,15,11,595,65,94.398708507443999,225,283.71664009976269,1273.1153486072067,60,3182.9903138058298,353275,577921.05000000005,1842073.3491,798971.59299999999,51872.917200000004,3725543.9093999998,null,null,null,40,101430,0.39997462231827258,423.84094342845918,1059.6695884650287,1170.4540517233895,9314450.7213905249,3515.7599594671078,0.33291637233982208]
[10,15,15,12,655,65,94.398708507443999,225,283.71664009976269,1333.1153486072067,60,3407.9903138058298,353275,577921.05000000005,2002393.3491,798971.59299999999,51872.917200000004,3885863.9093999998,null,null,null,40,101430,0.39117345586539154,442.27636531613632,1130.6400234588771,1140.2215240015889,9933863.9959443435,3436.8710011720814,0.33176151319404695]
[10,15,15,13,715,65,94.398708507443999,225,283.71664009976269,1393.1153486072067,60,3632.9903138058298,353275,577921.05000000005,2162713.3491000002,798971.59299999999,51872.917200000004,4046183.9093999998,null,null,null,40,101430,0.38346244505887872,460.7117872038134,1201.452171236934,1113.7337454532476,10551708.417675857,3367.7444731109508,0.33070613116452896]
[10,15,15,14,775,65,94.398708507443999,225,283.71664009976269,1453.1153486072067,60,3857.9903138058298,353275,577921.05000000005,2323033.3491000002,798971.59299999999,51872.917200000004,4206503.9094000002,null,null,null,40,101430,0.3766508545672676,479.14720909149048,1272.1256391200293,1090.3355289248263,11168178.323193155,3306.67331907571,0.32973790384276597]
[10,15,15,15,835,65,94.398708507443999,225,283.71664009976269,1513.1153486072067,60,4082.9903138058298,353275,577921.05000000005,2483353.3491000002,798971.59299999999,51872.917200000004,4366823.9094000002,null,null,null,40,101430,0.37058999221499606,497.58263097916756,1342.6769244499656,1069.5161079919242,11783437.224761708,3252.3266244254755,0.32884646331635109]
[10,15,15,16,895,65,94.398708507443999,225,283.71664009976269,1573.1153486072067,60,4307.9903138058298,353275,577921.05000000005,2643673.3491000002,798971.59299999999,51872.917200000004,4527143.9094000002,null,null,null,40,101430,0.36516222972132484,516.01805286684464,1413.1200076761666,1050.8714225475819,12397623.688641746,3203.6514130424694,0.32802302343799067]
[10,15,15,17,955,65,94.398708507443999,225,283.71664009976269,1633.1153486072067,60,4532.9903138058298,353275,577921.05000000005,2803993.3491000002,798971.59299999999,51872.917200000004,4687463.9094000002,null,null,null,40,101430,0.36027329324603558,534.45347475452172,1483.4668147037369,1034.077636370419,13010855.917619193,3159.8036861555747,0.32726008925843936]
[10,15,15,18,1015,65,94.398708507443999,225,283.71664009976269,1693.1153486072067,60,4757.9903138058298,353275,577921.05000000005,2964313.3491000002,798971.59299999999,51872.917200000004,4847783.9094000002,null,null,null,40,101430,0.3558467413635642,552.8888966421988,1553.7275809343976,1018.8721686389233,13623235.359172268,3120.0990243572323,0.32655122824148819]
[10,15,15,19,1075,65,94.398708507443999,225,283.71664009976269,1753.1153486072067,60,4982.9903138058298,353275,577921.05000000005,3124633.3491000002,798971.59299999999,51872.917200000004,5008103.9094000002,null,null,null,40,101430,0.35181993907353992,571.32431852987588,1623.9111405520812,1005.0398644193483,14234849.572705733,3083.9765701020633,0.32589088845966385]
[10,15,15,20,1135,65,94.398708507443999,225,283.71664009976269,1813.1153486072067,60,5207.9903138058298,353275,577921.05000000005,3284953.3491000002,798971.59299999999,51872.917200000004,5168423.9094000002,null,null,null,40,101430,0.34814107541652489,589.75974041755296,1694.0251583699203,992.40274999924509,14845774.527486313,3050.9723446868197,0.32527425288776735]
[10,15,15,21,1195,65,94.398708507443999,225,283.71664009976269,1873.1153486072067,60,5432.9903138058298,353275,577921.05000000005,3445273.3491000002,798971.59299999999,51872.917200000004,5328743.9094000002,null,null,null,40,101430,0.34476692215839466,608.19516230523004,1764.0763171178289,980.81233383564268,15456076.458930641,3020.6991940669031,0.32469712170020176]
[10,15,15,22,1255,65,94.398708507443999,225,283.71664009976269,1933.1153486072067,60,5657.9903138058298,353275,577921.05000000005,3605593.3491000002,798971.59299999999,51872.917200000004,5489063.9094000002,null,null,null,40,101430,0.34166112725401654,626.63058419290712,1834.0704698519094,970.14374450177081,16065813.379200598,2992.8315185367696,0.32415581648782066]
[10,15,15,23,1315,65,94.398708507443999,225,283.71664009976269,1993.1153486072067,60,5882.9903138058298,353275,577921.05000000005,3765913.3491000002,798971.59299999999,51872.917200000004,5649383.9094000002,null,null,null,40,101430,0.33879289991858214,645.0660060805842,1904.0127648354051,960.2912138292528,16675036.314952239,2967.0935057406014,0.32364710177529754]
[10,15,15,24,1375,65,94.398708507443999,225,283.71664009976269,2053.1153486072067,60,6107.9903138058298,353275,577921.05000000005,3926233.3491000002,798971.59299999999,51872.917200000004,5809703.9094000002,null,null,null,40,101430,0.33613598632705266,663.50142796826117,1973.9077485226151,951.16455837507158,17283790.328053799,2943.2499638033491,0.32316812029989817]
[10,15,15,25,1435,65,94.398708507443999,225,283.71664009976269,2113.1153486072067,60,6332.9903138058298,353275,577921.05000000005,4086553.3491000002,798971.59299999999,51872.917200000004,5970023.9094000002,null,null,null,40,101430,0.33366786366318057,681.93684985593825,2043.7594509980026,942.68641093225244,17892115.362409454,2921.0991080555359,0.32271633931645777]
[10,15,15,26,1495,65,94.398708507443956,225,283.71664009976263,2173.1153486072067,60,6557.9903138058298,353275,577921.05000000005,4246873.3491000002,798971.59299999999,51872.917200000004,6130343.9094000002,null,null,null,40,101430,0.331369100078172,700.37227174361533,2113.5714572613838,934.79002194998418,18500046.950497646,2900.4668322563366,0.32228950579751692]
[10,15,16,10,555,65,94.398708507443999,240,303.29774943974684,1267.6964579471908,62,3155.1896680595519,353275,616449.12,1735193.3491,854113.75919999997,53493.945899999999,3713955.1743000001,null,null,null,40,101430,0.40178137966800159,420.29235642814888,1046.0722614259605,1177.0941100157092,9243721.4918327481,3550.3810885804546,0.33154021516218296]
[10,15,16,11,617,65,94.398708507443999,240,303.29774943974684,1329.696457947191,62,3395.1896680595519,353275,616449.12,1900857.3491,854113.75919999997,53493.945899999999,3879619.1743000001,null,null,null,40,101430,0.39164128898493927,439.34229237874843,1121.7976876683283,1142.6811322952196,9906052.5112420209,3458.3946971036821,0.33040795871338402]
[10,15,16,12,679,65,94.398708507443999,240,303.29774943974684,1391.696457947191,62,3635.1896680595519,353275,616449.12,2066521.3491,854113.75919999997,53493.945899999999,4045283.1743000001,null,null,null,40,101430,0.38284012253205824,458.39222832934814,1197.3463630133576,1112.8121346181845,10566507.887157453,3378.5404952286058,0.32937658618855392]
[10,15,16,13,741,65,94.398708507443999,240,303.29774943974684,1453.696457947191,62,3875.1896680595519,353275,616449.12,2232185.3491000002,854113.75919999997,53493.945899999999,4210947.1743000001,null,null,null,40,101430,0.37512911172554542,477.44216427994775,1272.7409026822138,1086.6428575001576,11225327.607568249,3308.5659189400117,0.32843318952166833]
[10,15,16,14,803,65,94.398708507443999,240,303.29774943974684,1515.696457947191,62,4115.1896680595519,353275,616449.12,2397849.3491000002,854113.75919999997,53493.945899999999,4376611.1743000001,null,null,null,40,101430,0.3683175212339343,496.49210023054746,1348.0002215675315,1063.5259920641849,11882712.393352432,3246.7436608919438,0.32756697267933177]
[10,15,16,15,865,65,94.398708507443999,240,303.29774943974684,1577.696457947191,62,4355.1896680595519,353275,616449.12,2563513.3491000002,854113.75919999997,53493.945899999999,4542275.1743000001,null,null,null,40,101430,0.3622566588816627,515.54203618114707,1423.1402613072673,1042.9569135800973,12538831.413832286,3191.7269841574707,0.32676883666959683]
[10,15,16,16,927,65,94.398708507443999,240,303.29774943974684,1639.696457947191,62,4595.1896680595519,353275,616449.12,2729177.3491000002,854113.75919999997,53493.945899999999,4707939.1743000001,null,null,null,40,101430,0.35682889638799153,534.59197213174662,1498.1745524063936,1024.5364205485296,13193828.25189198,3142.4503684789911,0.32603105870035609]
[10,15,16,17,989,65,94.398708507443999,240,303.29774943974684,1701.696457947191,62,4835.1896680595519,353275,616449.12,2894841.3491000002,854113.75919999997,53493.945899999999,4873603.1743000001,null,null,null,40,101430,0.35193995991270227,553.64190808234639,1573.1146534757681,1007.9445707061961,13847825.565088442,3098.0597399478688,0.32534704147543547]
[10,15,16,18,1051,65,94.398708507443999,240,303.29774943974684,1763.696457947191,62,5075.1896680595519,353275,616449.12,3060505.3491000002,854113.75919999997,53493.945899999999,5039267.1743000001,null,null,null,40,101430,0.34751340803023084,572.69184403294605,1647.9704978264506,992.92194062611918,14500928.763637645,3057.8624926245557,0.32471111536931696]
[10,15,16,19,1113,65,94.398708507443999,240,303.29774943974684,1825.696457947191,62,5315.1896680595519,353275,616449.12,3226169.3491000002,854113.75919999997,53493.945899999999,5204931.1743000001,null,null,null,40,101430,0.34348660574020662,591.74177998354571,1722.7506694427116,979.25596249804482,15153228.938982351,3021.291047263996,0.3241183809103178]
[10,15,16,20,1175,65,94.398708507443999,240,303.29774943974684,1887.696457947191,62,5555.1896680595519,353275,616449.12,3391833.3491000002,854113.75919999997,53493.945899999999,5370595.1743000001,null,null,null,40,101430,0.33980774208319159,610.79171593414526,1797.462624570253,966.77080264863184,15804805.215239896,2987.8758539078667,0.32356458230491225]
[10,15,16,21,1237,65,94.398708507443999,240,303.29774943974684,1949.696457947191,62,5795.1896680595519,353275,616449.12,3557497.3491000002,854113.75919999997,53493.945899999999,5536259.1743000001,null,null,null,40,101430,0.33643358882506136,629.84165188474492,1872.1128710256389,955.31975506663071,16455726.651996279,2957.2251010817927,0.32304600509347831]
[10,15,16,22,1299,65,94.398708507443999,240,303.29774943974684,2011.696457947191,62,6035.1896680595519,353275,616449.12,3723161.3491000002,854113.75919999997,53493.945899999999,5701923.1743000001,null,null,null,40,101430,0.33332779392068324,648.89158783534458,1946.7071143480794,944.77944983767429,17106053.79523832,2929.0092650454003,0.32255939273139517]
[10,15,16,23,1361,65,94.398708507443999,240,303.29774943974684,2073.696457947191,62,6275.1896680595519,353275,616449.12,3888825.3491000002,854113.75919999997,53493.945899999999,5867587.1743000001,null,null,null,40,101430,0.33045956658524883,667.94152378594424,2021.2503777330805,935.04539059928163,17755839.950064376,2902.9492035697585,0.32210187813464169]
[10,15,16,24,1423,65,94.398708507443999,240,303.29774943974684,2135.696457947191,62,6515.1896680595519,353275,616449.12,4054489.3491000002,854113.75919999997,53493.945899999999,6033251.1743000001,null,null,null,40,101430,0.32780265299371936,686.99145973654379,2095.7471010757999,926.02847831630822,18405132.23171173,2878.8068804476929,0.32167092714892304]
[10,15,16,25,1485,65,94.398708507443999,240,303.29774943974684,2197.696457947191,62,6755.1896680595519,353275,616449.12,4220153.3491000002,854113.75919999997,53493.945899999999,6198915.1743000001,null,null,null,40,101430,0.32533453032984722,706.04139568714345,2170.2012232495231,917.65227608123939,19053972.438678488,2856.3780666262151,0.32126429158767345]
[10,15,16,26,1547,65,94.398708507443956,240,303.29774943974678,2259.6964579471905,62,6995.1896680595519,353275,616449.12,4385817.3491000002,854113.75919999997,53493.945899999999,6364579.1743000001,null,null,null,40,101430,0.32303576674483864,725.091331637743,2244.616250839129,909.85083697106347,19702397.782108784,2835.4865433572354,0.32087997000112506]
[10,15,17,10,575,65,94.398708507443999,255,322.87885877973099,1322.2775672871749,64,3352.3890223132739,353275,654977.18999999994,1788633.3491,909255.92539999995,55114.974600000001,3862686.4391000001,null,null,null,40,101430,0.39442843849153097,435.17919131551548,1103.3159601265907,1152.2190334744932,9793123.5736777131,3500.9793918662344,0.32911334358363381]
[10,15,17,11,639,65,94.398708507443999,255,322.87885877973099,1386.2775672871751,64,3607.3890223132739,353275,654977.18999999994,1959641.3491,909255.92539999995,55114.974600000001,4033694.4391000001,null,null,null,40,101430,0.38428834780846866,454.84364132903772,1183.5998773393312,1118.1756151527165,10496530.696607841,3407.9882199614872,0.32810430758042725]
[10,15,17,12,703,65,94.398708507443999,255,322.87885877973099,1450.2775672871751,64,3862.3890223132739,353275,654977.18999999994,2130649.3491000002,909255.92539999995,55114.974600000001,4204702.4391000001,null,null,null,40,101430,0.37548718135558762,474.50809134255996,1263.713156943164,1088.6273792798863,11197991.963242108,3327.2601586986643,0.32718432805256292]
[10,15,17,13,767,65,94.398708507443999,255,322.87885877973099,1514.2775672871751,64,4117.3890223132739,353275,654977.18999999994,2301657.3491000002,909255.92539999995,55114.974600000001,4375710.4391000001,null,null,null,40,101430,0.3677761705490748,494.17254135608221,1343.6774346154693,1062.7391328356666,11897754.0948005,3256.5185113587422,0.32634211325034101]
[10,15,17,14,831,65,94.398708507443999,255,322.87885877973099,1578.2775672871751,64,4372.3890223132739,353275,654977.18999999994,2472665.3491000002,909255.92539999995,55114.974600000001,4546718.4391000001,null,null,null,40,101430,0.36096458005746368,513.83699136960445,1423.510836680442,1039.8705183636191,12596023.793792976,3194.0174405156113,0.32556820297003525]
[10,15,17,15,895,65,94.398708507443999,255,322.87885877973099,1642.2775672871751,64,4627.3890223132739,353275,654977.18999999994,2643673.3491000002,909255.92539999995,55114.974600000001,4717726.4391000001,null,null,null,40,101430,0.35490371770519213,533.50144138312658,1503.2286639112926,1019.5223302755444,13292975.541719109,3138.3957426976663,0.32485461167468799]
[10,15,17,16,959,65,94.398708507443999,255,322.87885877973099,1706.2775672871751,64,4882.3890223132739,353275,654977.18999999994,2814681.3491000002,909255.92539999995,55114.974600000001,4888734.4391000001,null,null,null,40,101430,0.34947595521152092,553.16589139664882,1582.843921441875,1001.2996540787777,13988757.641885228,3088.5764369407702,0.32419455193103891]
[10,15,17,17,1023,65,94.398708507443999,255,322.87885877973099,1770.2775672871751,64,5137.3890223132739,353275,654977.18999999994,2985689.3491000002,909255.92539999995,55114.974600000001,5059742.4391000001,null,null,null,40,101430,0.34458701873623171,572.83034141017106,1662.3677337324507,984.8859833554111,14683496.951443037,3043.6962511055581,0.32358221783716828]
[10,15,17,18,1087,65,94.398708507443999,255,322.87885877973099,1834.2775672871751,64,5392.3890223132739,353275,654977.18999999994,3156697.3491000002,909255.92539999995,55114.974600000001,5230750.4391000001,null,null,null,40,101430,0.34016046685376028,592.49479142369319,1741.80967266374,970.02468061482148,15377302.622791482,3003.055110562651,0.32301261378885521]
[10,15,17,19,1151,65,94.398708507443999,255,322.87885877973099,1898.2775672871751,64,5647.3890223132739,353275,654977.18999999994,3327705.3491000002,909255.92539999995,55114.974600000001,5401758.4391000001,null,null,null,40,101430,0.336133664563736,612.15924143721554,1821.1780192612659,956.50546080277707,16070269.088135468,2966.0793080027656,0.32248141788455686]
[10,15,17,20,1215,65,94.398708507443999,255,322.87885877973099,1962.2775672871751,64,5902.3890223132739,353275,654977.18999999994,3498713.3491000002,909255.92539999995,55114.974600000001,5572766.4391000001,null,null,null,40,101430,0.33245480090672097,631.82369145073767,1900.4799742026059,944.1543785157379,16762478.459993396,2932.294217653357,0.32198487206079934]
[10,15,17,21,1279,65,94.398708507443999,255,322.87885877973099,2026.2775672871751,64,6157.3890223132739,353275,654977.18999999994,3669721.3491000002,909255.92539999995,55114.974600000001,5743774.4391000001,null,null,null,40,101430,0.32908064764859074,651.48814146425991,1979.7218284314079,932.82630321162003,17454002.476784356,2901.3037875484079,0.32151969304801936]
[10,15,17,22,1343,65,94.398708507443999,255,322.87885877973099,2090.2775672871749,64,6412.3890223132739,353275,654977.18999999994,3840729.3491000002,909255.92539999995,55114.974600000001,5914782.4391000001,null,null,null,40,101430,0.32597485274421262,671.15259147778215,2058.9091024282943,922.39918983994221,18144904.090996064,2872.7749234506564,0.32108299968449844]
[10,15,17,23,1407,65,94.398708507443999,255,322.87885877973099,2154.2775672871749,64,6667.3890223132739,353275,654977.18999999994,4011737.3491000002,909255.92539999995,55114.974600000001,6085790.4391000001,null,null,null,40,101430,0.32310662540877821,690.81704149130428,2138.0466606567334,912.76966421989528,18835238.774261802,2846.4254551165691,0.32067225318659009]
[10,15,17,24,1471,65,94.398708507443999,255,322.87885877973099,2218.2775672871749,64,6922.3890223132739,353275,654977.18999999994,4182745.3491000002,909255.92539999995,55114.974600000001,6256798.4391000001,null,null,null,40,101430,0.32044971181724874,710.48149150482652,2217.1388061974958,903.84958414681114,19525055.596519094,2822.014761381145,0.32028520775860536]
[10,15,17,25,1535,65,94.398708507443999,255,322.87885877973099,2282.2775672871749,64,7177.3890223132739,353275,654977.18999999994,4353753.3491000002,909255.92539999995,55114.974600000001,6427806.4391000001,null,null,null,40,101430,0.3179815891533766,730.14594151834876,2296.189359460579,895.56333356563971,20214398.123596668,2799.3363929838624,0.31991986951273216]
[10,15,17,26,1599,65,94.398708507443956,255,322.87885877973093,2346.2775672871749,64,7432.3890223132739,353275,654977.18999999994,4524761.3491000002,909255.92539999995,55114.974600000001,6598814.4391000001,null,null,null,40,101430,0.31568282556836808,749.81039153187089,2375.2017240148625,887.84567375436848,20903305.167899236,2778.2122134730353,0.31957446211226431]
[10,15,18,10,595,65,94.398708507443999,270,342.4599681197152,1376.8586766271592,66,3549.588376566996,353275,693505.26,1842073.3491,964398.09160000004,56736.003199999999,4011417.7039999999,null,null,null,40,101430,0.3878924907791127,450.0660262028822,1160.2854834825212,1130.1078543267461,10341570.923242252,3457.2678544122409,0.32687888295507034]
[10,15,18,11,661,65,94.398708507443999,270,342.4599681197152,1442.8586766271592,66,3819.588376566996,353275,693505.26,2018425.3491,964398.09160000004,56736.003199999999,4187769.7039999999,null,null,null,40,101430,0.37775240009605032,470.34499027932708,1245.1144987026778,1096.3929332482699,11086017.462550787,3363.3611273088927,0.3259813299101546]
[10,15,18,12,727,65,94.398708507443999,270,342.4599681197152,1508.8586766271592,66,4089.588376566996,353275,693505.26,2194777.3491000002,964398.09160000004,56736.003199999999,4364121.7039999999,null,null,null,40,101430,0.36895123364316929,490.62395435577184,1329.779953602969,1067.1298189791771,11828451.312907223,3281.8374890980467,0.32516229780544625]
[10,15,18,13,793,65,94.398708507443999,270,342.4599681197152,1574.8586766271592,66,4359.588376566996,353275,693505.26,2371129.3491000002,964398.09160000004,56736.003199999999,4540473.7039999999,null,null,null,40,101430,0.36124022283665652,510.90291843221667,1414.3024118973422,1041.4913775783414,12569125.520771174,3210.3980490947911,0.32441191455121954]
[10,15,18,14,859,65,94.398708507443999,270,342.4599681197152,1640.8586766271592,66,4629.588376566996,353275,693505.26,2547481.3491000002,964398.09160000004,56736.003199999999,4716825.7039999999,null,null,null,40,101430,0.35442863234504535,531.18188250866137,1498.6991287756409,1018.8434306297828,13308252.419610769,3147.2799399294277,0.32372189639178667]
[10,15,18,15,925,65,94.398708507443999,270,342.4599681197152,1706.8586766271592,66,4899.588376566996,353275,693505.26,2723833.3491000002,964398.09160000004,56736.003199999999,4893177.7039999999,null,null,null,40,101430,0.3483677699927738,551.4608465851062,1582.9846905657926,998.69158956038609,14046011.501255654,3091.1086715793558,0.32308524082076984]
[10,15,18,16,991,65,94.398708507443999,270,342.4599681197152,1772.8586766271592,66,5169.588376566996,353275,693505.26,2900185.3491000002,964398.09160000004,56736.003199999999,5069529.7039999999,null,null,null,40,101430,0.34294000749910258,571.73981066155102,1667.1715115158945,980.64475055010928,14782555.52904119,3040.7967440469029,0.32249598808929242]
[10,15,18,17,1057,65,94.398708507443999,270,342.4599681197152,1838.8586766271592,66,5439.588376566996,353275,693505.26,3076537.3491000002,964398.09160000004,56736.003199999999,5245881.7039999999,null,null,null,40,101430,0.33805107102381338,592.01877473799573,1751.2702235937957,964.38946126582448,15518015.334481072,2995.4724481183548,0.32194903407361275]
[10,15,18,18,1123,65,94.398708507443999,270,342.4599681197152,1904.8586766271592,66,5709.588376566996,353275,693505.26,3252889.3491000002,964398.09160000004,56736.003199999999,5422233.7039999999,null,null,null,40,101430,0.33362451914134195,612.29773881444055,1835.2899852514649,949.67156060477907,16252503.616762428,2954.428862773068,0.32143998204560059]
[10,15,18,19,1189,65,94.398708507443999,270,342.4599681197152,1970.8586766271592,66,5979.588376566996,353275,693505.26,3429241.3491000002,964398.09160000004,56736.003199999999,5598585.7039999999,null,null,null,40,101430,0.32959771685131767,632.57670289088537,1919.2387281500564,936.2827926292058,16986117.978817254,2917.0866666398147,0.32096502422662254]
[10,15,18,20,1255,65,94.398708507443999,270,342.4599681197152,2036.8586766271592,66,6249.588376566996,353275,693505.26,3605593.3491000002,964398.09160000004,56736.003199999999,5774937.7039999999,null,null,null,40,101430,0.32591885319430269,652.85566696733008,2003.1233559174248,924.05089039760992,17718943.373129897,2882.9665866186165,0.32052084636936906]
[10,15,18,21,1321,65,94.398708507443999,270,342.4599681197152,2102.8586766271592,66,6519.588376566996,353275,693505.26,3781945.3491000002,964398.09160000004,56736.003199999999,5951289.7039999999,null,null,null,40,101430,0.32254469993617241,673.13463104377479,2086.9499054766047,912.83212378494397,18451054.086962126,2851.6686904500311,0.32010455030836238]
[10,15,18,22,1387,65,94.398708507443999,270,342.4599681197152,2168.8586766271592,66,6789.588376566996,353275,693505.26,3958297.3491000002,964398.09160000004,56736.003199999999,6127641.7039999999,null,null,null,40,101430,0.31943890503179434,693.41359512021961,2170.7236789182048,902.50562539751365,19182515.365106799,2822.8566185075379,0.31971359065154153]
[10,15,18,23,1453,65,94.398708507443999,270,342.4599681197152,2234.8586766271592,66,7059.588376566996,353275,693505.26,4134649.3491000002,964398.09160000004,56736.003199999999,6303993.7039999999,null,null,null,40,101430,0.31657067769635994,713.69255919666432,2254.4493520060173,892.96901854932969,19913384.74510197,2796.2454327820533,0.31934572268961842]
[10,15,18,24,1519,65,94.398708507443999,270,342.4599681197152,2300.8586766271592,66,7329.588376566996,353275,693505.26,4311001.3491000002,964398.09160000004,56736.003199999999,6480345.7039999999,null,null,null,40,101430,0.31391376410483046,733.97152327310914,2338.1310640077631,884.13501155170263,20643713.162641685,2771.5921505603715,0.31899895927073707]
[10,15,18,25,1585,65,94.398708507443999,270,342.4599681197152,2366.8586766271592,66,7599.588376566996,353275,693505.26,4487353.3491000002,964398.09160000004,56736.003199999999,6656697.7039999999,null,null,null,40,101430,0.31144564144095832,754.25048734955408,2421.7724924962213,875.92871799621764,21373545.872040134,2748.6882952923261,0.31867153489044914]
[10,15,18,26,1651,65,94.398708507443956,270,342.45996811971514,2432.8586766271592,66,7869.588376566996,353275,693505.26,4663705.3491000002,964398.09160000004,56736.003199999999,6833049.7039999999,null,null,null,40,101430,0.3091468778559498,774.52945142599879,2505.3769159748686,868.28552867286203,22102923.216870442,2727.3539803197527,0.31836187562681723]
[10,15,19,10,615,65,94.398708507443999,285,362.04107745969935,1431.4397859671435,68,3746.787730820718,353275,732033.33,1895513.3491,1019540.2578,58357.031900000002,4160148.9689000002,null,null,null,40,101430,0.38204453756273848,464.95286109024897,1217.0121945897354,1110.3241677208666,10889172.752972808,3418.3297318994314,0.32481482326279371]
[10,15,19,11,683,65,94.398708507443999,285,362.04107745969935,1499.4397859671435,68,4031.787730820718,353275,732033.33,2077209.3491,1019540.2578,58357.031900000002,4341844.9688999997,null,null,null,40,101430,0.37190444687967611,485.84633922961632,1306.3741057842321,1076.9031652285014,11674625.04220877,3323.5846834577346,0.32401857265394879]
[10,15,19,12,751,65,94.398708507443999,285,362.04107745969935,1567.4397859671435,68,4316.787730820718,353275,732033.33,2258905.3491000002,1019540.2578,58357.031900000002,4523540.9688999997,null,null,null,40,101430,0.36310328042679507,506.73981736898355,1395.5803890654934,1047.8951597627529,12458000.82977288,3241.3331430368662,0.32329140928135519]
[10,15,19,13,819,65,94.398708507443999,285,362.04107745969935,1635.4397859671435,68,4601.787730820718,353275,732033.33,2440601.3491000002,1019540.2578,58357.031900000002,4705236.9688999997,null,null,null,40,101430,0.35539226962028225,527.63329550835101,1484.6504570065611,1022.4802281375764,13239559.132441355,3169.255730629849,0.32262471540419729]
[10,15,19,14,887,65,94.398708507443999,285,362.04107745969935,1703.4397859671435,68,4886.787730820718,353275,732033.33,2622297.3491000002,1019540.2578,58357.031900000002,4886932.9688999997,null,null,null,40,101430,0.34858067912867113,548.5267736477183,1573.6006224408134,1000.0297205521398,14019517.607992154,3105.5738661758674,0.32201124933587671]
[10,15,19,15,955,65,94.398708507443999,285,362.04107745969935,1771.4397859671435,68,5171.787730820718,353275,732033.33,2803993.3491000002,1019540.2578,58357.031900000002,5068628.9688999997,null,null,null,40,101430,0.34251981677639953,569.42025178708582,1662.4446934082334,980.05355839419212,14798060.493414085,3048.9008079173468,0.32144488133205301]
[10,15,19,16,1023,65,94.398708507443999,285,362.04107745969935,1839.4397859671435,68,5456.787730820718,353275,732033.33,2985689.3491000002,1019540.2578,58357.031900000002,5250324.9688999997,null,null,null,40,101430,0.33709205428272837,590.31372992645311,1751.1944361386247,962.16404739287952,15575344.782368192,2998.1393616274904,0.32092038806047518]
[10,15,19,17,1091,65,94.398708507443999,285,362.04107745969935,1907.4397859671435,68,5741.787730820718,353275,732033.33,3167385.3491000002,1019540.2578,58357.031900000002,5432020.9688999997,null,null,null,40,101430,0.33220311780743911,611.2072080658204,1839.8599390030572,946.05046781724695,16351505.08129466,2952.4100469265354,0.3204332910335701]
[10,15,19,18,1159,65,94.398708507443999,285,362.04107745969935,1975.4397859671435,68,6026.787730820718,353275,732033.33,3349081.3491000002,1019540.2578,58357.031900000002,5613716.9688999997,null,null,null,40,101430,0.32777656592496768,632.1006862051878,1928.4499012961282,931.4608742800043,17126657.462557349,2910.9996402173788,0.31997972841056327]
[10,15,19,19,1227,65,94.398708507443999,285,362.04107745969935,2043.4397859671435,68,6311.787730820718,353275,732033.33,3530777.3491000002,1019540.2578,58357.031900000002,5795412.9688999997,null,null,null,40,101430,0.32374976363494345,652.99416434455509,2016.9718643589927,918.18882636864203,17900902.548256718,2873.3236547610895,0.31955635239601554]
[10,15,19,20,1295,65,94.398708507443999,285,362.04107745969935,2111.4397859671435,68,6596.787730820718,353275,732033.33,3712473.3491000002,1019540.2578,58357.031900000002,5977108.9688999997,null,null,null,40,101430,0.32007089997792842,673.88764248392238,2105.4323980417857,906.06355892349541,18674327.998148039,2838.898543790549,0.31916024646435687]
[10,15,19,21,1363,65,94.398708507443999,285,362.04107745969935,2179.4397859671435,68,6881.787730820718,353275,732033.33,3894169.3491000002,1019540.2578,58357.031900000002,6158804.9688999997,null,null,null,40,101430,0.31669674671979819,694.78112062328978,2193.8372522595155,894.94259482423377,19447010.53181123,2807.3208085545471,0.31878885808032326]
[10,15,19,22,1431,65,94.398708507443999,285,362.04107745969935,2247.4397859671435,68,7166.787730820718,353275,732033.33,4075865.3491000002,1019540.2578,58357.031900000002,6340500.9688999997,null,null,null,40,101430,0.31359095181542007,715.67459876265718,2282.1914810345165,884.70612037007754,20219017.583716173,2778.2510895957435,0.31843994363331968]
[10,15,19,23,1499,65,94.398708507443999,285,362.04107745969935,2315.4397859671435,68,7451.787730820718,353275,732033.33,4257561.3491000002,1019540.2578,58357.031900000002,6522196.9688999997,null,null,null,40,101430,0.31072272447998567,736.56807690202447,2370.4995446815751,875.25265137040253,20990408.666651536,2751.4019074516987,0.31811152307481189]
[10,15,19,24,1567,65,94.398708507443999,285,362.04107745969935,2383.4397859671435,68,7736.787730820718,353275,732033.33,4439257.3491000002,1019540.2578,58357.031900000002,6703892.9688999997,null,null,null,40,101430,0.30806581088845619,757.46155504139188,2458.765394500891,866.49565712450021,21761236.501760334,2726.5281119718638,0.31780184232094283]
[10,15,19,25,1635,65,94.398708507443999,285,362.04107745969935,2451.4397859671435,68,8021.787730820718,353275,732033.33,4620953.3491000002,1019540.2578,58357.031900000002,6885588.9688999997,null,null,null,40,101430,0.30559768822458405,778.35503318075916,2546.9925433753451,858.36090406568223,22531547.960500415,2703.419366797712,0.31750934191258628]
[10,15,19,26,1703,65,94.398708507443956,285,362.0410774596993,2519.4397859671435,68,8306.7877308207171,353275,732033.33,4802649.3491000002,1019540.2578,58357.031900000002,7067284.9688999997,null,null,null,40,101430,0.30329892463957553,799.24851132012657,2635.1841249351983,850.78434623151429,23301384.854063224,2681.8941803636053,0.31723263075061631]
[10,15,20,10,635,65,94.398708507443999,300,381.62218679968356,1486.0208953071276,70,3943.9870850744401,353275,770561.4,1948953.3491,1074682.4240000001,59978.060599999997,4308880.2336999997,null,null,null,40,101430,0.37678137966800163,479.83969597761563,1273.5228487151439,1092.5188497755753,11436022.229952,3383.4337861016602,0.32290238817835965]
[10,15,20,11,705,65,94.398708507443999,300,381.62218679968356,1556.0208953071276,70,4243.9870850744401,353275,770561.4,2135993.3491000002,1074682.4240000001,59978.060599999997,4495920.2336999997,null,null,null,40,101430,0.3666412889849392,501.34768817990562,1367.4065176017309,1059.3623740107098,12262449.344323393,3287.9178034053566,0.32219855767486305]
[10,15,20,12,775,65,94.398708507443999,300,381.62218679968356,1626.0208953071276,70,4543.9870850744401,353275,770561.4,2323033.3491000002,1074682.4240000001,59978.060599999997,4682960.2336999997,null,null,null,40,101430,0.35784012253205821,522.85568038219549,1461.1432521386807,1030.5839664679713,13086738.850240903,3204.9973381191644,0.32155532680497134]
[10,15,20,13,845,65,94.398708507443999,300,381.62218679968356,1696.0208953071276,70,4843.9870850744401,353275,770561.4,2510073.3491000002,1074682.4240000001,59978.060599999997,4870000.2336999997,null,null,null,40,101430,0.35012911172554539,544.36367258448547,1554.7512456239117,1005.3701936408881,13909155.424735669,3132.3340292684256,0.32096519216876052]
[10,15,20,14,915,65,94.398708507443999,300,381.62218679968356,1766.0208953071276,70,5143.9870850744401,353275,770561.4,2697113.3491000002,1074682.4240000001,59978.060599999997,5057040.2336999997,null,null,null,40,101430,0.34331752123393422,565.87166478677534,1648.2458068348751,983.09738148226108,14729921.780687151,3068.1347483154109,0.3204218400192626]
[10,15,20,15,985,65,94.398708507443999,300,381.62218679968356,1836.0208953071276,70,5443.9870850744401,353275,770561.4,2884153.3491000002,1074682.4240000001,59978.060599999997,5244080.2336999997,null,null,null,40,101430,0.33725665888166267,587.37965698906532,1741.639909903651,963.27933034461739,15549226.6664342,3011.0014153300835,0.31991991947935272]
[10,15,20,16,1055,65,94.398708507443999,300,381.62218679968356,1906.0208953071276,70,5743.9870850744401,353275,770561.4,3071193.3491000002,1074682.4240000001,59978.060599999997,5431120.2336999997,null,null,null,40,101430,0.33182889638799151,608.88764919135519,1834.9446230246697,945.53141455137268,16367231.102637017,2959.8278692262384,0.3194548657312814]
[10,15,20,17,1125,65,94.398708507443999,300,381.62218679968356,1976.0208953071276,70,6043.9870850744401,353275,770561.4,3258233.3491000002,1074682.4240000001,59978.060599999997,5618160.2336999997,null,null,null,40,101430,0.32693995991270225,630.39564139364518,1928.169446041316,929.54537371352694,17184073.293504354,2913.7274450903565,0.31902276078698272]
[10,15,20,18,1195,65,94.398708507443999,300,381.62218679968356,2046.0208953071276,70,6343.9870850744401,353275,770561.4,3445273.3491000002,1074682.4240000001,59978.060599999997,5805200.2336999997,null,null,null,40,101430,0.32251340803023082,651.90363359593505,2021.322578733932,915.07125658770678,17999872.529861148,2871.9810953437104,0.31862022283896468]
[10,15,20,19,1265,65,94.398708507443999,300,381.62218679968356,2116.0208953071278,70,6643.9870850744401,353275,770561.4,3632313.3491000002,1074682.4240000001,59978.060599999997,5992240.2336999997,null,null,null,40,101430,0.3184866057402066,673.41162579822503,2114.4111358564796,901.90425673413438,18814732.317512888,2833.9995623831164,0.31824431757347243]
[10,15,20,20,1335,65,94.398708507443999,300,381.62218679968356,2186.0208953071278,70,6943.9870850744401,353275,770561.4,3819353.3491000002,1074682.4240000001,59978.060599999997,6179280.2336999997,null,null,null,40,101430,0.31480774208319162,694.9196180005149,2207.4413208582218,889.87496059679222,19628742.904557616,2799.2953540041713,0.31789248652304453]
[10,15,20,21,1405,65,94.398708507443999,300,381.62218679968356,2256.0208953071278,70,7243.9870850744401,353275,770561.4,4006393.3491000002,1074682.4240000001,59978.060599999997,6366320.2336999997,null,null,null,40,101430,0.31143358882506134,716.42761020280477,2300.4185672639082,878.84201875959445,20441983.338192031,2767.4616803703161,0.31756248875756643]
[10,15,20,22,1475,65,94.398708507443999,300,381.62218679968356,2326.0208953071278,70,7543.9870850744401,353275,770561.4,4193433.3491000002,1074682.4240000001,59978.060599999997,6553360.2336999997,null,null,null,40,101430,0.30832779392068327,737.93560240509476,2393.3476545255189,868.68656584538496,21254523.150128625,2738.1564150630907,0.31725235310392935]
[10,15,20,23,1545,65,94.398708507443999,300,381.62218679968356,2396.0208953071278,70,7843.9870850744401,353275,770561.4,4380473.3491000002,1074682.4240000001,59978.060599999997,6740400.2336999997,null,null,null,40,101430,0.30545956658524881,759.44359460738463,2486.2328035662822,859.30792090936802,22066423.746575031,2711.089735461112,0.31696033874113494]
[10,15,20,24,1615,65,94.398708507443999,300,381.62218679968356,2466.0208953071278,70,8143.9870850744401,353275,770561.4,4567513.3491000002,1074682.4240000001,59978.060599999997,6927440.2336999997,null,null,null,40,101430,0.30280265299371939,780.95158680967461,2579.0777560521333,850.62023814001793,22877739.561479129,2686.0144939248667,0.31668490250663989]
[10,15,20,25,1685,65,94.398708507443999,300,381.62218679968356,2536.0208953071278,70,8443.9870850744392,353275,770561.4,4754553.3491000002,1074682.4240000001,59978.060599999997,7114480.2336999997,null,null,null,40,101430,0.30033453032984725,802.45957901196448,2671.8858405347205,842.54987152820024,23688519.018781018,2662.7186408126781,0.31642467161721932]
[10,15,20,26,1755,65,94.398708507443956,300,381.6221867996835,2606.0208953071278,70,8743.9870850744392,353275,770561.4,4941593.3491000002,1074682.4240000001,59978.060599999997,7301520.2336999997,null,null,null,40,101430,0.29803576674483873,823.96757121425435,2764.6600279344611,835.03328203430112,24498805.339583278,2641.0192066799546,0.31617842078627967]
[10,15,21,10,655,65,94.398708507443999,315,401.20329613966771,1540.6020046471117,72,4141.1864393281621,353275,809089.47,2002393.3491,1129824.5902,61599.089200000002,4457611.4985999996,null,null,null,40,101430,0.37201947490609683,494.72653086498246,1329.8404095373198,1076.4092763965023,11982199.318208816,3351.9898076575478,0.32112546223662997]
[10,15,21,11,727,65,94.398708507443999,315,401.20329613966771,1612.6020046471117,72,4456.1864393281621,353275,809089.47,2194777.3491000002,1129824.5902,61599.089200000002,4649995.4985999996,null,null,null,40,101430,0.36187938422303445,516.84903713019492,1428.2356488471562,1043.4921343374699,12849572.817097358,3255.7621022368539,0.32050625984636416]
[10,15,21,12,799,65,94.398708507443999,315,401.20329613966771,1684.6020046471117,72,4771.1864393281621,353275,809089.47,2387161.3491000002,1129824.5902,61599.089200000002,4842379.4985999996,null,null,null,40,101430,0.35307821777015341,538.97154339540748,1526.4933271705443,1014.921458248883,13714750.032335674,3172.2244784102022,0.31993998695751913]
[10,15,21,13,871,65,94.398708507443999,315,401.20329613966771,1756.6020046471117,72,5086.1864393281621,353275,809089.47,2579545.3491000002,1129824.5902,61599.089200000002,5034763.4985999996,null,null,null,40,101430,0.34536720696364059,561.09404966061993,1624.6303596498972,989.88968623912251,14578001.029235765,3099.0209364702564,0.31942013511099204]
[10,15,21,14,943,65,94.398708507443999,315,401.20329613966771,1828.6020046471117,72,5401.1864393281621,353275,809089.47,2771929.3491000002,1129824.5902,61599.089200000002,5227147.4985999996,null,null,null,40,101430,0.33855561647202947,583.21655592583238,1722.6609973372458,967.7776461333234,15439553.338534225,3034.3448343347586,0.31894122091284866]
[10,15,21,15,1015,65,94.398708507443999,315,401.20329613966771,1900.6020046471117,72,5716.1864393281621,353275,809089.47,2964313.3491000002,1129824.5902,61599.089200000002,5419531.4985999996,null,null,null,40,101430,0.33249475411975793,605.33906219104483,1820.5973318093731,948.10264782357353,16299600.013022246,2976.7875652075768,0.31849859187296775]
[10,15,21,16,1087,65,94.398708507443999,315,401.20329613966771,1972.6020046471117,72,6031.1864393281621,353275,809089.47,3156697.3491000002,1129824.5902,61599.089200000002,5611915.4985999996,null,null,null,40,101430,0.32706699162608671,627.46156845625728,1918.4496892721938,930.48284198048577,17158305.919773016,2925.2346464760508,0.31808827476503904]
[10,15,21,17,1159,65,94.398708507443999,315,401.20329613966771,2044.6020046471117,72,6346.1864393281621,353275,809089.47,3349081.3491000002,1129824.5902,61599.089200000002,5804299.4985999996,null,null,null,40,101430,0.3221780551507975,649.58407472146985,2016.226941395583,914.61219333397116,18015812.702896524,2878.7927486786984,0.31770685602628318]
[10,15,21,18,1231,65,94.398708507443999,315,401.20329613966771,2116.6020046471117,72,6661.1864393281621,353275,809089.47,3541465.3491000002,1129824.5902,61599.089200000002,5996683.4985999996,null,null,null,40,101430,0.31775150326832607,671.7065809866823,2113.9367527065888,900.24255486610457,18872242.733392578,2836.7374240985941,0.31735138656767542]
[10,15,21,19,1303,65,94.398708507443999,315,401.20329613966771,2188.6020046471117,72,6976.1864393281621,353275,809089.47,3733849.3491000002,1129824.5902,61599.089200000002,6189067.4985999996,null,null,null,40,101430,0.3137247009783018,693.82908725189486,2211.5857791506264,887.17059849338978,19727702.279356994,2798.4749933403832,0.3170193053733254]
[10,15,21,20,1375,65,94.398708507443999,315,401.20329613966771,2260.6020046471117,72,7291.1864393281621,353275,809089.47,3926233.3491000002,1129824.5902,61599.089200000002,6381451.4985999996,null,null,null,40,101430,0.31004583732128682,715.95159351710731,2309.179828707709,875.22813353929905,20582284.070362855,2763.5143089533653,0.31670837769997906]
[10,15,21,21,1447,65,94.398708507443999,315,401.20329613966771,2332.6020046471117,72,7606.1864393281621,353275,809089.47,4118617.3491000002,1129824.5902,61599.089200000002,6573835.4985999996,null,null,null,40,101430,0.30667168406315654,738.07409978231976,2406.7239922624203,864.27483089158773,21436069.386916097,2731.4455333120927,0.31641664472202985]
[10,15,21,22,1519,65,94.398708507443999,315,401.20329613966771,2404.6020046471117,72,7921.1864393281621,353275,809089.47,4311001.3491000002,1129824.5902,61599.089200000002,6766219.4985999996,null,null,null,40,101430,0.30356588915877841,760.19660604753233,2504.2227509623644,854.19268318018715,22289129.774528794,2701.923978599747,0.31614238222308033]
[10,15,21,23,1591,65,94.398708507443999,315,401.20329613966771,2476.6020046471117,72,8236.1864393281612,353275,809089.47,4503385.3491000002,1129824.5902,61599.089200000002,6958603.4985999996,null,null,null,40,101430,0.30069766182334406,782.31911231274466,2601.6800648498124,844.88173620652753,23141528.458802328,2674.6576539502121,0.31588406649304013]
[10,15,21,24,1663,65,94.398708507443999,315,401.20329613966771,2548.6020046471117,72,8551.1864393281612,353275,809089.47,4695769.3491000002,1129824.5902,61599.089200000002,7150987.4985999996,null,null,null,40,101430,0.29804074823181459,804.44161857795734,2699.099446469872,836.25676382072481,23993321.520647347,2649.397564040461,0.31564034600582647]
[10,15,21,25,1735,65,94.398708507443999,315,401.20329613966771,2620.6020046471117,72,8866.1864393281612,353275,809089.47,4888153.3491000002,1129824.5902,61599.089200000002,7343371.4985999996,null,null,null,40,101430,0.29557262556794245,826.56412484316979,2796.4840223445176,828.2446516133358,24844558.87777143,2625.9300750174484,0.31541001776592714]
[10,15,21,26,1807,65,94.398708507443956,315,401.20329613966766,2692.6020046471117,72,9181.1864393281612,353275,809089.47,5080537.3491000002,1129824.5902,61599.089200000002,7535755.4985999996,null,null,null,40,101430,0.29327386198293393,848.68663110838224,2893.8365845837588,820.78231918920346,25695285.108697314,2604.0708513829763,0.31519200744991266]
[10,15,22,10,675,65,94.398708507443999,330,420.78440547965192,1595.183113987096,74,4338.3857935818842,353275,847617.54,2055833.3491,1184966.7564000001,63220.117899999997,4606342.7633999996,null,null,null,40,101430,0.36769047057709253,509.61336575234918,1385.9846978152787,1061.7642096882541,12527773.037510419,3323.5163207113146,0.3194701356125762]
[10,15,22,11,749,65,94.398708507443999,330,420.78440547965192,1669.183113987096,74,4668.3857935818842,353275,847617.54,2253561.3491000002,1184966.7564000001,63220.117899999997,4804070.7633999996,null,null,null,40,101430,0.35755037989403016,532.35038608048421,1488.8821716208522,1029.0646437254336,13436066.72958657,3226.6292491200484,0.31892869129791573]
[10,15,22,12,823,65,94.398708507443999,330,420.78440547965192,1743.183113987096,74,4998.3857935818842,353275,847617.54,2451289.3491000002,1184966.7564000001,63220.117899999997,5001798.7633999996,null,null,null,40,101430,0.34874921344114912,555.08740640861924,1591.6520669150968,1000.6828144133483,14342107.654070059,3142.5201948435802,0.31843321677147013]
[10,15,22,13,897,65,94.398708507443999,330,420.78440547965192,1817.183113987096,74,5328.3857935818842,353275,847617.54,2649017.3491000002,1184966.7564000001,63220.117899999997,5199526.7633999996,null,null,null,40,101430,0.3410382026346363,577.82442673675428,1694.3099695953817,975.81649769206285,15246171.025055556,3068.8167199340251,0.31797809603730309]
[10,15,22,14,971,65,94.398708507443999,330,420.78440547965192,1891.183113987096,74,5658.3857935818842,353275,847617.54,2846745.3491000002,1184966.7564000001,63220.117899999997,5397254.7633999996,null,null,null,40,101430,0.33422661214302518,600.56144706488942,1796.8690261201939,953.85061399792528,16148488.98128907,3003.6995935641398,0.31755859209146214]
[10,15,22,15,1045,65,94.398708507443999,330,420.78440547965192,1965.183113987096,74,5988.3857935818842,353275,847617.54,3044473.3491000002,1184966.7564000001,63220.117899999997,5594982.7633999996,null,null,null,40,101430,0.32816574979075358,623.29846739302445,1899.3404028008852,934.30566371353359,17049258.696292084,2945.7504064013538,0.31717068142745969]
[10,15,22,16,1119,65,94.398708507443999,330,420.78440547965192,2039.183113987096,74,6318.3857935818842,353275,847617.54,3242201.3491000002,1184966.7564000001,63220.117899999997,5792710.7633999996,null,null,null,40,101430,0.32273798729708242,646.03548772115948,2001.7336450898779,916.80232146149763,17948648.722633913,2893.8469299621156,0.31681092457557863]
[10,15,22,17,1193,65,94.398708507443999,330,420.78440547965192,2113.183113987096,74,6648.3857935818842,353275,847617.54,3439929.3491000002,1184966.7564000001,63220.117899999997,5990438.7633999996,null,null,null,40,101430,0.31784905082179316,668.77250804929463,2104.0569613789785,901.03657480710206,18846804.003211726,2847.0896336946803,0.31647636384310918]
[10,15,22,18,1267,65,94.398708507443999,330,420.78440547965192,2187.183113987096,74,6978.3857935818842,353275,847617.54,3637657.3491000002,1184966.7564000001,63220.117899999997,6188166.7633999996,null,null,null,40,101430,0.31342249893932173,691.50952837742966,2206.3174491863942,886.76191693737519,19743849.865236513,2804.7490472085865,0.31616444181340247]
[10,15,22,19,1341,65,94.398708507443999,330,420.78440547965192,2261.183113987096,74,7308.3857935818842,353275,847617.54,3835385.3491000002,1184966.7564000001,63220.117899999997,6385894.7633999996,null,null,null,40,101430,0.3093956966492975,714.24654870556469,2308.5212769302634,873.77636372907625,20639895.229970444,2766.2273799515538,0.31587293584823783]
[10,15,22,20,1415,65,94.398708507443999,330,420.78440547965192,2335.183113987096,74,7638.3857935818842,353275,847617.54,4033113.3491000002,1184966.7564000001,63220.117899999997,6583622.7633999996,null,null,null,40,101430,0.30571683299228247,736.98356903369972,2410.6738311406757,861.91283621430523,21535035.21218086,2731.0300872723201,0.31559990504358032]
[10,15,22,21,1489,65,94.398708507443999,330,420.78440547965192,2409.183113987096,74,7968.3857935818842,353275,847617.54,4230841.3491000002,1184966.7564000001,63220.117899999997,6781350.7633999996,null,null,null,40,101430,0.30234267973415224,759.72058936183475,2512.7798365412773,851.03193282976326,22429353.2405283,2698.7444999476861,0.31534364696111844]
[10,15,22,22,1563,65,94.398708507443999,330,420.78440547965192,2483.183113987096,74,8298.3857935818833,353275,847617.54,4428569.3491000002,1184966.7564000001,63220.117899999997,6979078.7633999996,null,null,null,40,101430,0.29923688482977417,782.45760968996979,2614.8434546599551,841.01642621182543,23322922.798823353,2669.023551298143,0.31510266209632248]
[10,15,22,23,1637,65,94.398708507443999,330,420.78440547965192,2557.183113987096,74,8628.3857935818833,353275,847617.54,4626297.3491000002,1184966.7564000001,63220.117899999997,7176806.7633999996,null,null,null,40,101430,0.29636865749433977,805.19463001810482,2716.8683653178914,831.76702284030875,24215808.864951536,2641.5732374304725,0.31487562451586248]
[10,15,22,24,1711,65,94.398708507443999,330,420.78440547965192,2631.183113987096,74,8958.3857935818833,353275,847617.54,4824025.3491000002,1184966.7564000001,63220.117899999997,7374534.7633999996,null,null,null,40,101430,0.2937117439028103,827.93165034623985,2818.8578343677118,823.19905989409449,25108069.106986284,2616.1428481899211,0.31466135744982598]
[10,15,22,25,1785,65,94.398708507443999,330,420.78440547965192,2705.183113987096,74,9288.3857935818833,353275,847617.54,5021753.3491000002,1184966.7564000001,63220.117899999997,7572262.7633999996,null,null,null,40,101430,0.29124362123893816,850.66867067437477,2920.8147703138216,815.23990623618613,25999754.882984664,2592.5172799066713,0.31445881288997007]
[10,15,22,26,1859,65,94.398708507443956,330,420.78440547965181,2779.183113987096,74,9618.3857935818833,353275,847617.54,5219481.3491000002,1184966.7564000001,63220.117899999997,7769990.7633999996,null,null,null,40,101430,0.28894485765392963,873.40569100251003,3022.741771887117,807.82689842093305,26890912.081056535,2570.5109300799991,0.31426705444733977]
[10,16,8,10,415,65,107.40475279069182,128,157.09213303453166,882.49688582522356,48,1709.6190111627673,353275,328772.864,1395865.4994999999,442385.58490000002,42146.745300000002,2663875.6935999999,null,null,null,40,101430,0.51619505870200222,316.00125345364086,612.17411543659773,1558.1692039208065,5160598.9804121945,4351.5000495104414,0.35807633831834751]
[10,16,8,11,463,65,107.40475279069182,128,157.09213303453166,930.49688582522356,48,1837.6190111627673,353275,328772.864,1524121.4994999999,442385.58490000002,42146.745300000002,2792131.6935999999,null,null,null,40,101430,0.50636006711556858,330.74959096378251,653.19051094977885,1519.4290419669869,5514123.0025038803,4274.6054127017787,0.35545480699857779]
[10,16,8,12,511,65,107.40475279069182,128,157.09213303453166,978.49688582522356,48,1965.6190111627673,353275,328772.864,1652377.4994999999,442385.58490000002,42146.745300000002,2920387.6935999999,null,null,null,40,101430,0.49780597372549379,345.49792847392416,694.04134684900919,1485.7343549520322,5866517.9764230009,4207.8007411087347,0.35309047323389853]
[10,16,8,13,559,65,107.40475279069182,128,157.09213303453166,1026.4968858252234,48,2093.6190111627675,353275,328772.864,1780633.4994999999,442385.58490000002,42146.745300000002,3048643.6935999999,null,null,null,40,101430,0.49029784328100895,360.24626598406576,734.74984832351072,1456.1597298154979,6217942.2883654581,4149.2267070044309,0.35094725659538251]
[10,16,8,14,607,65,107.40475279069182,128,157.09213303453166,1074.4968858252234,48,2221.6190111627675,353275,328772.864,1908889.4994999999,442385.58490000002,42146.745300000002,3176899.6935999999,null,null,null,40,101430,0.48365488431017939,374.99460349420741,775.33509049339909,1429.9930265579678,6568526.0227702856,4097.4537752569477,0.348995523803876]
[10,16,8,15,655,65,107.40475279069182,128,157.09213303453166,1122.4968858252234,48,2349.6190111627675,353275,328772.864,2037145.4994999999,442385.58490000002,42146.745300000002,3305155.6935999999,null,null,null,40,101430,0.47773570118915915,389.74294100434912,815.81288573204347,1406.6772859467658,6918377.0134915896,4051.3649041784752,0.34721071027098904]
[10,16,8,16,703,65,107.40475279069182,128,157.09213303453166,1170.4968858252234,48,2477.6190111627675,353275,328772.864,2165401.4994999999,442385.58490000002,42146.745300000002,3433411.6935999999,null,null,null,40,101430,0.47242811770155874,404.49127851449077,856.1964526633343,1385.7706443816949,7267585.4060835419,4010.0746539549382,0.3455722808090313]
[10,16,8,17,751,65,107.40475279069182,128,157.09213303453166,1218.4968858252234,48,2605.6190111627675,353275,328772.864,2293657.4994999999,442385.58490000002,42146.745300000002,3561667.6935999999,null,null,null,40,101430,0.46764200007946077,419.23961602463243,896.49692703691301,1366.9180637586605,7616227.1417583851,3972.8721719139985,0.34406293598420123]
[10,16,8,18,799,65,107.40475279069182,128,157.09213303453166,1266.4968858252234,48,2733.6190111627675,353275,328772.864,2421913.4994999999,442385.58490000002,42146.745300000002,3689923.6935999999,null,null,null,40,101430,0.46330409638412212,433.98795353477402,936.72375643093324,1349.8310037219951,7964366.6490962263,3939.1802207414521,0.3426679989441872]
[10,16,8,19,847,65,107.40475279069182,128,157.09213303453166,1314.4968858252234,48,2861.6190111627675,353275,328772.864,2550169.4994999999,442385.58490000002,42146.745300000002,3818179.6935999999,null,null,null,40,101430,0.45935426089132014,448.73629104491573,976.88500847733178,1334.2725494683925,8312058.946014042,3908.5252209804644,0.34137493658891793]
[10,16,8,20,895,65,107.40475279069182,128,157.09213303453166,1362.4968858252234,48,2989.6190111627675,353275,328772.864,2678425.4994999999,442385.58490000002,42146.745300000002,3946435.6935999999,null,null,null,40,101430,0.45574264839027123,463.48462855505738,1016.9876139354778,1320.046360053236,8659351.2974275574,3880.5150028914168,0.34017298195462564]
[10,16,8,21,943,65,107.40475279069182,128,157.09213303453166,1410.4968858252234,48,3117.6190111627675,353275,328772.864,2806681.4994999999,442385.58490000002,42146.745300000002,4074691.6935999999,null,null,null,40,101430,0.45242759964411283,478.23296606519904,1057.0375601342296,1306.9883391914659,9006284.5344461463,3854.8220491937245,0.3390528337008023]
[10,16,8,22,991,65,107.40475279069182,128,157.09213303453166,1458.4968858252234,48,3245.6190111627675,353275,328772.864,2934937.4994999999,442385.58490000002,42146.745300000002,4202947.6935999999,null,null,null,40,101430,0.44937402720681807,492.9813035753408,1097.0400462162293,1294.9602769690543,9352894.1130748056,3831.1707107936832,0.33800641493753342]
[10,16,8,23,1039,65,107.40475279069182,128,157.09213303453166,1506.4968858252234,48,3373.6190111627675,353275,328772.864,3063193.4994999999,442385.58490000002,42146.745300000002,4331203.6935999999,null,null,null,40,101430,0.44655216870679987,507.7296410854824,1136.9996087038396,1283.8449390106302,9699210.9705219585,3809.3273387920203,0.33702667815828913]
[10,16,8,24,1087,65,107.40475279069182,128,157.09213303453166,1554.4968858252234,48,3501.6190111627675,353275,328772.864,3191449.4994999999,442385.58490000002,42146.745300000002,4459459.6935999999,null,null,null,40,101430,0.44393661356922676,522.47797859562411,1176.9202238016121,1273.5422327258079,10045262.222860035,3789.0925854147586,0.33610744631261219]
[10,16,8,25,1135,65,107.40475279069182,128,157.09213303453166,1602.4968858252234,48,3629.6190111627675,353275,328772.864,3319705.4994999999,442385.58490000002,42146.745300000002,4587715.6935999999,null,null,null,40,101430,0.44150553567655443,537.2263161057657,1216.8053913130004,1263.9661847488692,10391071.737302775,3770.2953375978777,0.33524328244114815]
[10,16,8,26,1183,65,107.40475279069187,128,157.09213303453168,1650.4968858252237,48,3757.6190111627675,353275,328772.864,3447961.4994999999,442385.58490000002,42146.745300000002,4715971.6935999999,null,null,null,40,101430,0.43924008286153776,551.9746536159073,1256.6582039142065,1255.0425361436642,10736660.604624256,3752.7878932729518,0.33442938205843886]
[10,16,9,10,435,65,107.40475279069182,144,177.9786496638481,939.38340245453992,50,1923.3213875581132,353275,369869.47200000001,1449305.4994999999,501203.89549999998,43767.7739,2818851.6409,null,null,null,40,101430,0.48841728092422432,331.4708679582169,678.66326787410105,1465.6165418555627,5771400.2984818555,4153.5350067490172,0.35286004318588965]
[10,16,9,11,485,65,107.40475279069182,144,177.9786496638481,989.38340245453992,50,2067.3213875581132,353275,369869.47200000001,1582905.4994999999,501203.89549999998,43767.7739,2952451.6409,null,null,null,40,101430,0.47858228933779073,346.83371953128113,724.71072845422532,1428.1531931506561,6169161.9324130043,4073.9725865618248,0.3505554254001319]
[10,16,9,12,535,65,107.40475279069182,144,177.9786496638481,1039.3834024545399,50,2211.3213875581132,353275,369869.47200000001,1716505.4994999999,501203.89549999998,43767.7739,3086051.6409,null,null,null,40,101430,0.47002819594771594,362.19657110434537,770.58477390712687,1395.569028669137,6565673.4372868231,4004.8178284946289,0.34847253693777064]
[10,16,9,13,585,65,107.40475279069182,144,177.9786496638481,1089.3834024545399,50,2355.3213875581132,353275,369869.47200000001,1850105.4994999999,501203.89549999998,43767.7739,3219651.6409,null,null,null,40,101430,0.46252006550323121,377.5594226774096,816.30928220728617,1366.9691354723138,6961106.9465855891,3944.1565973669713,0.3465808473185043]
[10,16,9,14,635,65,107.40475279069182,144,177.9786496638481,1139.3834024545399,50,2499.3213875581132,353275,369869.47200000001,1983705.4994999999,501203.89549999998,43767.7739,3353251.6409,null,null,null,40,101430,0.45587710653240165,392.92227425047389,861.90393994383828,1341.6648445464464,7355604.3785923934,3890.5166637575212,0.34485518518526165]
[10,16,9,15,685,65,107.40475279069182,144,177.9786496638481,1189.3834024545399,50,2643.3213875581132,353275,369869.47200000001,2117305.4994999999,501203.89549999998,43767.7739,3486851.6409,null,null,null,40,101430,0.44995792341138141,408.28512582353812,907.38512332020161,1319.1175531367755,7749283.7874128362,3842.747198842173,0.3432746118543078]
[10,16,9,16,735,65,107.40475279069182,144,177.9786496638481,1239.3834024545399,50,2787.3213875581132,353275,369869.47200000001,2250905.4994999999,501203.89549999998,43767.7739,3620451.6409,null,null,null,40,101430,0.444650339923781,423.6479773966023,952.76656590259495,1298.8999607546266,8142244.176694789,3799.9356510584121,0.34182156752913395]
[10,16,9,17,785,65,107.40475279069182,144,177.9786496638481,1289.3834024545399,50,2931.3213875581132,353275,369869.47200000001,2384505.4994999999,501203.89549999998,43767.7739,3754051.6409,null,null,null,40,101430,0.43986422230168304,439.01082896966653,998.05987100394077,1280.6687307791292,8534569.1933430992,3761.3491434472689,0.34048121616420823]
[10,16,9,18,835,65,107.40475279069182,144,177.9786496638481,1339.3834024545399,50,3075.3213875581132,353275,369869.47200000001,2518105.4994999999,501203.89549999998,43767.7739,3887651.6409,null,null,null,40,101430,0.43552631860634439,454.37368054273077,1043.2749093021444,1264.1448326793131,8926329.9939025361,3726.3923499418274,0.33924093706854241]
[10,16,9,19,885,65,107.40475279069182,144,177.9786496638481,1389.3834024545399,50,3219.3213875581132,353275,369869.47200000001,2651705.4994999999,501203.89549999998,43767.7739,4021251.6409,null,null,null,40,101430,0.43157648311354241,469.73653211579506,1088.4201306033935,1249.0991599816393,9317587.4920224119,3694.5766876624016,0.33808992628380319]
[10,16,9,20,935,65,107.40475279069182,144,177.9786496638481,1439.3834024545399,50,3363.3213875581132,353275,369869.47200000001,2785305.4994999999,501203.89549999998,43767.7739,4154851.6409,null,null,null,40,101430,0.42796487061249344,485.09938368885923,1133.5028106269474,1235.3418428223208,9708394.1374988016,3665.4974314635269,0.33701888104422556]
[10,16,9,21,985,65,107.40475279069182,144,177.9786496638481,1489.3834024545399,50,3507.3213875581132,353275,369869.47200000001,2918905.4994999999,501203.89549999998,43767.7739,4288451.6409,null,null,null,40,101430,0.4246498218663351,500.46223526192347,1178.5292480811436,1222.7141932651614,10098795.336972069,3638.8164722191927,0.33601974779438898]
[10,16,9,22,1035,65,107.40475279069182,144,177.9786496638481,1539.3834024545399,50,3651.3213875581132,353275,369869.47200000001,3052505.4994999999,501203.89549999998,43767.7739,4422051.6409,null,null,null,40,101430,0.42159624942904034,515.8250868349877,1223.5049233325954,1211.0825565719624,10488830.597754283,3614.2491595905763,0.3350855193141013]
[10,16,9,23,1085,65,107.40475279069182,144,177.9786496638481,1589.3834024545399,50,3795.3213875581132,353275,369869.47200000001,3186105.4994999999,501203.89549999998,43767.7739,4555651.6409,null,null,null,40,101430,0.41877439092902213,531.18793840805188,1268.4346271261909,1200.3335622232623,10878534.455756394,3591.554143575539,0.33421007013645665]
[10,16,9,24,1135,65,107.40475279069182,144,177.9786496638481,1639.3834024545399,50,3939.3213875581132,353275,369869.47200000001,3319705.4994999999,501203.89549999998,43767.7739,4689251.6409,null,null,null,40,101430,0.41615883579144902,546.55078998111617,1313.3225657498976,1190.3704165190022,11267937.233608814,3570.5254468328094,0.33338802208366997]
[10,16,9,25,1185,65,107.40475279069182,144,177.9786496638481,1689.3834024545399,50,4083.3213875581132,353275,369869.47200000001,3453305.4994999999,501203.89549999998,43767.7739,4822851.6409,null,null,null,40,101430,0.41372775789877669,561.91364155418046,1358.17244752444,1181.1099796369206,11657065.664155249,3550.9862165886552,0.33261463368100136]
[10,16,9,26,1235,65,107.40475279069187,144,177.97864966384816,1739.3834024545399,50,4227.3213875581132,353275,369869.47200000001,3586905.4994999999,501203.89549999998,43767.7739,4956451.6409,null,null,null,40,101430,0.41146230508375997,577.27649312724463,1402.9875543756807,1172.4804400956202,12045943.406409482,3532.7837552453202,0.33188570864400446]
[10,16,10,10,455,65,107.40475279069182,160,198.86516629316458,996.26991908385639,52,2137.0237639534589,353275,410966.08,1502745.4994999999,560022.20609999995,45388.802600000003,2973827.5882000001,null,null,null,40,101430,0.46619505870200217,346.94048246279306,744.19596687437615,1391.5744122033677,6378934.1664581466,3996.0275526327318,0.34823944376623395]
[10,16,10,11,507,65,107.40475279069182,160,198.86516629316458,1048.2699190838564,52,2297.0237639534589,353275,410966.08,1641689.4994999999,560022.20609999995,45388.802600000003,3112771.5882000001,null,null,null,40,101430,0.45636006711556854,362.91784809877987,795.24453222344403,1355.1325140975914,6820867.5834905719,3914.2319903603579,0.34620648889358069]
[10,16,10,12,559,65,107.40475279069182,160,198.86516629316458,1100.2699190838564,52,2457.0237639534589,353275,410966.08,1780633.4994999999,560022.20609999995,45388.802600000003,3251715.5882000001,null,null,null,40,101430,0.44780597372549374,378.89521373476663,846.11469244720354,1323.436767642821,7261438.6117624091,3843.1144349748611,0.34436569351114776]
[10,16,10,13,611,65,107.40475279069182,160,198.86516629316458,1152.2699190838564,52,2617.0237639534589,353275,410966.08,1919577.4994999999,560022.20609999995,45388.802600000003,3390659.5882000001,null,null,null,40,101430,0.44029784328100902,394.87257937075344,896.83060091379093,1295.6166599977662,7700831.6982015278,3780.7135313328754,0.34269104211685719]
[10,16,10,14,663,65,107.40475279069182,160,198.86516629316458,1204.2699190838564,52,2777.0237639534589,353275,410966.08,2058521.4994999999,560022.20609999995,45388.802600000003,3529603.5882000001,null,null,null,40,101430,0.43365488431017946,410.8499450067402,947.41223925169118,1271.0022989372289,8139199.4322922248,3725.5203616284321,0.34116101257373654]
[10,16,10,15,715,65,107.40475279069182,160,198.86516629316458,1256.2699190838564,52,2937.0237639534589,353275,410966.08,2197465.4994999999,560022.20609999995,45388.802600000003,3668547.5882000001,null,null,null,40,101430,0.42773570118915921,426.82731064272707,997.87628074087172,1249.0697668887831,8576669.1393520311,3676.3551343904637,0.3397576461545731]
[10,16,10,16,767,65,107.40475279069182,160,198.86516629316458,1308.2699190838564,52,3097.0237639534589,353275,410966.08,2336409.4994999999,560022.20609999995,45388.802600000003,3807491.5882000001,null,null,null,40,101430,0.4224281177015588,442.80467627871383,1048.2367477998962,1229.4034138529721,9013347.9014247768,3632.282112012922,0.33846583936501201]
[10,16,10,17,819,65,107.40475279069182,160,198.86516629316458,1360.2699190838564,52,3257.0237639534589,353275,410966.08,2475353.4994999999,560022.20609999995,45388.802600000003,3946435.5882000001,null,null,null,40,101430,0.41764200007946084,458.78204191470064,1098.5055186676925,1211.6692643955041,9449326.4265502803,3592.5496241243686,0.33727279819853029]
[10,16,10,18,871,65,107.40475279069182,160,198.86516629316458,1412.2699190838564,52,3417.0237639534589,353275,410966.08,2614297.4994999999,560022.20609999995,45388.802600000003,4085379.5882000001,null,null,null,40,101430,0.41330409638412219,474.7594075506874,1148.6927221487035,1195.5958958451679,9884682.0632313248,3556.5469419412693,0.33616761295791475]
[10,16,10,19,923,65,107.40475279069182,160,198.86516629316458,1464.2699190838564,52,3577.0237639534589,353275,410966.08,2753241.4994999999,560022.20609999995,45388.802600000003,4224323.5882000001,null,null,null,40,101430,0.40935426089132021,490.73677318667421,1198.8070482475332,1180.9604483922369,10319481.172591686,3523.7727325372825,0.33514092367185377]
[10,16,10,20,975,65,107.40475279069182,160,198.86516629316458,1516.2699190838564,52,3737.0237639534589,353275,410966.08,2892185.4994999999,560022.20609999995,45388.802600000003,4363267.5882000001,null,null,null,40,101430,0.4057426483902713,506.71413882266097,1248.8559948848865,1167.5782290375889,10753781.012419656,3493.8116212432874,0.33418465435812517]
[10,16,10,21,1027,65,107.40475279069182,160,198.86516629316458,1568.2699190838564,52,3897.0237639534589,353275,410966.08,3031129.4994999999,560022.20609999995,45388.802600000003,4502211.5882000001,null,null,null,40,101430,0.4024275996441129,522.69150445864784,1298.8460655305214,1155.2948765241179,11187631.246389903,3466.3165310118629,0.33329180015388615]
[10,16,10,22,1079,65,107.40475279069182,160,198.86516629316458,1620.2699190838564,52,4057.0237639534589,353275,410966.08,3170073.4994999999,560022.20609999995,45388.802600000003,4641155.5882000001,null,null,null,40,101430,0.39937402720681814,538.6688700946346,1348.7829287798975,1143.9803802542888,11621075.162668791,3440.9952032730212,0.33245625543626228]
[10,16,10,23,1131,65,107.40475279069182,160,198.86516629316458,1672.2699190838564,52,4217.0237639534589,353275,410966.08,3309017.4994999999,560022.20609999995,45388.802600000003,4780099.5882000001,null,null,null,40,101430,0.39655216870679993,554.64623573062147,1398.6715481581746,1133.524460793368,12054150.665161137,3417.5997892305641,0.3316726740109523]
[10,16,10,24,1183,65,107.40475279069182,160,198.86516629316458,1724.2699190838564,52,4377.0237639534589,353275,410966.08,3447961.4994999999,560022.20609999995,45388.802600000003,4919043.5882000001,null,null,null,40,101430,0.39393661356922682,570.62360136660823,1448.5162884366728,1123.8329635535579,12486891.085394721,3395.9187255651063,0.33093635459916476]
[10,16,10,25,1235,65,107.40475279069182,160,198.86516629316458,1776.2699190838564,52,4537.0237639534589,353275,410966.08,3586905.4994999999,560022.20609999995,45388.802600000003,5057987.5882000001,null,null,null,40,101430,0.39150553567655449,586.6009670025951,1498.3210032749585,1114.8250155473615,12919325.851798074,3375.7703303448702,0.3302431464386591]
[10,16,10,26,1287,65,107.40475279069187,160,198.86516629316461,1828.2699190838564,52,4697.0237639534589,353275,410966.08,3725849.4994999999,560022.20609999995,45388.802600000003,5196931.5882000001,null,null,null,40,101430,0.38924008286153777,602.57833263858174,1548.0891079065298,1106.4307632571856,13351481.044763932,3356.997708753302,0.32958937099426378]
[10,16,11,10,475,65,107.40475279069182,176,219.75168292248102,1053.1564357131729,54,2350.7261403488051,353275,452062.68800000002,1556185.4994999999,618840.51679999998,47009.831200000001,3128803.5355000002,null,null,null,40,101430,0.44801324052018393,362.41009696736916,808.92720167506252,1330.9944879424809,6983730.0608208328,3867.8431495290101,0.34411801008646309]
[10,16,11,11,529,65,107.40475279069182,176,219.75168292248102,1107.1564357131729,54,2526.7261403488051,353275,452062.68800000002,1700473.4994999999,618840.51679999998,47009.831200000001,3273091.5355000002,null,null,null,40,101430,0.43817824893375035,379.00197666627855,864.94931592001774,1295.388322145084,7469771.8187317699,3784.1425794817633,0.34232016763028172]
[10,16,11,12,583,65,107.40475279069182,176,219.75168292248102,1161.1564357131729,54,2702.7261403488051,353275,452062.68800000002,1844761.4994999999,618840.51679999998,47009.831200000001,3417379.5355000002,null,null,null,40,101430,0.42962415554367556,395.59385636518789,920.79053577557022,1264.4194631667442,7954346.8200524682,3711.3538885237858,0.34068954380140637]
[10,16,11,13,637,65,107.40475279069182,176,219.75168292248102,1215.1564357131729,54,2878.7261403488051,353275,452062.68800000002,1989049.4994999999,618840.51679999998,47009.831200000001,3561667.5355000002,null,null,null,40,101430,0.42211602509919083,412.18573606409728,976.47497738859818,1237.2373618822276,8437650.6071514934,3647.4744544827804,0.33920384565316175]
[10,16,11,14,691,65,107.40475279069182,176,219.75168292248102,1269.1564357131729,54,3054.7261403488051,353275,452062.68800000002,2133337.4994999999,618840.51679999998,47009.831200000001,3705955.5355000002,null,null,null,40,101430,0.41547306612836127,428.77761576300657,1032.0226525358803,1213.1874888933241,8919845.442692548,3590.9633634109773,0.33784457431527343]
[10,16,11,15,745,65,107.40475279069182,176,219.75168292248102,1323.1564357131729,54,3230.7261403488051,353275,452062.68800000002,2277625.4994999999,618840.51679999998,47009.831200000001,3850243.5355000002,null,null,null,40,101430,0.40955388300734102,445.3694954619159,1087.4503061516155,1191.7579417767895,9401067.1006079782,3540.6156158916478,0.33659625078410671]
[10,16,11,16,799,65,107.40475279069182,176,219.75168292248102,1377.1564357131729,54,3406.7261403488051,353275,452062.68800000002,2421913.4994999999,618840.51679999998,47009.831200000001,3994531.5355000002,null,null,null,40,101430,0.40424629951974062,461.96137516082536,1142.7720568120287,1172.5426027516182,9881430.0593776926,3495.475332683613,0.33544582385921501]
[10,16,11,17,853,65,107.40475279069182,176,219.75168292248102,1431.1564357131729,54,3582.7261403488051,353275,452062.68800000002,2566201.4994999999,618840.51679999998,47009.831200000001,4138819.5355000002,null,null,null,40,101430,0.39946018189764265,478.55325485973469,1197.9998922204436,1155.2151555361745,10361031.519599846,3454.7745474295753,0.33438221211733737]
[10,16,11,18,907,65,107.40475279069182,176,219.75168292248102,1485.1564357131729,54,3758.7261403488051,353275,452062.68800000002,2710489.4994999999,618840.51679999998,47009.831200000001,4283107.5355000002,null,null,null,40,101430,0.395122278202304,495.14513455864409,1253.1440565979124,1139.5104020717763,10839954.545092992,3417.8891987043544,0.33339594580881654]
[10,16,11,19,961,65,107.40475279069182,176,219.75168292248102,1539.1564357131729,54,3934.7261403488051,353275,452062.68800000002,2854777.4994999999,618840.51679999998,47009.831200000001,4427395.5355000002,null,null,null,40,101430,0.39117244270950202,511.73701425755348,1308.2133565262081,1125.2105934554529,11318270.54278079,3384.3069353938877,0.33247888413658133]
[10,16,11,20,1015,65,107.40475279069182,176,219.75168292248102,1593.1564357131729,54,4110.7261403488046,353275,452062.68800000002,2999065.4994999999,618840.51679999998,47009.831200000001,4571683.5355000002,null,null,null,40,101430,0.38756083020845311,528.32889395646282,1363.215404591574,1112.1352723046261,11796041.238242889,3353.6031943801731,0.33162399003206333]
[10,16,11,21,1069,65,107.40475279069182,176,219.75168292248102,1647.1564357131729,54,4286.7261403488046,353275,452062.68800000002,3143353.4994999999,618840.51679999998,47009.831200000001,4715971.5355000002,null,null,null,40,101430,0.38424578146229471,544.92077365537216,1418.1568151031065,1100.1336173723548,12273320.262669772,3325.4231727001857,0.33082514923328254]
[10,16,11,22,1123,65,107.40475279069182,176,219.75168292248102,1701.1564357131729,54,4462.7261403488046,353275,452062.68800000002,3287641.4994999999,618840.51679999998,47009.831200000001,4860259.5355000002,null,null,null,40,101430,0.38119220902499995,561.5126533542815,1473.0433625348712,1089.0785996307377,12750154.437568292,3299.4680666445802,0.33007702382108056]
[10,16,11,23,1177,65,107.40475279069182,176,219.75168292248102,1755.1564357131729,54,4638.7261403488046,353275,452062.68800000002,3431929.4994999999,618840.51679999998,47009.831200000001,5004547.5355000002,null,null,null,40,101430,0.37837035052498175,578.10453305319083,1527.8801107197792,1078.8624687143636,13226584.822311915,3275.4844443317857,0.3293749327924092]
[10,16,11,24,1231,65,107.40475279069182,176,219.75168292248102,1809.1564357131729,54,4814.7261403488046,353275,452062.68800000002,3576217.4994999999,618840.51679999998,47009.831200000001,5148835.5355000002,null,null,null,40,101430,0.37575479538740864,594.69641275210029,1582.6715189062581,1069.3932293091032,13702647.574086284,3253.2559498036494,0.3287147540216277]
[10,16,11,25,1285,65,107.40475279069182,176,219.75168292248102,1863.1564357131729,54,4990.7261403488046,353275,452062.68800000002,3720505.4994999999,618840.51679999998,47009.831200000001,5293123.5355000002,null,null,null,40,101430,0.37332371749473631,611.28829245100974,1637.4215293718344,1060.5918631104498,14178374.65829155,3232.5967629710899,0.32809284327057747]
[10,16,11,26,1339,65,107.40475279069187,176,219.75168292248105,1917.1564357131729,54,5166.7261403488046,353275,452062.68800000002,3864793.4994999999,618840.51679999998,47009.831200000001,5437411.5355000002,null,null,null,40,101430,0.37105826467971958,627.88017214991896,1692.1336402299951,1052.3901185711934,14653794.438886534,3213.3463966401077,0.32750596688597849]
[10,16,12,10,495,65,107.40475279069182,192,240.63819955179747,1110.0429523424893,56,2564.4285167441512,353275,493159.29599999997,1609625.4994999999,677658.82739999995,48630.859900000003,3283779.4827000001,null,null,null,40,101430,0.43286172536866874,377.87971147194526,872.98019049872039,1280.5112177250751,7586208.9214475201,3761.5738804668495,0.34041899971034217]
[10,16,12,11,551,65,107.40475279069182,192,240.63819955179747,1166.0429523424893,56,2756.4285167441512,353275,493159.29599999997,1759257.4994999999,677658.82739999995,48630.859900000003,3433411.4827000001,null,null,null,40,101430,0.42302673378223515,395.08610523377718,933.95067895911939,1245.6014955179942,8116299.0623481628,3676.2235523737409,0.33882637379702008]
[10,16,12,12,607,65,107.40475279069182,192,240.63819955179747,1222.0429523424893,56,2948.4285167441512,353275,493159.29599999997,1908889.4994999999,677658.82739999995,48630.859900000003,3583043.4827000001,null,null,null,40,101430,0.41447264039216036,412.29249899560915,994.73996306610638,1215.2383761033466,8644825.0947391931,3601.9900836203224,0.3373797117403286]
[10,16,12,13,663,65,107.40475279069182,192,240.63819955179747,1278.0429523424893,56,3140.4285167441512,353275,493159.29599999997,2058521.4994999999,677658.82739999995,48630.859900000003,3732675.4827000001,null,null,null,40,101430,0.40696450994767563,429.49889275744101,1055.37186230972,1188.587946785945,9171992.6222187765,3536.8343766299245,0.33605982644810523]
[10,16,12,14,719,65,107.40475279069182,192,240.63819955179747,1334.0429523424893,56,3332.4285167441512,353275,493159.29599999997,2208153.4994999999,677658.82739999995,48630.859900000003,3882307.4827000001,null,null,null,40,101430,0.40032155097684607,446.70528651927293,1115.8661966342893,1165.008480523403,9697972.7253542431,3479.1872846895976,0.33485075254502761]
[10,16,12,15,775,65,107.40475279069182,192,240.63819955179747,1390.0429523424893,56,3524.4285167441512,353275,493159.29599999997,2357785.4994999999,677658.82739999995,48630.859900000003,4031939.4827000001,null,null,null,40,101430,0.39440236785582583,463.91168028110479,1176.2395920774193,1143.9980875167944,10222908.915746776,3427.8216019101505,0.33373909741373425]
[10,16,12,16,831,65,107.40475279069182,192,240.63819955179747,1446.0429523424893,56,3716.4285167441512,353275,493159.29599999997,2507417.4994999999,677658.82739999995,48630.859900000003,4181571.4827000001,null,null,null,40,101430,0.38909478436822542,481.11807404293688,1236.5060992121239,1125.15859350049,10746922.47426188,3381.7637336438311,0.3327135430268921]
[10,16,12,17,887,65,107.40475279069182,192,240.63819955179747,1502.0429523424893,56,3908.4285167441512,353275,493159.29599999997,2657049.4994999999,677658.82739999995,48630.859900000003,4331203.4826999996,null,null,null,40,101430,0.38430866674612746,498.3244678047688,1296.6776732463327,1108.170064820066,11270116.595122572,3340.2314022277092,0.33176445921710435]
[10,16,12,18,943,65,107.40475279069182,192,240.63819955179747,1558.0429523424893,56,4100.4285167441512,353275,493159.29599999997,2806681.4994999999,677658.82739999995,48630.859900000003,4480835.4826999996,null,null,null,40,101430,0.37997076305078881,515.53086156660072,1356.7645505864677,1092.7724905939499,11792579.636307521,3302.5888543506685,0.33088360034715952]
[10,16,12,19,999,65,107.40475279069182,192,240.63819955179747,1614.0429523424893,56,4292.4285167441512,353275,493159.29599999997,2956313.4994999999,677658.82739999995,48630.859900000003,4630467.4826999996,null,null,null,40,101430,0.37602092755798683,532.73725532843264,1416.775547010687,1078.7523810081329,12314387.693304356,3268.3140900582143,0.33006386512531255]
[10,16,12,20,1055,65,107.40475279069182,192,240.63819955179747,1670.0429523424893,56,4484.4285167441512,353275,493159.29599999997,3105945.4994999999,677658.82739999995,48630.859900000003,4780099.4826999996,null,null,null,40,101430,0.37240931505693792,549.94364909026467,1476.718295851927,1065.9328083604905,12835606.655043334,3236.9745104209574,0.32929910474391394]
[10,16,12,21,1111,65,107.40475279069182,192,240.63819955179747,1726.0429523424893,56,4676.4285167441512,353275,493159.29599999997,3255577.4994999999,677658.82739999995,48630.859900000003,4929731.4826999996,null,null,null,40,101430,0.36909426631077952,567.15004285209648,1536.5994398150656,1054.1659014125521,13356293.859612817,3208.208564320621,0.32858396836671533]
[10,16,12,22,1167,65,107.40475279069182,192,240.63819955179747,1782.0429523424893,56,4868.4285167441512,353275,493159.29599999997,3405209.4994999999,677658.82739999995,48630.859900000003,5079363.4826999996,null,null,null,40,101430,0.36604069387348476,584.35643661392851,1596.4247866274141,1043.3271157777781,13876499.437793523,3181.7117381869011,0.32791377774918051]
[10,16,12,23,1223,65,107.40475279069182,192,240.63819955179747,1838.0429523424893,56,5060.4285167441512,353275,493159.29599999997,3554841.4994999999,677658.82739999995,48630.859900000003,5228995.4826999996,null,null,null,40,101430,0.36321883537346655,601.56283037576043,1656.1994362358037,1033.3108086485265,14396267.410990506,3157.2257352226729,0.3272844247785941]
[10,16,12,24,1279,65,107.40475279069182,192,240.63819955179747,1894.0429523424893,56,5252.4285167441512,353275,493159.29599999997,3704473.4994999999,677658.82739999995,48630.859900000003,5378627.4826999996,null,null,null,40,101430,0.36060328023589344,618.76922413759235,1715.9278854391346,1024.026784105391,14915636.594393875,3134.5300279728722,0.3266922871903824]
[10,16,12,25,1335,65,107.40475279069182,192,240.63819955179747,1950.0429523424893,56,5444.4285167441512,353275,493159.29599999997,3854105.4994999999,677658.82739999995,48630.859900000003,5528259.4826999996,null,null,null,40,101430,0.35817220234322111,635.97561789942426,1775.6141144923247,1015.3975694130231,15434641.34452139,3113.4351983485872,0.32613415880683988]
[10,16,12,26,1391,65,107.40475279069187,192,240.63819955179753,2006.0429523424893,56,5636.4285167441512,353275,493159.29599999997,4003737.4994999999,677658.82739999995,48630.859900000003,5677891.4826999996,null,null,null,40,101430,0.35590674952820439,653.18201166125618,1835.261659204622,1007.3562479995331,15953312.181552231,3093.7776388821226,0.32560719146044448]
[10,16,13,10,515,65,107.40475279069182,208,261.52471618111394,1166.9294689718058,58,2778.1308931394969,353275,534255.90399999998,1663065.4994999999,736477.13800000004,50251.888599999998,3438755.43,null,null,null,40,101430,0.42004121254815596,393.34932597652141,936.45412456146914,1237.7946044641935,8186709.6068082154,3672.1023911701923,0.33708063463604682]
[10,16,13,11,573,65,107.40475279069182,208,261.52471618111394,1224.9294689718058,58,2986.1308931394969,353275,534255.90399999998,1818041.4994999999,736477.13800000004,50251.888599999998,3593731.43,null,null,null,40,101430,0.41020622096172238,411.17023380127591,1002.3500687953816,1203.4741806796876,8760792.1245024279,3585.3057149407746,0.33566849701673707]
[10,16,13,12,631,65,107.40475279069182,208,261.52471618111394,1282.9294689718058,58,3194.1308931394969,353275,534255.90399999998,1973017.4994999999,736477.13800000004,50251.888599999998,3748707.43,null,null,null,40,101430,0.40165212757164759,428.99114162603047,1068.066399198909,1173.6236101266259,9333219.4022914954,3509.8074734258425,0.33438404214835143]
[10,16,13,13,689,65,107.40475279069182,208,261.52471618111394,1340.9294689718058,58,3402.1308931394969,353275,534255.90399999998,2127993.4994999999,736477.13800000004,50251.888599999998,3903683.43,null,null,null,40,101430,0.39414399712716286,446.81204945078497,1133.6264225955717,1147.4230570890909,9904206.2253301628,3443.5360293432609,0.33321070182266205]
[10,16,13,14,747,65,107.40475279069182,208,261.52471618111394,1398.9294689718058,58,3610.1308931394969,353275,534255.90399999998,2282969.4994999999,736477.13800000004,50251.888599999998,4058659.43,null,null,null,40,101430,0.3875010381563333,464.63295727553952,1199.0495805796736,1124.2416272873163,10473931.758567151,3384.8970849572584,0.33213465552129545]
[10,16,13,15,805,65,107.40475279069182,208,261.52471618111394,1456.9294689718058,58,3818.1308931394969,353275,534255.90399999998,2437945.4994999999,736477.13800000004,50251.888599999998,4213635.43,null,null,null,40,101430,0.38158185503531306,482.45386510029391,1264.3522188853708,1103.5859031429529,11042546.636902887,3332.6436787828179,0.33114428349148195]
[10,16,13,16,863,65,107.40475279069182,208,261.52471618111394,1514.9294689718058,58,4026.1308931394969,353275,534255.90399999998,2592921.4994999999,736477.13800000004,50251.888599999998,4368611.43,null,null,null,40,101430,0.37627427154771265,500.27477292504841,1329.5481800211583,1085.0644318264585,11610178.426641131,3285.7864766915318,0.33022974545777944]
[10,16,13,17,921,65,107.40475279069182,208,261.52471618111394,1572.9294689718058,58,4234.1308931394969,353275,534255.90399999998,2747897.4994999999,736477.13800000004,50251.888599999998,4523587.43,null,null,null,40,101430,0.37148815392561468,518.09568074980291,1394.6492647879811,1068.3626803679749,12176935.878631396,3243.5305020657288,0.32938265254097643]
[10,16,13,18,979,65,107.40475279069182,208,261.52471618111394,1630.9294689718058,58,4442.1308931394969,353275,534255.90399999998,2902873.4994999999,736477.13800000004,50251.888599999998,4678563.43,null,null,null,40,101430,0.36715025023027603,535.91658857455741,1459.6655953208024,1053.225027035789,12742912.273895968,3205.2296395977701,0.3285958091813852]
[10,16,13,19,1037,65,107.40475279069182,208,261.52471618111394,1688.9294689718058,58,4650.1308931394969,353275,534255.90399999998,3057849.4994999999,736477.13800000004,50251.888599999998,4833539.43,null,null,null,40,101430,0.36320041473747405,553.73749639931179,1524.6059033262957,1039.4415858604007,13308188.07989827,3170.353348021169,0.32786300823824138]
[10,16,13,20,1095,65,107.40475279069182,208,261.52471618111394,1746.9294689718058,58,4858.1308931394969,353275,534255.90399999998,3212825.4994999999,736477.13800000004,50251.888599999998,4988515.43,null,null,null,40,101430,0.35958880223642509,571.55840422406641,1589.4777609016701,1026.8384157923756,13872833.077664845,3138.461922986266,0.32717886690667014]
[10,16,13,21,1153,65,107.40475279069182,208,261.52471618111394,1804.9294689718058,58,5066.1308931394969,353275,534255.90399999998,3367801.4994999999,736477.13800000004,50251.888599999998,5143491.43,null,null,null,40,101430,0.35627375349026669,589.37931204882091,1654.2877668503934,1015.2701417542575,14436908.078786889,3109.1878529792184,0.32653869427073295]
[10,16,13,22,1211,65,107.40475279069182,208,261.52471618111394,1862.9294689718058,58,5274.1308931394969,353275,534255.90399999998,3522777.4994999999,736477.13800000004,50251.888599999998,5298467.43,null,null,null,40,101430,0.35322018105297198,607.20021987357541,1719.0416981936667,1004.6143217483509,15000466.321681533,3082.2215863587717,0.32593838359790578]
[10,16,13,23,1269,65,107.40475279069182,208,261.52471618111394,1920.9294689718058,58,5482.1308931394969,353275,534255.90399999998,3677753.4994999999,736477.13800000004,50251.888599999998,5453443.4299999997,null,null,null,40,101430,0.35039832255295372,625.02112769832991,1783.7446342337269,994.76709628512572,15563554.614903191,3057.3005380706231,0.32537432414573653]
[10,16,13,24,1327,65,107.40475279069182,208,261.52471618111394,1978.9294689718058,58,5690.1308931394969,353275,534255.90399999998,3832729.4994999999,736477.13800000004,50251.888599999998,5608419.4299999997,null,null,null,40,101430,0.34778276741538067,642.84203552308441,1848.4010588002895,985.63979200994208,16126214.279400574,3034.200507147254,0.32484332847753611]
[10,16,13,25,1385,65,107.40475279069182,208,261.52471618111394,2036.9294689718058,58,5898.1308931394969,353275,534255.90399999998,3987705.4994999999,736477.13800000004,50251.888599999998,5763395.4299999997,null,null,null,40,101430,0.34535168952270834,660.6629433478389,1913.0149450286608,977.15624397673901,16688481.929793462,3012.7289099338495,0.32434257219584833]
[10,16,13,26,1443,65,107.40475279069187,208,261.524716181114,2094.9294689718058,58,6106.1308931394969,353275,534255.90399999998,4142681.4994999999,736477.13800000004,50251.888599999998,5918371.4299999997,null,null,null,40,101430,0.34308623670769162,678.4838511725934,1977.5898260548981,969.25066520812845,17250390.125867378,2992.7193961297544,0.32386954368711718]
[10,16,14,10,535,65,107.40475279069182,224,282.41123281043042,1223.8159856011223,60,2991.8332695348427,353275,575352.51199999999,1716505.4994999999,795295.4486,51872.917200000004,3593731.3772999998,null,null,null,40,101430,0.40905220155914501,408.81894048109751,999.42975229773026,1201.1803645262949,8785507.9708748125,3595.7818636473671,0.33405262334458807]
[10,16,14,11,595,65,107.40475279069182,224,282.41123281043042,1283.8159856011223,60,3215.8332695348427,353275,575352.51199999999,1876825.4994999999,795295.4486,51872.917200000004,3754051.3772999998,null,null,null,40,101430,0.39921720997271137,427.25436236877448,1070.2303199753828,1167.3650536754251,9403530.9188157711,3507.7041896814408,0.33280031340996336]
[10,16,14,12,655,65,107.40475279069182,224,282.41123281043042,1343.8159856011223,60,3439.8332695348427,353275,575352.51199999999,2037145.4994999999,795295.4486,51872.917200000004,3914371.3772999998,null,null,null,40,101430,0.39066311658263658,445.68978425645156,1140.8545248785349,1137.9538107180081,10019813.008054361,3431.0872174684291,0.33165983217343814]
[10,16,14,13,715,65,107.40475279069182,224,282.41123281043042,1403.8159856011223,60,3663.8332695348427,353275,575352.51199999999,2197465.4994999999,795295.4486,51872.917200000004,4074691.3772999998,null,null,null,40,101430,0.38315498613815185,464.1252061441287,1211.3249805831363,1112.1388659203585,10634577.454859409,3363.8300560269035,0.33061684074311742]
[10,16,14,14,775,65,107.40475279069182,224,282.41123281043042,1463.8159856011223,60,3887.8332695348427,353275,575352.51199999999,2357785.4994999999,795295.4486,51872.917200000004,4235011.3772999998,null,null,null,40,101430,0.37651202716732235,482.56062803180578,1281.6605930555183,1089.2986102278132,11248010.878068751,3304.3158229632086,0.32965935116061751]
[10,16,14,15,835,65,107.40475279069182,224,282.41123281043042,1523.8159856011223,60,4111.8332695348427,353275,575352.51199999999,2518105.4994999999,795295.4486,51872.917200000004,4395331.3772999998,null,null,null,40,101430,0.37059284404630205,500.99604991948286,1351.8772905849421,1068.9468879653741,11860270.504177906,3251.2798372402194,0.32877726356299347]
[10,16,14,16,895,65,107.40475279069182,224,282.41123281043042,1583.8159856011223,60,4335.8332695348427,353275,575352.51199999999,2678425.4994999999,795295.4486,51872.917200000004,4555651.3772999998,null,null,null,40,101430,0.36528526055870164,519.43147180715994,1421.9885878031118,1050.6980075344316,12471489.734718334,3203.7186629886887,0.32796200854735952]
[10,16,14,17,955,65,107.40475279069182,224,282.41123281043042,1643.8159856011223,60,4559.8332695348427,353275,575352.51199999999,2838745.4994999999,795295.4486,51872.917200000004,4715971.3772999998,null,null,null,40,101430,0.36049914293660373,537.86689369483702,1492.0060261819392,1034.2420651233251,13081782.494365307,3160.8259581698771,0.32720626785859247]
[10,16,14,18,1015,65,107.40475279069182,224,282.41123281043042,1703.8159856011223,60,4783.8332695348427,353275,575352.51199999999,2999065.4994999999,795295.4486,51872.917200000004,4876291.3772999998,null,null,null,40,101430,0.35616123924126503,556.3023155825141,1561.939521458349,1019.3272011287941,13691246.660332233,3121.9463431905942,0.3265037540930486]
[10,16,14,19,1075,65,107.40475279069182,224,282.41123281043042,1763.8159856011223,60,5007.8332695348427,353275,575352.51199999999,3159385.4994999999,795295.4486,51872.917200000004,5036611.3772999998,null,null,null,40,101430,0.35221140374846305,574.73773747019118,1631.7976401486665,1005.746618590916,14299966.791815545,3086.5416479232645,0.32584903536539617]
[10,16,14,20,1135,65,107.40475279069182,224,282.41123281043042,1823.8159856011223,60,5231.8332695348427,353275,575352.51199999999,3319705.4994999999,795295.4486,51872.917200000004,5196931.3772999998,null,null,null,40,101430,0.34859979124741414,593.17315935786826,1701.5878214822892,993.32893644827743,14908016.320679048,3054.1658277588058,0.3252373945841695]
[10,16,14,21,1195,65,107.40475279069182,224,282.41123281043042,1883.8159856011223,60,5455.8332695348427,353275,575352.51199999999,3480025.4994999999,795295.4486,51872.917200000004,5357251.3772999998,null,null,null,40,101430,0.34528474250125574,611.60858124554534,1771.3165569235109,981.93091919000517,15515459.323495233,3024.446057573376,0.32466471561997184]
[10,16,14,22,1255,65,107.40475279069182,224,282.41123281043042,1943.8159856011223,60,5679.8332695348427,353275,575352.51199999999,3640345.4994999999,795295.4486,51872.917200000004,5517571.3772999998,null,null,null,40,101430,0.34223117006396098,630.04400313322242,1840.9895364454117,971.43192686598491,16122351.965399755,2997.0682983647498,0.32412739055563544]
[10,16,14,23,1315,65,107.40475279069182,224,282.41123281043042,2003.8159856011223,60,5903.8332695348427,353275,575352.51199999999,3800665.4994999999,795295.4486,51872.917200000004,5677891.3772999998,null,null,null,40,101430,0.33940931156394277,648.4794250208995,1910.6117685245936,961.72962854506807,16728743.684547018,2971.7661488531089,0.32362224359956032]
[10,16,14,24,1375,65,107.40475279069182,224,282.41123281043042,2063.8159856011225,60,6127.8332695348427,353275,575352.51199999999,3960985.4994999999,795295.4486,51872.917200000004,5838211.3772999998,null,null,null,40,101430,0.33679375642636972,666.91484690857646,1980.187679204731,952.73665592812904,17334678.169956267,2948.312141628141,0.32314646827116511]
[10,16,14,25,1435,65,107.40475279069182,224,282.41123281043042,2123.8159856011225,60,6351.8332695348427,353275,575352.51199999999,4121305.4994999999,795295.4486,51872.917200000004,5998531.3772999998,null,null,null,40,101430,0.33436267853369739,685.35026879625366,2049.7211943682387,944.3779650313528,17940194.173606675,2926.5108804959277,0.3226975752337945]
[10,16,14,26,1495,65,107.40475279069187,224,282.41123281043042,2183.8159856011225,60,6575.8332695348427,353275,575352.51199999999,4281625.4994999999,795295.4486,51872.917200000004,6158851.3772999998,null,null,null,40,101430,0.33209722571868067,703.78569068393062,2119.2158084455273,936.58873710120997,18545326.188659336,2906.1935800768483,0.32227334872732183]
[10,16,15,10,555,65,107.40475279069182,240,303.29774943974684,1280.7025022304388,62,3205.5356459301888,353275,616449.12,1769945.4994999999,854113.75919999997,53493.945899999999,3748707.3245999999,null,null,null,40,101430,0.39952839203533547,424.28855498567361,1061.9734753372629,1169.4480232467827,9382830.8558572009,3529.9444022268431,0.33129360975460226]
[10,16,15,11,617,65,107.40475279069182,240,303.29774943974684,1342.7025022304388,62,3445.5356459301888,353275,616449.12,1935609.4994999999,854113.75919999997,53493.945899999999,3914371.3245999999,null,null,null,40,101430,0.38969340044890183,443.33849093627322,1137.6597356423683,1136.0704769383972,10044746.254545376,3440.7223899595483,0.33018370800666469]
[10,16,15,12,679,65,107.40475279069182,240,303.29774943974684,1404.7025022304388,62,3685.5356459301888,353275,616449.12,2101273.4994999999,854113.75919999997,53493.945899999999,4080035.3245999999,null,null,null,40,101430,0.38113930705882704,462.38842688687288,1213.1743389445408,1107.0399845638724,10704840.065079994,3363.1071756181232,0.32917178274593756]
[10,16,15,13,741,65,107.40475279069182,240,303.29774943974684,1466.7025022304388,62,3925.5356459301888,353275,616449.12,2266937.4994999999,854113.75919999997,53493.945899999999,4245699.3245999999,null,null,null,40,101430,0.37363117661434231,481.43836283747254,1288.5390539409068,1081.5592335741237,11363343.292314492,3294.9713953915352,0.32824540907603367]
[10,16,15,14,803,65,107.40475279069182,240,303.29774943974684,1528.7025022304388,62,4165.5356459301884,353275,616449.12,2432601.4994999999,854113.75919999997,53493.945899999999,4411363.3245999999,null,null,null,40,101430,0.3669882176435128,500.48829878807209,1363.7721178128922,1059.0146621095773,12020449.465397537,3234.6777492817105,0.32739417778007129]
[10,16,15,15,865,65,107.40475279069182,240,303.29774943974684,1590.7025022304388,62,4405.5356459301884,353275,616449.12,2598265.4994999999,854113.75919999997,53493.945899999999,4577027.3245999999,null,null,null,40,101430,0.36106903452249256,519.53823473867192,1438.8889244566544,1038.9264081448059,12676321.941130167,3180.9455523528413,0.32660930250011544]
[10,16,15,16,927,65,107.40475279069182,240,303.29774943974684,1652.7025022304388,62,4645.5356459301884,353275,616449.12,2763929.4994999999,854113.75919999997,53493.945899999999,4742691.3245999999,null,null,null,40,101430,0.35576145103489215,538.58817068927146,1513.9025578025544,1020.9137731480082,13331099.563440355,3132.7586442975726,0.32588331533497933]
[10,16,15,17,989,65,107.40475279069182,240,303.29774943974684,1714.7025022304388,62,4885.5356459301884,353275,616449.12,2929593.4994999999,854113.75919999997,53493.945899999999,4908355.3245999999,null,null,null,40,101430,0.35097533341279419,557.63810663987101,1588.8242094324435,1004.6708652446287,13984901.095050097,3089.3004370404897,0.32520982847724922]
[10,16,15,18,1051,65,107.40475279069182,240,303.29774943974684,1776.7025022304388,62,5125.5356459301884,353275,616449.12,3095257.4994999999,854113.75919999997,53493.945899999999,5074019.3245999999,null,null,null,40,101430,0.34663742971745554,576.68804259047079,1663.6635087576367,989.94908534273179,14637828.72125493,3049.9072065175314,0.32458334575794623]
[10,16,15,19,1113,65,107.40475279069182,240,303.29774943974684,1838.7025022304388,62,5365.5356459301884,353275,616449.12,3260921.4994999999,854113.75919999997,53493.945899999999,5239683.3245999999,null,null,null,40,101430,0.34268759422465356,595.73797854107045,1738.4287863964116,976.5443136240292,15289970.844830792,3014.033917053051,0.32399911231882822]
[10,16,15,20,1175,65,107.40475279069182,240,303.29774943974684,1900.7025022304388,62,5605.5356459301884,353275,616449.12,3426585.4994999999,854113.75919999997,53493.945899999999,5405347.3245999999,null,null,null,40,101430,0.33907598172360465,614.78791449167011,1813.1272860040265,964.28738768339224,15941404.333929757,2981.2288228771126,0.32345299370639435]
[10,16,15,21,1237,65,107.40475279069182,240,303.29774943974684,1962.7025022304388,62,5845.5356459301884,353275,616449.12,3592249.4994999999,854113.75919999997,53493.945899999999,5571011.3245999999,null,null,null,40,101430,0.33576093297744619,633.83785044226966,1887.76533595362,953.03692630098647,16592196.343921809,2951.1143246869274,0.32294137788175675]
[10,16,15,22,1299,65,107.40475279069182,240,303.29774943974684,2024.7025022304388,62,6085.5356459301884,353275,616449.12,3757913.4994999999,854113.75919999997,53493.945899999999,5736675.3245999999,null,null,null,40,101430,0.33270736054015149,652.88778639286932,1962.3484894740648,942.67385130126763,17242405.804508343,2923.3723547837635,0.32246109523430705]
[10,16,15,23,1361,65,107.40475279069182,240,303.29774943974684,2086.7025022304388,62,6325.5356459301884,353275,616449.12,3923577.4994999999,854113.75919999997,53493.945899999999,5902339.3245999999,null,null,null,40,101430,0.32988550204013323,671.93772234346898,2036.8816398052022,933.0971565036848,17892084.641725451,2897.7330882832398,0.32200935285468191]
[10,16,15,24,1423,65,107.40475279069182,240,303.29774943974684,2148.7025022304388,62,6565.5356459301884,353275,616449.12,4089241.4994999999,854113.75919999997,53493.945899999999,6068003.3245999999,null,null,null,40,101430,0.32726994690256017,690.98765829406864,2111.3691154165163,924.22060465722427,18541278.788384493,2873.9661295003384,0.32158368018690159]
[10,16,15,25,1485,65,107.40475279069182,240,303.29774943974684,2210.7025022304388,62,6805.5356459301884,353275,616449.12,4254905.4994999999,854113.75919999997,53493.945899999999,6233667.3245999999,null,null,null,40,101430,0.32483886900988784,710.03759424466841,2185.8147592031401,915.97012327868481,19190029.02448355,2851.8735626310354,0.32118188382574853]
[10,16,15,26,1547,65,107.40475279069187,240,303.29774943974689,2272.7025022304388,62,7045.5356459301884,353275,616449.12,4420569.4994999999,854113.75919999997,53493.945899999999,6399331.3245999999,null,null,null,40,101430,0.32257341619487112,729.08753019526773,2260.2219947189196,908.28173274188089,19838371.680058818,2831.2844222967474,0.32080200971299083]
[10,16,16,10,575,65,107.40475279069182,256,324.18426606906331,1337.5890188597552,64,3419.2380223255345,353275,657545.728,1823385.4994999999,912932.06980000006,55114.974600000001,3903683.2719000001,null,null,null,40,101430,0.39119505870200216,439.75816949024966,1124.1403992918047,1141.6822246272095,9978866.5143447965,3472.5940588184812,0.3287692731397624]
[10,16,16,11,639,65,107.40475279069182,256,324.18426606906331,1401.5890188597552,64,3675.2380223255345,353275,657545.728,1994393.4994999999,912932.06980000006,55114.974600000001,4074691.2719000001,null,null,null,40,101430,0.38136006711556852,459.4226195037719,1204.695140156211,1108.6877222934977,10684630.151965411,3382.3422507790619,0.32778697130313511]
[10,16,16,12,703,65,107.40475279069182,256,324.18426606906331,1465.5890188597552,64,3931.2380223255345,353275,657545.728,2165401.4994999999,912932.06980000006,55114.974600000001,4245699.2719000001,null,null,null,40,101430,0.37280597372549373,479.08706951729414,1285.0842080928076,1079.9903866790041,11388495.815747766,3303.8296207527101,0.32689046066272337]
[10,16,16,13,767,65,107.40475279069182,256,324.18426606906331,1529.5890188597552,64,4187.238022325535,353275,657545.728,2336409.4994999999,912932.06980000006,55114.974600000001,4416707.2719000001,null,null,null,40,101430,0.36529784328100895,498.75151953081632,1365.3283990158868,1054.8020552711685,12090701.746796139,3234.904712332996,0.32606897237181709]
[10,16,16,14,831,65,107.40475279069182,256,324.18426606906331,1593.5890188597552,64,4443.238022325535,353275,657545.728,2507417.4994999999,912932.06980000006,55114.974600000001,4587715.2719000001,null,null,null,40,101430,0.35865488431017944,518.41596954433862,1445.4451681075986,1032.5162075061207,12791447.914287744,3173.9116592467299,0.32531346753084156]
[10,16,16,15,895,65,107.40475279069182,256,324.18426606906331,1657.5890188597552,64,4699.238022325535,353275,657545.728,2678425.4994999999,912932.06980000006,55114.974600000001,4758723.2719000001,null,null,null,40,101430,0.3527357011891592,538.08041955786075,1525.4492747512052,1012.6584883018087,13490903.403924596,3119.5552357089596,0.32461630321851598]
[10,16,16,16,959,65,107.40475279069182,256,324.18426606906331,1721.5890188597552,64,4955.238022325535,353275,657545.728,2849433.4994999999,912932.06980000006,55114.974600000001,4929731.2719000001,null,null,null,40,101430,0.34742811770155874,557.74486957138299,1605.3532836121415,994.85256805988763,14189212.158393016,3070.8077294776917,0.32397097301467986]
[10,16,16,17,1023,65,107.40475279069182,256,324.18426606906331,1785.5890188597552,64,5211.238022325535,353275,657545.728,3020441.4994999999,912932.06980000006,55114.974600000001,5100739.2719000001,null,null,null,40,101430,0.34264200007946083,577.40931958490512,1685.1679579590366,978.79606535076914,14886497.483308129,3026.8432578294651,0.32337190332500376]
[10,16,16,18,1087,65,107.40475279069182,256,324.18426606906331,1849.5890188597552,64,5467.238022325535,353275,657545.728,3191449.4994999999,912932.06980000006,55114.974600000001,5271747.2719000001,null,null,null,40,101430,0.33830409638412218,597.07376959842736,1764.902571325915,964.24323402992718,15582865.617662616,2986.9905327964148,0.32281429199147965]
[10,16,16,19,1151,65,107.40475279069182,256,324.18426606906331,1913.5890188597552,64,5723.238022325535,353275,657545.728,3362457.4994999999,912932.06980000006,55114.974600000001,5442755.2719000001,null,null,null,40,101430,0.3343542608913202,616.7382196119496,1844.5651566331214,950.99229677800315,16278408.587793326,2950.6982999685411,0.32229397928895076]
[10,16,16,20,1215,65,107.40475279069182,256,324.18426606906331,1977.5890188597552,64,5979.238022325535,353275,657545.728,3533465.4994999999,912932.06980000006,55114.974600000001,5613763.2719000001,null,null,null,40,101430,0.33074264839027123,636.40266962547184,1924.1627069349897,938.87603251411758,16973206.507176548,2917.5096532250923,0.32180734397099908]
[10,16,16,21,1279,65,107.40475279069182,256,324.18426606906331,2041.5890188597552,64,6235.238022325535,353275,657545.728,3704473.4994999999,912932.06980000006,55114.974600000001,5784771.2719000001,null,null,null,40,101430,0.32742759964411283,656.06711963899397,2003.7013384091185,927.75468252309497,17667329.44365757,2887.0426749584844,0.32135121886843465]
[10,16,16,22,1343,65,107.40475279069182,256,324.18426606906331,2105.589018859755,64,6491.238022325535,353275,657545.728,3875481.4994999999,912932.06980000006,55114.974600000001,5955779.2719000001,null,null,null,40,101430,0.32437402720681807,675.73156965251621,2083.1864236210117,917.51053518213996,18360838.946150284,2858.9756559118568,0.32092282188023891]
[10,16,16,23,1407,65,107.40475279069182,256,324.18426606906331,2169.589018859755,64,6747.238022325535,353275,657545.728,4046489.4994999999,912932.06980000006,55114.974600000001,6126787.2719000001,null,null,null,40,101430,0.32155216870679987,695.39601966603846,2162.6227012019308,908.04374346747431,19053789.301123112,2833.0356786014704,0.32051969917856121]
[10,16,16,24,1471,65,107.40475279069182,256,324.18426606906331,2233.589018859755,64,7003.238022325535,353275,657545.728,4217497.4994999999,912932.06980000006,55114.974600000001,6297795.2719000001,null,null,null,40,101430,0.31893661356922676,715.06046967956058,2242.0143666708655,899.26905979518244,19746228.573069081,2808.9897038483573,0.32013967817794797]
[10,16,16,25,1535,65,107.40475279069182,256,324.18426606906331,2297.589018859755,64,7259.238022325535,353275,657545.728,4388505.4994999999,912932.06980000006,55114.974600000001,6468803.2719000001,null,null,null,40,101430,0.31650553567655443,734.72491969308282,2321.3651480772778,891.11326174510009,20438199.471080348,2786.6375426616905,0.31978082836490546]
[10,16,16,26,1599,65,107.40475279069187,256,324.18426606906337,2361.589018859755,64,7515.238022325535,353275,657545.728,4559513.4994999999,912932.06980000006,55114.974600000001,6639811.2719000001,null,null,null,40,101430,0.31424008286153771,754.38936970660518,2400.6783693441444,883.51310392746768,21129740.074515667,2765.8062640321646,0.31944142849666818]
[10,16,17,10,595,65,107.40475279069182,272,345.07078269837979,1394.4755354890717,66,3632.9403987208807,353275,698642.33600000001,1876825.4994999999,971750.38040000002,56736.003199999999,4058659.2190999999,null,null,null,40,101430,0.38384211752553155,455.22778399482581,1185.9766378152758,1117.1829905511154,10573772.480470411,3422.2084059037929,0.32645089312030701]
[10,16,17,11,661,65,107.40475279069182,272,345.07078269837979,1460.4755354890717,66,3904.9403987208807,353275,698642.33600000001,2053177.4994999999,971750.38040000002,56736.003199999999,4235011.2191000003,null,null,null,40,101430,0.37400712593909791,475.50674807127058,1271.3841932217638,1084.5264681950573,11323343.662245009,3331.0239671968729,0.32558350791684909]
[10,16,17,12,727,65,107.40475279069182,272,345.07078269837979,1526.4755354890717,66,4176.9403987208807,353275,698642.33600000001,2229529.4994999999,971750.38040000002,56736.003199999999,4411363.2191000003,null,null,null,40,101430,0.36545303254902312,495.7857121477154,1356.6331867316192,1056.1230944276494,12070944.351912584,3251.6993261566508,0.32479112872835481]
[10,16,17,13,793,65,107.40475279069182,272,345.07078269837979,1592.4755354890717,66,4448.9403987208807,353275,698642.33600000001,2405881.4994999999,971750.38040000002,56736.003199999999,4587715.2191000003,null,null,null,40,101430,0.35794490210453839,516.06467622416017,1441.7433330938809,1031.1927802979726,12816819.550057754,3182.060990906085,0.32406442970294635]
[10,16,17,14,859,65,107.40475279069182,272,345.07078269837979,1658.4755354890717,66,4720.9403987208807,353275,698642.33600000001,2582233.4994999999,971750.38040000002,56736.003199999999,4764067.2191000003,null,null,null,40,101430,0.35130194313370888,536.34364030060487,1526.731208817901,1009.1352181501297,13561175.257501228,3120.4361262947004,0.32339556949957737]
[10,16,17,15,925,65,107.40475279069182,272,345.07078269837979,1724.4755354890717,66,4992.9403987208807,353275,698642.33600000001,2758585.4994999999,971750.38040000002,56736.003199999999,4940419.2191000003,null,null,null,40,101430,0.34538276001268858,556.62260437704981,1611.6108527148278,989.48091196975236,14304185.938393267,3065.5162260880829,0.32277790720828536]
[10,16,17,16,991,65,107.40475279069182,272,345.07078269837979,1790.4755354890717,66,5264.9403987208807,353275,698642.33600000001,2934937.4994999999,971750.38040000002,56736.003199999999,5116771.2191000003,null,null,null,40,101430,0.34007517652508817,576.90156845349452,1696.3942336171515,971.85738709978136,15046000.332692556,3016.2630346995911,0.32220578110044534]
[10,16,17,17,1057,65,107.40475279069182,272,345.07078269837979,1856.4755354890717,66,5536.9403987208807,353275,698642.33600000001,3111289.4994999999,971750.38040000002,56736.003199999999,5293123.2191000003,null,null,null,40,101430,0.33528905890299027,597.18053252993923,1781.0916183302077,955.96535956206969,15786746.028800255,2971.8421919807333,0.32167433457323608]
[10,16,17,18,1123,65,107.40475279069182,272,345.07078269837979,1922.4755354890717,66,5808.9403987208807,353275,698642.33600000001,3287641.4994999999,971750.38040000002,56736.003199999999,5469475.2191000003,null,null,null,40,101430,0.33095115520765161,617.45949660638405,1865.7118637913986,941.56160051862912,16526533.094302677,2931.5755156437635,0.32117937794683266]
[10,16,17,19,1189,65,107.40475279069182,272,345.07078269837979,1988.4755354890717,66,6080.9403987208807,353275,698642.33600000001,3463993.4994999999,971750.38040000002,56736.003199999999,5645827.2191000003,null,null,null,40,101430,0.32700131971484958,637.73846068282887,1950.2626510466289,928.44639956092146,17265456.983660519,2894.9060866786654,0.32071727778434805]
[10,16,17,20,1255,65,107.40475279069182,272,345.07078269837979,2054.4755354890717,66,6352.9403987208807,353275,698642.33600000001,3640345.4994999999,971750.38040000002,56736.003199999999,5822179.2191000003,null,null,null,40,101430,0.32338970721380067,658.01742475927358,2034.7506741278023,916.45424854122837,18003600.885441214,2861.3723013669173,0.32028486754534718]
[10,16,17,21,1321,65,107.40475279069182,272,345.07078269837979,2120.4755354890717,66,6624.9403987208807,353275,698642.33600000001,3816697.4994999999,971750.38040000002,56736.003199999999,5998531.2191000003,null,null,null,40,101430,0.32007465846764227,678.2963888357184,2119.1817936573393,905.44682036613199,18741037.631204326,2830.5883134190835,0.31987937492486773]
[10,16,17,22,1387,65,107.40475279069182,272,345.07078269837979,2186.4755354890717,66,6896.9403987208807,353275,698642.33600000001,3993049.4994999999,971750.38040000002,56736.003199999999,6174883.2191000003,null,null,null,40,101430,0.31702108603034751,698.57535291216323,2203.5611626328559,895.30760919467446,19477831.258662246,2802.2291025310551,0.31949836235231677]
[10,16,17,23,1453,65,107.40475279069182,272,345.07078269837979,2252.4755354890717,66,7168.9403987208807,353275,698642.33600000001,4169401.4994999999,971750.38040000002,56736.003199999999,6351235.2191000003,null,null,null,40,101430,0.31419922753032931,718.85431698860805,2287.8933300980757,885.93779078846524,20214038.300026942,2776.01894091133,0.31913967795105302]
[10,16,17,24,1519,65,107.40475279069182,272,345.07078269837979,2318.4755354890717,66,7440.9403987208807,353275,698642.33600000001,4345753.4994999999,971750.38040000002,56736.003199999999,6527587.2191000003,null,null,null,40,101430,0.31158367239275619,739.13328106505264,2372.1823271065477,877.25299079926344,20949708.850304674,2751.7223885142648,0.31880141487416469]
[10,16,17,25,1585,65,107.40475279069182,272,345.07078269837979,2384.4755354890717,66,7712.9403987208807,353275,698642.33600000001,4522105.4994999999,971750.38040000002,56736.003199999999,6703939.2191000003,null,null,null,40,101430,0.30915259450008387,759.41224514149746,2456.4317384090123,869.18073686252546,21684887.458174437,2729.1371929101438,0.31848187739352796]
[10,16,17,26,1651,65,107.40475279069187,272,345.07078269837984,2450.4755354890717,66,7984.9403987208807,353275,698642.33600000001,4698457.4994999999,971750.38040000002,56736.003199999999,6880291.2191000003,null,null,null,40,101430,0.3068871416850672,779.6912092179424,2540.6447625559849,861.65843144416203,22419613.872899335,2708.0886397573827,0.31817955246891694]
[10,16,18,10,615,65,107.40475279069182,288,365.95729932769621,1451.362052118388,68,3846.6427751162264,353275,739738.94400000002,1930265.4994999999,1030568.6911000001,58357.031900000002,4213635.1664000005,null,null,null,40,101430,0.37730616981311321,470.69739849940191,1247.5210748145123,1095.4058935945875,11167681.590000095,3377.6063999895623,0.32431425212777093]
[10,16,18,11,683,65,107.40475279069182,288,365.95729932769621,1519.362052118388,68,4134.6427751162264,353275,739738.94400000002,2111961.4994999999,1030568.6911000001,58357.031900000002,4395331.1664000005,null,null,null,40,101430,0.36747117822667957,491.5908766387692,1337.7671658796726,1063.0497978853323,11961022.868857581,3285.5726157138311,0.32355084553636376]
[10,16,18,12,751,65,107.40475279069182,288,365.95729932769621,1587.362052118388,68,4422.6427751162264,353275,739738.94400000002,2293657.4994999999,1030568.6911000001,58357.031900000002,4577027.1664000005,null,null,null,40,101430,0.35891708483660484,512.48435477813655,1427.862802940803,1034.9077235375562,12752324.589115122,3205.5090706113947,0.32285284513020135]
[10,16,18,13,819,65,107.40475279069182,288,365.95729932769621,1655.362052118388,68,4710.6427751162264,353275,739738.94400000002,2475353.4994999999,1030568.6911000001,58357.031900000002,4758723.1664000005,null,null,null,40,101430,0.35140895439212005,533.37783291750407,1517.8265273295622,1010.2067580995763,13541838.097572573,3135.2220301405391,0.32221219052045663]
[10,16,18,14,887,65,107.40475279069182,288,365.95729932769621,1723.362052118388,68,4998.6427751162264,353275,739738.94400000002,2657049.4994999999,1030568.6911000001,58357.031900000002,4940419.1664000005,null,null,null,40,101430,0.34476599542129055,554.27131105687135,1607.6739539802163,988.35211650035978,14329775.070706597,3073.0230804474113,0.32162209349773657]
[10,16,18,15,955,65,107.40475279069182,288,365.95729932769621,1791.362052118388,68,5286.6427751162264,353275,739738.94400000002,2838745.4994999999,1030568.6911000001,58357.031900000002,5122115.1664000005,null,null,null,40,101430,0.33884681230027031,575.16478919623864,1697.4183268590243,968.87862189681334,15116315.04408657,3017.5915302467224,0.32107679657279409]
[10,16,18,16,1023,65,107.40475279069182,288,365.95729932769621,1859.362052118388,68,5574.6427751162264,353275,739738.94400000002,3020441.4994999999,1030568.6911000001,58357.031900000002,5303811.1664000005,null,null,null,40,101430,0.33353922881266984,596.05826733560593,1787.0709525156878,951.41722624635338,15901611.289609972,2967.8794560166152,0.32057138450067396]
[10,16,18,17,1091,65,107.40475279069182,288,365.95729932769621,1927.362052118388,68,5862.6427751162264,353275,739738.94400000002,3202137.4994999999,1030568.6911000001,58357.031900000002,5485507.1664000005,null,null,null,40,101430,0.32875311119057193,616.95174547497334,1876.6415418570384,935.67139886100335,16685795.4485958,2923.0447286097842,0.32010163570299305]
[10,16,18,18,1159,65,107.40475279069182,288,365.95729932769621,1995.362052118388,68,6150.6427751162264,353275,739738.94400000002,3383833.4994999999,1030568.6911000001,58357.031900000002,5667203.1664000005,null,null,null,40,101430,0.32441520749523328,637.84522361434074,1966.1384820368287,921.40014850858631,17468981.217530083,2882.4028511686488,0.31966390407052625]
[10,16,18,19,1227,65,107.40475279069182,288,365.95729932769621,2063.362052118388,68,6438.6427751162264,353275,739738.94400000002,3565529.4994999999,1030568.6911000001,58357.031900000002,5848899.1664000005,null,null,null,40,101430,0.3204653720024313,658.73870175370803,2055.5690545832526,908.40560203462655,18251267.305008478,2845.3917193266775,0.31925502413762141]
[10,16,18,20,1295,65,107.40475279069182,288,365.95729932769621,2131.362052118388,68,6726.6427751162264,353275,739738.94400000002,3747225.4994999999,1030568.6911000001,58357.031900000002,6030595.1664000005,null,null,null,40,101430,0.31685375950138234,679.63217989307543,2144.9396117709957,896.5237738986599,19032739.822640624,2811.5454315453289,0.31887223440878115]
[10,16,18,21,1363,65,107.40475279069182,288,365.95729932769621,2199.362052118388,68,7014.6427751162264,353275,739738.94400000002,3928921.4994999999,1030568.6911000001,58357.031900000002,6212291.1664000005,null,null,null,40,101430,0.31353871075522394,700.52565803244283,2234.255720274793,885.61760955994259,19813474.232421715,2780.4745491045669,0.31851311490880208]
[10,16,18,22,1431,65,107.40475279069182,288,365.95729932769621,2267.362052118388,68,7302.6427751162264,353275,739738.94400000002,4110617.4994999999,1030568.6911000001,58357.031900000002,6393987.1664000005,null,null,null,40,101430,0.31048513831792923,721.41913617181012,2323.5222789732838,875.57167498359388,20593536.943684779,2751.8510256078648,0.31817553597044235]
[10,16,18,23,1499,65,107.40475279069182,288,365.95729932769621,2335.362052118388,68,7590.6427751162264,353275,739738.94400000002,4292313.4994999999,1030568.6911000001,58357.031900000002,6575683.1664000005,null,null,null,40,101430,0.30766327981791097,742.31261431117753,2412.7436161719124,866.28805507379036,21372986.631056979,2725.3965661085908,0.31785761596915207]
[10,16,18,24,1567,65,107.40475279069182,288,365.95729932769621,2403.362052118388,68,7878.6427751162264,353275,739738.94400000002,4474009.4994999999,1030568.6911000001,58357.031900000002,6757379.1664000005,null,null,null,40,101430,0.30504772468033792,763.20609245054482,2501.9235703210538,857.6831516917797,22151875.328676745,2700.8735384943147,0.31755768623284802]
[10,16,18,25,1635,65,107.40475279069182,288,365.95729932769621,2471.362052118388,68,8166.6427751162264,353275,739738.94400000002,4655705.4994999999,1030568.6911000001,58357.031900000002,6939075.1664000005,null,null,null,40,101430,0.30261664678766559,784.09957058991222,2591.0655574082966,849.68515918912567,22930249.343765397,2678.0778072462736,0.31727426174477441]
[10,16,18,26,1703,65,107.40475279069187,288,365.95729932769632,2539.3620521183884,68,8454.6427751162264,353275,739738.94400000002,4837401.4994999999,1030568.6911000001,58357.031900000002,7120771.1664000005,null,null,null,40,101430,0.30035119397264892,804.99304872927951,2680.1726275227829,842.23205590344594,23708150.023414917,2656.8330313099673,0.31700601655354249]
[10,16,19,10,635,65,107.40475279069182,304,386.84381595701268,1508.2485687477047,70,4060.3451515115721,353275,780835.55200000003,1983705.4994999999,1089387.0016999999,59978.060599999997,4368611.1136999996,null,null,null,40,101430,0.371458216596739,486.16701300397813,1308.8067278688543,1075.9211226334835,11760706.638066877,3337.8580814657134,0.32233878624373002]
[10,16,19,11,705,65,107.40475279069182,304,386.84381595701268,1578.2485687477047,70,4364.3451515115721,353275,780835.55200000003,2170745.4994999999,1089387.0016999999,59978.060599999997,4555651.1136999996,null,null,null,40,101430,0.36162322501030542,507.67500520626805,1403.8783189099663,1043.8338297134733,12597783.5454676,3245.0469904193433,0.32166986573546757]
[10,16,19,12,775,65,107.40475279069182,304,386.84381595701268,1648.2485687477047,70,4668.3451515115721,353275,780835.55200000003,2357785.4994999999,1089387.0016999999,59978.060599999997,4742691.1136999996,null,null,null,40,101430,0.35306913162023063,529.18299740855787,1498.8084485894944,1015.9255495832626,13432754.916663466,3164.3076993307764,0.32105776242876827]
[10,16,19,13,845,65,107.40475279069182,304,386.84381595701268,1718.2485687477047,70,4972.3451515115721,353275,780835.55200000003,2544825.4994999999,1089387.0016999999,59978.060599999997,4929731.1136999996,null,null,null,40,101430,0.3455610011757459,550.69098961084785,1593.6144059577391,991.42979086943228,14265878.084971121,3093.4278049093414,0.32049553226876998]
[10,16,19,14,915,65,107.40475279069182,304,386.84381595701268,1788.2485687477047,70,5276.3451515115721,353275,780835.55200000003,2731865.4994999999,1089387.0016999999,59978.060599999997,5116771.1136999996,null,null,null,40,101430,0.33891804220491634,572.19898181313772,1688.310772983798,969.75670976109211,15097370.091026478,3030.7045335324983,0.31997731848534]
[10,16,19,15,985,65,107.40475279069182,304,386.84381595701268,1858.2485687477047,70,5580.3451515115721,353275,780835.55200000003,2918905.4994999999,1089387.0016999999,59978.060599999997,5303811.1136999996,null,null,null,40,101430,0.33299885908389609,593.7069740154277,1782.9099344326839,950.44499393681542,15927415.271886878,2974.8059681889699,0.31949814680365057]
[10,16,19,16,1055,65,107.40475279069182,304,386.84381595701268,1928.2485687477047,70,5884.3451515115721,353275,780835.55200000003,3105945.4994999999,1089387.0016999999,59978.060599999997,5490851.1136999996,null,null,null,40,101430,0.32769127559629563,615.21496621771757,1877.422476683942,933.12866127223378,16756171.197118757,2924.6752832064449,0.3190537652608072]
[10,16,19,17,1125,65,107.40475279069182,304,386.84381595701268,1998.2485687477047,70,6188.3451515115721,353275,780835.55200000003,3292985.4994999999,1089387.0016999999,59978.060599999997,5677891.1136999996,null,null,null,40,101430,0.32290515797419772,636.72295842000756,1971.8575027249517,917.51364454952306,17583773.357214238,2879.4631994692086,0.31864051769046908]
[10,16,19,18,1195,65,107.40475279069182,304,386.84381595701268,2068.2485687477047,70,6492.3451515115721,353275,780835.55200000003,3480025.4994999999,1089387.0016999999,59978.060599999997,5864931.1136999996,null,null,null,40,101430,0.31856725427885907,658.23095062229743,2066.2228831784214,903.36095460486388,18410338.899929319,2838.4794116072653,0.31825524289899398]
[10,16,19,19,1265,65,107.40475279069182,304,386.84381595701268,2138.2485687477047,70,6796.3451515115721,353275,780835.55200000003,3667065.4994999999,1089387.0016999999,59978.060599999997,6051971.1136999996,null,null,null,40,101430,0.31461741878605703,679.73894282458741,2160.5254580224519,890.47436214267861,19235969.632721301,2801.1570478013141,0.31789519364565089]
[10,16,19,20,1335,65,107.40475279069182,304,386.84381595701268,2208.2485687477047,70,7100.3451515115721,353275,780835.55200000003,3854105.4994999999,1089387.0016999999,59978.060599999997,6239011.1136999996,null,null,null,40,101430,0.31100580628500812,701.24693502687728,2254.7711999442517,878.69124395530946,20060754.454134773,2767.0262569647912,0.31755797103247013]
[10,16,19,21,1405,65,107.40475279069182,304,386.84381595701268,2278.2485687477047,70,7404.3451515115721,353275,780835.55200000003,4041145.4994999999,1089387.0016999999,59978.060599999997,6426051.1136999996,null,null,null,40,101430,0.30769075753884972,722.75492722916727,2348.9653475792511,867.87568410177323,20884771.336956345,2735.6943006060869,0.31724147098946592]
[10,16,19,22,1475,65,107.40475279069182,304,386.84381595701268,2348.2485687477047,70,7708.3451515115721,353275,780835.55200000003,4228185.4994999999,1089387.0016999999,59978.060599999997,6613091.1136999996,null,null,null,40,101430,0.30463718510155496,744.26291943145714,2443.1125149194995,857.91320753157447,21708088.956668861,2706.8303540296238,0.31694384033133444]
[10,16,19,23,1545,65,107.40475279069182,304,386.84381595701268,2418.2485687477047,70,8012.3451515115721,353275,780835.55200000003,4415225.4994999999,1089387.0016999999,59978.060599999997,6800131.1136999996,null,null,null,40,101430,0.30181532660153676,765.770911633747,2537.2167817200834,848.70671259223923,22530768.037076645,2680.1537663973927,0.31666344044619993]
[10,16,19,24,1615,65,107.40475279069182,304,386.84381595701268,2488.2485687477047,70,8316.3451515115721,353275,780835.55200000003,4602265.4994999999,1089387.0016999999,59978.060599999997,6987171.1136999996,null,null,null,40,101430,0.29919977146396365,787.27890383603699,2631.281768645531,840.17329564824172,23352862.46879806,2655.4248947996339,0.31639881711346135]
[10,16,19,25,1685,65,107.40475279069182,304,386.84381595701268,2558.2485687477047,70,8620.3451515115721,353275,780835.55200000003,4789305.4994999999,1089387.0016999999,59978.060599999997,7174211.1136999996,null,null,null,40,101430,0.29676869357129132,808.78689603832686,2725.3107000790696,832.24174758661024,24174420.244129717,2632.4378770778712,0.31614867527678842]
[10,16,19,26,1755,65,107.40475279069187,304,386.84381595701274,2628.2485687477047,70,8924.3451515115721,353275,780835.55200000003,4976345.4994999999,1089387.0016999999,59978.060599999997,7361251.1136999996,null,null,null,40,101430,0.2945032407562746,830.29488824061684,2819.3064568948271,824.85056199859457,24995484.242517345,2611.0148812277066,0.31591185784844994]
[10,16,20,10,655,65,107.40475279069182,320,407.73033258632915,1565.1350853770209,72,4274.0475279069178,353275,821932.16,2037145.4994999999,1148205.3123000001,61599.089200000002,4523587.0609999998,null,null,null,40,101430,0.36619505870200214,501.63662750855417,1369.861814320029,1058.38482876849,12352944.021162508,3302.2214457576993,0.32050692122061553]
[10,16,20,11,727,65,107.40475279069182,320,407.73033258632915,1637.1350853770209,72,4594.0475279069178,353275,821932.16,2229529.4994999999,1148205.3123000001,61599.089200000002,4715971.0609999998,null,null,null,40,101430,0.3563600671155685,523.75913377376662,1469.7469837548047,1026.5394583588002,13233724.808573321,3208.6958592860155,0.31992420078954481]
[10,16,20,12,799,65,107.40475279069182,320,407.73033258632915,1709.1350853770209,72,4914.0475279069178,353275,821932.16,2421913.4994999999,1148205.3123000001,61599.089200000002,4908355.0609999998,null,null,null,40,101430,0.34780597372549371,545.88164003897919,1569.5004723231605,998.84159302439832,14112336.853782959,3127.3358291551513,0.31939057638534302]
[10,16,20,13,871,65,107.40475279069182,320,407.73033258632915,1781.1350853770209,72,5234.0475279069178,353275,821932.16,2614297.4994999999,1148205.3123000001,61599.089200000002,5100739.0609999998,null,null,null,40,101430,0.34029784328100898,568.00414630419164,1669.1382490930123,974.53052036230258,14989043.162286799,3055.9116740292943,0.31890009408464359]
[10,16,20,14,943,65,107.40475279069182,320,407.73033258632915,1853.1350853770209,72,5554.0475279069178,353275,821932.16,2806681.4994999999,1148205.3123000001,61599.089200000002,5293123.0609999998,null,null,null,40,101430,0.33365488431017948,590.12665256940409,1768.6738013425806,953.02084369575118,15864065.86528925,2992.7073363975887,0.31844772527704995]
[10,16,20,15,1015,65,107.40475279069182,320,407.73033258632915,1925.1350853770209,72,5874.0475279069178,353275,821932.16,2999065.4994999999,1148205.3123000001,61599.089200000002,5485507.0609999998,null,null,null,40,101430,0.32773570118915918,612.24915883461665,1868.1185986547275,933.85472877281723,16737593.863190642,2936.3805193751532,0.31802919363173571]
[10,16,20,16,1087,65,107.40475279069182,320,407.73033258632915,1997.1350853770209,72,6194.0475279069178,353275,821932.16,3191449.4994999999,1148205.3123000001,61599.089200000002,5677891.0609999998,null,null,null,40,101430,0.32242811770155877,634.3716650998291,1967.482456623113,916.66895279552625,17609788.815712526,2885.8661696620138,0.31764083949287381]
[10,16,20,17,1159,65,107.40475279069182,320,407.73033258632915,2069.1350853770209,72,6514.0475279069178,353275,821932.16,3383833.4994999999,1148205.3123000001,61599.089200000002,5870275.0609999998,null,null,null,40,101430,0.31764200007946086,656.49417136504167,2066.7738246227327,901.17166566919093,18480789.881387386,2840.3084029011775,0.31727951258698062]
[10,16,20,18,1231,65,107.40475279069182,320,407.73033258632915,2141.1350853770209,72,6834.0475279069178,353275,821932.16,3576217.4994999999,1148205.3123000001,61599.089200000002,6062659.0609999998,null,null,null,40,101430,0.31330409638412221,678.61667763025412,2166.0000155192524,887.12568009151369,19350717.500798687,2799.0115501078417,0.3169424863778551]
[10,16,20,19,1303,65,107.40475279069182,320,407.73033258632915,2213.1350853770209,72,7154.0475279069178,353275,821932.16,3768601.4994999999,1148205.3123000001,61599.089200000002,6255043.0609999998,null,null,null,40,101430,0.30935426089132018,700.73918389546657,2265.1673905394969,874.33624623992534,20219676.44133928,2761.4043390772913,0.31662738913928129]
[10,16,20,20,1375,65,107.40475279069182,320,407.73033258632915,2285.1350853770209,72,7474.0475279069178,353275,821932.16,3960985.4994999999,1148205.3123000001,61599.089200000002,6447427.0609999998,null,null,null,40,101430,0.30574264839027127,722.86169016067902,2364.2815091925545,862.64196700629395,21087758.266364612,2727.0132748168667,0.31633214805829091]
[10,16,20,21,1447,65,107.40475279069182,320,407.73033258632915,2357.1350853770209,72,7794.0475279069178,353275,821932.16,4153369.4994999999,1148205.3123000001,61599.089200000002,6639811.0609999998,null,null,null,40,101430,0.30242759964411287,744.98419642589158,2463.3472517143446,851.90795118942083,21955043.351816002,2695.4425756868973,0.31605494358280795]
[10,16,20,22,1519,65,107.40475279069182,320,407.73033258632915,2429.1350853770209,72,8114.0475279069178,353275,821932.16,4345753.4994999999,1148205.3123000001,61599.089200000002,6832195.0609999998,null,null,null,40,101430,0.29937402720681811,767.10670269110403,2562.3689197365129,842.02058682475706,22821602.544205453,2666.3588558023503,0.31579417188815706]
[10,16,20,23,1591,65,107.40475279069182,320,407.73033258632915,2501.1350853770209,72,8434.0475279069178,353275,821932.16,4538137.4994999999,1148205.3123000001,61599.089200000002,7024579.0609999998,null,null,null,40,101430,0.2965521687067999,789.2292089563166,2661.3503195676331,832.8835043588432,23687498.532230694,2639.4792933962094,0.31554841382641602]
[10,16,20,24,1663,65,107.40475279069182,320,407.73033258632915,2573.1350853770209,72,8754.0475279069178,353275,821932.16,4730521.4994999999,1148205.3123000001,61599.089200000002,7216963.0609999998,null,null,null,40,101430,0.29393661356922679,811.35171522152905,2760.2948314924456,824.41442520905753,24552786.988111779,2614.5623933476918,0.31531640908881708]
[10,16,20,25,1735,65,107.40475279069182,320,407.73033258632915,2645.1350853770209,72,9074.0475279069178,353275,821932.16,4922905.4994999999,1148205.3123000001,61599.089200000002,7409347.0609999998,null,null,null,40,101430,0.29150553567655446,833.4742214867415,2859.2054677532392,816.54267714434627,25417517.522526003,2591.4007036347793,0.31509703458791155]
[10,16,20,26,1807,65,107.40475279069187,320,407.73033258632921,2717.1350853770209,72,9394.0475279069178,353275,821932.16,5115289.4994999999,1148205.3123000001,61599.089200000002,7601731.0609999998,null,null,null,40,101430,0.28924008286153774,855.59672775195406,2958.0849213127112,809.20721748422852,26281734.487716839,2569.8150199145489,0.31488928627677493]
[10,16,21,10,675,65,107.40475279069182,336,428.61684921564557,1622.0216020063374,74,4487.7499043022644,353275,863028.76800000004,2090585.4994999999,1207023.6229000001,63220.117899999997,4678563.0082999999,null,null,null,40,101430,0.36143315394009734,517.10624201313033,1430.7105930266534,1042.5186581287339,12944476.612751355,3270.0974124704694,0.31880354822247919]
[10,16,21,11,749,65,107.40475279069182,336,428.61684921564557,1696.0216020063374,74,4823.7499043022644,353275,863028.76800000004,2288313.4994999999,1207023.6229000001,63220.117899999997,4876291.0082999999,null,null,null,40,101430,0.3515981623536637,539.84326234126536,1535.3984182609313,1010.892169990286,13868932.009222541,3175.9124864630776,0.31829975614853528]
[10,16,21,12,823,65,107.40475279069182,336,428.61684921564557,1770.0216020063374,74,5159.7499043022644,353275,863028.76800000004,2486041.4994999999,1207023.6229000001,63220.117899999997,5074019.0082999999,null,null,null,40,101430,0.34304406896358891,562.58028266940039,1639.9650469663513,983.38467994733026,14791157.951164322,3093.9799708759638,0.3178380885474561]
[10,16,21,13,897,65,107.40475279069182,336,428.61684921564557,1844.0216020063374,74,5495.7499043022644,353275,863028.76800000004,2683769.4994999999,1207023.6229000001,63220.117899999997,5271747.0082999999,null,null,null,40,101430,0.33553593851910418,585.31730299753542,1744.4250698773051,959.24070418918507,15711422.840478819,3022.0541422403089,0.31741347409417381]
[10,16,21,14,971,65,107.40475279069182,336,428.61684921564557,1918.0216020063374,74,5831.7499043022644,353275,863028.76800000004,2881497.4994999999,1207023.6229000001,63220.117899999997,5469475.0082999999,null,null,null,40,101430,0.32889297954827468,608.05432332567057,1848.7908260030854,937.878869636633,16629953.65776041,2958.4066143788959,0.31702162409934187]
[10,16,21,15,1045,65,107.40475279069182,336,428.61684921564557,1992.0216020063374,74,6167.7499043022644,353275,863028.76800000004,3079225.4994999999,1207023.6229000001,63220.117899999997,5667203.0082999999,null,null,null,40,101430,0.32297379642725438,630.7913436538056,1953.0728208654632,918.8444888625329,17546943.655929107,2901.6854608315366,0.31665888714182672]
[10,16,21,16,1119,65,107.40475279069182,336,428.61684921564557,2066.0216020063376,74,6503.7499043022644,353275,863028.76800000004,3276953.4994999999,1207023.6229000001,63220.117899999997,5864931.0082999999,null,null,null,40,101430,0.31766621293965402,653.52836398194063,2057.2800548545879,901.77683560231424,18462558.400457561,2850.8179984591811,0.31632213494151834]
[10,16,21,17,1193,65,107.40475279069182,336,428.61684921564557,2140.0216020063376,74,6839.7499043022644,353275,863028.76800000004,3474681.4994999999,1207023.6229000001,63220.117899999997,6062659.0082999999,null,null,null,40,101430,0.31288009531755606,676.26538431007566,2161.4202834593984,886.38606572984247,19376940.556404795,2804.9422200050503,0.31600867191062726]
[10,16,21,18,1267,65,107.40475279069182,336,428.61684921564557,2214.0216020063376,74,7175.7499043022644,353275,863028.76800000004,3672409.4994999999,1207023.6229000001,63220.117899999997,6260387.0082999999,null,null,null,40,101430,0.30854219162221741,699.00240463821069,2265.500225311413,872.43662219848227,20290213.715457883,2763.3574864862371,0.31571616284356824]
[10,16,21,19,1341,65,107.40475279069182,336,428.61684921564557,2288.0216020063376,74,7511.7499043022644,353275,863028.76800000004,3870137.4994999999,1207023.6229000001,63220.117899999997,6458115.0082999999,null,null,null,40,101430,0.30459235612941543,721.73942496634584,2369.5257298567685,859.73509375648177,21202485.480320528,2725.4884498092902,0.31544257463892017]
[10,16,21,20,1415,65,107.40475279069182,336,428.61684921564557,2362.0216020063376,74,7847.7499043022644,353275,863028.76800000004,4067865.4994999999,1207023.6229000001,63220.117899999997,6655843.0082999999,null,null,null,40,101430,0.30098074362836652,744.47644529448087,2473.5019135101779,848.12119262385113,22113849.96931497,2690.8582410616204,0.31518612897617493]
[10,16,21,21,1489,65,107.40475279069182,336,428.61684921564557,2436.0216020063376,74,8183.7499043022644,353275,863028.76800000004,4265593.4994999999,1207023.6229000001,63220.117899999997,6853571.0082999999,null,null,null,40,101430,0.29766569488220812,767.2134656226159,2577.4332709928722,837.46095474491119,23024389.864484172,2659.0682619730578,0.31494526361783054]
[10,16,21,22,1563,65,107.40475279069182,336,428.61684921564557,2510.0216020063376,74,8519.7499043022635,353275,863028.76800000004,4463321.4994999999,1207023.6229000001,63220.117899999997,7051299.0082999999,null,null,null,40,101430,0.29461212244491342,789.95048595075093,2681.3237669758682,827.64154904239831,23934178.097403314,2629.7827569713299,0.31471860055679168]
[10,16,21,23,1637,65,107.40475279069182,336,428.61684921564557,2584.0216020063376,74,8855.7499043022635,353275,863028.76800000004,4661049.4994999999,1207023.6229000001,63220.117899999997,7249027.0082999999,null,null,null,40,101430,0.29179026394489516,812.68750627888608,2785.17691197662,818.56726833815151,24843279.245326482,2602.7168963949111,0.3145049196368494]
[10,16,21,24,1711,65,107.40475279069182,336,428.61684921564557,2658.0216020063376,74,9191.7499043022635,353275,863028.76800000004,4858777.4994999999,1207023.6229000001,63220.117899999997,7446755.0082999999,null,null,null,40,101430,0.2891747088073221,835.42452660702111,2888.9958255777715,810.15639957360497,25751750.694118772,2577.6274726050428,0.3143031365796361]
[10,16,21,25,1785,65,107.40475279069182,336,428.61684921564557,2732.0216020063376,74,9527.7499043022635,353275,863028.76800000004,5056505.4994999999,1207023.6229000001,63220.117899999997,7644483.0082999999,null,null,null,40,101430,0.28674363091464972,858.16154693515614,2992.7832893717905,802.33875626801216,26659643.61219224,2554.3055641209457,0.31411228458257462]
[10,16,21,26,1859,65,107.40475279069187,336,428.61684921564569,2806.0216020063376,74,9863.7499043022635,353275,863028.76800000004,5254233.4994999999,1207023.6229000001,63220.117899999997,7842211.0082999999,null,null,null,40,101430,0.28447817809963305,880.89856726329117,3096.5417915281128,795.05371530456387,27567003.770334773,2532.5706986116593,0.31393149882860438]
[10,16,22,10,695,65,107.40475279069182,352,449.50336584496205,1678.9081186356539,76,4701.4522806976101,353275,904125.37600000005,2144025.4994999999,1265841.9335,64841.146500000003,4833538.9555000002,null,null,null,40,101430,0.35710414961109299,532.57585651770637,1491.3740349915063,1028.0948666380466,13535376.054277029,3240.9971221984415,0.31721560614674865]
[10,16,22,11,771,65,107.40475279069182,352,449.50336584496205,1754.9081186356539,76,5053.4522806976101,353275,904125.37600000005,2347097.4994999999,1265841.9335,64841.146500000003,5036610.9555000002,null,null,null,40,101430,0.34726915802465941,555.92739090876398,1600.8544901338112,996.66736238254612,14503479.042533636,3146.20159831513,0.31678432905135084]
[10,16,22,12,847,65,107.40475279069182,352,449.50336584496205,1830.9081186356539,76,5405.4522806976101,353275,904125.37600000005,2550169.4994999999,1265841.9335,64841.146500000003,5239682.9555000002,null,null,null,40,101430,0.33871506463458462,579.27892529982159,1710.2248638535286,969.3329407863597,15469294.113569077,3063.7391996060346,0.31638885611118789]
[10,16,22,13,923,65,107.40475279069182,352,449.50336584496205,1906.9081186356539,76,5757.4522806976101,353275,904125.37600000005,2753241.4994999999,1265841.9335,64841.146500000003,5442754.9555000002,null,null,null,40,101430,0.33120693419009989,602.63045969087921,1819.498318066592,945.34087130453304,16433094.822842749,2991.3492645117958,0.31602490639247294]
[10,16,22,14,999,65,107.40475279069182,352,449.50336584496205,1982.9081186356539,76,6109.4522806976101,353275,904125.37600000005,2956313.4994999999,1265841.9335,64841.146500000003,5645826.9555000002,null,null,null,40,101430,0.32456397521927033,625.98199408193693,1928.6859968332385,924.11343867379833,17395112.78697741,2927.2919307751413,0.31568885527214735]
[10,16,22,15,1075,65,107.40475279069182,352,449.50336584496205,2058.9081186356539,76,6461.4522806976101,353275,904125.37600000005,3159385.4994999999,1265841.9335,64841.146500000003,5848898.9555000002,null,null,null,40,101430,0.31864479209825008,649.33352847299454,2037.7973987812131,905.19881621681998,18355545.424152154,2870.2063114945176,0.31537761330664854]
[10,16,22,16,1151,65,107.40475279069182,352,449.50336584496205,2134.9081186356539,76,6813.4522806976101,353275,904125.37600000005,3362457.4994999999,1265841.9335,64841.146500000003,6051970.9555000002,null,null,null,40,101430,0.31333720861064968,672.68506286405216,2146.8406699822403,888.23854724484897,19314562.041206792,2819.0126263906736,0.31508853097338069]
[10,16,22,17,1227,65,107.40475279069182,352,449.50336584496205,2210.9081186356539,76,7165.4522806976101,353275,904125.37600000005,3565529.4994999999,1265841.9335,64841.146500000003,6255042.9555000002,null,null,null,40,101430,0.30855109098855171,696.03659725510977,2255.8228364226884,872.94461123952578,20272308.665280435,2772.8431747983686,0.31481932305926502]
[10,16,22,18,1303,65,107.40475279069182,352,449.50336584496205,2286.9081186356539,76,7517.4522806976101,353275,904125.37600000005,3768601.4994999999,1265841.9335,64841.146500000003,6458114.9555000002,null,null,null,40,101430,0.30421318729321306,719.38813164616738,2364.7499901205524,859.08293320481755,21228911.912041321,2730.9926979636948,0.31456800812590013]
[10,16,22,19,1379,65,107.40475279069182,352,449.50336584496205,2362.9081186356539,76,7869.4522806976101,353275,904125.37600000005,3971673.4994999999,1265841.9335,64841.146500000003,6661186.9555000002,null,null,null,40,101430,0.30026335180041108,742.73966603722511,2473.6274393251088,846.46131877153312,22184482.107415911,2692.8820604231132,0.31433285965688923]
[10,16,22,20,1455,65,107.40475279069182,352,449.50336584496205,2438.9081186356539,76,8221.4522806976092,353275,904125.37600000005,4174745.4994999999,1265841.9335,64841.146500000003,6864258.9555000002,null,null,null,40,101430,0.29665173929936217,766.09120042828272,2582.4598306338999,834.92048863981245,23139115.825651616,2658.0312592293149,0.31411236633909795]
[10,16,22,21,1531,65,107.40475279069182,352,449.50336584496205,2514.9081186356539,76,8573.4522806976092,353275,904125.37600000005,4377817.4994999999,1265841.9335,64841.146500000003,7067330.9555000002,null,null,null,40,101430,0.29333669055320377,789.44273481934033,2691.2512489676283,824.32732161353908,24092897.967181217,2626.039080609808,0.31390519954566598]
[10,16,22,22,1607,65,107.40475279069182,352,449.50336584496205,2590.9081186356539,76,8925.4522806976092,353275,904125.37600000005,4580889.4994999999,1265841.9335,64841.146500000003,7270402.9555000002,null,null,null,40,101430,0.29028311811590907,812.79426921039794,2800.0052999494515,814.5696965129813,25045903.470782965,2596.5675692328873,0.31371018654200955]
[10,16,22,23,1683,65,107.40475279069182,352,449.50336584496205,2666.9081186356539,76,9277.4522806976092,353275,904125.37600000005,4783961.4994999999,1265841.9335,64841.146500000003,7473474.9555000002,null,null,null,40,101430,0.28746125961589081,836.14580360145555,2908.7251781987025,805.55250831934086,25998198.732987866,2569.3300321198017,0.31352628827318352]
[10,16,22,24,1759,65,107.40475279069182,352,449.50336584496205,2742.9081186356539,76,9629.4522806976092,353275,904125.37600000005,4987033.4994999999,1265841.9335,64841.146500000003,7676546.9555000002,null,null,null,40,101430,0.28484570447831775,859.49733799251305,3017.4137242709849,797.19455808683006,26949842.791514806,2544.0816729179633,0.31335258084402567]
[10,16,22,25,1835,65,107.40475279069182,352,449.50336584496205,2818.9081186356539,76,9981.4522806976092,353275,904125.37600000005,5190105.4994999999,1265841.9335,64841.146500000003,7879618.9555000002,null,null,null,40,101430,0.28241462658564537,882.84887238357078,3126.0734723873693,789.4261009258903,27900888.317267686,2520.6122073360343,0.31318823999516093]
[10,16,22,26,1911,65,107.40475279069187,352,449.5033658449621,2894.9081186356539,76,10333.452280697609,353275,904125.37600000005,5393177.4994999999,1265841.9335,64841.146500000003,8082690.9555000002,null,null,null,40,101430,0.2801491737706287,906.20040677462839,3234.706690645382,782.18689514123241,28851382.450075075,2498.7399874318457,0.31303252802431364]
[10,17,8,10,435,65,121.24989670511697,136,167.53539134918989,934.78528805430687,50,1844.9995868204678,353275,349321.16800000001,1486299.7239999999,471794.7402,43767.7739,2805888.4060999998,null,null,null,40,101430,0.5066588061763444,331.06264883984227,653.42326000076423,1520.8070647740565,5538023.5612941924,4294.1360950917187,0.35415902782223613]
[10,17,8,11,485,65,121.24989670511697,136,167.53539134918989,984.78528805430687,50,1980.9995868204678,353275,349321.16800000001,1619899.7239999999,471794.7402,43767.7739,2939488.4060999998,null,null,null,40,101430,0.49711534247965244,346.42550041290644,696.87147189001928,1483.8409991087897,5913091.2988510299,4218.1213103320933,0.35177769673768977]
[10,17,8,12,535,65,121.24989670511697,136,167.53539134918989,1034.7852880543069,50,2116.9995868204678,353275,349321.16800000001,1753499.7239999999,471794.7402,43767.7739,3073088.4060999998,null,null,null,40,101430,0.48879805858085029,361.78835198597068,740.15914268638323,1451.624471385594,6287030.7117504114,4151.9292661685022,0.34962649369149473]
[10,17,8,13,585,65,121.24989670511697,136,167.53539134918989,1084.7852880543069,50,2252.9995868204678,353275,349321.16800000001,1887099.7239999999,471794.7402,43767.7739,3206688.4060999998,null,null,null,40,101430,0.48148490323746734,377.15120355903491,783.30847140398237,1423.297378703563,6659997.8204513937,4093.7747046118307,0.34767359745033144]
[10,17,8,14,635,65,121.24989670511697,136,167.53539134918989,1134.7852880543069,50,2388.9995868204678,353275,349321.16800000001,2020699.7239999999,471794.7402,43767.7739,3340288.4060999998,null,null,null,40,101430,0.47500438857948846,392.51405513209914,826.33774459625818,1398.1954725188505,7032121.1476192717,4042.2798401564241,0.34589279510761051]
[10,17,8,15,685,65,121.24989670511697,136,167.53539134918989,1184.7852880543069,50,2524.9995868204678,353275,349321.16800000001,2154299.7239999999,471794.7402,43767.7739,3473888.4060999998,null,null,null,40,101430,0.46922197304048402,407.87690670516344,869.26216191919934,1375.7976137002761,7403507.5203992184,3996.3644551972243,0.34426229867775637]
[10,17,8,16,735,65,121.24989670511697,136,167.53539134918989,1234.7852880543069,50,2660.9995868204678,353275,349321.16800000001,2287899.7239999999,471794.7402,43767.7739,3607488.4060999998,null,null,null,40,101430,0.46403061998581785,423.23975827822767,912.09446111802515,1355.6892019108654,7774246.4629856497,3955.169732880302,0.34276384920745284]
[10,17,8,17,785,65,121.24989670511697,136,167.53539134918989,1284.7852880543069,50,2796.9995868204678,353275,349321.16800000001,2421499.7239999999,471794.7402,43767.7739,3741088.4060999998,null,null,null,40,101430,0.45934411077793769,438.60260985129179,954.84539707819829,1337.5362741452966,8144413.5635176348,3918.0043361882608,0.34138203007875073]
[10,17,8,18,835,65,121.24989670511697,136,167.53539134918989,1334.7852880543069,50,2932.9995868204678,353275,349321.16800000001,2555099.7239999999,471794.7402,43767.7739,3874688.4060999998,null,null,null,40,101430,0.4550922182369917,453.96546142435608,997.52411320720739,1321.0668094031876,8514073.0842468906,3884.3055068453527,0.34010373465090671]
[10,17,8,19,885,65,121.24989670511697,136,167.53539134918989,1384.7852880543069,50,3068.9995868204678,353275,349321.16800000001,2688699.7239999999,471794.7402,43767.7739,4008288.4060999998,null,null,null,40,101430,0.45121716340436735,469.32831299742031,1040.1384323601678,1306.0570041635076,8883280.0062387567,3853.6105209059674,0.33891774923233786]
[10,17,8,20,935,65,121.24989670511697,136,167.53539134918989,1434.7852880543069,50,3204.9995868204678,353275,349321.16800000001,2822299.7239999999,471794.7402,43767.7739,4141888.4060999998,null,null,null,40,101430,0.44767097442208759,484.69116457048455,1082.6950869356394,1292.3210421536307,9252081.6465456039,3825.5354218560301,0.33781442324918715]
[10,17,8,21,985,65,121.24989670511697,136,167.53539134918989,1484.7852880543069,50,3340.9995868204678,353275,349321.16800000001,2955899.7239999999,471794.7402,43767.7739,4275488.4061000003,null,null,null,40,101430,0.44441349047496709,500.05401614354872,1125.1999024807187,1279.7033627324211,9620518.948631268,3799.7589554670676,0.33678540605613744]
[10,17,8,22,1035,65,121.24989670511697,136,167.53539134918989,1534.7852880543069,50,3476.9995868204678,353275,349321.16800000001,3089499.7239999999,471794.7402,43767.7739,4409088.4061000003,null,null,null,40,101430,0.44141083417780524,515.41686771661307,1167.6579454073783,1268.0727437686185,9988627.5205600243,3776.0102806507421,0.33582343519204721]
[10,17,8,23,1085,65,121.24989670511697,136,167.53539134918989,1584.7852880543069,50,3612.9995868204678,353275,349321.16800000001,3223099.7239999999,471794.7402,43767.7739,4542688.4061000003,null,null,null,40,101430,0.43863422897564142,530.77971928967713,1210.0736427460904,1257.3177209077583,10356438.476656256,3754.0594602430942,0.33492216471881364]
[10,17,8,24,1135,65,121.24989670511697,136,167.53539134918989,1634.7852880543069,50,3748.9995868204678,353275,349321.16800000001,3356699.7239999999,471794.7402,43767.7739,4676288.4061000003,null,null,null,40,101430,0.43605907394638332,546.14257086274142,1252.4508799234245,1247.3430038726012,10723979.124710904,3733.7100249613732,0.33407602506182987]
[10,17,8,25,1185,65,121.24989670511697,136,167.53539134918989,1684.7852880543069,50,3884.9995868204678,353275,349321.16800000001,3490299.7239999999,471794.7402,43767.7739,4809888.4061000003,null,null,null,40,101430,0.4336642129306264,561.50542243580571,1294.7930811289475,1238.0666454789139,11091273.53082101,3714.7931018815584,0.33328010780784212]
[10,17,8,26,1235,65,121.24989670511697,136,167.53539134918989,1734.7852880543069,50,4020.9995868204678,353275,349321.16800000001,3623899.7239999999,471794.7402,43767.7739,4943488.4061000003,null,null,null,40,101430,0.431431351980331,576.86827400886989,1337.1032757841144,1229.4177851559434,11458342.9865504,3697.162736545376,0.33253007042495236]
[10,17,9,10,455,65,121.24989670511697,153,189.72731526783863,993.97721197295562,52,2075.6245351730263,353275,392986.31400000001,1539739.7239999999,534289.19530000002,45388.802600000003,2967109.0358000002,null,null,null,40,101430,0.47888102839856661,347.11504296162775,724.84609407564221,1429.5018128537661,6195921.0323197637,4093.4331578586948,0.34921831082287641]
[10,17,9,11,507,65,121.24989670511697,153,189.72731526783863,1045.9772119729555,52,2228.6245351730263,353275,392986.31400000001,1678683.7239999999,534289.19530000002,45388.802600000003,3106053.0358000002,null,null,null,40,101430,0.46933756470187465,363.09240859761451,773.62741852605063,1393.7085349338347,6617951.0642975606,4014.921086627704,0.34713223619158784]
[10,17,9,12,559,65,121.24989670511697,153,189.72731526783863,1097.9772119729555,52,2381.6245351730263,353275,392986.31400000001,1817627.7239999999,534289.19530000002,45388.802600000003,3244997.0358000002,null,null,null,40,101430,0.46102028080307245,379.06977423360138,822.24099463321284,1362.5141108137962,7038729.4679986462,3946.5279121495669,0.34524375378652061]
[10,17,9,13,611,65,121.24989670511697,153,189.72731526783863,1149.9772119729555,52,2534.6245351730263,353275,392986.31400000001,1956571.7239999999,534289.19530000002,45388.802600000003,3383941.0358000002,null,null,null,40,101430,0.45370712545968955,395.04713986958814,870.70957827548341,1335.085725271965,7458426.0328841787,3886.4176072758823,0.3435260592614931]
[10,17,9,14,663,65,121.24989670511697,153,189.72731526783863,1201.9772119729555,52,2687.6245351730263,353275,392986.31400000001,2095515.7239999999,534289.19530000002,45388.802600000003,3522885.0358000002,null,null,null,40,101430,0.44722661080171067,411.02450550557495,919.05198746729582,1310.7802037559525,7877181.1666536937,3833.1727517851186,0.34195698671433966]
[10,17,9,15,715,65,121.24989670511697,153,189.72731526783863,1253.9772119729555,52,2840.6245351730263,353275,392986.31400000001,2234459.7239999999,534289.19530000002,45388.802600000003,3661829.0358000002,null,null,null,40,101430,0.44144419526270623,427.00187114156171,967.28391883701227,1289.0929408277289,8295111.9872681051,3785.6817057770359,0.34051804695057797]
[10,17,9,16,767,65,121.24989670511697,153,189.72731526783863,1305.9772119729555,52,2993.6245351730263,353275,392986.31400000001,2373403.7239999999,534289.19530000002,45388.802600000003,3800773.0358000002,null,null,null,40,101430,0.43625284220804006,442.97923677754852,1015.41856904694,1269.6224897869226,8712316.959578881,3743.0604006000776,0.33919369550739287]
[10,17,9,17,819,65,121.24989670511697,153,189.72731526783863,1357.9772119729555,52,3146.6245351730263,353275,392986.31400000001,2512347.7239999999,534289.19530000002,45388.802600000003,3939717.0358000002,null,null,null,40,101430,0.43156633300015984,458.95660241353539,1063.4671134399296,1252.0454829597138,9128879.466675492,3704.5969603047188,0.33797076885166144]
[10,17,9,18,871,65,121.24989670511697,153,189.72731526783863,1409.9772119729555,52,3299.6245351730263,353275,392986.31400000001,2651291.7239999999,534289.19530000002,45388.802600000003,4078661.0358000002,null,null,null,40,101430,0.42731444045921391,474.93396804952215,1111.4390787709722,1236.098529501242,9544870.5909644887,3669.711740155632,0.33683804533617651]
[10,17,9,19,923,65,121.24989670511697,153,189.72731526783863,1461.9772119729555,52,3452.6245351730263,353275,392986.31400000001,2790235.7239999999,534289.19530000002,45388.802600000003,4217605.0357999997,null,null,null,40,101430,0.4234393856265895,490.91133368550891,1159.3426363942904,1221.5649262951886,9960351.301739553,3637.9279976719472,0.3357858998520355]
[10,17,9,20,975,65,121.24989670511697,153,189.72731526783863,1513.9772119729555,52,3605.6245351730263,353275,392986.31400000001,2929179.7239999999,534289.19530000002,45388.802600000003,4356549.0357999997,null,null,null,40,101430,0.41989319664430974,506.88869932149572,1207.1848350305129,1208.2647522877851,10375374.191937709,3608.8500363935409,0.33480602965016781]
[10,17,9,21,1027,65,121.24989670511697,153,189.72731526783863,1565.9772119729555,52,3758.6245351730263,353275,392986.31400000001,3068123.7239999999,534289.19530000002,45388.802600000003,4495493.0357999997,null,null,null,40,101430,0.41663571269718924,522.86606495748254,1254.9717871581054,1196.0473821646699,10789984.868870135,3582.1466919297691,0.33389123478925342]
[10,17,9,22,1079,65,121.24989670511697,153,189.72731526783863,1617.9772119729555,52,3911.6245351730263,353275,392986.31400000001,3207067.7239999999,534289.19530000002,45388.802600000003,4634437.0357999997,null,null,null,40,101430,0.41363305640002745,538.84343059346929,1302.7088194623159,1184.7857569562459,11204223.076773632,3557.538696749155,0.33303524092060949]
[10,17,9,23,1131,65,121.24989670511697,153,189.72731526783863,1669.9772119729555,52,4064.6245351730263,353275,392986.31400000001,3346011.7239999999,534289.19530000002,45388.802600000003,4773381.0357999997,null,null,null,40,101430,0.41085645119786363,554.82079622945616,1350.4005951759073,1174.3719486332334,11618123.609637063,3534.7889010755375,0.33223255518198125]
[10,17,9,24,1183,65,121.24989670511697,153,189.72731526783863,1721.9772119729555,52,4217.6245351730267,353275,392986.31400000001,3484955.7239999999,534289.19530000002,45388.802600000003,4912325.0357999997,null,null,null,40,101430,0.40828129616860548,570.79816186544292,1398.0512142533316,1164.7136901037757,12031717.058635436,3513.6946241680866,0.33147834820151362]
[10,17,9,25,1235,65,121.24989670511697,153,189.72731526783863,1773.9772119729555,52,4370.6245351730267,353275,392986.31400000001,3623899.7239999999,534289.19530000002,45388.802600000003,5051269.0357999997,null,null,null,40,101430,0.40588643515284856,586.77552750142968,1445.6642959266724,1155.7316340452073,12445030.428108277,3494.0816135987702,0.33076835685439188]
[10,17,9,26,1287,65,121.24989670511697,153,189.72731526783863,1825.9772119729555,52,4523.6245351730267,353275,392986.31400000001,3762843.7239999999,534289.19530000002,45388.802600000003,5190213.0357999997,null,null,null,40,101430,0.40365357420255316,602.75289313741655,1493.2430471554687,1147.3571680137404,12858087.646287385,3475.7992315588658,0.33009880363520328]
[10,17,10,10,475,65,121.24989670511697,170,211.91923918648737,1053.1691358916044,54,2306.2494835255848,353275,436651.46,1593179.7239999999,596783.65029999998,47009.831200000001,3128329.6655000001,null,null,null,40,101430,0.45665880617634441,363.16743708341329,795.27085029686634,1356.4576113175342,6850474.8473357344,3933.6656993747965,0.34483296624141829]
[10,17,10,11,529,65,121.24989670511697,170,211.91923918648737,1107.1691358916044,54,2476.2494835255848,353275,436651.46,1737467.7239999999,596783.65029999998,47009.831200000001,3272617.6655000001,null,null,null,40,101430,0.44711534247965246,379.75931678232268,849.35425091033414,1321.6025635938709,7319403.6406262293,3853.0656225218563,0.34300027382582532]
[10,17,10,12,583,65,121.24989670511697,170,211.91923918648737,1161.1691358916044,54,2646.2494835255848,353275,436651.46,1881755.7239999999,596783.65029999998,47009.831200000001,3416905.6655000001,null,null,null,40,101430,0.4387980585808503,396.35119648123202,903.26561098082607,1291.2258223563583,7786966.2335705915,3782.8359941823842,0.34133803959308096]
[10,17,10,13,637,65,121.24989670511697,170,211.91923918648737,1215.1691358916044,54,2816.2494835255848,353275,436651.46,2026043.7239999999,596783.65029999998,47009.831200000001,3561193.6655000001,null,null,null,40,101430,0.43148490323746735,412.94307618014142,957.02786605462882,1264.5164025266868,8253344.7608606406,3721.0971507094368,0.33982353894888323]
[10,17,10,14,691,65,121.24989670511697,170,211.91923918648737,1269.1691358916044,54,2986.2494835255848,353275,436651.46,2170331.7239999999,596783.65029999998,47009.831200000001,3705481.6655000001,null,null,null,40,101430,0.42500438857948847,429.53495587905076,1010.6600482755132,1240.8479887456344,8718690.3596699592,3666.3976891617176,0.33843791479951019]
[10,17,10,15,745,65,121.24989670511697,170,211.91923918648737,1323.1691358916044,54,3156.2494835255848,353275,436651.46,2314619.7239999999,596783.65029999998,47009.831200000001,3849769.6655000001,null,null,null,40,101430,0.41922197304048403,446.12683557796009,1064.1780828956641,1219.7292025296913,9183129.4948693961,3617.5990911690828,0.3371653883668787]
[10,17,10,16,799,65,121.24989670511697,170,211.91923918648737,1377.1691358916044,54,3326.2494835255848,353275,436651.46,2458907.7239999999,596783.65029999998,47009.831200000001,3994057.6655000001,null,null,null,40,101430,0.41403061998581786,462.71871527686949,1117.5953973952926,1200.7691200877687,9646768.7961393371,3573.7957357681535,0.33599265567137254]
[10,17,10,17,853,65,121.24989670511697,170,211.91923918648737,1431.1691358916044,54,3496.2494835255848,353275,436651.46,2603195.7239999999,596783.65029999998,47009.831200000001,4138345.6655000001,null,null,null,40,101430,0.4093441107779377,479.31059497577888,1170.9233927046696,1183.6528500112479,10109698.800016191,3534.2582540488929,0.33490842064391857]
[10,17,10,18,907,65,121.24989670511697,170,211.91923918648737,1485.1691358916044,54,3666.2494835255848,353275,436651.46,2747483.7239999999,596783.65029999998,47009.831200000001,4282633.6655000001,null,null,null,40,101430,0.40509221823699171,495.90247467468828,1224.1718116257907,1168.1239055796859,10571996.875585344,3498.392647873306,0.33390303009291861]
[10,17,10,19,961,65,121.24989670511697,170,211.91923918648737,1539.1691358916044,54,3836.2494835255848,353275,436651.46,2891771.7239999999,596783.65029999998,47009.831200000001,4426921.6655000001,null,null,null,40,101430,0.40121716340436736,512.49435437359762,1277.3490297001063,1153.9712640005332,11033729.534306418,3465.7102816798297,0.33296818551180324]
[10,17,10,20,1015,65,121.24989670511697,170,211.91923918648737,1593.1691358916044,54,4006.2494835255848,353275,436651.46,3036059.7239999999,596783.65029999998,47009.831200000001,4571209.6655000001,null,null,null,40,101430,0.39767097442208754,529.08623407250695,1330.4622869229961,1141.0197203951088,11494954.270093486,3435.8055169661361,0.33209671349577585]
[10,17,10,21,1069,65,121.24989670511697,170,211.91923918648737,1647.1691358916044,54,4176.2494835255848,353275,436651.46,3180347.7239999999,596783.65029999998,47009.831200000001,4715497.6655000001,null,null,null,40,101430,0.39441349047496704,545.67811377141629,1383.517873879747,1129.1225977104689,11955721.037449401,3408.3388111943359,0.33128238131783805]
[10,17,10,22,1123,65,121.24989670511697,170,211.91923918648737,1701.1691358916044,54,4346.2494835255848,353275,436651.46,3324635.7239999999,596783.65029999998,47009.831200000001,4859785.6655000001,null,null,null,40,101430,0.39141083417780526,562.26999347032574,1436.5212824305847,1118.1561675063481,12416073.448078776,3383.0237845851375,0.33051974762969871]
[10,17,10,23,1177,65,121.24989670511697,170,211.91923918648737,1755.1691358916044,54,4516.2494835255848,353275,436651.46,3468923.7239999999,596783.65029999998,47009.831200000001,5004073.6655000001,null,null,null,40,101430,0.38863422897564143,578.86187316923508,1489.4773285796107,1108.0153308136134,12876049.746609051,3359.6172090094019,0.32980404072293601]
[10,17,10,24,1231,65,121.24989670511697,170,211.91923918648737,1809.1691358916044,54,4686.2494835255848,353275,436651.46,3613211.7239999999,596783.65029999998,47009.831200000001,5148361.6655000001,null,null,null,40,101430,0.38605907394638334,595.45375286814442,1542.390253339421,1098.6102390887154,13335683.611571908,3337.9111767457821,0.32913105859209218]
[10,17,10,25,1285,65,121.24989670511697,170,211.91923918648737,1863.1691358916044,54,4856.2494835255848,353275,436651.46,3757499.7239999999,596783.65029999998,47009.831200000001,5292649.6655000001,null,null,null,40,101430,0.38366421293062636,612.04563256705376,1595.2638060556433,1089.8636248982423,13795004.817096196,3317.7269147801389,0.32849708637652175]
[10,17,10,26,1339,65,121.24989670511697,170,211.91923918648737,1917.1691358916044,54,5026.2494835255848,353275,436651.46,3901787.7239999999,596783.65029999998,47009.831200000001,5436937.6655000001,null,null,null,40,101430,0.38143135198033101,628.6375122659631,1648.1013136496958,1081.7086742999784,14254039.782775313,3298.9098549320329,0.32789882775449913]
[10,17,11,10,495,65,121.24989670511697,187,234.11116310513611,1112.361059810253,56,2536.8744318781432,353275,480316.60600000003,1646619.7239999999,659278.10530000005,48630.859900000003,3289550.2952000001,null,null,null,40,101430,0.43847698799452617,379.21983120519883,864.85686042418479,1296.6941736969809,7502218.7829348361,3803.5777314685424,0.34091433519785952]
[10,17,11,11,551,65,121.24989670511697,187,234.11116310513611,1168.361059810253,56,2723.8744318781432,353275,480316.60600000003,1796251.7239999999,659278.10530000005,48630.859900000003,3439182.2952000001,null,null,null,40,101430,0.42893352429783421,396.42622496703069,924.21366601265754,1262.6067688611734,8017984.3737958716,3721.1982701520942,0.33930112753964264]
[10,17,11,12,607,65,121.24989670511697,187,234.11116310513611,1224.361059810253,56,2910.8744318781432,353275,480316.60600000003,1945883.7239999999,659278.10530000005,48630.859900000003,3588814.2952000001,null,null,null,40,101430,0.42061624039903206,413.63261872886267,983.39669038089403,1232.8990408911818,8532277.0509587899,3649.4065216216964,0.33783549012328595]
[10,17,11,13,663,65,121.24989670511697,187,234.11116310513611,1280.361059810253,56,3097.8744318781432,353275,480316.60600000003,2095515.7239999999,659278.10530000005,48630.859900000003,3738446.2952000001,null,null,null,40,101430,0.41330308505564911,430.83901249069459,1042.4287358820086,1206.7778657350952,9045290.0798305534,3586.284766079566,0.33649805981645842]
[10,17,11,14,719,65,121.24989670511697,187,234.11116310513611,1336.361059810253,56,3284.8744318781432,353275,480316.60600000003,2245147.7239999999,659278.10530000005,48630.859900000003,3888078.2952000001,null,null,null,40,101430,0.40682257039767022,448.0454062525265,1101.3287827530337,1183.6307219190107,9557184.3307922147,3530.3520221255353,0.33527271912288698]
[10,17,11,15,775,65,121.24989670511697,187,234.11116310513611,1392.361059810253,56,3471.8744318781432,353275,480316.60600000003,2394779.7239999999,659278.10530000005,48630.859900000003,4037710.2952000001,null,null,null,40,101430,0.40104015485866584,465.25180001435842,1160.1127577320083,1162.9770530131152,10068094.793749999,3480.4464206659104,0.33414594349382454]
[10,17,11,16,831,65,121.24989670511697,187,234.11116310513611,1448.361059810253,56,3658.8744318781432,353275,480316.60600000003,2544411.7239999999,659278.10530000005,48630.859900000003,4187342.2952000001,null,null,null,40,101430,0.39584880180399967,482.4581937761904,1218.79412436639,1144.4345448793702,10578135.581399448,3435.6436509686041,0.33310630005434994]
[10,17,11,17,887,65,121.24989670511697,187,234.11116310513611,1504.361059810253,56,3845.8744318781432,353275,480316.60600000003,2694043.7239999999,659278.10530000005,48630.859900000003,4336974.2951999996,null,null,null,40,101430,0.39116229259611945,499.66458753802237,1277.3843414757082,1127.69524123523,11087403.815007325,3395.1992007408694,0.33214405828946791]
[10,17,11,18,943,65,121.24989670511697,187,234.11116310513611,1560.361059810253,56,4032.8744318781432,353275,480316.60600000003,2843675.7239999999,659278.10530000005,48630.859900000003,4486606.2951999996,null,null,null,40,101430,0.38691040005517352,516.87098129985429,1335.8932228912647,1112.5083041893217,11595982.673449554,3358.5066668029763,0.33125088456303065]
[10,17,11,19,999,65,121.24989670511697,187,234.11116310513611,1616.361059810253,56,4219.8744318781428,353275,480316.60600000003,2993307.7239999999,659278.10530000005,48630.859900000003,4636238.2951999996,null,null,null,40,101430,0.38303534522254917,534.07737506168621,1394.329222415178,1098.6673584867247,12103943.808432365,3325.0671510610659,0.33041960013833938]
[10,17,11,20,1055,65,121.24989670511697,187,234.11116310513611,1672.361059810253,56,4406.8744318781428,353275,480316.60600000003,3142939.7239999999,659278.10530000005,48630.859900000003,4785870.2951999996,null,null,null,40,101430,0.37948915624026941,551.28376882351813,1452.6996615272949,1086.0010579374648,12611349.274462814,3294.4664488911667,0.3296439878156856]
[10,17,11,21,1111,65,121.24989670511697,187,234.11116310513611,1728.361059810253,56,4593.8744318781428,353275,480316.60600000003,3292571.7239999999,659278.10530000005,48630.859900000003,4935502.2951999996,null,null,null,40,101430,0.37623167229314891,568.49016258535005,1511.0109128250076,1074.3659558843044,13118253.083625628,3266.3578094149839,0.32891863616029476]
[10,17,11,22,1167,65,121.24989670511697,187,234.11116310513611,1784.361059810253,56,4780.8744318781428,353275,480316.60600000003,3442203.7239999999,659278.10530000005,48630.859900000003,5085134.2951999996,null,null,null,40,101430,0.37322901599598707,585.69655634718197,1569.268548920857,1063.6410488655226,13624702.467591379,3240.4487420041232,0.32823881306256725]
[10,17,11,23,1223,65,121.24989670511697,187,234.11116310513611,1840.361059810253,56,4967.8744318781428,353275,480316.60600000003,3591835.7239999999,659278.10530000005,48630.859900000003,5234766.2951999996,null,null,null,40,101430,0.37045241079382324,602.902950109014,1627.4774641554757,1053.7235525975611,14130738.909216216,3216.4908027980787,0.32760036238278983]
[10,17,11,24,1279,65,121.24989670511697,187,234.11116310513611,1896.361059810253,56,5154.8744318781428,353275,480316.60600000003,3741467.7239999999,659278.10530000005,48630.859900000003,5384398.2951999996,null,null,null,40,101430,0.36787725576456515,620.10934387084581,1685.6419747452521,1044.525597349121,14636398.991361253,3194.2716044615354,0.32699961890848622]
[10,17,11,25,1335,65,121.24989670511697,187,234.11116310513611,1952.361059810253,56,5341.8744318781428,353275,480316.60600000003,3891099.7239999999,659278.10530000005,48630.859900000003,5534030.2951999996,null,null,null,40,101430,0.36548239474880823,637.31573763267784,1743.7659016946561,1035.9716174143623,15141715.099630727,3173.6085043520188,0.32643333794755031]
[10,17,11,26,1391,65,121.24989670511697,187,234.11116310513611,2008.361059810253,56,5528.8744318781428,353275,480316.60600000003,4040731.7239999999,659278.10530000005,48630.859900000003,5683662.2951999996,null,null,null,40,101430,0.36324953379851288,654.52213139450976,1801.8526398372746,1027.9962703523552,15646716.007541634,3154.3435736956376,0.32589863670048852]
[10,17,12,10,515,65,121.24989670511697,204,256.30308702378483,1171.5529837289018,58,2767.4993802307017,353275,523981.75199999998,1700059.7239999999,721772.56030000001,50251.888599999998,3450770.9249,null,null,null,40,101430,0.42332547284301103,395.27222532698426,933.73125569877936,1246.8913090131862,8151578.7409012103,3695.6789267234899,0.33739167653253188]
[10,17,12,11,573,65,121.24989670511697,204,256.30308702378483,1229.5529837289018,58,2971.4993802307017,353275,523981.75199999998,1855035.7239999999,721772.56030000001,50251.888599999998,3605746.9249,null,null,null,40,101430,0.41378200914631913,413.09313315173875,998.33517171033702,1213.4436065839252,8714122.0381913669,3611.759884940961,0.33597017665634787]
[10,17,12,12,631,65,121.24989670511697,204,256.30308702378483,1287.5529837289018,58,3175.4993802307017,353275,523981.75199999998,2010011.7239999999,721772.56030000001,50251.888599999998,3760722.9249,null,null,null,40,101430,0.40546472524751698,430.91404097649331,1062.765794764121,1184.2933896702013,9275092.7287529111,3538.618709255436,0.33467674450842139]
[10,17,12,13,689,65,121.24989670511697,204,256.30308702378483,1345.5529837289018,58,3379.4993802307017,353275,523981.75199999998,2164987.7239999999,721772.56030000001,50251.888599999998,3915698.9249,null,null,null,40,101430,0.39815156990413403,448.73494880124781,1127.0455342152566,1158.6624184087691,9834694.1740097962,3474.3041039912187,0.33349481902799427]
[10,17,12,14,747,65,121.24989670511697,204,256.30308702378483,1403.5529837289018,58,3583.4993802307017,353275,523981.75199999998,2319963.7239999999,721772.56030000001,50251.888599999998,4070674.9249,null,null,null,40,101430,0.39167105524615514,466.55585662600231,1191.1930952691514,1135.9496662301574,10393096.12080149,3417.3090333345726,0.33241057661141932]
[10,17,12,15,805,65,121.24989670511697,204,256.30308702378483,1461.5529837289018,58,3787.4993802307017,353275,523981.75199999998,2474939.7239999999,721772.56030000001,50251.888599999998,4225650.9249,null,null,null,40,101430,0.3858886397071507,484.37676445075675,1255.2242139554778,1115.6835950826351,10950441.371157933,3366.4510913099093,0.33141238794843586]
[10,17,12,16,863,65,121.24989670511697,204,256.30308702378483,1519.5529837289018,58,3991.4993802307017,353275,523981.75199999998,2629915.7239999999,721772.56030000001,50251.888599999998,4380626.9249,null,null,null,40,101430,0.38069728665248453,502.19767227551125,1319.1522237822962,1097.4890655390377,11506850.924597869,3320.7895540279887,0.33049039925093299]
[10,17,12,17,921,65,121.24989670511697,204,256.30308702378483,1577.5529837289018,58,4195.4993802307017,353275,523981.75199999998,2784891.7239999999,721772.56030000001,50251.888599999998,4535602.9249,null,null,null,40,101430,0.37601077744460432,520.01858010026581,1382.9884973892199,1081.0639005885487,12062427.98606284,3279.5666294197445,0.32963620586047432]
[10,17,12,18,979,65,121.24989670511697,204,256.30308702378483,1635.5529837289018,58,4399.4993802307017,353275,523981.75199999998,2939867.7239999999,721772.56030000001,50251.888599999998,4690578.9249,null,null,null,40,101430,0.37175888490365838,537.83948792502031,1446.7427942291195,1066.1619696973512,12617261.121074775,3242.1650507741865,0.32884259530302623]
[10,17,12,19,1037,65,121.24989670511697,204,256.30308702378483,1693.5529837289018,58,4603.4993802307017,353275,523981.75199999998,3094843.7239999999,721772.56030000001,50251.888599999998,4845554.9249,null,null,null,40,101430,0.36788383007103398,555.66039574977481,1510.4235368063971,1052.5807705585505,13171426.762555512,3208.0769445332962,0.32810334314212575]
[10,17,12,20,1095,65,121.24989670511697,204,256.30308702378483,1751.5529837289018,58,4807.4993802307017,353275,523981.75199999998,3249819.7239999999,721772.56030000001,50251.888599999998,5000530.9249,null,null,null,40,101430,0.36433764108875422,573.48130357452931,1574.0380320320148,1040.1521725560942,13724991.219589332,3176.8806236870737,0.32741304939211041]
[10,17,12,21,1153,65,121.24989670511697,204,256.30308702378483,1809.5529837289018,58,5011.4993802307017,353275,523981.75199999998,3404795.7239999999,721772.56030000001,50251.888599999998,5155506.9249,null,null,null,40,101430,0.36108015714163372,591.30221139928381,1637.5926500091377,1028.7354210291671,14278012.299874993,3148.2230485586715,0.32676700639115952]
[10,17,12,22,1211,65,121.24989670511697,204,256.30308702378483,1867.5529837289018,58,5215.4993802307017,353275,523981.75199999998,3559771.7239999999,721772.56030000001,50251.888599999998,5310482.9249,null,null,null,40,101430,0.35807750084447193,609.12311922403831,1701.0929695038451,1018.211783331501,14830540.629849868,3121.8064033607411,0.32616109129488557]
[10,17,12,23,1269,65,121.24989670511697,204,256.30308702378483,1925.5529837289018,58,5419.4993802307017,353275,523981.75199999998,3714747.7239999999,721772.56030000001,50251.888599999998,5465458.9249,null,null,null,40,101430,0.3553008956423081,626.9440270487928,1764.5438971253143,1008.4804040841838,15382620.736231636,3097.3777041268449,0.3255916779992693]
[10,17,12,24,1327,65,121.24989670511697,204,256.30308702378483,1983.5529837289018,58,5623.4993802307017,353275,523981.75199999998,3869723.7239999999,721772.56030000001,50251.888599999998,5620434.9249,null,null,null,40,101430,0.35272574061305001,644.7649348735473,1827.9497655967004,999.45506256612498,15934291.937811296,3074.7206683080562,0.32505556451607709]
[10,17,12,25,1385,65,121.24989670511697,204,256.30308702378483,2041.5529837289018,58,5827.4993802307017,353275,523981.75199999998,4024699.7239999999,721772.56030000001,50251.888599999998,5775410.9249,null,null,null,40,101430,0.35033087959729303,662.5858426983018,1891.3144152749176,991.06161117779504,16485589.085232517,3053.6492918706695,0.32454991272775446]
[10,17,12,26,1443,65,121.24989670511697,204,256.30308702378483,2099.5529837289018,58,6031.4993802307017,353275,523981.75199999998,4179675.7239999999,721772.56030000001,50251.888599999998,5930386.9249,null,null,null,40,101430,0.34809801864699769,680.4067505230563,1954.6412621585448,983.23593372933533,17036543.178152878,3034.002729667136,0.32407219812791904]
[10,17,13,10,535,65,121.24989670511697,221,278.49501094243357,1230.7449076475505,60,2998.1243285832602,353275,567646.89800000004,1753499.7239999999,784267.01540000003,51872.917200000004,3611991.5545999999,null,null,null,40,101430,0.4105049600224982,411.32461944876979,1001.9967101645415,1204.7504235115139,8798898.6890752707,3604.7938261271515,0.33420785809707465]
[10,17,13,11,595,65,121.24989670511697,221,278.49501094243357,1290.7449076475505,60,3219.1243285832602,353275,567646.89800000004,1913819.7239999999,784267.01540000003,51872.917200000004,3772311.5545999999,null,null,null,40,101430,0.40096149632580624,429.76004133644687,1071.8237169267743,1171.844007733946,9408164.0984689891,3519.5261077233426,0.33295505470535369]
[10,17,13,12,655,65,121.24989670511697,221,278.49501094243357,1350.7449076475505,60,3440.1243285832602,353275,567646.89800000004,2074139.7239999999,784267.01540000003,51872.917200000004,3932631.5545999999,null,null,null,40,101430,0.39264421242700409,448.19546322412396,1141.4798666042921,1143.1655309447563,10015763.45743786,3445.2044838072911,0.33181355020223513]
[10,17,13,13,715,65,121.24989670511697,221,278.49501094243357,1410.7449076475505,60,3661.1243285832602,353275,567646.89800000004,2234459.7239999999,784267.01540000003,51872.917200000004,4092951.5545999999,null,null,null,40,101430,0.38533105708362114,466.63088511180104,1210.9869592227988,1117.9493475941854,10621909.340966098,3379.8477542876908,0.33076914372132576]
[10,17,13,14,775,65,121.24989670511697,221,278.49501094243357,1470.7449076475505,60,3882.1243285832602,353275,567646.89800000004,2394779.7239999999,784267.01540000003,51872.917200000004,4253271.5546000004,null,null,null,40,101430,0.37885054242564226,485.06630699947812,1280.3632374227973,1095.6041575703582,11226779.63549611,3321.9257084904525,0.32980995173074534]
[10,17,13,15,835,65,121.24989670511697,221,278.49501094243357,1530.7449076475505,60,4103.1243285832606,353275,567646.89800000004,2555099.7239999999,784267.01540000003,51872.917200000004,4413591.5546000004,null,null,null,40,101430,0.37306812688663782,503.5017288871552,1349.624083646662,1075.6660537568439,11830524.337293465,3270.2376966150482,0.32892595387492546]
[10,17,13,16,895,65,121.24989670511697,221,278.49501094243357,1590.7449076475505,60,4324.1243285832606,353275,567646.89800000004,2715419.7239999999,784267.01540000003,51872.917200000004,4573911.5546000004,null,null,null,40,101430,0.36787677383197165,521.93715077483228,1418.7825595459526,1057.7659676356795,12433270.812280195,3223.8284322191175,0.32810864159652808]
[10,17,13,17,955,65,121.24989670511697,221,278.49501094243357,1650.7449076475505,60,4545.1243285832606,353275,567646.89800000004,2875739.7239999999,784267.01540000003,51872.917200000004,4734231.5546000004,null,null,null,40,101430,0.36319026462409149,540.37257266250936,1487.8498277529682,1041.6066123490489,13035127.908785967,3181.928354792869,0.32735074338807774]
[10,17,13,18,1015,65,121.24989670511697,221,278.49501094243357,1710.7449076475505,60,4766.1243285832606,353275,567646.89800000004,3036059.7239999999,784267.01540000003,51872.917200000004,4894551.5546000004,null,null,null,40,101430,0.3589383720831455,558.80799455018644,1556.835484896952,1026.9458405118378,13636189.204833936,3143.9105814862828,0.32664600786016934]
[10,17,13,19,1075,65,121.24989670511697,221,278.49501094243357,1770.7449076475505,60,4987.1243285832606,353275,567646.89800000004,3196379.7239999999,784267.01540000003,51872.917200000004,5054871.5546000004,null,null,null,40,101430,0.35506331725052115,577.24341643786352,1625.7478269166829,1013.5844269270183,14236535.595239488,3109.2593026482391,0.3259890309128356]
[10,17,13,20,1135,65,121.24989670511697,221,278.49501094243357,1830.7449076475505,60,5208.1243285832606,353275,567646.89800000004,3356699.7239999999,784267.01540000003,51872.917200000004,5215191.5546000004,null,null,null,40,101430,0.35151712826824139,595.67883832554048,1694.5940622016583,1001.3569618487808,14836237.369978633,3077.5462223826926,0.3253751168921557]
[10,17,13,21,1195,65,121.24989670511697,221,278.49501094243357,1890.7449076475505,60,5429.1243285832606,353275,567646.89800000004,3517019.7239999999,784267.01540000003,51872.917200000004,5375511.5546000004,null,null,null,40,101430,0.34825964432112089,614.11426021321768,1763.3804841509557,990.12496845943554,15435355.896832652,3048.4127520494212,0.32480016618280555]
[10,17,13,22,1255,65,121.24989670511697,221,278.49501094243357,1950.7449076475505,60,5650.1243285832606,353275,567646.89800000004,3677339.7239999999,784267.01540000003,51872.917200000004,5535831.5546000004,null,null,null,40,101430,0.34525698802395904,632.54968210089464,1832.1126118872326,979.77163557194433,16033944.993509291,3021.556381787294,0.32426058354482712]
[10,17,13,23,1315,65,121.24989670511697,221,278.49501094243357,2010.7449076475505,60,5871.1243285832606,353275,567646.89800000004,3837659.7239999999,784267.01540000003,51872.917200000004,5696151.5546000004,null,null,null,40,101430,0.34248038282179522,650.98510398857184,1900.7953057775653,970.19773995747983,16632052.054101933,2996.7201293517028,0.32375320286161258]
[10,17,13,24,1375,65,121.24989670511697,221,278.49501094243357,2070.7449076475505,60,6092.1243285832606,353275,567646.89800000004,3997979.7239999999,784267.01540000003,51872.917200000004,5856471.5546000004,null,null,null,40,101430,0.33990522779253712,669.42052587624869,1969.4328628709204,961.31845621128241,17229718.979713317,2973.6842849588916,0.32327522497048533]
[10,17,13,25,1435,65,121.24989670511697,221,278.49501094243357,2130.7449076475505,60,6313.1243285832606,353275,567646.89800000004,4158299.7239999999,784267.01540000003,51872.917200000004,6016791.5546000004,null,null,null,40,101430,0.3375103667767802,687.855947763926,2038.0290962110046,953.0608366699305,17826982.951845717,2952.2598896095028,0.32282416599711766]
[10,17,13,26,1495,65,121.24989670511697,221,278.49501094243357,2190.7449076475505,60,6534.1243285832606,353275,567646.89800000004,4318619.7240000004,784267.01540000003,51872.917200000004,6177111.5546000004,null,null,null,40,101430,0.33527750582648486,706.29136965160296,2106.5874011158021,945.36180274062622,18423877.078701716,2932.2835365525339,0.32239781418003044]
[10,17,14,10,555,65,121.24989670511697,238,300.68693486108231,1289.9368315661993,62,3228.7492769358187,353275,611312.04399999999,1806939.7239999999,846761.47039999999,53493.945899999999,3773212.1842999998,null,null,null,40,101430,0.39951594903348725,427.37701357055522,1069.7370520613001,1168.6296645100801,9444459.4600562509,3527.2333299309239,0.33131623433966761]
[10,17,14,11,617,65,121.24989670511697,238,300.68693486108231,1351.9368315661993,62,3466.7492769358187,353275,611312.04399999999,1972603.7239999999,846761.47039999999,53493.945899999999,3938876.1842999998,null,null,null,40,101430,0.38997248533679529,446.42694952115494,1144.765249619094,1136.187208719678,10100395.110929184,3440.7719710248721,0.33021287614745709]
[10,17,14,12,679,65,121.24989670511697,238,300.68693486108231,1413.9368315661993,62,3704.7492769358187,353275,611312.04399999999,2138267.7239999999,846761.47039999999,53493.945899999999,4104540.1842999998,null,null,null,40,101430,0.38165520143799314,465.4768854717546,1219.6267304046683,1107.9130806086603,10754576.824389298,3365.4068757010568,0.32920628070502411]
[10,17,14,13,741,65,121.24989670511697,238,300.68693486108231,1475.9368315661993,62,3942.7492769358187,353275,611312.04399999999,2303931.7239999999,846761.47039999999,53493.945899999999,4270204.1842999998,null,null,null,40,101430,0.37434204609461019,484.52682142235432,1294.3425043413272,1083.0524297531135,11407225.634529525,3299.1299984123734,0.32828425381064291]
[10,17,14,14,803,65,121.24989670511697,238,300.68693486108231,1537.9368315661993,62,4180.7492769358187,353275,611312.04399999999,2469595.7239999999,846761.47039999999,53493.945899999999,4435868.1842999998,null,null,null,40,101430,0.36786153143663131,503.57675737295392,1368.9301933972438,1061.0222930048164,12058526.932590676,3240.3903469206666,0.32743656763855705]
[10,17,14,15,865,65,121.24989670511697,238,300.68693486108231,1599.9368315661993,62,4418.7492769358187,353275,611312.04399999999,2635259.7239999999,846761.47039999999,53493.945899999999,4601532.1842999998,null,null,null,40,101430,0.36207911589762687,522.62669332355358,1443.4046880276833,1041.3653040490233,12708637.373036707,3187.9709290541095,0.32665457973859341]
[10,17,14,16,927,65,121.24989670511697,238,300.68693486108231,1661.9368315661993,62,4656.7492769358187,353275,611312.04399999999,2800923.7239999999,846761.47039999999,53493.945899999999,4767196.1842999998,null,null,null,40,101430,0.35688776284296075,541.67662927415324,1517.7786566823365,1023.7175980042298,13357690.23380707,3140.9034270603929,0.32593093731708228]
[10,17,14,17,989,65,121.24989670511697,238,300.68693486108231,1723.9368315661993,62,4894.7492769358187,353275,611312.04399999999,2966587.7239999999,846761.47039999999,53493.945899999999,4932860.1842999998,null,null,null,40,101430,0.35220125363508054,560.7265652247529,1592.062945368524,1007.786079572335,14005799.619906122,3098.4077599713451,0.32525934532956868]
[10,17,14,18,1051,65,121.24989670511697,238,300.68693486108231,1785.9368315661993,62,5132.7492769358187,353275,611312.04399999999,3132251.7239999999,846761.47039999999,53493.945899999999,5098524.1842999998,null,null,null,40,101430,0.3479493610941346,579.77650117535245,1666.2668939877694,993.33201549568378,14653063.791409895,3059.8484568643744,0.32463438287843044]
[10,17,14,19,1113,65,121.24989670511697,238,300.68693486108231,1847.9368315661993,62,5370.7492769358187,353275,611312.04399999999,3297915.7239999999,846761.47039999999,53493.945899999999,5264188.1842999998,null,null,null,40,101430,0.3440743062615102,598.82643712595211,1740.3985889920539,980.15898952856264,15299567.821526544,3024.7026270811948,0.32405135657068057]
[10,17,14,20,1175,65,121.24989670511697,238,300.68693486108231,1909.9368315661993,62,5608.7492769358187,353275,611312.04399999999,3463579.7239999999,846761.47039999999,53493.945899999999,5429852.1842999998,null,null,null,40,101430,0.34052811727923044,617.87637307655177,1814.4650668299964,968.10392409965527,15945385.736944105,2992.5360832540141,0.32350618243739326]
[10,17,14,21,1237,65,121.24989670511697,238,300.68693486108231,1971.9368315661993,62,5846.7492769358187,353275,611312.04399999999,3629243.7239999999,846761.47039999999,53493.945899999999,5595516.1842999998,null,null,null,40,101430,0.33727063333210994,636.92630902715143,1888.4724790135256,957.0302948282374,16590582.25440806,2962.9852944510899,0.32299529012867845]
[10,17,14,22,1299,65,121.24989670511697,238,300.68693486108231,2033.9368315661993,62,6084.7492769358187,353275,611312.04399999999,3794907.7239999999,846761.47039999999,53493.945899999999,5761180.1842999998,null,null,null,40,101430,0.33426797703494809,655.97624497775109,1962.4262269944215,946.82293749232463,17235214.199684862,2935.7435734622636,0.32251554463106286]
[10,17,14,23,1361,65,121.24989670511697,238,300.68693486108231,2095.9368315661991,62,6322.7492769358187,353275,611312.04399999999,3960571.7239999999,846761.47039999999,53493.945899999999,5926844.1842999998,null,null,null,40,101430,0.33149137183278421,675.02618092835064,2036.3310731021299,937.38402784887671,17879331.674678933,2910.5503827841535,0.32206418187896152]
[10,17,14,24,1423,65,121.24989670511697,238,300.68693486108231,2157.9368315661991,62,6560.7492769358187,353275,611312.04399999999,4126235.7239999999,846761.47039999999,53493.945899999999,6092508.1842999998,null,null,null,40,101430,0.32891621680352612,694.07611687895042,2110.1912323573506,928.62993647856035,18522979.023353998,2887.1829675297095,0.32163875546588638]
[10,17,14,25,1485,65,121.24989670511697,238,300.68693486108231,2219.9368315661991,62,6798.7492769358187,353275,611312.04399999999,4291899.7240000004,846761.47039999999,53493.945899999999,6258172.1842999998,null,null,null,40,101430,0.3265213557877692,713.12605282954996,2184.0104489002069,920.48874423461803,19166195.635792736,2865.4497451896677,0.32123709228538216]
[10,17,14,26,1547,65,121.24989670511697,238,300.68693486108231,2281.9368315661991,62,7036.7492769358187,353275,611312.04399999999,4457563.7240000004,846761.47039999999,53493.945899999999,6423836.1842999998,null,null,null,40,101430,0.32428849483747385,732.17598878014974,2257.7920599591421,912.89826189316148,19809016.621179093,2845.1850363974254,0.32085725540335108]
[10,17,15,10,575,65,121.24989670511697,255,322.87885877973105,1349.1287554848479,64,3459.3742252883771,353275,654977.18999999994,1860379.7239999999,909255.92539999995,55114.974600000001,3934432.8139999998,null,null,null,40,101430,0.3899921395096777,443.42940769234082,1137.0213980462472,1137.3250067088379,10088492.601238316,3460.2979510720302,0.3286783458506759]
[10,17,15,11,639,65,121.24989670511697,255,322.87885877973105,1413.1287554848479,64,3714.3742252883771,353275,654977.18999999994,2031387.7239999999,909255.92539999995,55114.974600000001,4105440.8139999998,null,null,null,40,101430,0.38044867581298575,463.093857705863,1217.2308307192072,1105.2846495739791,10791050.343943277,3372.7709735702006,0.32770818363750187]
[10,17,15,12,703,65,121.24989670511697,255,322.87885877973105,1477.1287554848479,64,3969.3742252883771,353275,654977.18999999994,2202395.7239999999,909255.92539999995,55114.974600000001,4276448.8140000002,null,null,null,40,101430,0.3721313919141836,482.7583077193853,1297.2791820549048,1077.3609569840439,11491771.204754118,3296.4753255429114,0.32682209044188992]
[10,17,15,13,767,65,121.24989670511697,255,322.87885877973105,1541.1287554848479,64,4224.3742252883767,353275,654977.18999999994,2373403.7239999999,909255.92539999995,55114.974600000001,4447456.8140000002,null,null,null,40,101430,0.3648182365708007,502.42275773290754,1377.1865202122422,1052.8084342908514,12190884.029782763,3229.3786997705106,0.32600959260853091]
[10,17,15,14,831,65,121.24989670511697,255,322.87885877973105,1605.1287554848479,64,4479.3742252883767,353275,654977.18999999994,2544411.7239999999,909255.92539999995,55114.974600000001,4618464.8140000002,null,null,null,40,101430,0.35833772191282182,522.08720774642973,1456.9697127042787,1031.0513437146799,12888581.166757787,3169.9113397574756,0.32526188691244717]
[10,17,15,15,895,65,121.24989670511697,255,322.87885877973105,1669.1287554848479,64,4734.3742252883767,353275,654977.18999999994,2715419.7239999999,909255.92539999995,55114.974600000001,4789472.8140000002,null,null,null,40,101430,0.35255530637381738,541.75165775995197,1536.6430400157647,1011.6379876355785,13585025.462377144,3116.8415105276163,0.32457152030945879]
[10,17,15,16,959,65,121.24989670511697,255,322.87885877973105,1733.1287554848479,64,4989.3742252883767,353275,654977.18999999994,2886427.7239999999,909255.92539999995,55114.974600000001,4960480.8140000002,null,null,null,40,101430,0.34736395331915121,561.4161077734741,1616.2186732647413,994.20901099030664,14280355.709295178,3069.1891487458042,0.32393214064261272]
[10,17,15,17,1023,65,121.24989670511697,255,322.87885877973105,1797.1287554848479,64,5244.3742252883767,353275,654977.18999999994,3057435.7239999999,909255.92539999995,55114.974600000001,5131488.8140000002,null,null,null,40,101430,0.34267744411127099,581.08055778699634,1695.7070498002001,978.47495116584957,14974690.929229166,3026.1646990198642,0.32333830061621066]
[10,17,15,18,1087,65,121.24989670511697,255,322.87885877973105,1861.1287554848479,64,5499.3742252883767,353275,654977.18999999994,3228443.7239999999,909255.92539999995,55114.974600000001,5302496.8140000002,null,null,null,40,101430,0.33842555157032506,600.74500780051858,1775.1171713040214,964.20003381501681,15668133.772347925,2987.1249626238528,0.32278530221516932]
[10,17,15,19,1151,65,121.24989670511697,255,322.87885877973105,1925.1287554848479,64,5754.3742252883767,353275,654977.18999999994,3399451.7239999999,909255.92539999995,55114.974600000001,5473504.8140000002,null,null,null,40,101430,0.33455049673770065,620.40945781404071,1854.4568424313638,951.19027711656747,16360773.238593947,2951.5406822885211,0.32226907215761225]
[10,17,15,20,1215,65,121.24989670511697,255,322.87885877973105,1989.1287554848479,64,6009.3742252883767,353275,654977.18999999994,3570459.7239999999,909255.92539999995,55114.974600000001,5644512.8140000002,null,null,null,40,101430,0.33100430775542089,640.07390782756295,1933.7328633816862,939.28462471707974,17052686.873656083,2918.9723776599812,0.32178606139125754]
[10,17,15,21,1279,65,121.24989670511697,255,322.87885877973105,2053.1287554848482,64,6264.3742252883767,353275,654977.18999999994,3741467.7239999999,909255.92539999995,55114.974600000001,5815520.8140000002,null,null,null,40,101430,0.32774682380830045,659.73835784108519,2012.9511864528915,928.34824434786549,17743942.55422591,2889.0520809062764,0.32133316338715806]
[10,17,15,22,1343,65,121.24989670511697,255,322.87885877973105,2117.1287554848482,64,6519.3742252883767,353275,654977.18999999994,3912475.7239999999,909255.92539999995,55114.974600000001,5986528.8140000002,null,null,null,40,101430,0.3247441675111386,679.40280785460732,2092.1170442000443,918.26739915665405,18434599.949448358,2861.4693573578397,0.32090764725313831]
[10,17,15,23,1407,65,121.24989670511697,255,322.87885877973105,2181.1287554848482,64,6774.3742252883767,353275,654977.18999999994,4083483.7239999999,909255.92539999995,55114.974600000001,6157536.8140000002,null,null,null,40,101430,0.32196756230897478,699.06725786812956,2171.235055031018,908.94547735475385,19124711.725075681,2835.9604823608188,0.32050710262298671]
[10,17,15,24,1471,65,121.24989670511697,255,322.87885877973105,2245.1287554848482,64,7029.3742252883767,353275,654977.18999999994,4254491.7240000004,909255.92539999995,55114.974600000001,6328544.8140000002,null,null,null,40,101430,0.31939240727971668,718.7317078816518,2250.3093107413874,900.29988604353457,19814324.541666664,2812.299973064361,0.32012939397163331]
[10,17,15,25,1535,65,121.24989670511697,255,322.87885877973105,2309.1287554848482,64,7284.3742252883767,353275,654977.18999999994,4425499.7240000004,909255.92539999995,55114.974600000001,6499552.8140000002,null,null,null,40,101430,0.31699754626395976,738.39615789517404,2329.343449492575,892.25959745734747,20503479.886788748,2790.2938982228443,0.31977262252755279]
[10,17,15,26,1599,65,121.24989670511697,255,322.87885877973105,2373.1287554848482,64,7539.3742252883767,353275,654977.18999999994,4596507.7240000004,909255.92539999995,55114.974600000001,6670560.8140000002,null,null,null,40,101430,0.31476468531366442,758.06060790869628,2408.3407169812763,884.76319315869205,21192214.772560146,2769.774545167209,0.31943509434818623]
[10,17,16,10,595,65,121.24989670511697,272,345.07078269837979,1408.3206794034968,66,3689.9991736409356,353275,698642.33600000001,1913819.7239999999,971750.38040000002,56736.003199999999,4095653.4437000002,null,null,null,40,101430,0.3816588061763444,459.4818018141263,1203.907244843773,1109.9334311327509,10731190.73213239,3401.9676027514711,0.32626219903888848]
[10,17,16,11,661,65,121.24989670511697,272,345.07078269837979,1474.3206794034968,66,3961.9991736409356,353275,698642.33600000001,2090171.7239999999,971750.38040000002,56736.003199999999,4272005.4436999997,null,null,null,40,101430,0.37211534247965244,479.76076589057112,1289.2797235760436,1078.2449103214926,11480326.006471757,3313.4822223273177,0.32541140648225869]
[10,17,16,12,727,65,121.24989670511697,272,345.07078269837979,1540.3206794034968,66,4233.9991736409356,353275,698642.33600000001,2266523.7239999999,971750.38040000002,56736.003199999999,4448357.4436999997,null,null,null,40,101430,0.36379805858085029,500.03972996701589,1374.4980715884919,1050.6278488125049,12227545.856151672,3236.3504435734731,0.32463352381963789]
[10,17,16,13,793,65,121.24989670511697,272,345.07078269837979,1606.3206794034968,66,4505.9991736409356,353275,698642.33600000001,2442875.7239999999,971750.38040000002,56736.003199999999,4624709.4436999997,null,null,null,40,101430,0.35648490323746734,520.31869404346071,1459.581287505064,1026.3449382613719,12973086.382274132,3168.5179052833355,0.32391956395448995]
[10,17,16,14,859,65,121.24989670511697,272,345.07078269837979,1672.3206794034968,66,4777.9991736409356,353275,698642.33600000001,2619227.7239999999,971750.38040000002,56736.003199999999,4801061.4436999997,null,null,null,40,101430,0.35000438857948846,540.59765811990542,1544.5453707422066,1004.8267630858106,13717146.413968306,3108.3978072908444,0.32326195853341488]
[10,17,16,15,925,65,121.24989670511697,272,345.07078269837979,1738.3206794034968,66,5049.9991736409356,353275,698642.33600000001,2795579.7239999999,971750.38040000002,56736.003199999999,4977413.4436999997,null,null,null,40,101430,0.34422197304048402,560.87662219635035,1629.4038908735949,985.62658577381444,14459894.584041864,3054.7450337851405,0.32265428861423584]
[10,17,16,16,991,65,121.24989670511697,272,345.07078269837979,1804.3206794034968,66,5321.9991736409356,353275,698642.33600000001,2971931.7239999999,971750.38040000002,56736.003199999999,5153765.4436999997,null,null,null,40,101430,0.33903061998581785,581.15558627279495,1714.1684320345621,968.38899735312384,15201474.851716606,3006.5688688241962,0.32209107444521629]
[10,17,16,17,1057,65,121.24989670511697,272,345.07078269837979,1870.3206794034968,66,5593.9991736409356,353275,698642.33600000001,3148283.7239999999,971750.38040000002,56736.003199999999,5330117.4436999997,null,null,null,40,101430,0.33434411077793769,601.43455034923977,1798.848943233507,952.82771381017471,15942010.856044117,2963.0711704425762,0.32156760975398929]
[10,17,16,18,1123,65,121.24989670511697,272,345.07078269837979,1936.3206794034968,66,5865.9991736409356,353275,698642.33600000001,3324635.7239999999,971750.38040000002,56736.003199999999,5506469.4436999997,null,null,null,40,101430,0.3300922182369917,621.71351442568459,1883.4540170205455,938.70954984443313,16681609.378997527,2923.6017412238384,0.32107982992631662]
[10,17,16,19,1189,65,121.24989670511697,272,345.07078269837979,2002.3206794034968,66,6137.9991736409356,353275,698642.33600000001,3500987.7239999999,971750.38040000002,56736.003199999999,5682821.4436999997,null,null,null,40,101430,0.32621716340436735,641.99247850212942,1967.9911130437306,925.84265375607174,17420363.123665795,2887.6255619300764,0.32062420625520521]
[10,17,16,20,1255,65,121.24989670511697,272,345.07078269837979,2068.3206794034968,66,6409.9991736409356,353275,698642.33600000001,3677339.7239999999,971750.38040000002,56736.003199999999,5859173.4436999997,null,null,null,40,101430,0.32267097442208759,662.27144257857412,2052.4667388032658,914.06773775732609,18158352.960535843,2854.6983650963398,0.32019766043705228]
[10,17,16,21,1321,65,121.24989670511697,272,345.07078269837979,2134.3206794034968,66,6681.9991736409356,353275,698642.33600000001,3853691.7239999999,971750.38040000002,56736.003199999999,6035525.4436999997,null,null,null,40,101430,0.31941349047496709,682.55040665501895,2136.8865968687423,903.25145017754005,18895649.75700146,2824.4481726453682,0.31979749493210136]
[10,17,16,22,1387,65,121.24989670511697,272,345.07078269837979,2200.3206794034968,66,6953.9991736409356,353275,698642.33600000001,4030043.7239999999,971750.38040000002,56736.003199999999,6211877.4436999997,null,null,null,40,101430,0.31641083417780524,702.82937073146365,2221.2557056011324,893.2813031129424,19632315.877608575,2796.561164935847,0.31942133585818933]
[10,17,16,23,1453,65,121.24989670511697,272,345.07078269837979,2266.3206794034968,66,7225.9991736409356,353275,698642.33600000001,4206395.7240000004,971750.38040000002,56736.003199999999,6388229.4436999997,null,null,null,40,101430,0.31363422897564142,723.10833480790848,2305.5784987807219,884.06174567239646,20368406.422158867,2770.7707402088627,0.3190670858628149]
[10,17,16,24,1519,65,121.24989670511697,272,345.07078269837979,2332.3206794034968,66,7497.9991736409356,353275,698642.33600000001,4382747.7240000004,971750.38040000002,56736.003199999999,6564581.4436999997,null,null,null,40,101430,0.31105907394638332,743.38729888435319,2389.8589083194197,875.51109191288697,21103970.253598273,2746.8489544818358,0.31873288499696295]
[10,17,16,25,1585,65,121.24989670511697,272,345.07078269837979,2398.3206794034968,66,7769.9991736409356,353275,698642.33600000001,4559099.7240000004,971750.38040000002,56736.003199999999,6740933.4436999997,null,null,null,40,101430,0.3086642129306264,763.66626296079812,2474.1004333159785,867.55909402723557,21839050.856185108,2724.5997587258757,0.31841707804926861]
[10,17,16,26,1651,65,121.24989670511697,272,345.07078269837979,2464.3206794034968,66,8041.9991736409356,353275,698642.33600000001,4735451.7240000004,971750.38040000002,56736.003199999999,6917285.4436999997,null,null,null,40,101430,0.306431351980331,783.94522703724294,2558.3061980144976,860.14500801603128,22573687.055756297,2703.8536079241835,0.31811818712936396]
[10,17,17,10,615,65,121.24989670511697,289,367.26270661702853,1467.5126033221454,68,3920.6241219934941,353275,742307.48199999996,1967259.7239999999,1034244.8355,58357.031900000002,4256874.0734000001,null,null,null,40,101430,0.37430586499987378,475.53419593591184,1270.4428126876189,1085.7643938597328,11372715.395120909,3350.7010554553858,0.32404096214192685]
[10,17,17,11,683,65,121.24989670511697,289,367.26270661702853,1535.5126033221454,68,4209.6241219934946,353275,742307.48199999996,2148955.7239999999,1034244.8355,58357.031900000002,4438570.0734000001,null,null,null,40,101430,0.36476240130318183,496.42767407527919,1360.9617446910609,1054.3863168634164,12168387.030874049,3261.3481537467255,0.32329768769154826]
[10,17,17,12,751,65,121.24989670511697,289,367.26270661702853,1603.5126033221454,68,4498.6241219934946,353275,742307.48199999996,2330651.7239999999,1034244.8355,58357.031900000002,4620266.0734000001,null,null,null,40,101430,0.35644511740437962,517.32115221464653,1451.3346570203018,1027.0398121905582,12962068.626476701,3183.4601695889105,0.32261745317303053]
[10,17,17,13,819,65,121.24989670511697,289,367.26270661702853,1671.5126033221454,68,4787.6241219934946,353275,742307.48199999996,2512347.7239999999,1034244.8355,58357.031900000002,4801962.0734000001,null,null,null,40,101430,0.34913196206099673,538.21463035401393,1541.5793706678239,1002.9947947059488,13754003.056669915,3114.9625927388138,0.32199256486867511]
[10,17,17,14,887,65,121.24989670511697,289,367.26270661702853,1739.5126033221454,68,5076.6241219934946,353275,742307.48199999996,2694043.7239999999,1034244.8355,58357.031900000002,4983658.0734000001,null,null,null,40,101430,0.34265144740301784,559.10810849338134,1631.7109200352297,981.68742723680805,14544395.218930632,3054.2530617252428,0.32141653209386861]
[10,17,17,15,955,65,121.24989670511697,289,367.26270661702853,1807.5126033221454,68,5365.6241219934946,353275,742307.48199999996,2875739.7239999999,1034244.8355,58357.031900000002,5165354.0734000001,null,null,null,40,101430,0.3368690318640134,580.00158663274863,1721.7420771015916,962.67534883696351,15333419.177139599,3000.0742515763768,0.32088384090198091]
[10,17,17,16,1023,65,121.24989670511697,289,367.26270661702853,1875.5126033221454,68,5654.6241219934946,353275,742307.48199999996,3057435.7239999999,1034244.8355,58357.031900000002,5347050.0734000001,null,null,null,40,101430,0.33167767880934723,600.89506477211603,1811.6837615639445,945.60663237913889,16121223.751211999,2951.425732685404,0.32038977701761884]
[10,17,17,17,1091,65,121.24989670511697,289,367.26270661702853,1943.5126033221454,68,5943.6241219934946,353275,742307.48199999996,3239131.7239999999,1034244.8355,58357.031900000002,5528746.0734000001,null,null,null,40,101430,0.32699116960146707,621.78854291148332,1901.5453648773203,930.19779849634392,16907936.933301542,2907.5015382158949,0.31993028594135609]
[10,17,17,18,1159,65,121.24989670511697,289,367.26270661702853,2011.5126033221454,68,6232.6241219934946,353275,742307.48199999996,3420827.7239999999,1034244.8355,58357.031900000002,5710442.0734000001,null,null,null,40,101430,0.32273927706052108,642.68202105085061,1991.3350085689533,916.21794634097682,17693669.408255115,2867.6450967794954,0.31950186142976134]
[10,17,17,19,1227,65,121.24989670511697,289,367.26270661702853,2079.5126033221454,68,6521.6241219934946,353275,742307.48199999996,3602523.7239999999,1034244.8355,58357.031900000002,5892138.0734000001,null,null,null,40,101430,0.31886422222789673,663.57549919021801,2081.059751871288,903.47710373210487,18478517.38335485,2831.3161446084887,0.31910145585562527]
[10,17,17,20,1295,65,121.24989670511697,289,367.26270661702853,2147.5126033221454,68,6810.6241219934946,353275,742307.48199999996,3784219.7239999999,1034244.8355,58357.031900000002,6073834.0734000001,null,null,null,40,101430,0.31531803324561697,684.4689773295853,2170.7257599073578,891.81754338107271,19262564.880445328,2798.0660595409954,0.31872640759860027]
[10,17,17,21,1363,65,121.24989670511697,289,367.26270661702853,2215.5126033221454,68,7099.6241219934946,353275,742307.48199999996,3965915.7239999999,1034244.8355,58357.031900000002,6255530.0734000001,null,null,null,40,101430,0.31206054929849641,705.3624554689527,2260.3384409038185,881.10722002725277,20045885.605951712,2767.5192175499074,0.31837438180729222]
[10,17,17,22,1431,65,121.24989670511697,289,367.26270661702853,2283.5126033221454,68,7388.6241219934946,353275,742307.48199999996,4147611.7239999999,1034244.8355,58357.031900000002,6437226.0734000001,null,null,null,40,101430,0.30905789300133463,726.25593360832011,2349.9025588878385,871.23474778025547,20828544.486777805,2739.3587232037071,0.31804332174551342]
[10,17,17,23,1499,65,121.24989670511697,289,367.26270661702853,2351.5126033221454,68,7677.6241219934946,353275,742307.48199999996,4329307.7240000004,1034244.8355,58357.031900000002,6618922.0734000001,null,null,null,40,101430,0.3062812877991708,747.1494117476874,2439.4223268304745,862.10551183502207,21610598.939717639,2713.3153618250417,0.31773140858022086]
[10,17,17,24,1567,65,121.24989670511697,289,367.26270661702853,2419.5126033221454,68,7966.6241219934946,353275,742307.48199999996,4511003.7240000004,1034244.8355,58357.031900000002,6800618.0734000001,null,null,null,40,101430,0.30370613276991271,768.0428898870548,2528.9014840833752,853.63862650349188,22392099.926807377,2689.1589554478287,0.31743702795037432]
[10,17,17,25,1635,65,121.24989670511697,289,367.26270661702853,2487.5126033221454,68,8255.6241219934946,353275,742307.48199999996,4692699.7240000004,1034244.8355,58357.031900000002,6982314.0734000001,null,null,null,40,101430,0.30131127175415579,788.93636802642209,2618.3433611143719,845.76453217713674,23173092.837579221,2666.6915336865627,0.31715874201914579]
[10,17,17,26,1703,65,121.24989670511697,289,367.26270661702853,2555.5126033221454,68,8544.6241219934946,353275,742307.48199999996,4874395.7240000004,1034244.8355,58357.031900000002,7164010.0734000001,null,null,null,40,101430,0.29907841080386038,809.82984616578938,2707.7509339077187,838.42307994897749,23953618.230459191,2645.7418899415902,0.31689526598812984]
[10,17,18,10,635,65,121.24989670511697,306,389.45463053567727,1526.7045272407943,70,4151.2490703460526,353275,785972.62800000003,2020699.7239999999,1096739.2904999999,59978.060599999997,4418094.7030999996,null,null,null,40,101430,0.36776991728745551,491.58659005769744,1336.6688436168763,1064.2808051726058,12013203.079920936,3305.3023747490506,0.32199196457885632]
[10,17,18,11,705,65,121.24989670511697,306,389.45463053567727,1596.7045272407943,70,4457.2490703460526,353275,785972.62800000003,2207739.7239999999,1096739.2904999999,59978.060599999997,4605134.7030999996,null,null,null,40,101430,0.35822645359076355,513.09458225998742,1432.3190739178201,1033.1786782340155,12855373.066113135,3215.159797085932,0.32134598074112503]
[10,17,18,12,775,65,121.24989670511697,306,389.45463053567727,1666.7045272407943,70,4763.2490703460526,353275,785972.62800000003,2394779.7239999999,1096739.2904999999,59978.060599999997,4792174.7030999996,null,null,null,40,101430,0.3499091696919614,534.60257446227729,1527.8324227196122,1006.072668526606,13695481.908286843,3136.5839811997421,0.32075425831314219]
[10,17,18,13,845,65,121.24989670511697,306,389.45463053567727,1736.7045272407943,70,5069.2490703460526,353275,785972.62800000003,2581819.7239999999,1096739.2904999999,59978.060599999997,4979214.7030999996,null,null,null,40,101430,0.34259601434857845,556.11056666456716,1623.2254415509508,982.239111545573,14533778.837233542,3067.4819255558336,0.32021023607745935]
[10,17,18,14,915,65,121.24989670511697,306,389.45463053567727,1806.7045272407943,70,5375.2490703460526,353275,785972.62800000003,2768859.7239999999,1096739.2904999999,59978.060599999997,5166254.7030999996,null,null,null,40,101430,0.33611549969059956,577.61855886685703,1718.5121168127189,961.11912870436174,15370474.458379813,3006.2369956643952,0.31970836966296762]
[10,17,18,15,985,65,121.24989670511697,306,389.45463053567727,1876.7045272407943,70,5681.2490703460526,353275,785972.62800000003,2955899.7239999999,1096739.2904999999,59978.060599999997,5353294.7030999996,null,null,null,40,101430,0.33033308415159512,599.1265510691469,1813.7043481669491,942.27424933754082,16205747.95530688,2951.5806743642238,0.31924394190597843]
[10,17,18,16,1055,65,121.24989670511697,306,389.45463053567727,1946.7045272407943,70,5987.2490703460526,353275,785972.62800000003,3142939.7239999999,1096739.2904999999,59978.060599999997,5540334.7030999996,null,null,null,40,101430,0.32514173109692901,620.634543271437,1908.8123237137399,925.35564129115255,17039752.739116352,2902.5036323533291,0.31881291412575458]
[10,17,18,17,1125,65,121.24989670511697,306,389.45463053567727,2016.7045272407943,70,6293.2490703460526,353275,785972.62800000003,3329979.7239999999,1096739.2904999999,59978.060599999997,5727374.7030999996,null,null,null,40,101430,0.32045522188904879,642.14253547372687,2003.8448170336133,910.08231821738343,17872620.921255942,2858.1927374687793,0.31841180837348076]
[10,17,18,18,1195,65,121.24989670511697,306,389.45463053567727,2086.7045272407941,70,6599.2490703460526,353275,785972.62800000003,3517019.7239999999,1096739.2904999999,59978.060599999997,5914414.7030999996,null,null,null,40,101430,0.3162033293481028,663.65052767601674,2098.8094244428885,896.22540989346044,18704466.886080287,2817.9855846749215,0.318037613381492]
[10,17,18,19,1265,65,121.24989670511697,306,389.45463053567727,2156.7045272407941,70,6905.2490703460526,353275,785972.62800000003,3704059.7239999999,1096739.2904999999,59978.060599999997,6101454.7030999996,null,null,null,40,101430,0.3123282745154784,685.15851987830661,2193.7127560455669,883.59661482191223,19535390.167685736,2781.3371127305381,0.31768770882809449]
[10,17,18,20,1335,65,121.24989670511697,306,389.45463053567727,2226.7045272407941,70,7211.2490703460526,353275,785972.62800000003,3891099.7239999999,1096739.2904999999,59978.060599999997,6288494.7030999996,null,null,null,40,101430,0.30878208553319864,706.66651208059659,2288.5605907491013,872.03959282440326,20365477.784117829,2747.7947179897701,0.31735980388752238]
[10,17,18,21,1405,65,121.24989670511697,306,389.45463053567727,2296.7045272407941,70,7517.2490703460526,353275,785972.62800000003,4078139.7239999999,1096739.2904999999,59978.060599999997,6475534.7030999996,null,null,null,40,101430,0.30552460158607814,728.17450428288646,2383.3580029323148,861.42345989366436,21194806.144720621,2716.9794445873804,0.3170518870173073]
[10,17,18,22,1475,65,121.24989670511697,306,389.45463053567727,2366.7045272407941,70,7823.2490703460526,353275,785972.62800000003,4265179.7240000004,1096739.2904999999,59978.060599999997,6662574.7030999996,null,null,null,40,101430,0.30252194528891635,749.68249648517633,2478.1094666345944,851.637809706756,22023442.619004037,2688.5715876417926,0.31676218465648032]
[10,17,18,23,1545,65,121.24989670511697,306,389.45463053567727,2436.7045272407941,70,8129.2490703460526,353275,785972.62800000003,4452219.7240000004,1096739.2904999999,59978.060599999997,6849614.7030999996,null,null,null,40,101430,0.29974534008675247,771.19048868746631,2572.818941786611,842.58885953513391,22851446.835095111,2662.2995469333082,0.31648912704271331]
[10,17,18,24,1615,65,121.24989670511697,306,389.45463053567727,2506.7045272407941,70,8435.2490703460535,353275,785972.62800000003,4639259.7240000004,1096739.2904999999,59978.060599999997,7036654.7030999996,null,null,null,40,101430,0.29717018505749437,792.69848088975618,2667.4899459930361,834.19643502847407,23678871.760632802,2637.9311058435374,0.31623131975682173]
[10,17,18,25,1685,65,121.24989670511697,306,389.45463053567727,2576.7045272407941,70,8741.2490703460535,353275,785972.62800000003,4826299.7240000004,1096739.2904999999,59978.060599999997,7223694.7030999996,null,null,null,40,101430,0.29477532404173745,814.20647309204605,2762.1256146147498,826.3915883103823,24505764.607478201,2615.2665414050907,0.31598751990548202]
[10,17,18,26,1755,65,121.24989670511697,306,389.45463053567727,2646.7045272407941,70,9047.2490703460535,353275,785972.62800000003,5013339.7240000004,1096739.2904999999,59978.060599999997,7410734.7030999996,null,null,null,40,101430,0.29254246309144211,835.71446529433615,2856.7287513167307,819.11469944492978,25332167.592858139,2594.1331320462796,0.3157566160834635]
[10,17,19,10,655,65,121.24989670511697,323,411.64655445432601,1585.8964511594429,72,4381.8740186986106,353275,829637.77399999998,2074139.7239999999,1159233.7455,61599.089200000002,4579315.3328,null,null,null,40,101430,0.36192196407108124,507.63898417948297,1402.6199970548982,1045.0586468735974,12652769.898906628,3264.8296348027247,0.32009592039149215]
[10,17,19,11,727,65,121.24989670511697,323,411.64655445432601,1657.8964511594429,72,4704.8740186986106,353275,829637.77399999998,2266523.7239999999,1159233.7455,61599.089200000002,4771699.3328,null,null,null,40,101430,0.35237850037438934,529.76149044469537,1503.3876637815392,1014.2034226182354,13541403.143727513,3173.9646717263004,0.31953834636307288]
[10,17,19,12,799,65,121.24989670511697,323,411.64655445432601,1729.8964511594429,72,5027.8740186986106,353275,829637.77399999998,2458907.7239999999,1159233.7455,61599.089200000002,4964083.3328,null,null,null,40,101430,0.34406121647558713,551.88399670990793,1604.0284992396605,987.31259261675393,14427907.288132166,3094.7600588797586,0.31902718589890983]
[10,17,19,13,871,65,121.24989670511697,323,411.64655445432601,1801.8964511594429,72,5350.8740186986106,353275,829637.77399999998,2651291.7239999999,1159233.7455,61599.089200000002,5156467.3328,null,null,null,40,101430,0.33674806113220418,574.00650297512038,1704.557707163073,963.66823713892074,15312537.55527151,3025.105756808754,0.3185568752331866]
[10,17,19,14,943,65,121.24989670511697,323,411.64655445432601,1873.8964511594429,72,5673.8740186986106,353275,829637.77399999998,2843675.7239999999,1159233.7455,61599.089200000002,5348851.3328,null,null,null,40,101430,0.33026754647422529,596.12900924033283,1804.9881546168081,942.71591422796223,16195509.942934031,2963.3719861653512,0.31812270569779227]
[10,17,19,15,1015,65,121.24989670511697,323,411.64655445432601,1945.8964511594429,72,5996.8740186986106,353275,829637.77399999998,3036059.7239999999,1159233.7455,61599.089200000002,5541235.3328,null,null,null,40,101430,0.32448513093522086,618.2515155055454,1905.3308042918338,924.02063399595193,17077008.480422411,2908.2799271758417,0.31772066552522177]
[10,17,19,16,1087,65,121.24989670511697,323,411.64655445432601,2017.8964511594429,72,6319.8740186986106,353275,829637.77399999998,3228443.7239999999,1159233.7455,61599.089200000002,5733619.3328,null,null,null,40,101430,0.31929377788055474,640.37402177075785,2005.5950542522528,907.23633347558564,17957190.931846607,2858.8120620836949,0.31734731551899592]
[10,17,19,17,1159,65,121.24989670511697,323,411.64655445432601,2089.8964511594431,72,6642.8740186986106,353275,829637.77399999998,3420827.7239999999,1159233.7455,61599.089200000002,5926003.3328,null,null,null,40,101430,0.31460726867267458,662.49652803597041,2105.7890074537622,892.08425691515549,18836193.32049606,2814.1486691096534,0.31699969042410081]
[10,17,19,18,1231,65,121.24989670511697,323,411.64655445432601,2161.8964511594431,72,6965.8740186986106,353275,829637.77399999998,3613211.7239999999,1159233.7455,61599.089200000002,6118387.3328,null,null,null,40,101430,0.31035537613172859,684.61903430118298,2205.9196874057056,878.33735096673502,19714133.5491312,2773.6219807473294,0.31667522000603499]
[10,17,19,19,1303,65,121.24989670511697,323,411.64655445432601,2233.8964511594431,72,7288.8740186986106,353275,829637.77399999998,3805595.7239999999,1159233.7455,61599.089200000002,6310771.3328,null,null,null,40,101430,0.30648032129910424,706.74154056639532,2305.9932121275187,865.8088089548977,20591114.32016822,2736.6825277553176,0.31637166539191214]
[10,17,19,20,1375,65,121.24989670511697,323,411.64655445432601,2305.8964511594431,72,7611.8740186986106,353275,829637.77399999998,3997979.7239999999,1159233.7455,61599.089200000002,6503155.3328,null,null,null,40,101430,0.30293413231682442,728.86404683160777,2406.014935515168,854.34353180001472,21467225.508779582,2702.8740498484512,0.31608706733779079]
[10,17,19,21,1447,65,121.24989670511697,323,411.64655445432601,2377.8964511594431,72,7934.8740186986106,353275,829637.77399999998,4190363.7239999999,1159233.7455,61599.089200000002,6695539.3328,null,null,null,40,101430,0.29967664836970392,750.98655309682022,2505.9895630250976,843.81167451097986,22342546.104865719,2671.8145324872153,0.31581970389444219]
[10,17,19,22,1519,65,121.24989670511697,323,411.64655445432601,2449.8964511594431,72,8257.8740186986106,353275,829637.77399999998,4382747.7240000004,1159233.7455,61599.089200000002,6887923.3328,null,null,null,40,101430,0.29667399207254214,773.10905936203278,2605.9212469591666,834.10370721994082,23217145.812591217,2643.1816927657414,0.31556805553808187]
[10,17,19,23,1591,65,121.24989670511697,323,411.64655445432601,2521.8964511594431,72,8580.8740186986106,353275,829637.77399999998,4575131.7240000004,1159233.7455,61599.089200000002,7080307.3328,null,null,null,40,101430,0.29389738687037825,795.23156562724523,2705.8136654273058,825.12659168786547,24091086.375920963,2616.701742332878,0.3153307762741952]
[10,17,19,24,1663,65,121.24989670511697,323,411.64655445432601,2593.8964511594431,72,8903.8740186986106,353275,829637.77399999998,4767515.7240000004,1159233.7455,61599.089200000002,7272691.3328,null,null,null,40,101430,0.29132223184112016,817.3540718924578,2805.670088159362,816.80079002451089,24964422.683395084,2592.1405953766052,0.31510666955387118]
[10,17,19,25,1735,65,121.24989670511697,323,411.64655445432601,2665.8964511594431,72,9226.8740186986106,353275,829637.77399999998,4959899.7240000004,1159233.7455,61599.089200000002,7465075.3328,null,null,null,40,101430,0.28892737082536324,839.47657815767025,2905.4934316523313,809.05790169275997,25837203.693878718,2569.2969226595055,0.31489466809281652]
[10,17,19,26,1807,65,121.24989670511697,323,411.64655445432601,2737.8964511594431,72,9549.8740186986106,353275,829637.77399999998,5152283.7240000004,1159233.7455,61599.089200000002,7657459.3328,null,null,null,40,101430,0.28669450987506789,861.5990844228827,3005.2863056161746,801.8387800465714,26709473.216241959,2547.9966146459151,0.31469381687463494]
[10,17,20,10,675,65,121.24989670511697,340,433.83847837297475,1645.0883750780918,74,4612.4989670511695,353275,873302.92,2127579.7239999999,1221728.2006000001,63220.117899999997,4740535.9623999996,null,null,null,40,101430,0.35665880617634438,523.6913783012684,1468.3259441022672,1027.7587044044899,13291515.253095064,3228.5310911276692,0.31833631933385276]
[10,17,20,11,749,65,121.24989670511697,340,433.83847837297475,1719.0883750780918,74,4952.4989670511695,353275,873302.92,2325307.7239999999,1221728.2006000001,63220.117899999997,4938263.9623999996,null,null,null,40,101430,0.34711534247965248,546.42839862940343,1574.1983478054835,997.12569256403344,14226579.347275706,3137.0023792286156,0.3178593995230648]
[10,17,20,12,823,65,121.24989670511697,340,433.83847837297475,1793.0883750780918,74,5292.4989670511695,353275,873302.92,2523035.7239999999,1221728.2006000001,63220.117899999997,5135991.9623999996,null,null,null,40,101430,0.33879805858085027,569.16541895753858,1679.9547829218559,970.42852429788695,15159449.212776147,3057.2203577472487,0.31742184427064313]
[10,17,20,13,897,65,121.24989670511697,340,433.83847837297475,1867.0883750780918,74,5632.4989670511695,353275,873302.92,2720763.7239999999,1221728.2006000001,63220.117899999997,5333719.9623999996,null,null,null,40,101430,0.33148490323746738,591.90243928567361,1785.6090383146338,946.95445017293378,16090385.747137981,2987.0592318897793,0.31701897306329541]
[10,17,20,14,971,65,121.24989670511697,340,433.83847837297475,1941.0883750780918,74,5972.4989670511695,353275,873302.92,2918491.7239999999,1221728.2006000001,63220.117899999997,5531447.9623999996,null,null,null,40,101430,0.32500438857948843,614.63945961380864,1891.172800158919,926.15302119920261,17019610.063175179,2924.8770720363254,0.31664681912748105]
[10,17,20,15,1045,65,121.24989670511697,340,433.83847837297475,2015.0883750780918,74,6312.4989670511695,353275,873302.92,3116219.7239999999,1221728.2006000001,63220.117899999997,5729175.9623999996,null,null,null,40,101430,0.31922197304048405,637.37647994194367,1996.6560380262765,907.59238018852204,17947310.794037908,2869.3855392874434,0.31630199837624645]
[10,17,20,16,1119,65,121.24989670511697,340,433.83847837297475,2089.0883750780918,74,6652.4989670511695,353275,873302.92,3313947.7239999999,1221728.2006000001,63220.117899999997,5926903.9623999996,null,null,null,40,101430,0.31403061998581788,660.11350027007882,2102.0673089136676,890.92895644157556,18873649.845710032,2819.5595532602315,0.31598160620916921]
[10,17,20,17,1193,65,121.24989670511697,340,433.83847837297475,2163.0883750780918,74,6992.4989670511695,353275,873302.92,3511675.7239999999,1221728.2006000001,63220.117899999997,6124631.9623999996,null,null,null,40,101430,0.30934411077793766,682.85052059821385,2207.4139988667744,875.88600174315036,19798766.968737021,2774.5733086714931,0.31568313549535931]
[10,17,20,18,1267,65,121.24989670511697,340,433.83847837297475,2237.0883750780918,74,7332.4989670511695,353275,873302.92,3709403.7239999999,1221728.2006000001,63220.117899999997,6322359.9623999996,null,null,null,40,101430,0.30509221823699173,705.58754092634888,2312.7025166477943,862.23809793268219,20722783.42259267,2733.7540893965315,0.31540441083456006]
[10,17,20,19,1341,65,121.24989670511697,340,433.83847837297475,2311.0883750780918,74,7672.4989670511695,353275,873302.92,3907131.7239999999,1221728.2006000001,63220.117899999997,6520087.9623999996,null,null,null,40,101430,0.30121716340436733,728.32456125448391,2417.9384501963077,849.79978367458455,21645804.936057717,2696.5483599941117,0.31514353544782719]
[10,17,20,20,1415,65,121.24989670511697,340,433.83847837297475,2385.0883750780918,74,8012.4989670511695,353275,873302.92,4104859.7239999999,1221728.2006000001,63220.117899999997,6717815.9623999996,null,null,null,40,101430,0.29767097442208756,751.06158158261906,2523.1266939639154,838.41707687806513,22567924.116504278,2662.4964883906191,0.31489884795485956]
[10,17,20,21,1489,65,121.24989670511697,340,433.83847837297475,2459.0883750780918,74,8352.4989670511695,353275,873302.92,4302587.7240000004,1221728.2006000001,63220.117899999997,6915543.9623999996,null,null,null,40,101430,0.29441349047496707,773.79860191075397,2628.27155325801,827.96106766656374,23489222.424172714,2631.2136407179983,0.31466888695538686]
[10,17,20,22,1563,65,121.24989670511697,340,433.83847837297475,2533.0883750780918,74,8692.4989670511695,353275,873302.92,4500315.7240000004,1221728.2006000001,63220.117899999997,7113271.9623999996,null,null,null,40,101430,0.29141083417780522,796.53562223888912,2733.3768302961598,818.32301498180709,24409771.800397001,2602.3751586687877,0.31445236181873559]
[10,17,20,23,1637,65,121.24989670511697,340,433.83847837297475,2607.0883750780918,74,9032.4989670511695,353275,873302.92,4698043.7240000004,1221728.2006000001,63220.117899999997,7310999.9623999996,null,null,null,40,101430,0.28863422897564139,819.27264256702415,2838.4458956050034,809.41055062532394,25329636.018535249,2575.7052384770736,0.31424812844807531]
[10,17,20,24,1711,65,121.24989670511697,340,433.83847837297475,2681.0883750780918,74,9372.4989670511695,353275,873302.92,4895771.7240000004,1221728.2006000001,63220.117899999997,7508727.9623999996,null,null,null,40,101430,0.2860590739463833,842.00966289515918,2943.48174759518,801.14470952094393,26248871.811180282,2550.9680732955712,0.31405516905821279]
[10,17,20,25,1785,65,121.24989670511697,340,433.83847837297475,2755.0883750780918,74,9712.4989670511695,353275,873302.92,5093499.7240000004,1221728.2006000001,63220.117899999997,7706455.9623999996,null,null,null,40,101430,0.28366421293062638,864.7466832232941,3048.4870625353742,793.45758373689989,27167529.815713011,2527.9608554527472,0.31387257521232265]
[10,17,20,26,1859,65,121.24989670511697,340,433.83847837297475,2829.0883750780918,74,10052.49896705117,353275,873302.92,5291227.7240000004,1221728.2006000001,63220.117899999997,7904183.9623999996,null,null,null,40,101430,0.28143135198033103,887.48370355142924,3153.4642366833905,786.29045258804877,28085655.371459723,2506.5081983478162,0.3136995335209109]
[10,17,21,10,695,65,121.24989670511697,357,456.03040229162349,1704.2802989967404,76,4843.1239154037285,353275,916968.06599999999,2181019.7239999999,1284222.6555999999,64841.146500000003,4901756.5921,null,null,null,40,101430,0.35189690141443958,539.74377242305388,1533.8122337922532,1012.1063755038687,13929524.734184647,3195.7996449253055,0.31669894485125782]
[10,17,21,11,771,65,121.24989670511697,357,456.03040229162349,1780.2802989967404,76,5200.1239154037285,353275,916968.06599999999,2384091.7239999999,1284222.6555999999,64841.146500000003,5104828.5921,null,null,null,40,101430,0.34235343771774762,563.0953068141115,1644.7777202645002,981.674412991184,14910989.72502223,3103.6586459320802,0.31629587044884921]
[10,17,21,12,847,65,121.24989670511697,357,456.03040229162349,1856.2802989967404,76,5557.1239154037285,353275,916968.06599999999,2587163.7239999999,1284222.6555999999,64841.146500000003,5307900.5921,null,null,null,40,101430,0.33403615381894547,586.44684120516922,1755.6388268170383,955.15246248557878,15890197.906578595,3023.3442727844895,0.31592580146550325]
[10,17,21,13,923,65,121.24989670511697,357,456.03040229162349,1932.2802989967404,76,5914.1239154037285,353275,916968.06599999999,2790235.7239999999,1284222.6555999999,64841.146500000003,5510972.5921,null,null,null,40,101430,0.32672299847556258,609.79837559622683,1866.4078697901552,931.83245244180262,16867415.571749441,2952.7161138443894,0.31558484341678605]
[10,17,21,14,999,65,121.24989670511697,357,456.03040229162349,2008.2802989967404,76,6271.1239154037285,353275,916968.06599999999,2993307.7239999999,1284222.6555999999,64841.146500000003,5714044.5921,null,null,null,40,101430,0.32024248381758363,633.14990998728445,1977.0953011591644,911.16754655413445,17842868.703798223,2890.1209712982713,0.31526969133919291]
[10,17,21,15,1075,65,121.24989670511697,357,456.03040229162349,2084.2802989967404,76,6628.1239154037285,353275,916968.06599999999,3196379.7239999999,1284222.6555999999,64841.146500000003,5917116.5921,null,null,null,40,101430,0.31446006827857925,656.50144437834206,2087.7100484400753,892.72872198179971,18816750.325492572,2834.2616813846385,0.31497752231038517]
[10,17,21,16,1151,65,121.24989670511697,357,456.03040229162349,2160.2802989967404,76,6985.1239154037285,353275,916968.06599999999,3399451.7239999999,1284222.6555999999,64841.146500000003,6120188.5921,null,null,null,40,101430,0.30926871522391308,679.85297876939967,2198.2597828467083,876.17466293461393,19789226.296957668,2784.1061551923744,0.31470591065665476]
[10,17,21,17,1227,65,121.24989670511697,357,456.03040229162349,2236.2802989967404,76,7342.1239154037285,353275,916968.06599999999,3602523.7239999999,1284222.6555999999,64841.146500000003,6323260.5921,null,null,null,40,101430,0.30458220601603286,703.20451316045728,2308.7511327678853,861.2304375399076,20760439.931289103,2738.8229516771798,0.31445276045043863]
[10,17,21,18,1303,65,121.24989670511697,357,456.03040229162349,2312.2802989967404,76,7699.1239154037285,353275,916968.06599999999,3805595.7239999999,1284222.6555999999,64841.146500000003,6526332.5921,null,null,null,40,101430,0.30033031347508693,726.55604755151478,2419.1898551452227,847.67210709234871,21730515.699930325,2697.7347719340532,0.31421625131985742]
[10,17,21,19,1379,65,121.24989670511697,357,456.03040229162349,2388.2802989967404,76,8056.1239154037285,353275,916968.06599999999,4008667.7239999999,1284222.6555999999,64841.146500000003,6729404.5921,null,null,null,40,101430,0.29645525864246253,749.90758194257251,2529.5809741293624,835.31542746858702,22699562.230573609,2660.2843162399718,0.31399479460496776]
[10,17,21,20,1455,65,121.24989670511697,357,456.03040229162349,2464.2802989967404,76,8413.1239154037285,353275,916968.06599999999,4211739.7240000004,1284222.6555999999,64841.146500000003,6932476.5921,null,null,null,40,101430,0.29290906966018276,773.25911633363012,2639.9288940787096,824.00742718677714,23667674.750317752,2626.0088321639009,0.31378699762703127]
[10,17,21,21,1531,65,121.24989670511697,357,456.03040229162349,2540.2802989967404,76,8770.1239154037285,353275,916968.06599999999,4414811.7240000004,1284222.6555999999,64841.146500000003,7135548.5921,null,null,null,40,101430,0.28965158571306227,796.61065072468773,2750.2374922740269,813.62004242637761,24634937.090260103,2594.5208776262302,0.31359163437172721]
[10,17,21,22,1607,65,121.24989670511697,357,456.03040229162349,2616.2802989967404,76,9127.1239154037285,353275,916968.06599999999,4617883.7240000004,1284222.6555999999,64841.146500000003,7338620.5921,null,null,null,40,101430,0.28664892941590048,819.96218511574546,2860.5101954734946,804.04524581397175,25601423.340701636,2565.4935975225999,0.31340762128208305]
[10,17,21,23,1683,65,121.24989670511697,357,456.03040229162349,2692.2802989967404,76,9484.1239154037285,353275,916968.06599999999,4820955.7240000004,1284222.6555999999,64841.146500000003,7541692.5921,null,null,null,40,101430,0.28387232421373659,843.31371950680307,2970.7500435014049,795.19127537826239,26567199.226004817,2538.6493248171532,0.31323399715143257]
[10,17,21,24,1759,65,121.24989670511697,357,456.03040229162349,2768.2802989967404,76,9841.1239154037285,353275,916968.06599999999,5024027.7240000004,1284222.6555999999,64841.146500000003,7744764.5921,null,null,null,40,101430,0.28129716918447856,866.66525389786057,3080.9597423623186,786.97968430343099,27532323.252980366,2513.7506620573663,0.31306990632847076]
[10,17,21,25,1835,65,121.24989670511697,357,456.03040229162349,2844.2802989967404,76,10198.123915403728,353275,916968.06599999999,5227099.7240000004,1284222.6555999999,64841.146500000003,7947836.5921,null,null,null,40,101430,0.27890230816872158,890.01678828891841,3191.1417088398707,779.34301034826444,28496847.675162796,2490.5934356092198,0.31291458461490346]
[10,17,21,26,1911,65,121.24989670511697,357,456.03040229162349,2920.2802989967404,76,10555.123915403728,353275,916968.06599999999,5430171.7240000004,1284222.6555999999,64841.146500000003,8150908.5921,null,null,null,40,101430,0.27666944721842623,913.3683226799759,3301.2981081314911,772.22291822081388,29460819.306514733,2469.0010793204983,0.31276734736516998]
[10,17,22,10,715,65,121.24989670511697,374,478.22232621027223,1763.4722229153892,78,5073.7488637562865,353275,960633.21200000006,2234459.7239999999,1346717.1106,66462.175199999998,5062977.2218000004,null,null,null,40,101430,0.34756789708543528,555.79616654483948,1599.1009848881984,997.87698559421301,14566872.442142325,3166.1397683281184,0.31517148913521981]
[10,17,22,11,793,65,121.24989670511697,374,478.22232621027223,1841.4722229153892,78,5447.7488637562865,353275,960633.21200000006,2442875.7239999999,1346717.1106,66462.175199999998,5271393.2218000004,null,null,null,40,101430,0.33802443338874338,579.76221499881967,1715.1488405338644,967.62779519768458,15594710.621894145,3073.4319361965058,0.31483625318059344]
[10,17,22,12,871,65,121.24989670511697,374,478.22232621027223,1919.4722229153892,78,5821.7488637562865,353275,960633.21200000006,2651291.7239999999,1346717.1106,66462.175199999998,5479809.2218000004,null,null,null,40,101430,0.32970714948994118,603.72826345279987,1831.1045556238948,941.2651335652987,16620231.712610668,2992.6249732692645,0.31452826263660516]
[10,17,22,13,949,65,121.24989670511697,374,478.22232621027223,1997.4722229153892,78,6195.7488637562865,353275,960633.21200000006,2859707.7239999999,1346717.1106,66462.175199999998,5688225.2218000004,null,null,null,40,101430,0.32239399414655828,627.69431190678006,1946.9789242458226,918.08518177713802,17643707.156782068,2921.5648669800394,0.31424432575619776]
[10,17,22,14,1027,65,121.24989670511697,374,478.22232621027223,2075.472222915389,78,6569.7488637562865,353275,960633.21200000006,3068123.7239999999,1346717.1106,66462.175199999998,5896641.2218000004,null,null,null,40,101430,0.31591347948857934,651.66036036076025,2062.7811178418506,897.54438778589065,18665367.591699604,2858.5879378207837,0.31398173059882312]
[10,17,22,15,1105,65,121.24989670511697,374,478.22232621027223,2153.472222915389,78,6943.7488637562865,353275,960633.21200000006,3276539.7239999999,1346717.1106,66462.175199999998,6105057.2218000004,null,null,null,40,101430,0.3101310639495749,675.62640881474044,2178.5189790745771,879.21630543023389,19685410.239394225,2802.388815735992,0.31373815813610617]
[10,17,22,16,1183,65,121.24989670511697,374,478.22232621027223,2231.472222915389,78,7317.7488637562865,353275,960633.21200000006,3484955.7239999999,1346717.1106,66462.175199999998,6313473.2218000004,null,null,null,40,101430,0.30493971089490873,699.59245726872064,2294.1992540611441,862.76166883737608,20704004.74670548,2751.9288966079152,0.31351161358159874]
[10,17,22,17,1261,65,121.24989670511697,374,478.22232621027223,2309.472222915389,78,7691.7488637562865,353275,960633.21200000006,3693371.7239999999,1346717.1106,66462.175199999998,6521889.2218000004,null,null,null,40,101430,0.30025320168702857,723.5585057227006,2409.8277775465917,847.90719735514142,21721297.841897227,2706.3715019780461,0.31330037163612567]
[10,17,22,18,1339,65,121.24989670511697,374,478.22232621027223,2387.472222915389,78,8065.7488637562865,353275,960633.21200000006,3901787.7239999999,1346717.1106,66462.175199999998,6730305.2218000004,null,null,null,40,101430,0.29600130914608258,747.52455417668102,2525.4096217789452,834.4302972375001,22737417.07846855,2665.0350754133246,0.31310293246631543]
[10,17,22,19,1417,65,121.24989670511697,374,478.22232621027223,2465.472222915389,78,8439.7488637562856,353275,960633.21200000006,4110203.7239999999,1346717.1106,66462.175199999998,6938721.2218000004,null,null,null,40,101430,0.29212625431345823,771.4906026306611,2640.9492171245715,822.14783091768027,23752473.86830825,2627.3588211521801,0.31291798603935739]
[10,17,22,20,1495,65,121.24989670511697,374,478.22232621027223,2543.472222915389,78,8813.7488637562856,353275,960633.21200000006,4318619.7240000004,1346717.1106,66462.175199999998,7147137.2218000004,null,null,null,40,101430,0.28858006533117847,795.45665108464141,2756.4504504902802,810.907745649243,24766565.956747681,2592.8770896483738,0.31274438302018093]
[10,17,22,21,1573,65,121.24989670511697,374,478.22232621027223,2621.472222915389,78,9187.7488637562856,353275,960633.21200000006,4527035.7240000004,1346717.1106,66462.175199999998,7355553.2218000004,null,null,null,40,101430,0.28532258138405797,819.4226995386216,2871.916746174531,800.58274675348162,25779779.455753125,2561.200017940972,0.31258111086423263]
[10,17,22,22,1651,65,121.24989670511697,374,478.22232621027223,2699.472222915389,78,9561.7488637562856,353275,960633.21200000006,4735451.7240000004,1346717.1106,66462.175199999998,7563969.2218000004,null,null,null,40,101430,0.28231992508689618,843.38874799260179,2987.3511327017122,791.06545566139448,26792190.524629276,2531.9987125137363,0.31242727405498349]
[10,17,22,23,1729,65,121.24989670511697,374,478.22232621027223,2777.472222915389,78,9935.7488637562856,353275,960633.21200000006,4943867.7240000004,1346717.1106,66462.175199999998,7772385.2218000004,null,null,null,40,101430,0.2795433198847323,867.35479644658199,3102.7562983949306,782.26466151729778,27803866.767526675,2504.9937779025299,0.31228207767138649]
[10,17,22,24,1807,65,121.24989670511697,374,478.22232621027223,2855.472222915389,78,10309.748863756286,353275,960633.21200000006,5152283.7240000004,1346717.1106,66462.175199999998,7980801.2218000004,null,null,null,40,101430,0.27696816485547421,891.32084490056218,3218.1346378406542,774.10238865114673,28814868.401903439,2479.946341580739,0.31214481364855956]
[10,17,22,25,1885,65,121.24989670511697,374,478.22232621027223,2933.472222915389,78,10683.748863756286,353275,960633.21200000006,5360699.7240000004,1346717.1106,66462.175199999998,8189217.2218000004,null,null,null,40,101430,0.27457330383971729,915.28689335454237,3333.4882909404878,766.51157999495979,29825249.240573142,2456.6509635216798,0.31201484923041056]
[10,17,22,26,1963,65,121.24989670511697,374,478.22232621027223,3011.472222915389,78,11057.748863756286,353275,960633.21200000006,5569115.7240000004,1346717.1106,66462.175199999998,8397633.2217999995,null,null,null,40,101430,0.27234044288942194,939.25294180852245,3448.8191758940711,759.43425061423716,30835057.521136761,2434.9299843040294,0.3118916172167901]
[10,18,8,10,455,65,135.93414025071934,144,177.9786496638481,987.91278991456738,52,1983.7365610028774,353275,369869.47200000001,1578976.0227000001,501203.89549999998,45388.802600000003,2950143.1929000001,null,null,null,40,101430,0.49800604038629426,346.38186348781943,695.53747424255607,1487.1648034632487,5923910.4621669492,4241.5301865358533,0.35061987963307351]
[10,18,8,11,507,65,135.93414025071934,144,177.9786496638481,1039.9127899145674,52,2127.7365610028774,353275,369869.47200000001,1717920.0227000001,501203.89549999998,45388.802600000003,3089087.1929000001,null,null,null,40,101430,0.48874132680430127,362.35922912380624,741.41311415823827,1451.8184485257466,6320495.1647226214,4166.4857740935604,0.34845155539780925]
[10,18,8,12,559,65,135.93414025071934,144,177.9786496638481,1091.9127899145674,52,2271.7365610028774,353275,369869.47200000001,1856864.0227000001,501203.89549999998,45388.802600000003,3228031.1929000001,null,null,null,40,101430,0.48065114972333467,378.336594759793,787.13344382420701,1420.9531370317266,6715954.3771501984,4100.9961121504975,0.34648975472610272]
[10,18,8,13,611,65,135.93414025071934,144,177.9786496638481,1143.9127899145674,52,2415.7365610028774,353275,369869.47200000001,1995808.0227000001,501203.89549999998,45388.802600000003,3366975.1929000001,null,null,null,40,101430,0.47352546978039667,394.31396039577982,832.7196435255064,1393.7675354256869,7110441.5870769983,4043.3478650892107,0.34470631316678346]
[10,18,8,14,663,65,135.93414025071934,144,177.9786496638481,1195.9127899145674,52,2559.7365610028774,353275,369869.47200000001,2134752.0227000001,501203.89549999998,45388.802600000003,3505919.1929000001,null,null,null,40,101430,0.46720151133287779,410.29132603176674,878.18920975073013,1369.6406287579543,7504083.5866833534,3992.213926042024,0.34307796479129282]
[10,18,8,15,715,65,135.93414025071934,144,177.9786496638481,1247.9127899145674,52,2703.7365610028774,353275,369869.47200000001,2273696.0227000001,501203.89549999998,45388.802600000003,3644863.1929000001,null,null,null,40,101430,0.46155117621802921,426.26869166775344,923.55672270325033,1348.0837021764955,7896986.0346427355,3946.5504427255873,0.34158532159682087]
[10,18,8,16,767,65,135.93414025071934,144,177.9786496638481,1299.9127899145674,52,2847.7365610028774,353275,369869.47200000001,2412640.0227000001,501203.89549999998,45388.802600000003,3783807.1929000001,null,null,null,40,101430,0.45647227616334768,442.2460573037402,968.83442959739216,1328.7068911789281,8289237.6831066888,3905.5251106622004,0.34021209786912354]
[10,18,8,17,819,65,135.93414025071934,144,177.9786496638481,1351.9127899145674,52,2991.7365610028774,353275,369869.47200000001,2551584.0227000001,501203.89549999998,45388.802600000003,3922751.1929000001,null,null,null,40,101430,0.45188229723722229,458.22342293972713,1014.0326933391152,1311.1953920006033,8680913.6291687898,3868.466193086389,0.33894451355008193]
[10,18,8,18,871,65,135.93414025071934,144,177.9786496638481,1403.9127899145674,52,3135.7365610028774,353275,369869.47200000001,2690528.0227000001,501203.89549999998,45388.802600000003,4061695.1929000001,null,null,null,40,101430,0.44771388240138554,474.20078857571389,1059.1603414936824,1295.292226834159,9072077.8437361568,3834.8256007571936,0.33777083019848442]
[10,18,8,19,923,65,135.93414025071934,144,177.9786496638481,1455.9127899145674,52,3279.7365610028774,353275,369869.47200000001,2829472.0227000001,501203.89549999998,45388.802600000003,4200639.1929000001,null,null,null,40,101430,0.4439115041207391,490.17815421170059,1104.224940470066,1280.785549307117,9462785.1584674791,3804.1517076027126,0.33668098639374144]
[10,18,8,20,975,65,135.93414025071934,144,177.9786496638481,1507.9127899145674,52,3423.7365610028774,353275,369869.47200000001,2968416.0227000001,501203.89549999998,45388.802600000003,4339583.1929000001,null,null,null,40,101430,0.44042897665960351,506.15551984768746,1149.2330129742629,1267.4991534966578,9853082.8415966369,3776.0690337599017,0.33566630857767599]
[10,18,8,21,1027,65,135.93414025071934,144,177.9786496638481,1559.9127899145674,52,3567.7365610028774,353275,369869.47200000001,3107360.0227000001,501203.89549999998,45388.802600000003,4478527.1929000001,null,null,null,40,101430,0.43722757082604824,522.13288548367427,1194.1902119695142,1255.2852813795782,10243011.858573977,3750.2628542571201,0.33471927973118948]
[10,18,8,22,1079,65,135.93414025071934,144,177.9786496638481,1611.9127899145674,52,3711.7365610028774,353275,369869.47200000001,3246304.0227000001,501203.89549999998,45388.802600000003,4617471.1929000001,null,null,null,40,101430,0.4342745675568751,538.11025111966103,1239.1014609649849,1244.0191045290958,10632607.888699295,3726.467394583427,0.33383335282560866]
[10,18,8,23,1131,65,135.93414025071934,144,177.9786496638481,1663.9127899145674,52,3855.7365610028774,353275,369869.47200000001,3385248.0227000001,501203.89549999998,45388.802600000003,4756415.1929000001,null,null,null,40,101430,0.43154213561773619,554.08761675564779,1283.9710679989394,1233.5944423624112,11021902.151126165,3704.4566746192713,0.33300279925373799]
[10,18,8,24,1183,65,135.93414025071934,144,177.9786496638481,1715.9127899145674,52,3999.7365610028774,353275,369869.47200000001,3524192.0227000001,501203.89549999998,45388.802600000003,4895359.1929000001,null,null,null,40,101430,0.42900645173599294,570.06498239163466,1328.8028188966443,1223.9204053077094,11410922.080676002,3684.0373328915039,0.3322225848203027]
[10,18,8,25,1235,65,135.93414025071934,144,177.9786496638481,1767.9127899145674,52,4143.7365610028774,353275,369869.47200000001,3663136.0227000001,501203.89549999998,45388.802600000003,5034303.1929000001,null,null,null,40,101430,0.42664700419244139,586.04234802762141,1373.6000540701882,1214.9187378958982,11799691.884384956,3665.0429489641406,0.33148826761751143]
[10,18,8,26,1287,65,135.93414025071934,144,177.9786496638481,1819.9127899145674,52,4287.7365610028774,353275,369869.47200000001,3802080.0227000001,501203.89549999998,45388.802600000003,5173247.1929000001,null,null,null,40,101430,0.42444603674272846,602.01971366360817,1418.3657321519845,1206.5216972324233,12188233.002638191,3647.3295114213656,0.33079591340850401]
[10,18,9,10,475,65,135.93414025071934,162,201.47598087182911,1049.4101211225484,54,2231.7036311282372,353275,416103.15600000002,1632416.0227000001,567374.495,47009.831200000001,3117608.5049999999,null,null,null,40,101430,0.47022826260851641,363.01703722681435,772.00174062918961,1396.9634952808806,6629989.6303074146,4038.3438804568646,0.34592484856015776]
[10,18,9,11,529,65,135.93414025071934,162,201.47598087182911,1103.4101211225484,54,2393.7036311282372,353275,416103.15600000002,1776704.0227000001,567374.495,47009.831200000001,3261896.5049999999,null,null,null,40,101430,0.46096354902652342,379.60891692572369,823.51178900672983,1362.6985657512196,7076256.9228315465,3960.9590882800085,0.3440324768269577]
[10,18,9,12,583,65,135.93414025071934,162,201.47598087182911,1157.4101211225484,54,2555.7036311282372,353275,416103.15600000002,1920992.0227000001,567374.495,47009.831200000001,3406184.5049999999,null,null,null,40,101430,0.45287337194555682,396.20079662463309,874.8599965649189,1332.7775816745411,7521273.5302560851,3893.4052515214985,0.3423166856709064]
[10,18,9,13,637,65,135.93414025071934,162,201.47598087182911,1211.4101211225484,54,2717.7036311282372,353275,416103.15600000002,2065280.0227000001,567374.495,47009.831200000001,3550472.5049999999,null,null,null,40,101430,0.44574769200261888,412.79267632354242,926.06800602596775,1306.4237263788691,7965206.7047630958,3833.9220034261471,0.34075386124480267]
[10,18,9,14,691,65,135.93414025071934,162,201.47598087182911,1265.4101211225484,54,2879.7036311282372,353275,416103.15600000002,2209568.0227000001,567374.495,47009.831200000001,3694760.5049999999,null,null,null,40,101430,0.43942373355509995,429.38455602245182,977.15376579360543,1283.034984931546,8408195.14931513,3781.1454392453766,0.33932442048238382]
[10,18,9,15,745,65,135.93414025071934,162,201.47598087182911,1319.4101211225484,54,3041.7036311282372,353275,416103.15600000002,2353856.0227000001,567374.495,47009.831200000001,3839048.5049999999,null,null,null,40,101430,0.43377339844025142,445.97643572136121,1028.1322859469692,1262.1375947622962,8850354.8598790616,3734.0024794921701,0.33801198625180046]
[10,18,9,16,799,65,135.93414025071934,162,201.47598087182911,1373.4101211225484,54,3203.7036311282372,353275,416103.15600000002,2498144.0227000001,567374.495,47009.831200000001,3983336.5049999999,null,null,null,40,101430,0.42869449838556983,462.56831542027055,1079.0162158886267,1243.3536193137622,9291783.5894159395,3691.6372954519952,0.33680275709792584]
[10,18,9,17,853,65,135.93414025071934,162,201.47598087182911,1427.4101211225484,54,3365.7036311282372,353275,416103.15600000002,2642432.0227000001,567374.495,47009.831200000001,4127624.5049999999,null,null,null,40,101430,0.42410451945944444,479.16019511917989,1129.8162908754389,1226.3778862752365,9732564.2986142375,3653.3589914636859,0.33568502004340367]
[10,18,9,18,907,65,135.93414025071934,162,201.47598087182911,1481.4101211225484,54,3527.7036311282372,353275,416103.15600000002,2786720.0227000001,567374.495,47009.831200000001,4271912.5049999999,null,null,null,40,101430,0.41993610462360775,495.75207481808934,1180.5416808884202,1210.9612801021169,10172767.851911394,3618.6037088983558,0.33464876994523968]
[10,18,9,19,961,65,135.93414025071934,162,201.47598087182911,1535.4101211225484,54,3689.7036311282372,353275,416103.15600000002,2931008.0227000001,567374.495,47009.831200000001,4416200.5049999999,null,null,null,40,101430,0.41613372634296125,512.34395451699868,1231.200265884589,1196.8984358837379,10612455.144604824,3586.9067180545135,0.33368540917420858]
[10,18,9,20,1015,65,135.93414025071934,162,201.47598087182911,1589.4101211225484,54,3851.7036311282372,353275,416103.15600000002,3075296.0227000001,567374.495,47009.831200000001,4560488.5049999999,null,null,null,40,101430,0.41265119888182566,528.93583421590802,1281.7988549389474,1184.0185387358274,11051678.796353044,3557.8815563766075,0.33278750851437761]
[10,18,9,21,1069,65,135.93414025071934,162,201.47598087182911,1643.4101211225484,54,4013.7036311282372,353275,416103.15600000002,3219584.0227000001,567374.495,47009.831200000001,4704776.5049999999,null,null,null,40,101430,0.40944979304827045,545.52771391481735,1332.3433621823922,1172.1783513072787,11490484.510801265,3531.2042214594462,0.33194861520153529]
[10,18,9,22,1123,65,135.93414025071934,162,201.47598087182911,1697.4101211225484,54,4175.7036311282372,353275,416103.15600000002,3363872.0227000001,567374.495,47009.831200000001,4849064.5049999999,null,null,null,40,101430,0.40649678977909731,562.11959361372669,1382.8389491567684,1161.2568643100185,11928912.175683022,3506.6010455728137,0.33116309760305901]
[10,18,9,23,1177,65,135.93414025071934,162,201.47598087182911,1751.4101211225484,54,4337.7036311282372,353275,416103.15600000002,3508160.0227000001,567374.495,47009.831200000001,4993352.5049999999,null,null,null,40,101430,0.4037643578399584,578.71147331263614,1433.2901408351211,1151.1511457672282,12366996.75940978,3483.8392888564131,0.33042601863104282]
[10,18,9,24,1231,65,135.93414025071934,162,201.47598087182911,1805.4101211225484,54,4499.7036311282372,353275,416103.15600000002,3652448.0227000001,567374.495,47009.831200000001,5137640.5049999999,null,null,null,40,101430,0.40122867395821515,595.30335301154548,1483.7009208208826,1141.773086883001,12804769.046758063,3462.7197657392098,0.32973303187278258]
[10,18,9,25,1285,65,135.93414025071934,162,201.47598087182911,1859.4101211225484,54,4661.7036311282372,353275,416103.15600000002,3796736.0227000001,567374.495,47009.831200000001,5281928.5049999999,null,null,null,40,101430,0.3988692264146636,611.89523271045482,1534.0748099587152,1133.0468264224662,13242256.246363951,3443.0710097600017,0.32908029582040044]
[10,18,9,26,1339,65,135.93414025071934,162,201.47598087182911,1913.4101211225484,54,4823.7036311282372,353275,416103.15600000002,3941024.0227000001,567374.495,47009.831200000001,5426216.5049999999,null,null,null,40,101430,0.39666825896495067,628.48711240936416,1584.4149316340859,1124.9066940919781,13679482.49534983,3424.7446149574025,0.32846440262406834]
[10,18,10,10,495,65,135.93414025071934,180,224.97331207981011,1110.9074523305294,56,2479.6707012535967,353275,462336.84,1685856.0227000001,633545.09439999994,48630.859900000003,3285073.8171000001,null,null,null,40,101430,0.44800604038629421,379.65221096580927,847.42654504937764,1324.8024487349865,7332655.1897483431,3876.5292830020471,0.34174963015087506]
[10,18,10,11,551,65,135.93414025071934,180,224.97331207981011,1166.9074523305294,56,2659.6707012535967,353275,462336.84,1835488.0227000001,633545.09439999994,48630.859900000003,3434705.8171000001,null,null,null,40,101430,0.43874132680430128,396.85860472764119,904.53891731210979,1291.4026595315984,7828544.0810758229,3797.1896524735439,0.34009432704799458]
[10,18,10,12,607,65,135.93414025071934,180,224.97331207981011,1222.9074523305294,56,2839.6707012535967,353275,462336.84,1985120.0227000001,633545.09439999994,48630.859900000003,3584337.8171000001,null,null,null,40,101430,0.43065114972333468,414.06499848947317,961.48587727092558,1262.2371373887929,8323065.7096349783,3727.9152006381246,0.33859062490818725]
[10,18,10,13,663,65,135.93414025071934,180,224.97331207981011,1278.9074523305294,56,3019.6707012535967,353275,462336.84,2134752.0227000001,633545.09439999994,48630.859900000003,3733969.8171000001,null,null,null,40,101430,0.42352546978039668,431.27139225130514,1018.2891538374889,1236.5486791414153,8816399.6819678321,3666.9052233400089,0.3372186091068648]
[10,18,10,14,719,65,135.93414025071934,180,224.97331207981011,1334.9074523305294,56,3199.6707012535967,353275,462336.84,2284384.0227000001,633545.09439999994,48630.859900000003,3883601.8171000001,null,null,null,40,101430,0.41720151133287775,448.47778601313706,1074.9668297709125,1213.750469870419,9308695.4662983194,3612.7643286489179,0.33596170673118081]
[10,18,10,15,775,65,135.93414025071934,180,224.97331207981011,1390.9074523305294,56,3379.6707012535967,353275,462336.84,2434016.0227000001,633545.09439999994,48630.859900000003,4033233.8171000001,null,null,null,40,101430,0.41155117621802922,465.68417977496898,1131.5340756753455,1193.3807088309366,9800078.4595995471,3564.3944833653977,0.33480601386863929]
[10,18,10,16,831,65,135.93414025071934,180,224.97331207981011,1446.9074523305294,56,3559.6707012535967,353275,462336.84,2583648.0227000001,633545.09439999994,48630.859900000003,4182865.8171000001,null,null,null,40,101430,0.40647227616334769,482.8905735368009,1188.0037135490718,1175.0710018216294,10290654.645770259,3520.9198164719273,0.33373977911234787]
[10,18,10,17,887,65,135.93414025071934,180,224.97331207981011,1502.9074523305294,56,3739.6707012535967,353275,462336.84,2733280.0227000001,633545.09439999994,48630.859900000003,4332497.8170999996,null,null,null,40,101430,0.4018822972372223,500.09696729863288,1244.3866543428178,1158.5238816949427,10780514.212398332,3481.633141883246,0.3327530025372768]
[10,18,10,18,943,65,135.93414025071934,180,224.97331207981011,1558.9074523305294,56,3919.6707012535967,353275,462336.84,2882912.0227000001,633545.09439999994,48630.859900000003,4482129.8170999996,null,null,null,40,101430,0.39771388240138555,517.30336106046479,1300.6922412086831,1143.496522716483,11269734.387983112,3445.9572180672781,0.33183712111139674]
[10,18,10,19,999,65,135.93414025071934,180,224.97331207981011,1614.9074523305294,56,4099.6707012535971,353275,462336.84,3032544.0227000001,633545.09439999994,48630.859900000003,4631761.8170999996,null,null,null,40,101430,0.39391150412073905,534.50975482229671,1356.9285213321987,1129.7887451450349,11758381.688841132,3413.4162148274531,0.33098475956063428]
[10,18,10,20,1055,65,135.93414025071934,180,224.97331207981011,1670.9074523305294,56,4279.6707012535971,353275,462336.84,3182176.0227000001,633545.09439999994,48630.859900000003,4781393.8170999996,null,null,null,40,101430,0.39042897665960347,551.71614858412863,1413.1024631021273,1117.234046927163,12246513.714185301,3383.6143817772163,0.33018953133197904]
[10,18,10,21,1111,65,135.93414025071934,180,224.97331207981011,1726.9074523305294,56,4459.6707012535971,353275,462336.84,3331808.0227000001,633545.09439999994,48630.859900000003,4931025.8170999996,null,null,null,40,101430,0.3872275708260482,568.92254234596055,1469.2201310260887,1105.6928072494395,12734180.591940083,3356.2198835605304,0.32944587828269389]
[10,18,10,22,1167,65,135.93414025071934,180,224.97331207981011,1782.9074523305294,56,4639.6707012535971,353275,462336.84,3481440.0227000001,633545.09439999994,48630.859900000003,5080657.8170999996,null,null,null,40,101430,0.38427456755687506,586.12893610779247,1525.2868276822448,1095.0470721347569,13221426.152083814,3330.9523985055966,0.32874894058109039]
[10,18,10,23,1223,65,135.93414025071934,180,224.97331207981011,1838.9074523305294,56,4819.6707012535971,353275,462336.84,3631072.0227000001,633545.09439999994,48630.859900000003,5230289.8170999996,null,null,null,40,101430,0.38154213561773614,603.3353298696245,1581.3072097339757,1085.1965084910817,13708288.885601223,3307.573496712926,0.32809445037866952]
[10,18,10,24,1279,65,135.93414025071934,180,224.97331207981011,1894.9074523305294,56,4999.6707012535971,353275,462336.84,3780704.0227000001,633545.09439999994,48630.859900000003,5379921.8170999996,null,null,null,40,101430,0.37900645173599296,620.54172363145642,1637.285383373134,1076.0552321432342,14194802.733396988,3285.8790970169512,0.32747864433603752]
[10,18,10,25,1335,65,135.93414025071934,180,224.97331207981011,1950.9074523305294,56,5179.6707012535971,353275,462336.84,3930336.0227000001,633545.09439999994,48630.859900000003,5529553.8170999996,null,null,null,40,101430,0.3766470041924414,637.74811739328834,1693.2249833253466,1067.5492972437205,14680997.739336682,3265.6934970434963,0.32689819121426927]
[10,18,10,26,1391,65,135.93414025071934,180,224.97331207981011,2006.9074523305294,56,5359.6707012535971,353275,462336.84,4079968.0227000001,633545.09439999994,48630.859900000003,5679185.8170999996,null,null,null,40,101430,0.37444603674272842,654.95451115512026,1749.1292386281059,1059.6146915796219,15166900.59395442,3246.8646064892955,0.32635013158905346]
[10,18,11,10,515,65,135.93414025071934,198,248.47064328779112,1172.4047835385104,58,2727.6377713789566,353275,508570.52399999998,1739296.0227000001,699715.69389999995,50251.888599999998,3452539.1291999999,null,null,null,40,101430,0.42982422220447603,396.28738470480408,921.9754593455234,1265.7615924701636,8032444.3128753081,3744.719118265064,0.33801242563062872]
[10,18,11,11,573,65,135.93414025071934,198,248.47064328779112,1230.4047835385104,58,2925.6377713789566,353275,508570.52399999998,1894272.0227000001,699715.69389999995,50251.888599999998,3607515.1291999999,null,null,null,40,101430,0.42055950862248304,414.10829252955864,984.66039654160966,1233.0696453519079,8577894.5790539645,3663.7150654712555,0.33656264838196437]
[10,18,11,12,631,65,135.93414025071934,198,248.47064328779112,1288.4047835385104,58,3123.6377713789566,353275,508570.52399999998,2049248.0227000001,699715.69389999995,50251.888599999998,3762491.1291999999,null,null,null,40,101430,0.41246933154151644,431.92920035431308,1047.1789471960728,1204.5222284277258,9121868.8068780415,3592.9782003895752,0.33524340011223092]
[10,18,11,13,689,65,135.93414025071934,198,248.47064328779112,1346.4047835385104,58,3321.6377713789566,353275,508570.52399999998,2204224.0227000001,699715.69389999995,50251.888599999998,3917467.1291999999,null,null,null,40,101430,0.40534365159857844,449.75010817906769,1109.5526139495728,1179.3781859471344,9664557.7492896281,3530.6727053147551,0.33403781216304906]
[10,18,11,14,747,65,135.93414025071934,198,248.47064328779112,1404.4047835385104,58,3519.6377713789566,353275,508570.52399999998,2359200.0227000001,699715.69389999995,50251.888599999998,4072443.1291999999,null,null,null,40,101430,0.39901969315105956,467.57101600382214,1171.7993473239694,1157.0631393658605,10206120.64788658,3475.3758299000665,0.3329318024862743]
[10,18,11,15,805,65,135.93414025071934,198,248.47064328779112,1462.4047835385104,58,3717.6377713789566,353275,508570.52399999998,2514176.0227000001,699715.69389999995,50251.888599999998,4227419.1292000003,null,null,null,40,101430,0.39336935803621104,485.39192382857675,1233.9342501199465,1137.1250748870971,10746691.481732666,3425.9678980233052,0.33191352304940996]
[10,18,11,16,863,65,135.93414025071934,198,248.47064328779112,1520.4047835385104,58,3915.6377713789566,353275,508570.52399999998,2669152.0227000001,699715.69389999995,50251.888599999998,4382395.1292000003,null,null,null,40,101430,0.38829045798152945,503.21283165333114,1295.9701205875845,1119.2034056917025,11286383.785899941,3381.5556852463906,0.33097293372241304]
[10,18,11,17,921,65,135.93414025071934,198,248.47064328779112,1578.4047835385104,58,4113.6377713789561,353275,508570.52399999998,2824128.0227000001,699715.69389999995,50251.888599999998,4537371.1292000003,null,null,null,40,101430,0.38370047905540411,521.03373947808564,1357.9178758409928,1103.0069688565209,11825294.407639315,3341.4179236518912,0.3301014701121332]
[10,18,11,18,979,65,135.93414025071934,198,248.47064328779112,1636.4047835385104,58,4311.6377713789561,353275,508570.52399999998,2979104.0227000001,699715.69389999995,50251.888599999998,4692347.1292000003,null,null,null,40,101430,0.37953206421956737,538.85464730284025,1419.7868852290208,1088.2980848555098,12363506.463758945,3304.9658212792201,0.32929178203551684]
[10,18,11,19,1037,65,135.93414025071934,198,248.47064328779112,1694.4047835385104,58,4509.6377713789561,353275,508570.52399999998,3134080.0227000001,699715.69389999995,50251.888599999998,4847323.1292000003,null,null,null,40,101430,0.37572968593892092,556.67555512759463,1481.5852352376771,1074.8808163588233,12901091.690610742,3271.7139816831295,0.32853752570567063]
[10,18,11,20,1095,65,135.93414025071934,198,248.47064328779112,1752.4047835385104,58,4707.6377713789561,353275,508570.52399999998,3289056.0227000001,699715.69389999995,50251.888599999998,5002299.1292000003,null,null,null,40,101430,0.37224715847778533,574.49646295234925,1543.3199417871006,1062.5921899928014,13438112.327406576,3241.2586617587158,0.32783319718650167]
[10,18,11,21,1153,65,135.93414025071934,198,248.47064328779112,1810.4047835385104,58,4905.6377713789561,353275,508570.52399999998,3444032.0227000001,699715.69389999995,50251.888599999998,5157275.1292000003,null,null,null,40,101430,0.36904575264423006,592.31737077710375,1604.9971217203345,1051.2955439293892,13974622.637519276,3213.2612946087484,0.32717399786107237]
[10,18,11,22,1211,65,135.93414025071934,198,248.47064328779112,1868.4047835385104,58,5103.6377713789561,353275,508570.52399999998,3599008.0227000001,699715.69389999995,50251.888599999998,5312251.1292000003,null,null,null,40,101430,0.36609274937505693,610.13827860185825,1666.6221323514385,1040.8754239913612,14510670.146433491,3187.4358476731236,0.32655572495716767]
[10,18,11,23,1269,65,135.93414025071934,198,248.47064328779112,1926.4047835385104,58,5301.6377713789561,353275,508570.52399999998,3753984.0227000001,699715.69389999995,50251.888599999998,5467227.1292000003,null,null,null,40,101430,0.36336031743591801,627.95918642661275,1728.1996858045986,1031.2336234469619,15046296.656063972,3163.5390135122129,0.32597468184913242]
[10,18,11,24,1327,65,135.93414025071934,198,248.47064328779112,1984.4047835385104,58,5499.6377713789561,353275,508570.52399999998,3908960.0227000001,699715.69389999995,50251.888599999998,5622203.1292000003,null,null,null,40,101430,0.36082463355417482,645.78009425136725,1789.7339433018749,1022.2860782652434,15581539.081195435,3141.3625193977214,0.32542760408984617]
[10,18,11,25,1385,65,135.93414025071934,198,248.47064328779112,2042.4047835385104,58,5697.6377713789561,353275,508570.52399999998,4063936.0227000001,699715.69389999995,50251.888599999998,5777179.1292000003,null,null,null,40,101430,0.35846518601062327,663.60100207612174,1851.2285933855112,1013.9604097338378,16116430.143403625,3120.7270403149619,0.32491159804591657]
[10,18,11,26,1443,65,135.93414025071934,198,248.47064328779112,2100.4047835385104,58,5895.6377713789561,353275,508570.52399999998,4218912.0226999996,699715.69389999995,50251.888599999998,5932155.1292000003,null,null,null,40,101430,0.35626421856091028,681.42190990087624,1912.6869171801882,1006.1939622513306,16650998.950005919,3101.4773384490854,0.32442408969993786]
[10,18,12,10,535,65,135.93414025071934,216,271.96797449577218,1233.9021147464914,60,2975.604841504316,353275,554804.20799999998,1792736.0227000001,765886.29330000002,51872.917200000004,3620004.4413000001,null,null,null,40,101430,0.41467270705296089,412.92255844379912,995.77944586322076,1216.5608789161449,8729787.0819969084,3635.3476227353931,0.33464774353566545]
[10,18,12,11,595,65,135.93414025071934,216,271.96797449577218,1293.9021147464914,60,3191.604841504316,353275,554804.20799999998,1953056.0227000001,765886.29330000002,51872.917200000004,3780324.4413000001,null,null,null,40,101430,0.40540799347096795,431.35798033147626,1064.0095589589469,1184.458800202166,9324740.7603430562,3552.9045857317192,0.33337759898165892]
[10,18,12,12,655,65,135.93414025071934,216,271.96797449577218,1353.9021147464914,60,3407.604841504316,353275,554804.20799999998,2113376.0227000001,765886.29330000002,51872.917200000004,3940644.4413000001,null,null,null,40,101430,0.3973178163900013,449.79340221915317,1132.0745852928039,1156.4264709601703,9918116.6278724037,3480.9053153228447,0.33222003076889633]
[10,18,12,13,715,65,135.93414025071934,216,271.96797449577218,1413.9021147464914,60,3623.604841504316,353275,554804.20799999998,2273696.0227000001,765886.29330000002,51872.917200000004,4100964.4413000001,null,null,null,40,101430,0.39019213644706335,468.2288241068303,1199.9955416076257,1131.736108285234,10510115.551352216,3417.4830648067182,0.33116070711216272]
[10,18,12,14,775,65,135.93414025071934,216,271.96797449577218,1473.9021147464914,60,3839.604841504316,353275,554804.20799999998,2434016.0227000001,765886.29330000002,51872.917200000004,4261284.4413000001,null,null,null,40,101430,0.38386817799954442,486.66424599450738,1267.7900224255759,1109.8236972787286,11100905.689798241,3361.1910221022267,0.3301876299147673]
[10,18,12,15,835,65,135.93414025071934,216,271.96797449577218,1533.9021147464914,60,4055.604841504316,353275,554804.20799999998,2594336.0227000001,765886.29330000002,51872.917200000004,4421604.4413000001,null,null,null,40,101430,0.3782178428846959,505.09966788218446,1335.4728693647855,1090.2453799338973,11690628.891444458,3310.890503818885,0.32929067834661829]
[10,18,12,16,895,65,135.93414025071934,216,271.96797449577218,1593.9021147464914,60,4271.604841504316,353275,554804.20799999998,2754656.0227000001,765886.29330000002,51872.917200000004,4581924.4413000001,null,null,null,40,101430,0.37313894283001431,523.53508976986154,1403.0566892835977,1072.6470755834303,12279405.645888185,3265.6730667291586,0.32846125551011601]
[10,18,12,17,955,65,135.93414025071934,216,271.96797449577218,1653.9021147464914,60,4487.604841504316,353275,554804.20799999998,2914976.0227000001,765886.29330000002,51872.917200000004,4742244.4413000001,null,null,null,40,101430,0.36854896390388892,541.97051165753862,1470.5522596418828,1056.7428748245025,12867338.958316324,3224.8051099132545,0.32769201201524029]
[10,18,12,18,1015,65,135.93414025071934,216,271.96797449577218,1713.9021147464914,60,4703.604841504316,353275,554804.20799999998,3075296.0227000001,765886.29330000002,51872.917200000004,4902564.4413000001,null,null,null,40,101430,0.36438054906805223,560.4059335452157,1537.9688487174255,1042.299386638032,13454517.409962013,3187.6877385234907,0.32697662761686191]
[10,18,12,19,1075,65,135.93414025071934,216,271.96797449577218,1773.9021147464914,60,4919.604841504316,353275,554804.20799999998,3235616.0227000001,765886.29330000002,51872.917200000004,5062884.4413000001,null,null,null,40,101430,0.36057817078740573,578.84135543289278,1605.31447083682,1029.1242090369799,14041017.597464785,3153.8271991334141,0.32630963716710776]
[10,18,12,20,1135,65,135.93414025071934,216,271.96797449577218,1833.9021147464914,60,5135.604841504316,353275,554804.20799999998,3395936.0227000001,765886.29330000002,51872.917200000004,5223204.4413000001,null,null,null,40,101430,0.35709564332627014,597.27677732056986,1672.5960915038429,1017.0573092141667,14626906.093377633,3122.8127745960514,0.32568629073375277]
[10,18,12,21,1195,65,135.93414025071934,216,271.96797449577218,1893.9021147464914,60,5351.604841504316,353275,554804.20799999998,3556256.0227000001,765886.29330000002,51872.917200000004,5383524.4413000001,null,null,null,40,101430,0.35389423749271492,615.71219920824694,1739.8197935362584,1005.9644911626805,15212241.034013584,3094.300031122983,0.32510244030783142]
[10,18,12,22,1255,65,135.93414025071934,216,271.96797449577218,1953.9021147464914,60,5567.604841504316,353275,554804.20799999998,3716576.0227000001,765886.29330000002,51872.917200000004,5543844.4413000001,null,null,null,40,101430,0.35094123422354179,634.14762109592402,1806.9909125924655,995.73238387186439,15797073.414736783,3067.9979642697526,0.32455444738499672]
[10,18,12,23,1315,65,135.93414025071934,216,271.96797449577218,2013.9021147464914,60,5783.604841504316,353275,554804.20799999998,3876896.0227000001,765886.29330000002,51872.917200000004,5704164.4413000001,null,null,null,40,101430,0.34820880228440282,652.5830429836011,1874.1141484717486,986.26455257686189,16381448.153710648,3043.6590246859309,0.32403910706739975]
[10,18,12,24,1375,65,135.93414025071934,216,271.96797449577218,2073.9021147464914,60,5999.604841504316,353275,554804.20799999998,4037216.0227000001,765886.29330000002,51872.917200000004,5864484.4413000001,null,null,null,40,101430,0.34567311840265963,671.01846487127818,1941.1936570943822,977.47845003358418,16965404.970994428,3021.0712979897662,0.3235535853404064]
[10,18,12,25,1435,65,135.93414025071934,216,271.96797449577218,2133.9021147464914,60,6215.604841504316,353275,554804.20799999998,4197536.0226999996,765886.29330000002,51872.917200000004,6024804.4413000001,null,null,null,40,101430,0.34331367085910808,689.45388675895526,2008.2331269642307,969.30300347560194,17548979.119331766,3000.0523148401071,0.32309536693104723]
[10,18,12,26,1495,65,135.93414025071934,216,271.96797449577218,2193.9021147464914,60,6431.604841504316,353275,554804.20799999998,4357856.0226999996,765886.29330000002,51872.917200000004,6185124.4413000001,null,null,null,40,101430,0.34111270340939509,707.88930864663234,2075.2358430845097,961.67668781108773,18132201.995023306,2980.4441080269785,0.32266221172243592]
[10,18,13,10,555,65,135.93414025071934,234,295.46530570375319,1295.3994459544724,62,3223.5719116296759,353275,601037.89199999999,1846176.0227000001,832056.89269999997,53493.945899999999,3787469.7533999998,null,null,null,40,101430,0.40185219423244806,429.55773218279404,1068.9445979093496,1174.9295059088979,9425031.9091253392,3543.186205160137,0.33160252887578517]
[10,18,13,11,617,65,135.93414025071934,234,295.46530570375319,1357.3994459544724,62,3457.5719116296759,353275,601037.89199999999,2011840.0227000001,832056.89269999997,53493.945899999999,3953133.7533999998,null,null,null,40,101430,0.39258748065045507,448.60766813339364,1142.6947884077251,1143.3265466139228,10069434.07070226,3459.4834889387262,0.33049053428627972]
[10,18,13,12,679,65,135.93414025071934,234,295.46530570375319,1419.3994459544724,62,3691.5719116296759,353275,601037.89199999999,2177504.0227000001,832056.89269999997,53493.945899999999,4118797.7533999998,null,null,null,40,101430,0.38449730356948847,467.65760408399331,1216.2831825931794,1115.7300607953155,10712162.907661289,3386.3805833534298,0.32947568453467857]
[10,18,13,13,741,65,135.93414025071934,234,295.46530570375319,1481.3994459544724,62,3925.5719116296759,353275,601037.89199999999,2343168.0227000001,832056.89269999997,53493.945899999999,4284461.7533999998,null,null,null,40,101430,0.37737162362655052,486.70754003459297,1289.7300951177028,1091.4235810328564,11353428.517542137,3321.9832347959978,0.32854578241117477]
[10,18,13,14,803,65,135.93414025071934,234,295.46530570375319,1543.3994459544724,62,4159.5719116296759,353275,601037.89199999999,2508832.0227000001,832056.89269999997,53493.945899999999,4450125.7533999998,null,null,null,40,101430,0.37104766517903159,505.75747598519257,1363.0525763884355,1069.8518616665399,11993407.238516534,3264.8232580902904,0.32769059060561018]
[10,18,13,15,865,65,135.93414025071934,234,295.46530570375319,1605.3994459544724,62,4393.5719116296759,353275,601037.89199999999,2674496.0227000001,832056.89269999997,53493.945899999999,4615789.7533999998,null,null,null,40,101430,0.36539733006418307,524.80741193579229,1436.2650428879938,1050.5779457427282,12632248.168266801,3213.7451066215331,0.32690145325406778]
[10,18,13,16,927,65,135.93414025071934,234,295.46530570375319,1667.3994459544724,62,4627.5719116296759,353275,601037.89199999999,2840160.0227000001,832056.89269999997,53493.945899999999,4781453.7533999998,null,null,null,40,101430,0.36031843000950148,543.85734788639184,1509.3797668691286,1033.2532577995073,13270078.228490204,3167.8268507010102,0.32617100191914156]
[10,18,13,17,989,65,135.93414025071934,234,295.46530570375319,1729.3994459544724,62,4861.5719116296759,353275,601037.89199999999,3005824.0227000001,832056.89269999997,53493.945899999999,4947117.7533999998,null,null,null,40,101430,0.35572845108337608,562.9072838369915,1582.4072607143153,1017.5963337204868,13907006.140010277,3126.3239724770192,0.32549292481490155]
[10,18,13,18,1051,65,135.93414025071934,234,295.46530570375319,1791.3994459544724,62,5095.5719116296759,353275,601037.89199999999,3171488.0227000001,832056.89269999997,53493.945899999999,5112781.7533999998,null,null,null,40,101430,0.3515600362475394,581.95721978759116,1655.3565814796573,1003.3774112232431,14543125.572421037,3088.6286438797038,0.32486178395434279]
[10,18,13,19,1113,65,135.93414025071934,234,295.46530570375319,1853.3994459544724,62,5329.5719116296759,353275,601037.89199999999,3337152.0227000001,832056.89269999997,53493.945899999999,5278445.7533999998,null,null,null,40,101430,0.3477576579668929,601.00715573819082,1728.2355743130975,990.40707976465114,15178517.661558939,3054.239729725979,0.32427286899758478]
[10,18,13,20,1175,65,135.93414025071934,234,295.46530570375319,1915.3994459544724,62,5563.5719116296759,353275,601037.89199999999,3502816.0227000001,832056.89269999997,53493.945899999999,5444109.7533999998,null,null,null,40,101430,0.34427513050575731,620.05709168879048,1801.0510685970714,978.52779470916789,15813253.038043115,3022.7403588469847,0.32372207948499571]
[10,18,13,21,1237,65,135.93414025071934,234,295.46530570375319,1977.3994459544724,62,5797.5719116296759,353275,601037.89199999999,3668480.0227000001,832056.89269999997,53493.945899999999,5609773.7533999998,null,null,null,40,101430,0.34107372467220209,639.10702763939003,1873.8090371916535,967.6074465139269,16447393.4741947,2993.7809254033864,0.32320582922531316]
[10,18,13,22,1299,65,135.93414025071934,234,295.46530570375319,2039.3994459544724,62,6031.5719116296759,353275,601037.89199999999,3834144.0227000001,832056.89269999997,53493.945899999999,5775437.7533999998,null,null,null,40,101430,0.33812072140302896,658.15696358998969,1946.5147266306931,957.53442684767492,17080993.230547149,2967.0660459835372,0.32272096812400641]
[10,18,13,23,1361,65,135.93414025071934,234,295.46530570375319,2101.3994459544724,62,6265.5719116296759,353275,601037.89199999999,3999808.0227000001,832056.89269999997,53493.945899999999,5941101.7533999998,null,null,null,40,101430,0.33538828946388999,677.20689954058935,2019.1727642699989,948.21380030216199,17714100.163990706,2942.3444385358334,0.3222647178499643]
[10,18,13,24,1423,65,135.93414025071934,234,295.46530570375319,2163.3994459544724,62,6499.5719116296759,353275,601037.89199999999,4165472.0227000001,832056.89269999997,53493.945899999999,6106765.7533999998,null,null,null,40,101430,0.3328526055821468,696.25683549118901,2091.7872470112161,939.56430306833408,18346756.645369656,2919.4009869399074,0.32183461856439866]
[10,18,13,25,1485,65,135.93414025071934,234,295.46530570375319,2225.3994459544724,62,6733.5719116296759,353275,601037.89199999999,4331136.0226999996,832056.89269999997,53493.945899999999,6272429.7533999998,null,null,null,40,101430,0.33049315803859525,715.30677144178867,2164.3618151945361,931.5159674109409,18979000.323693108,2898.050459658974,0.32142848455459827]
[10,18,13,26,1547,65,135.93414025071934,234,295.46530570375319,2287.3994459544724,62,6967.5719116296759,353275,601037.89199999999,4496800.0226999996,832056.89269999997,53493.945899999999,6438093.7533999998,null,null,null,40,101430,0.32829219058888226,734.35670739238822,2236.8997144742239,924.00822482318995,19610864.766062107,2878.132493707305,0.3210443670829693]
[10,18,14,10,575,65,135.93414025071934,252,318.96263691173419,1356.8967771624534,64,3471.5389817550354,353275,647271.576,1899616.0227000001,898227.49219999998,55114.974600000001,3954935.0655,null,null,null,40,101430,0.39086318324343711,446.19290592178891,1141.5577753300224,1139.2454719026864,10118464.043298949,3464.5071418787556,0.32883334490252741]
[10,18,14,11,639,65,135.93414025071934,252,318.96263691173419,1420.8967771624534,64,3723.5389817550354,353275,647271.576,2070624.0227000001,898227.49219999998,55114.974600000001,4125943.0655,null,null,null,40,101430,0.38159846966144412,465.85735593531115,1220.8050948124135,1108.0703292525714,10812263.133965505,3379.6902413255993,0.32786150508809897]
[10,18,14,12,703,65,135.93414025071934,252,318.96263691173419,1484.8967771624534,64,3975.5389817550354,353275,647271.576,2241632.0227000001,898227.49219999998,55114.974600000001,4296951.0654999996,null,null,null,40,101430,0.37350829258047752,485.52180594883339,1299.895653171398,1080.8474235111539,11504298.969673475,3305.612304352795,0.32697343910775789]
[10,18,14,13,767,65,135.93414025071934,252,318.96263691173419,1548.8967771624534,64,4227.5389817550358,353275,647271.576,2412640.0227000001,898227.49219999998,55114.974600000001,4467959.0654999996,null,null,null,40,101430,0.36638261263753952,505.18625596235563,1378.8488823898799,1056.8699862451042,12194790.1220908,3240.3544163259057,0.32615876242434072]
[10,18,14,14,831,65,135.93414025071934,252,318.96263691173419,1612.8967771624534,64,4479.5389817550358,353275,647271.576,2583648.0227000001,898227.49219999998,55114.974600000001,4638967.0654999996,null,null,null,40,101430,0.36005865419002059,524.85070597587787,1457.6811301941057,1035.5902882846638,12883920.471051576,3182.4292497223719,0.3254087387410125]
[10,18,14,15,895,65,135.93414025071934,252,318.96263691173419,1676.8967771624534,64,4731.5389817550358,353275,647271.576,2754656.0227000001,898227.49219999998,55114.974600000001,4809975.0654999996,null,null,null,40,101430,0.35440831907517206,544.5151559894,1536.4062486182927,1016.5772878645834,13571845.824752955,3130.6661697215504,0.32471596546973908]
[10,18,14,16,959,65,135.93414025071934,252,318.96263691173419,1740.8967771624534,64,4983.5389817550358,353275,647271.576,2925664.0227000001,898227.49219999998,55114.974600000001,4980983.0654999996,null,null,null,40,101430,0.34932941902049047,564.17960600292224,1615.0360527460455,999.48712827043062,14258699.079695659,3084.1311913928621,0.32407412857785728]
[10,18,14,17,1023,65,135.93414025071934,252,318.96263691173419,1804.8967771624534,64,5235.5389817550358,353275,647271.576,3096672.0227000001,898227.49219999998,55114.974600000001,5151991.0654999996,null,null,null,40,101430,0.34473944009436508,583.84405601644448,1693.5806818524436,984.0421556313305,14944594.282823686,3042.0700476240809,0.32347780959215178]
[10,18,14,18,1087,65,135.93414025071934,252,318.96263691173419,1868.8967771624534,64,5487.5389817550358,353275,647271.576,3267680.0227000001,898227.49219999998,55114.974600000001,5322999.0654999996,null,null,null,40,101430,0.34057102525852839,603.50850602996672,1772.0488863426999,970.01571801056718,15629629.859020991,3003.8669398586007,0.32292233225757599]
[10,18,14,19,1151,65,135.93414025071934,252,318.96263691173419,1932.8967771624534,64,5739.5389817550358,353275,647271.576,3438688.0227000001,898227.49219999998,55114.974600000001,5494007.0654999996,null,null,null,40,101430,0.33676864697788189,623.17295604348885,1850.4482576859871,957.22096895979791,16313891.197415773,2969.0141524780729,0.32240363965960156]
[10,18,14,20,1215,65,135.93414025071934,252,318.96263691173419,1996.8967771624534,64,5991.5389817550358,353275,647271.576,3609696.0227000001,898227.49219999998,55114.974600000001,5665015.0654999996,null,null,null,40,101430,0.3332861195167463,642.83740605701109,1928.7854141333692,945.50249656202629,16997452.740342651,2937.0893330005088,0.32191819497574081]
[10,18,14,21,1279,65,135.93414025071934,252,318.96263691173419,2060.8967771624534,64,6243.5389817550358,353275,647271.576,3780704.0227000001,898227.49219999998,55114.974600000001,5836023.0654999996,null,null,null,40,101430,0.33008471368319109,662.50185607053334,2007.0661518315258,934.72997967213826,17680379.683075506,2907.7382726884662,0.32146290071970479]
[10,18,14,22,1343,65,135.93414025071934,252,318.96263691173419,2124.8967771624534,64,6495.5389817550358,353275,647271.576,3951712.0227000001,898227.49219999998,55114.974600000001,6007031.0654999996,null,null,null,40,101430,0.32713171041401795,682.16630608405558,2085.2955686280179,924.79332082694111,18362729.3663937,2880.661694135908,0.3210350325793272]
[10,18,14,23,1407,65,135.93414025071934,252,318.96263691173419,2188.8967771624534,64,6747.5389817550358,353275,647271.576,4122720.0227000001,898227.49219999998,55114.974600000001,6178039.0654999996,null,null,null,40,101430,0.32439927847487898,701.83075609757771,2163.4781661572852,915.59886978099064,19044552.424849201,2855.6049985340796,0.32063218486135581]
[10,18,14,24,1471,65,135.93414025071934,252,318.96263691173419,2252.8967771624534,64,6999.5389817550358,353275,647271.576,4293728.0226999996,898227.49219999998,55114.974600000001,6349047.0654999996,null,null,null,40,101430,0.32186359459313579,721.49520611109995,2241.6179345263763,907.06646281240558,19725893.73931478,2832.3502269085634,0.32025222523502855]
[10,18,14,25,1535,65,135.93414025071934,252,318.96263691173419,2316.8967771624534,64,7251.5389817550358,353275,647271.576,4464736.0226999996,898227.49219999998,55114.974600000001,6520055.0654999996,null,null,null,40,101430,0.31950414704958424,741.15965612462219,2319.718422964947,899.12707935551737,20406793.231657904,2810.7096968969545,0.3198932569764002]
[10,18,14,26,1599,65,135.93414025071934,252,318.96263691173419,2380.8967771624534,64,7503.5389817550358,353275,647271.576,4635744.0226999996,898227.49219999998,55114.974600000001,6691063.0654999996,null,null,null,40,101430,0.31730317959987131,760.82410613814432,2397.7827990805704,891.72097083356334,21087286.531246603,2790.520921271007,0.31955358730204697]
[10,18,15,10,595,65,135.93414025071934,270,342.4599681197152,1418.3941083704344,66,3719.5060518803953,353275,693505.26,1953056.0227000001,964398.09160000004,56736.003199999999,4122400.3775999998,null,null,null,40,101430,0.38133937371962756,462.82807966078383,1213.690774037588,1108.3193090973029,10810319.26337151,3396.5821161261019,0.32630428801803052]
[10,18,15,11,661,65,135.93414025071934,270,342.4599681197152,1484.3941083704344,66,3989.5060518803953,353275,693505.26,2129408.0227000001,964398.09160000004,56736.003199999999,4298752.3776000002,null,null,null,40,101430,0.37207466013763457,483.10704373722865,1298.4142579301745,1077.5149408727336,11553467.188582959,3310.7710819935351,0.32545739774431121]
[10,18,15,12,727,65,135.93414025071934,270,342.4599681197152,1550.3941083704344,66,4259.5060518803948,353275,693505.26,2305760.0227000001,964398.09160000004,56736.003199999999,4475104.3776000002,null,null,null,40,101430,0.36398448305666803,503.38600781367336,1382.9875482227692,1050.6158045315478,12294766.90880418,3235.8240559389878,0.32468261140566701]
[10,18,15,13,793,65,135.93414025071934,270,342.4599681197152,1616.3941083704344,66,4529.5060518803948,353275,693505.26,2482112.0227000001,964398.09160000004,56736.003199999999,4651456.3776000002,null,null,null,40,101430,0.35685880311373003,523.66497189011818,1467.4290428621637,1026.9235374290527,13034444.819680993,3169.7998620300109,0.32397109663932783]
[10,18,15,14,859,65,135.93414025071934,270,342.4599681197152,1682.3941083704344,66,4799.5060518803948,353275,693505.26,2658464.0227000001,964398.09160000004,56736.003199999999,4827808.3776000002,null,null,null,40,101430,0.3505348446662111,543.943935966563,1551.7542528033734,1005.8969246870382,13772691.791027192,3111.193907721844,0.3233154070501511]
[10,18,15,15,925,65,135.93414025071934,270,342.4599681197152,1748.3941083704344,66,5069.5060518803948,353275,693505.26,2834816.0227000001,964398.09160000004,56736.003199999999,5004160.3776000002,null,null,null,40,101430,0.34488450955136257,564.22290004300771,1635.9763469138347,987.11005103685807,14509669.872134583,3058.8219609918856,0.32270922061667406]
[10,18,15,16,991,65,135.93414025071934,270,342.4599681197152,1814.3941083704344,66,5339.5060518803948,353275,693505.26,3011168.0227000001,964398.09160000004,56736.003199999999,5180512.3776000002,null,null,null,40,101430,0.33980560949668104,584.50186411945242,1720.106577949713,970.22314934523115,15245517.533617752,3011.7391817536372,0.32214713519126909]
[10,18,15,17,1057,65,135.93414025071934,270,342.4599681197152,1880.3941083704344,66,5609.5060518803948,353275,693505.26,3187520.0227000001,964398.09160000004,56736.003199999999,5356864.3776000002,null,null,null,40,101430,0.33521563057055564,604.78082819589724,1804.1546188240884,954.96186795406209,15980353.805356978,2969.1825310930467,0.32162450706676882]
[10,18,15,18,1123,65,135.93414025071934,270,342.4599681197152,1946.3941083704344,66,5879.5060518803948,353275,693505.26,3363872.0227000001,964398.09160000004,56736.003199999999,5533216.3776000002,null,null,null,40,101430,0.3310472157347189,625.05979227234207,1888.1288304603263,941.10225055958119,16714281.572563658,2930.529044596135,0.32113732238722015]
[10,18,15,19,1189,65,135.93414025071934,270,342.4599681197152,2012.3941083704344,66,6149.5060518803948,353275,693505.26,3540224.0227000001,964398.09160000004,56736.003199999999,5709568.3776000002,null,null,null,40,101430,0.3272448374540724,645.33875634878689,1972.0364769371122,928.45967292892522,17447390.22324419,2895.2650949292733,0.32068209386249863]
[10,18,15,20,1255,65,135.93414025071934,270,342.4599681197152,2078.3941083704344,66,6419.5060518803948,353275,693505.26,3716576.0227000001,964398.09160000004,56736.003199999999,5885920.3776000002,null,null,null,40,101430,0.32376230999293681,665.6177204252316,2055.8838996415384,916.88057150117027,18179757.791238036,2862.9634088917082,0.32025577716206549]
[10,18,15,21,1321,65,135.93414025071934,270,342.4599681197152,2144.3941083704344,66,6689.5060518803948,353275,693505.26,3892928.0227000001,964398.09160000004,56736.003199999999,6062272.3776000002,null,null,null,40,101430,0.3205609041593816,685.89668450167642,2139.6766592617651,906.23617507592144,18911452.703506164,2833.2656485092161,0.31985570274808406]
[10,18,15,22,1387,65,135.93414025071934,270,342.4599681197152,2210.3941083704344,66,6959.5060518803948,353275,693505.26,4069280.0227000001,964398.09160000004,56736.003199999999,6238624.3776000002,null,null,null,40,101430,0.31760790089020846,706.17564857812113,2223.4196523411861,896.41769560897194,19642535.214386564,2805.8690454742791,0.31947951992087692]
[10,18,15,23,1453,65,135.93414025071934,270,342.4599681197152,2276.3941083704344,66,7229.5060518803948,353275,693505.26,4245632.0226999996,964398.09160000004,56736.003199999999,6414976.3776000002,null,null,null,40,101430,0.31487546895106949,726.45461265456595,2307.1172075569161,887.33259666264223,20373058.590347607,2780.5160295242872,0.31912515059819818]
[10,18,15,24,1519,65,135.93414025071934,270,342.4599681197152,2342.3941083704344,66,7499.5060518803948,353275,693505.26,4421984.0226999996,964398.09160000004,56736.003199999999,6591328.3776000002,null,null,null,40,101430,0.3123397850693263,746.73357673101077,2390.7731657216427,878.90166792393416,21103070.094449606,2756.986096426157,0.31879075090848019]
[10,18,15,25,1585,65,135.93414025071934,270,342.4599681197152,2408.3941083704344,66,7769.5060518803948,353275,693505.26,4598336.0226999996,964398.09160000004,56736.003199999999,6767680.3776000002,null,null,null,40,101430,0.30998033752577475,767.01254080745559,2474.3909466311834,871.05670970748349,21832611.808936391,2735.089370908559,0.31847467909910765]
[10,18,15,26,1651,65,135.93414025071934,270,342.4599681197152,2474.3941083704344,66,8039.5060518803948,353275,693505.26,4774688.0226999996,964398.09160000004,56736.003199999999,6944032.3776000002,null,null,null,40,101430,0.30777937007606176,787.29150488390042,2557.9736052138137,863.73868404255359,22561721.326179963,2714.6614661893223,0.31817546858062484]
[10,18,16,10,615,65,135.93414025071934,288,365.95729932769621,1479.8914395784154,68,3967.4731220057547,353275,739738.94400000002,2006496.0227000001,1030568.6911000001,58357.031900000002,4289865.6897,null,null,null,40,101430,0.37300604038629426,479.46325339977875,1285.4034559419863,1081.2589166425928,11500794.156753754,3337.3690337286293,0.32398542256340507]
[10,18,16,11,683,65,135.93414025071934,288,365.95729932769621,1547.8914395784154,68,4255.4731220057547,353275,739738.94400000002,2188192.0227000001,1030568.6911000001,58357.031900000002,4471561.6897,null,null,null,40,101430,0.36374132680430127,500.35673153914604,1375.5839511971265,1050.7789760403757,12293246.217013774,3250.6643348209254,0.3232505321403053]
[10,18,16,12,751,65,135.93414025071934,288,365.95729932769621,1615.8914395784154,68,4543.4731220057547,353275,739738.94400000002,2369888.0227000001,1030568.6911000001,58357.031900000002,4653257.6897,null,null,null,40,101430,0.35565114972333467,521.25020967851333,1465.6221696007456,1024.163137924392,13083769.568377251,3174.9367512475301,0.32257749308611167]
[10,18,16,13,819,65,135.93414025071934,288,365.95729932769621,1683.8914395784154,68,4831.4731220057547,353275,739738.94400000002,2551584.0227000001,1030568.6911000001,58357.031900000002,4834953.6897,null,null,null,40,101430,0.34852546978039667,542.14368781788085,1555.5353477020819,1000.7203947150074,13872597.869977813,3108.22489302541,0.32195881223412698]
[10,18,16,14,887,65,135.93414025071934,288,365.95729932769621,1751.8914395784154,68,5119.4731220057547,353275,739738.94400000002,2733280.0227000001,1030568.6911000001,58357.031900000002,5016649.6897,null,null,null,40,101430,0.34220151133287779,563.03716595724813,1645.3380458906031,979.91523153911555,14659928.502853932,3049.0085014676065,0.32138815981242563]
[10,18,16,15,955,65,135.93414025071934,288,365.95729932769621,1819.8914395784154,68,5407.4731220057547,353275,739738.94400000002,2914976.0227000001,1030568.6911000001,58357.031900000002,5198345.6897,null,null,null,40,101430,0.33655117621802921,583.93064409661554,1735.0426483677643,961.3262188125982,15445929.347579768,2996.0910151683443,0.32086015209340468]
[10,18,16,16,1023,65,135.93414025071934,288,365.95729932769621,1887.8914395784154,68,5695.4731220057547,353275,739738.94400000002,3096672.0227000001,1030568.6911000001,58357.031900000002,5380041.6897,null,null,null,40,101430,0.33147227616334768,604.82412223598283,1824.6597550678082,944.6171677856812,16230744.097154276,2948.5177577715654,0.32037018101583531]
[10,18,16,17,1091,65,135.93414025071934,288,365.95729932769621,1955.8914395784154,68,5983.4731220057547,353275,739738.94400000002,3278368.0227000001,1030568.6911000001,58357.031900000002,5561737.6897,null,null,null,40,101430,0.32688229723722229,625.71760037535023,1914.1984918236785,929.51661623645191,17014496.461618815,2905.5177472268392,0.31991427934784622]
[10,18,16,18,1159,65,135.93414025071934,288,365.95729932769621,2023.8914395784154,68,6271.4731220057547,353275,739738.94400000002,3460064.0227000001,1030568.6911000001,58357.031900000002,5743433.6897,null,null,null,40,101430,0.32271388240138554,646.61107851471752,2003.6667580060116,915.80296653996845,17797293.525058124,2866.4615344640638,0.31948901303194854]
[10,18,16,19,1227,65,135.93414025071934,288,365.95729932769621,2091.8914395784154,68,6559.4731220057547,353275,739738.94400000002,3641760.0227000001,1030568.6911000001,58357.031900000002,5925129.6897,null,null,null,40,101430,0.3189115041207391,667.50455665408481,2093.0714258629232,903.29353890191146,18579228.447855894,2830.8301458301926,0.31909139452695923]
[10,18,16,20,1295,65,135.93414025071934,288,365.95729932769621,2159.8914395784154,68,6847.4731220057547,353275,739738.94400000002,3823456.0227000001,1030568.6911000001,58357.031900000002,6106825.6897,null,null,null,40,101430,0.31542897665960351,688.39803479345221,2182.4185022048241,891.83638707292107,19360382.6584986,2798.19186079069,0.31871881251949363]
[10,18,16,21,1363,65,135.93414025071934,288,365.95729932769621,2227.8914395784154,68,7135.4731220057547,353275,739738.94400000002,4005152.0227000001,1030568.6911000001,58357.031900000002,6288521.6897,null,null,null,40,101430,0.31222757082604824,709.29151293281961,2271.7132604794474,881.30409605423165,20140827.643988173,2768.1846116359548,0.3183689745075905]
[10,18,16,22,1431,65,135.93414025071934,288,365.95729932769621,2295.8914395784154,68,7423.4731220057547,353275,739738.94400000002,4186848.0227000001,1030568.6911000001,58357.031900000002,6470217.6897,null,null,null,40,101430,0.3092745675568751,730.1849910721869,2360.960349375986,871.58902354324869,20920626.422082651,2740.5024787555876,0.3180398595877284]
[10,18,16,23,1499,65,135.93414025071934,288,365.95729932769621,2363.8914395784154,68,7711.4731220057547,353275,739738.94400000002,4368544.0226999996,1030568.6911000001,58357.031900000002,6651913.6897,null,null,null,40,101430,0.30654213561773619,751.07846921155431,2450.1638826845106,862.59960768408723,21699834.759432904,2714.8852110334797,0.31772967939065094]
[10,18,16,24,1567,65,135.93414025071934,288,365.95729932769621,2431.8914395784154,68,7999.4731220057547,353275,739738.94400000002,4550240.0226999996,1030568.6911000001,58357.031900000002,6833609.6897,null,null,null,40,101430,0.30400645173599294,771.97194735092182,2539.3275140796095,854.25747239652162,22478502.185351748,2691.1100091732042,0.31743684557101293]
[10,18,16,25,1635,65,135.93414025071934,288,365.95729932769621,2499.8914395784154,68,8287.4731220057547,353275,739738.94400000002,4731936.0226999996,1030568.6911000001,58357.031900000002,7015305.6897,null,null,null,40,101430,0.30164700419244139,792.86542549028911,2628.454499698812,846.49513626545388,23256672.840128727,2668.9850216210375,0.31715994260294711]
[10,18,16,26,1703,65,135.93414025071934,288,365.95729932769621,2567.8914395784154,68,8575.4731220057547,353275,739738.94400000002,4913632.0226999996,1030568.6911000001,58357.031900000002,7197001.6897,null,null,null,40,101430,0.29944603674272846,813.75890362965629,2717.547750778228,839.25418310041994,24034386.188560281,2648.3441505848546,0.31689770489801372]
[10,18,17,10,635,65,135.93414025071934,306,389.45463053567721,1541.3887707863964,70,4215.4401921311146,353275,785972.62800000003,2059936.0227000001,1096739.2904999999,59978.060599999997,4457331.0017999997,null,null,null,40,101430,0.36565309920982364,496.09842713877367,1356.7461296262561,1057.3820997707894,12190053.937587485,3285.3095391115226,0.32185159029390797]
[10,18,17,11,705,65,135.93414025071934,306,389.45463053567721,1611.3887707863964,70,4521.4401921311146,353275,785972.62800000003,2246976.0227000001,1096739.2904999999,59978.060599999997,4644371.0017999997,null,null,null,40,101430,0.35638838562783065,517.60641934106366,1452.3661269971626,1027.1884188353538,13031768.680205541,3197.7962825504887,0.32121759113938675]
[10,18,17,12,775,65,135.93414025071934,306,389.45463053567721,1681.3887707863964,70,4827.4401921311146,353275,785972.62800000003,2434016.0227000001,1096739.2904999999,59978.060599999997,4831411.0017999997,null,null,null,40,101430,0.34829820854686405,539.11441154335353,1547.8529556399221,1000.8225497416075,13871478.185233628,3121.3630365917725,0.32063638160923735]
[10,18,17,13,845,65,135.93414025071934,306,389.45463053567721,1751.3887707863964,70,5133.4401921311146,353275,785972.62800000003,2621056.0227000001,1096739.2904999999,59978.060599999997,5018451.0017999997,null,null,null,40,101430,0.34117252860392605,560.6224037456434,1643.2225831303112,977.59997467320261,14709422.890375201,3054.029961208124,0.32010163197170471]
[10,18,17,14,915,65,135.93414025071934,306,389.45463053567721,1821.3887707863964,70,5439.4401921311146,353275,785972.62800000003,2808096.0227000001,1096739.2904999999,59978.060599999997,5205491.0017999997,null,null,null,40,101430,0.33484857015640718,582.13039594793338,1738.4885223670549,956.99020817330131,15545806.271122204,2994.2625072532514,0.31960798555741332]
[10,18,17,15,985,65,135.93414025071934,306,389.45463053567721,1891.3887707863964,70,5745.4401921311146,353275,785972.62800000003,2995136.0227000001,1096739.2904999999,59978.060599999997,5392531.0017999997,null,null,null,40,101430,0.32919823504155865,603.63838815022336,1833.6622858078777,938.5757786147218,16380801.680583172,2940.8528732639165,0.3191508786949413]
[10,18,17,16,1055,65,135.93414025071934,306,389.45463053567721,1961.3887707863964,70,6051.4401921311146,353275,785972.62800000003,3182176.0227000001,1096739.2904999999,59978.060599999997,5579571.0017999997,null,null,null,40,101430,0.32411933498687706,625.14638035251323,1928.7537424381801,922.02365464490197,17214557.724671636,2892.8374208936175,0.31872639920430867]
[10,18,17,17,1125,65,135.93414025071934,306,389.45463053567721,2031.3887707863964,70,6357.4401921311146,353275,785972.62800000003,3369216.0227000001,1096739.2904999999,59978.060599999997,5766611.0017999997,null,null,null,40,101430,0.31952935606075167,646.6543725548031,2023.7714009346157,907.06492354444288,18047202.525946882,2849.4379351099874,0.31833117414765888]
[10,18,17,18,1195,65,135.93414025071934,306,389.45463053567721,2101.3887707863964,70,6663.4401921311146,353275,785972.62800000003,3556256.0227000001,1096739.2904999999,59978.060599999997,5953651.0017999997,null,null,null,40,101430,0.31536094122491493,668.16236475709297,2118.7226362333836,893.48006887560427,18878847.135250155,2810.0190652600199,0.31796228001496768]
[10,18,17,19,1265,65,135.93414025071934,306,389.45463053567721,2171.3887707863964,70,6969.4401921311146,353275,785972.62800000003,3743296.0227000001,1096739.2904999999,59978.060599999997,6140691.0017999997,null,null,null,40,101430,0.31155856294426848,689.67035695938296,2213.6138722746355,881.08812652513461,19709588.283446483,2774.0569747621835,0.31761717028204484]
[10,18,17,20,1335,65,135.93414025071934,306,389.45463053567721,2241.3887707863964,70,7275.4401921311146,353275,785972.62800000003,3930336.0227000001,1096739.2904999999,59978.060599999997,6327731.0017999997,null,null,null,40,101430,0.30807603548313289,711.17834916167305,2308.4507305035413,869.73857728328949,20539510.617534611,2741.1159000276834,0.31729361654299465]
[10,18,17,21,1405,65,135.93414025071934,306,389.45463053567721,2311.3887707863964,70,7581.4401921311146,353275,785972.62800000003,4117376.0227000001,1096739.2904999999,59978.060599999997,6514771.0017999997,null,null,null,40,101430,0.30487462964957768,732.68634136396281,2403.2381513873788,859.30520279979942,21368688.530435752,2710.8303844347797,0.31698966033943449]
[10,18,17,22,1475,65,135.93414025071934,306,389.45463053567721,2381.3887707863964,70,7887.4401921311146,353275,785972.62800000003,4304416.0226999996,1096739.2904999999,59978.060599999997,6701811.0017999997,null,null,null,40,101430,0.30192162638040454,754.19433356625279,2497.980494500946,849.68137172055174,22197187.668066766,2682.8916464988993,0.31670357348548267]
[10,18,17,23,1545,65,135.93414025071934,306,389.45463053567721,2451.3887707863964,70,8193.4401921311146,353275,785972.62800000003,4491456.0226999996,1096739.2904999999,59978.060599999997,6888851.0017999997,null,null,null,40,101430,0.29918919444126557,775.70232576854266,2592.6816214641813,840.77638211477404,23025066.178204313,2657.0370016829888,0.3164338251903227]
[10,18,17,24,1615,65,135.93414025071934,306,389.45463053567721,2521.3887707863964,70,8499.4401921311146,353275,785972.62800000003,4678496.0226999996,1096739.2904999999,59978.060599999997,7075891.0017999997,null,null,null,40,101430,0.29665351055952238,797.21031797083265,2687.344965064472,832.51259398998116,23852375.751319576,2633.0415684627301,0.31617905465732304]
[10,18,17,25,1685,65,135.93414025071934,306,389.45463053567721,2591.3887707863964,70,8805.4401921311146,353275,785972.62800000003,4865536.0226999996,1096739.2904999999,59978.060599999997,7262931.0017999997,null,null,null,40,101430,0.29429406301597083,818.71831017312252,2781.9735871759399,824.82315969895706,24679162.492719505,2610.711703121015,0.31593804812416082]
[10,18,17,26,1755,65,135.93414025071934,306,389.45463053567721,2661.3887707863964,70,9111.4401921311146,353275,785972.62800000003,5052576.0226999996,1096739.2904999999,59978.060599999997,7449971.0017999997,null,null,null,40,101430,0.29209309556625784,840.22630237541239,2876.5702275383537,817.65021168089027,25505467.657053333,2589.8797569733401,0.31570971952629806]
[10,18,18,10,655,65,135.93414025071934,324,412.95196174365822,1602.8861019943774,72,4463.4072622564745,353275,832206.31200000003,2113376.0227000001,1162909.8899000001,61599.089200000002,4624796.3139000004,null,null,null,40,101430,0.35911715149740531,512.73360087776859,1427.7613829911245,1036.1582625514086,12878238.46517791,3239.1941461746042,0.31988149391263931]
[10,18,18,11,727,65,135.93414025071934,324,412.95196174365822,1674.8861019943774,72,4787.4072622564745,353275,832206.31200000003,2305760.0227000001,1162909.8899000001,61599.089200000002,4817180.3139000004,null,null,null,40,101430,0.34985243791541237,534.85610714298105,1528.8048593570156,1006.2190346531121,13769177.492722545,3150.9451873046874,0.31933879354906519]
[10,18,18,12,799,65,135.93414025071934,324,412.95196174365822,1746.8861019943774,72,5111.4072622564745,353275,832206.31200000003,2498144.0227000001,1162909.8899000001,61599.089200000002,5009564.3139000004,null,null,null,40,101430,0.34176226083444572,556.97861340819361,1629.7253302581635,980.07536024579906,14658038.314961022,3073.8703147759547,0.31884082927461882]
[10,18,18,13,871,65,135.93414025071934,324,412.95196174365822,1818.8861019943774,72,5435.4072622564745,353275,832206.31200000003,2690528.0227000001,1162909.8899000001,61599.089200000002,5201948.3139000004,null,null,null,40,101430,0.33463658089150777,579.10111967340606,1730.5374030855162,957.04849019159826,15545067.72708608,3005.9727716049533,0.31838228849977557]
[10,18,18,14,943,65,135.93414025071934,324,412.95196174365822,1890.8861019943774,72,5759.4072622564745,353275,832206.31200000003,2882912.0227000001,1162909.8899000001,61599.089200000002,5394332.3139000004,null,null,null,40,101430,0.32831262244398884,601.22362593861851,1831.2534603849692,936.61240962591103,16430474.935027201,2945.7049122981598,0.31795866779309917]
[10,18,18,15,1015,65,135.93414025071934,324,412.95196174365822,1962.8861019943774,72,6083.4072622564745,353275,832206.31200000003,3075296.0227000001,1162909.8899000001,61599.089200000002,5586716.3139000004,null,null,null,40,101430,0.32266228732914032,623.34613220383108,1931.8840679015273,918.35316510549831,17314438.449449558,2891.8486397516976,0.31756612447889071]
[10,18,18,16,1087,65,135.93414025071934,324,412.95196174365822,2034.8861019943774,72,6407.4072622564745,353275,832206.31200000003,3267680.0227000001,1162909.8899000001,61599.089200000002,5779100.3139000004,null,null,null,40,101430,0.31758338727445873,645.46863846904353,2032.4382959969598,901.94053185309804,18197111.516178433,2843.4321107319129,0.31720135974019592]
[10,18,18,17,1159,65,135.93414025071934,324,412.95196174365822,2106.8861019943774,72,6731.4072622564745,353275,832206.31200000003,3460064.0227000001,1162909.8899000001,61599.089200000002,5971484.3139000004,null,null,null,40,101430,0.31299340834833334,667.59114473425609,2132.9239751633604,887.10786337376817,19078626.433158893,2799.6704915193486,0.31686152569059839]
[10,18,18,18,1231,65,135.93414025071934,324,412.95196174365822,2178.8861019943774,72,7055.4072622564745,353275,832206.31200000003,3652448.0227000001,1162909.8899000001,61599.089200000002,6163868.3139000004,null,null,null,40,101430,0.30882499351249665,689.71365099946843,2233.3479008769382,873.63749317394718,19959098.011507239,2759.9230337103886,0.31654415087055715]
[10,18,18,19,1303,65,135.93414025071934,324,412.95196174365822,2250.8861019943774,72,7379.4072622564745,353275,832206.31200000003,3844832.0227000001,1162909.8899000001,61599.089200000002,6356252.3139000004,null,null,null,40,101430,0.30502261523185015,711.83615726468099,2333.7159991353706,861.34998219022179,20838626.372302163,2723.6614550673544,0.31624708004281732]
[10,18,18,20,1375,65,135.93414025071934,324,412.95196174365822,2322.8861019943774,72,7703.4072622564745,353275,832206.31200000003,4037216.0227000001,1162909.8899000001,61599.089200000002,6548636.3139000004,null,null,null,40,101430,0.30154008777071456,733.95866352989344,2434.0334612092502,850.09607969250578,21717299.22324115,2690.4462975893457,0.31596842518440021]
[10,18,18,21,1447,65,135.93414025071934,324,412.95196174365822,2394.8861019943774,72,8027.4072622564745,353275,832206.31200000003,4229600.0226999996,1162909.8899000001,61599.089200000002,6741020.3139000004,null,null,null,40,101430,0.29833868193715934,756.08116979510601,2534.304854086482,839.75063101808189,22595193.724623695,2659.9090093874606,0.31570652531887344]
[10,18,18,22,1519,65,135.93414025071934,324,412.95196174365822,2466.8861019943774,72,8351.4072622564745,353275,832206.31200000003,4421984.0226999996,1162909.8899000001,61599.089200000002,6933404.3139000004,null,null,null,40,101430,0.29538567866798621,778.20367606031846,2634.534211575708,830.20790343371004,23472378.028564349,2631.7381962453837,0.31545991338277529]
[10,18,18,23,1591,65,135.93414025071934,324,412.95196174365822,2538.8861019943774,72,8675.4072622564745,353275,832206.31200000003,4614368.0226999996,1162909.8899000001,61599.089200000002,7125788.3139000004,null,null,null,40,101430,0.29265324672884729,800.32618232553091,2734.7251099081745,821.3779593864956,24348912.556303471,2605.6689530152721,0.31522728872982869]
[10,18,18,24,1663,65,135.93414025071934,324,412.95196174365822,2610.8861019943774,72,8999.4072622564745,353275,832206.31200000003,4806752.0226999996,1162909.8899000001,61599.089200000002,7318172.3139000004,null,null,null,40,101430,0.29011756284710405,822.44868859074347,2834.8807308304367,813.18381318416732,25224851.064172857,2581.4744988496418,0.31500749418463703]
[10,18,18,25,1735,65,135.93414025071934,324,412.95196174365822,2682.8861019943774,72,9323.4072622564745,353275,832206.31200000003,4999136.0226999996,1162909.8899000001,61599.089200000002,7510556.3139000004,null,null,null,40,101430,0.2877581153035525,844.57119485595581,2935.0039145378332,805.55918052873778,26100241.537918799,2558.9595559710433,0.31479949679120811]
[10,18,18,26,1807,65,135.93414025071934,324,412.95196174365822,2754.8861019943774,72,9647.4072622564745,353275,832206.31200000003,5191520.0226999996,1162909.8899000001,61599.089200000002,7702940.3139000004,null,null,null,40,101430,0.28555714785383957,866.69370112116837,3035.097204307348,798.44668153019734,26975126.946784411,2537.9550621927865,0.31460237158034682]
[10,18,19,10,675,65,135.93414025071934,342,436.44929295163922,1664.3834332023584,74,4711.3743323818344,353275,878439.99600000004,2166816.0227000001,1229080.4894000001,63220.117899999997,4792261.6260000002,null,null,null,40,101430,0.35326919828103104,529.36877461676352,1498.4855096131043,1017.1685134603837,13565466.928175041,3198.0700482459501,0.31805698377941138]
[10,18,19,11,749,65,135.93414025071934,342,436.44929295163922,1738.3834332023584,74,5053.3743323818344,353275,878439.99600000004,2364544.0227000001,1229080.4894000001,63220.117899999997,4989989.6260000002,null,null,null,40,101430,0.34400448469903805,552.10579494489855,1604.9377827964183,987.45695406900109,14505594.688365385,3109.1483293076685,0.3175972483399927]
[10,18,19,12,823,65,135.93414025071934,342,436.44929295163922,1812.3834332023584,74,5395.3743323818344,353275,878439.99600000004,2562272.0227000001,1229080.4894000001,63220.117899999997,5187717.6260000002,null,null,null,40,101430,0.33591430761807145,574.84281527303358,1711.2781511129308,961.51208543375992,15443574.47234007,3031.4870920606345,0.31717505509158478]
[10,18,19,13,897,65,135.93414025071934,342,436.44929295163922,1886.3834332023584,74,5737.3743323818344,353275,878439.99600000004,2760000.0227000001,1229080.4894000001,63220.117899999997,5385445.6260000002,null,null,null,40,101430,0.32878862767513345,597.57983560116861,1817.5197841441764,938.66031986595237,16379659.065779615,2963.0740050293903,0.31678598586222012]
[10,18,19,14,971,65,135.93414025071934,342,436.44929295163922,1960.3834332023584,74,6079.3743323818344,353275,878439.99600000004,2957728.0227000001,1229080.4894000001,63220.117899999997,5583173.6260000002,null,null,null,40,101430,0.32246466922761458,620.31685592930376,1923.6738629851184,918.37964250456173,17314063.086034719,2902.34937088576,0.31642628958356039]
[10,18,19,15,1045,65,135.93414025071934,342,436.44929295163922,2034.3834332023584,74,6421.3743323818344,353275,878439.99600000004,3155456.0227000001,1229080.4894000001,63220.117899999997,5780901.6260000002,null,null,null,40,101430,0.31681433411276605,643.05387625743879,2029.7499418967323,900.25924775514068,18246969.923925854,2848.0856221245572,0.31609276096256667]
[10,18,19,16,1119,65,135.93414025071934,342,436.44929295163922,2108.3834332023584,74,6763.3743323818344,353275,878439.99600000004,3353184.0227000001,1229080.4894000001,63220.117899999997,5978629.6260000002,null,null,null,40,101430,0.31173543405808446,665.79089658557382,2135.7562337989448,883.97142198674749,19178537.223683927,2799.3033715228071,0.31578264470344686]
[10,18,19,17,1193,65,135.93414025071934,342,436.44929295163922,2182.3834332023584,74,7105.3743323818344,353275,878439.99600000004,3550912.0227000001,1229080.4894000001,63220.117899999997,6176357.6260000002,null,null,null,40,101430,0.30714545513195907,688.52791691370885,2241.6998376808024,869.25154637895423,20108901.248011913,2755.2117023901465,0.31549355921538746]
[10,18,19,18,1267,65,135.93414025071934,342,436.44929295163922,2256.3834332023584,74,7447.3743323818344,353275,878439.99600000004,3748640.0227000001,1229080.4894000001,63220.117899999997,6374085.6260000002,null,null,null,40,101430,0.30297704029612238,711.264937241844,2347.5869212619905,855.88360965141192,21038180.384211168,2715.164907545884,0.31522343533270208]
[10,18,19,19,1341,65,135.93414025071934,342,436.44929295163922,2330.3834332023584,74,7789.3743323818344,353275,878439.99600000004,3946368.0227000001,1229080.4894000001,63220.117899999997,6571813.6260000002,null,null,null,40,101430,0.29917466201547588,734.00195756997903,2453.4228688524768,843.68953725898416,21966477.982297473,2678.6306223264437,0.31497046671042056]
[10,18,19,20,1415,65,135.93414025071934,342,436.44929295163922,2404.3834332023584,74,8131.3743323818344,353275,878439.99600000004,4144096.0227000001,1229080.4894000001,63220.117899999997,6769541.6260000002,null,null,null,40,101430,0.29569213455434029,756.73897789811406,2559.2124019079906,832.52121342706789,22893884.669022802,2645.1659975456851,0.31473306937996404]
[10,18,19,21,1489,65,135.93414025071934,342,436.44929295163922,2478.3834332023584,74,8473.3743323818344,353275,878439.99600000004,4341824.0226999996,1229080.4894000001,63220.117899999997,6967269.6260000002,null,null,null,40,101430,0.29249072872078508,779.47599822624909,2664.9596779881035,822.25443521338741,23820480.247342378,2614.3996412298966,0.31450984855038183]
[10,18,19,22,1563,65,135.93414025071934,342,436.44929295163922,2552.3834332023584,74,8815.3743323818344,353275,878439.99600000004,4539552.0226999996,1229080.4894000001,63220.117899999997,7164997.6260000002,null,null,null,40,101430,0.28953772545161194,802.21301855438423,2770.6683725000512,812.78427391390437,24746335.265459787,2586.0177627678559,0.31429957118468066]
[10,18,19,23,1637,65,135.93414025071934,342,436.44929295163922,2626.3834332023584,74,9157.3743323818344,353275,878439.99600000004,4737280.0226999996,1229080.4894000001,63220.117899999997,7362725.6260000002,null,null,null,40,101430,0.28680529351247297,824.95003888251938,2876.3417466234555,804.02147589277297,25671512.32061914,2559.7534210485801,0.31410114321222887]
[10,18,19,24,1711,65,135.93414025071934,342,436.44929295163922,2700.3834332023584,74,9499.3743323818344,353275,878439.99600000004,4935008.0226999996,1229080.4894000001,63220.117899999997,7560453.6260000002,null,null,null,40,101430,0.28426960963072978,847.6870592106543,2981.9827040667897,795.88964088422881,26596067.14852627,2535.3780944850514,0.31391359048792211]
[10,18,19,25,1785,65,135.93414025071934,342,436.44929295163922,2774.3834332023584,74,9841.3743323818344,353275,878439.99600000004,5132736.0226999996,1229080.4894000001,63220.117899999997,7758181.6260000002,null,null,null,40,101430,0.28191016208717823,870.42407953878944,3087.5938387407914,788.3229886395942,27520049.53842384,2512.6950082230524,0.31373604279855943]
[10,18,19,26,1859,65,135.93414025071934,342,436.44929295163922,2848.3834332023584,74,10183.374332381834,353275,878439.99600000004,5330464.0226999996,1229080.4894000001,63220.117899999997,7955909.6260000002,null,null,null,40,101430,0.27970919463746524,893.16109986692436,3193.1774750006416,781.26457560589313,28443504.105526447,2491.5338055310062,0.31356772036227165]
[10,18,20,10,695,65,135.93414025071934,360,459.94662415962023,1725.8807644103395,76,4959.3414025071934,353275,924673.68,2220256.0227000001,1295251.0888,64841.146500000003,4959726.9380999999,null,null,null,40,101430,0.34800604038629424,546.00394835575844,1568.9496301549311,1000.0777392784615,14251841.527302412,3161.1766514389019,0.31636249711740944]
[10,18,20,11,771,65,135.93414025071934,360,459.94662415962023,1801.8807644103395,76,5319.3414025071934,353275,924673.68,2423328.0227000001,1295251.0888,64841.146500000003,5162798.9380999999,null,null,null,40,101430,0.33874132680430125,569.35548274681605,1680.7972269523109,970.57108154330149,15241125.099306639,3071.6369918641903,0.31597844540681141]
[10,18,20,12,847,65,135.93414025071934,360,459.94662415962023,1877.8807644103395,76,5679.3414025071934,353275,924673.68,2626400.0227000001,1295251.0888,64841.146500000003,5365870.9380999999,null,null,null,40,101430,0.33065114972333465,592.70701713787366,1792.5448547020287,944.80513810292507,16228193.800684642,2993.4374719016041,0.31562547972740196]
[10,18,20,13,923,65,135.93414025071934,360,459.94662415962023,1953.8807644103395,76,6039.3414025071934,353275,924673.68,2829472.0227000001,1295251.0888,64841.146500000003,5568942.9380999999,null,null,null,40,101430,0.32352546978039665,616.05855152893128,1904.2041788768622,922.11096657287135,17213306.086564276,2924.5513689682916,0.31529997262389309]
[10,18,20,14,999,65,135.93414025071934,360,459.94662415962023,2029.8807644103395,76,6399.3414025071934,353275,924673.68,3032544.0227000001,1295251.0888,64841.146500000003,5772014.9380999999,null,null,null,40,101430,0.31720151133287777,639.41008591998889,2015.7851178993244,901.97015209534766,18196681.705189601,2863.4078537818355,0.31499883989773719]
[10,18,20,15,1075,65,135.93414025071934,360,459.94662415962023,2105.8807644103395,76,6759.3414025071934,353275,924673.68,3235616.0227000001,1295251.0888,64841.146500000003,5975086.9380999999,null,null,null,40,101430,0.31155117621802925,662.7616203110465,2127.2961583917554,883.97472213981871,19178508.682464395,2808.7706145469933,0.31471944257804363]
[10,18,20,16,1151,65,135.93414025071934,360,459.94662415962023,2181.8807644103395,76,7119.3414025071934,353275,924673.68,3438688.0227000001,1295251.0888,64841.146500000003,6178158.9380999999,null,null,null,40,101430,0.30647227616334766,686.11315470210411,2238.7446045410334,867.79922310703182,20158948.846767958,2759.6533010499684,0.31445950937998596]
[10,18,20,17,1227,65,135.93414025071934,360,459.94662415962023,2257.8807644103395,76,7479.3414025071934,353275,924673.68,3641760.0227000001,1295251.0888,64841.146500000003,6381230.9380999999,null,null,null,40,101430,0.30188229723722226,709.46468909316172,2350.1367771017617,853.18086108362149,21138142.237983007,2715.2593841788807,0.31421707482345423]
[10,18,20,18,1303,65,135.93414025071934,360,459.94662415962023,2333.8807644103395,76,7839.3414025071934,353275,924673.68,3844832.0227000001,1295251.0888,64841.146500000003,6584302.9380999999,null,null,null,40,101430,0.29771388240138558,732.81622348421934,2461.4781735176784,839.90511448113034,22116210.655075669,2674.9385832334619,0.31399042944225436]
[10,18,20,19,1379,65,135.93414025071934,360,459.94662415962023,2409.8807644103395,76,8199.3414025071943,353275,924673.68,4047904.0227000001,1295251.0888,64841.146500000003,6787374.9380999999,null,null,null,40,101430,0.29391150412073902,756.16775787527706,2572.7735977447237,827.7951368208702,23093260.532398932,2638.154769653745,0.3137780794147712]
[10,18,20,20,1455,65,135.93414025071934,360,459.94662415962023,2485.8807644103395,76,8559.3414025071943,353275,924673.68,4250976.0226999996,1295251.0888,64841.146500000003,6990446.9380999999,null,null,null,40,101430,0.29042897665960343,779.51929226633467,2684.0272662598964,816.70383378817371,24069385.288378455,2604.4619687751633,0.31357871359982131]
[10,18,20,21,1531,65,135.93414025071934,360,459.94662415962023,2561.8807644103395,76,8919.3414025071943,353275,924673.68,4454048.0226999996,1295251.0888,64841.146500000003,7193518.9380999999,null,null,null,40,101430,0.28722757082604822,802.87082665739251,2795.2428952011364,806.50785898916229,25044667.256145939,2573.4861719814326,0.31339117643993353]
[10,18,20,22,1607,65,135.93414025071934,360,459.94662415962023,2637.8807644103395,76,9279.3414025071943,353275,924673.68,4657120.0226999996,1295251.0888,64841.146500000003,7396590.9380999999,null,null,null,40,101430,0.28427456755687508,826.22236104845001,2906.4237724436848,797.10300734607915,26019179.280431502,2544.9113815603387,0.31321444554873207]
[10,18,20,23,1683,65,135.93414025071934,360,459.94662415962023,2713.8807644103395,76,9639.3414025071943,353275,924673.68,4860192.0226999996,1295251.0888,64841.146500000003,7599662.9380999999,null,null,null,40,101430,0.28154213561773617,849.57389543950762,3017.5728175658105,788.40064074842246,26992986.046138085,2518.4687818933558,0.31304761306420159]
[10,18,20,24,1759,65,135.93414025071934,360,459.94662415962023,2789.8807644103395,76,9999.3414025071943,353275,924673.68,5063264.0226999996,1295251.0888,64841.146500000003,7802734.9380999999,null,null,null,40,101430,0.27900645173599292,872.92542983056512,3128.6926320132629,780.32488581428402,27966145.189763315,2493.9282492280286,0.31288987004972019]
[10,18,20,25,1835,65,135.93414025071934,360,459.94662415962023,2865.8807644103395,76,10359.341402507194,353275,924673.68,5266336.0226999996,1295251.0888,64841.146500000003,8005806.9380999999,null,null,null,40,101430,0.27664700419244137,896.27696422162285,3239.7855412818926,772.81041593936493,28938708.233979154,2471.0916312571094,0.31274049337709747]
[10,18,20,26,1911,65,135.93414025071934,360,459.94662415962023,2941.8807644103395,76,10719.341402507194,353275,924673.68,5469408.0226999996,1295251.0888,64841.146500000003,8208878.9380999999,null,null,null,40,101430,0.27444603674272844,919.62849861268046,3350.8536305618427,765.80068027401921,29910721.377349116,2449.7873805228173,0.31259883464277916]
[10,18,21,10,715,65,135.93414025071934,378,483.44395536760129,1787.3780956183207,78,5207.3084726325533,353275,970907.36399999994,2273696.0227000001,1361421.6883,66462.175199999998,5127192.2501999997,null,null,null,40,101430,0.34324413562438949,562.63912209475325,1639.1805822735064,984.61465787576981,14937450.3978281,3127.8995771920377,0.31478461298929333]
[10,18,21,11,793,65,135.93414025071934,378,483.44395536760129,1865.3780956183207,78,5585.3084726325533,353275,970907.36399999994,2482112.0227000001,1361421.6883,66462.175199999998,5335608.2501999997,null,null,null,40,101430,0.33397942204239656,586.60517054873355,1756.4111194679169,955.29338735338251,15975859.283801556,3037.7900658309745,0.3144698503357789]
[10,18,21,12,871,65,135.93414025071934,378,483.44395536760129,1943.3780956183207,78,5963.3084726325533,353275,970907.36399999994,2690528.0227000001,1361421.6883,66462.175199999998,5544024.2501999997,null,null,null,40,101430,0.3258892449614299,610.57121900271375,1873.5543699055697,929.68932861312169,17011988.999179315,2959.0944032833841,0.3141803544968173]
[10,18,21,13,949,65,135.93414025071934,378,483.44395536760129,2021.3780956183207,78,6341.3084726325533,353275,970907.36399999994,2898944.0227000001,1361421.6883,66462.175199999998,5752440.2501999997,null,null,null,40,101430,0.31876356501849196,634.53726745669394,1990.6204381290677,907.13774216484546,18046103.386693493,2889.7725252139317,0.3139132005200615]
[10,18,21,14,1027,65,135.93414025071934,378,483.44395536760129,2099.3780956183205,78,6719.3084726325533,353275,970907.36399999994,3107360.0227000001,1361421.6883,66462.175199999998,5960856.2501999997,null,null,null,40,101430,0.31243960657097303,658.50331591067413,2107.6179269899644,887.12347029653472,19078427.077972412,2828.2432854173962,0.31366589814624513]
[10,18,21,15,1105,65,135.93414025071934,378,483.44395536760129,2177.3780956183205,78,7097.3084726325533,353275,970907.36399999994,3315776.0227000001,1361421.6883,66462.175199999998,6169272.2501999997,null,null,null,40,101430,0.30678927145612445,682.46936436465433,2224.5542066234148,869.2411037259559,20109152.516818043,2773.2622706456118,0.31343631394934662]
[10,18,21,16,1183,65,135.93414025071934,378,483.44395536760129,2255.3780956183205,78,7475.3084726325533,353275,970907.36399999994,3524192.0227000001,1361421.6883,66462.175199999998,6377688.2501999997,null,null,null,40,101430,0.30171037140144291,706.43541281863452,2341.4356276095059,853.16723364443192,21138445.52512522,2723.8366816627004,0.31322260963298154]
[10,18,21,17,1261,65,135.93414025071934,378,483.44395536760129,2333.3780956183205,78,7853.3084726325533,353275,970907.36399999994,3732608.0227000001,1361421.6883,66462.175199999998,6586104.2501999997,null,null,null,40,101430,0.29712039247531752,730.4014612726146,2458.2676913813339,838.64071724498717,22166449.752457909,2679.1647928846505,0.31302319270253798]
[10,18,21,18,1339,65,135.93414025071934,378,483.44395536760129,2411.3780956183205,78,8231.3084726325542,353275,970907.36399999994,3941024.0227000001,1361421.6883,66462.175199999998,6794520.2501999997,null,null,null,40,101430,0.29295197763948078,754.36750972659479,2575.0551875603028,825.44838075563723,23193290.262052186,2638.5920903979013,0.31283667671085874]
[10,18,21,19,1417,65,135.93414025071934,378,483.44395536760129,2489.3780956183205,78,8609.3084726325542,353275,970907.36399999994,4149440.0227000001,1361421.6883,66462.175199999998,7002936.2501999997,null,null,null,40,101430,0.28914959935883427,778.3335581805751,2691.8023054725527,813.41448880543373,24219076.442655083,2601.5789629117344,0.31266184897768606]
[10,18,21,20,1495,65,135.93414025071934,378,483.44395536760129,2567.3780956183205,78,8987.3084726325542,353275,970907.36399999994,4357856.0226999996,1361421.6883,66462.175199999998,7211352.2501999997,null,null,null,40,101430,0.28566707189769869,802.2996066345554,2808.5127253373812,802.39287125774558,25243904.38957271,2567.6765446624113,0.31249764419343606]
[10,18,21,21,1573,65,135.93414025071934,378,483.44395536760129,2645.3780956183205,78,9365.3084726325542,353275,970907.36399999994,4566272.0226999996,1361421.6883,66462.175199999998,7419768.2501999997,null,null,null,40,101430,0.28246566606414347,826.26565508853537,2925.1896933233065,792.26095669105371,26267858.864481557,2536.508407359081,0.31234312269279119]
[10,18,21,22,1651,65,135.93414025071934,378,483.44395536760129,2723.3780956183205,78,9743.3084726325542,353275,970907.36399999994,4774688.0226999996,1361421.6883,66462.175199999998,7628184.2501999997,null,null,null,40,101430,0.27951266279497033,850.23170354251556,3041.8360837060973,782.91519473709445,27291014.918455292,2507.7565129481632,0.31219745246187619]
[10,18,21,23,1729,65,135.93414025071934,378,483.44395536760129,2801.3780956183205,78,10121.308472632554,353275,970907.36399999994,4983104.0226999996,1361421.6883,66462.175199999998,7836600.2501999997,null,null,null,40,101430,0.27678023085583137,874.19775199649575,3158.4544506426319,774.26750418924814,28313439.243847616,2481.1503134516415,0.31205989415132579]
[10,18,21,24,1807,65,135.93414025071934,378,483.44395536760129,2879.3780956183205,78,10499.308472632554,353275,970907.36399999994,5191520.0226999996,1361421.6883,66462.175199999998,8045016.2501999997,null,null,null,40,101430,0.27424454697408818,898.16380045047606,3275.0470715296974,766.24248837004825,29335191.30644675,2456.4582048822467,0.31192978852525566]
[10,18,21,25,1885,65,135.93414025071934,378,483.44395536760129,2957.3780956183205,78,10877.308472632554,353275,970907.36399999994,5399936.0226999996,1361421.6883,66462.175199999998,8253432.2501999997,null,null,null,40,101430,0.27188509943053663,922.12984890445637,3391.61598350133,758.77523111534799,30356324.298468411,2433.4807626759325,0.31180654589641166]
[10,18,21,26,1963,65,135.93414025071934,378,483.44395536760129,3035.3780956183205,78,11255.308472632554,353275,970907.36399999994,5608352.0226999996,1361421.6883,66462.175199999998,8461848.2501999997,null,null,null,40,101430,0.26968413198082364,946.09589735843633,3508.1630142989284,751.80953687851434,31376885.944614619,2412.0453398958475,0.31168963719022696]
[10,18,22,10,735,65,135.93414025071934,396,506.94128657558224,1848.8754268263015,80,5455.2755427579132,353275,1017141.048,2327136.0227000001,1427592.2877,68083.203899999993,5294657.5623000003,null,null,null,40,101430,0.33891513129538514,579.27429583374828,1709.2016329270218,970.55731114604998,15622369.948792027,3097.737247812468,0.31331169608766185]
[10,18,22,11,815,65,135.93414025071934,396,506.94128657558224,1928.8754268263015,80,5851.2755427579132,353275,1017141.048,2540896.0227000001,1427592.2877,68083.203899999993,5508417.5623000003,null,null,null,40,101430,0.32965041771339215,603.85485835065106,1831.8037105466688,941.40457445345612,16709875.87562868,3007.1003408416732,0.31306057921231906]
[10,18,22,12,895,65,135.93414025071934,396,506.94128657558224,2008.8754268263015,80,6247.2755427579132,353275,1017141.048,2754656.0227000001,1427592.2877,68083.203899999993,5722177.5623000003,null,null,null,40,101430,0.32156024063242555,628.43542086755383,1954.3318528173274,915.94768362239142,17795040.677559797,2927.9457089597895,0.31282946293010327]
[10,18,22,13,975,65,135.93414025071934,396,506.94128657558224,2088.8754268263015,80,6643.2755427579132,353275,1017141.048,2968416.0227000001,1427592.2877,68083.203899999993,5935937.5623000003,null,null,null,40,101430,0.31443456068948755,653.0159833844566,2076.7945544934141,893.52571997573091,18878133.336627156,2858.2208815488075,0.31261604928571818]
[10,18,22,14,1055,65,135.93414025071934,396,506.94128657558224,2168.8754268263015,80,7039.2755427579132,353275,1017141.048,3182176.0227000001,1427592.2877,68083.203899999993,6149697.5623000003,null,null,null,40,101430,0.30811060224196868,677.59654590135938,2199.1990569971431,873.62648684306839,19959383.148751184,2796.3351215405319,0.31241837936855649]
[10,18,22,15,1135,65,135.93414025071934,396,506.94128657558224,2248.8754268263015,80,7435.2755427579132,353275,1017141.048,3395936.0227000001,1427592.2877,68083.203899999993,6363457.5623000003,null,null,null,40,101430,0.3024602671271201,702.17710841826215,2321.5515713445634,855.84690516789874,21038986.782569531,2741.0364864970161,0.31223477300794789]
[10,18,22,16,1215,65,135.93414025071934,396,506.94128657558224,2328.8754268263015,80,7831.2755427579132,353275,1017141.048,3609696.0227000001,1427592.2877,68083.203899999993,6577217.5623000003,null,null,null,40,101430,0.29738136707243856,726.75767093516481,2443.8574551247366,839.8654250420683,22117113.883392017,2691.3261853908834,0.31206378089770187]
[10,18,22,17,1295,65,135.93414025071934,396,506.94128657558224,2408.8754268263015,80,8227.2755427579123,353275,1017141.048,3823456.0227000001,1427592.2877,68083.203899999993,6790977.5623000003,null,null,null,40,101430,0.29279138814631317,751.33823345206747,2566.1213542134992,825.42240466441046,23193911.56049424,2646.3976659518985,0.31190414626046364]
[10,18,22,18,1375,65,135.93414025071934,396,506.94128657558224,2488.8754268263015,80,8623.2755427579123,353275,1017141.048,4037216.0227000001,1427592.2877,68083.203899999993,7004737.5623000003,null,null,null,40,101430,0.28862297331047648,775.91879596897036,2688.3473171565652,812.30589555064364,24269508.008999746,2605.5924833956205,0.3117547739054124]
[10,18,22,19,1455,65,135.93414025071934,396,506.94128657558224,2568.8754268263015,80,9019.2755427579123,353275,1017141.048,4250976.0226999996,1427592.2877,68083.203899999993,7218497.5623000003,null,null,null,40,101430,0.28482059502982998,800.49935848587313,2810.5388881798899,800.34117242776449,25344015.455005694,2568.3677933432336,0.31161470506759614]
[10,18,22,20,1535,65,135.93414025071934,396,506.94128657558224,2648.8754268263015,80,9415.2755427579123,353275,1017141.048,4464736.0226999996,1427592.2877,68083.203899999993,7432257.5623000003,null,null,null,40,101430,0.28133806756869439,825.07992100277602,2932.69918334573,789.3829053209929,26417532.567025229,2534.2720469069518,0.31148309680660574]
[10,18,22,21,1615,65,135.93414025071934,396,506.94128657558224,2728.8754268263015,80,9811.2755427579123,353275,1017141.048,4678496.0226999996,1427592.2877,68083.203899999993,7646017.5623000003,null,null,null,40,101430,0.27813666173513918,849.66048351967868,3054.830953313101,779.30922732913712,27490146.44326533,2502.9265707968161,0.31135920502895176]
[10,18,22,22,1695,65,135.93414025071934,396,506.94128657558224,2808.8754268263015,80,10207.275542757912,353275,1017141.048,4892256.0226999996,1427592.2877,68083.203899999993,7859777.5623000003,null,null,null,40,101430,0.27518365846596604,874.24104603658134,3176.9366353732994,770.0171832743813,28561934.259304881,2474.0114344195545,0.31124237041169561]
[10,18,22,23,1775,65,135.93414025071934,396,506.94128657558224,2888.8754268263015,80,10603.275542757912,353275,1017141.048,5106016.0226999996,1427592.2877,68083.203899999993,8073537.5623000003,null,null,null,40,101430,0.27245122652682707,898.82160855348411,3299.0183968394836,761.4191982263626,29632964.642003413,2447.2544833561756,0.31113200666493374]
[10,18,22,24,1855,65,135.93414025071934,396,506.94128657558224,2968.8754268263015,80,10999.275542757912,353275,1017141.048,5319776.0226999996,1427592.2877,68083.203899999993,8287297.5623000003,null,null,null,40,101430,0.26991554264508388,923.40217107038688,3421.0781714211348,753.44030887528857,30703298.821279902,2422.4227413363487,0.31102759069197278]
[10,18,22,25,1935,65,135.93414025071934,396,506.94128657558224,3048.8754268263015,80,11395.275542757912,353275,1017141.048,5533536.0226999996,1427592.2877,68083.203899999993,8501057.5623000003,null,null,null,40,101430,0.26755609510153233,947.98273358728954,3543.1176898719073,746.01597218442362,31772991.600561161,2399.3156046270833,0.3109286542986387]
[10,18,22,26,2015,65,135.93414025071934,396,506.94128657558224,3128.8754268263015,80,11791.275542757912,353275,1017141.048,5747296.0226999996,1427592.2877,68083.203899999993,8714817.5623000003,null,null,null,40,101430,0.26535512765181934,972.56329610419232,3665.1385059357985,739.09031560987364,32842092.17835395,2377.7594075165316,0.31083477717445857]
[10,19,8,10,475,65,151.45748342749897,152,188.42190797850634,1041.8793914060054,54,2125.8299337099961,353275,390417.77600000001,1673894.3957,530613.05079999997,47009.831200000001,3096640.0537999999,null,null,null,40,101430,0.49010477032267519,361.95889739757251,738.53371628940897,1456.6734641852938,6318322.6145041753,4192.9569165297989,0.34740959499075297]
[10,19,8,11,529,65,151.45748342749897,152,188.42190797850634,1095.8793914060054,54,2277.8299337099961,353275,390417.77600000001,1818182.3957,530613.05079999997,47009.831200000001,3240928.0537999999,null,null,null,40,101430,0.48110676534182745,378.55077709648185,786.83320287030404,1422.8138834436597,6736400.9140537586,4118.9518210257138,0.34543105752796749]
[10,19,8,12,583,65,151.45748342749897,152,188.42190797850634,1149.8793914060054,54,2429.8299337099961,353275,390417.77600000001,1962470.3957,530613.05079999997,47009.831200000001,3385216.0537999999,null,null,null,40,101430,0.47323451549150486,395.14265679539119,834.9827492717709,1393.1905302678538,7153358.309653773,4054.2347213263333,0.3436383500292442]
[10,19,8,13,637,65,151.45748342749897,152,188.42190797850634,1203.8793914060054,54,2581.8299337099961,353275,390417.77600000001,2106758.3957000002,530613.05079999997,47009.831200000001,3529504.0537999999,null,null,null,40,101430,0.4662891911226989,411.73453649430058,883.00253219028002,1367.0552067441422,7569345.6357159764,3997.1618711570732,0.34200646629014692]
[10,19,8,14,691,65,151.45748342749897,152,188.42190797850634,1257.8793914060054,54,2733.8299337099961,353275,390417.77600000001,2251046.3957000002,530613.05079999997,47009.831200000001,3673792.0537999999,null,null,null,40,101430,0.46011618202562299,428.32641619320992,930.90926362889195,1343.8261131410409,7984487.8257325608,3946.4555755787333,0.34051469411105018]
[10,19,8,15,745,65,151.45748342749897,152,188.42190797850634,1311.8793914060054,54,2885.8299337099961,353275,390417.77600000001,2395334.3957000002,530613.05079999997,47009.831200000001,3818080.0537999999,null,null,null,40,101430,0.45459345198470014,444.91829589211932,978.71690397136115,1323.0440259858437,8398889.2429859191,3901.1077036816528,0.33914573154112787]
[10,19,8,16,799,65,151.45748342749897,152,188.42190797850634,1365.8793914060054,54,3037.8299337099961,353275,390417.77600000001,2539622.3957000002,530613.05079999997,47009.831200000001,3962368.0537999999,null,null,null,40,101430,0.44962338946272229,461.51017559102871,1026.4372059080613,1304.3416321094155,8812637.7467617225,3860.3121856838125,0.33788501275794236]
[10,19,8,17,853,65,151.45748342749897,152,188.42190797850634,1419.8793914060054,54,3189.8299337099961,353275,390417.77600000001,2683910.3957000002,530613.05079999997,47009.831200000001,4106656.0537999999,null,null,null,40,101430,0.4451269882449771,478.10205528993799,1074.0801342443272,1287.421630353128,9225807.8306993637,3823.4168223355009,0.33672018777348939]
[10,19,8,18,907,65,151.45748342749897,152,188.42190797850634,1473.8793914060054,54,3341.8299337099961,353275,390417.77600000001,2828198.3957000002,530613.05079999997,47009.831200000001,4250944.0537999999,null,null,null,40,101430,0.44103961621103505,494.69393498884733,1121.6541934231573,1272.0408094157165,9638463.0712450109,3789.8882549823579,0.33564071651543664]
[10,19,8,19,961,65,151.45748342749897,152,188.42190797850634,1527.8793914060054,54,3493.8299337099961,353275,390417.77600000001,2972486.3957000002,530613.05079999997,47009.831200000001,4395232.0537999999,null,null,null,40,101430,0.43730788859078634,511.28581468775673,1169.1666855939013,1257.9982818851645,10050658.056889068,3759.2860863748342,0.33463754898693576]
[10,19,8,20,1015,65,151.45748342749897,152,188.42190797850634,1581.8793914060054,54,3645.8299337099961,353275,390417.77600000001,3116774.3957000002,530613.05079999997,47009.831200000001,4539520.0537999999,null,null,null,40,101430,0.43388732337174191,527.87769438666612,1216.6239158234084,1245.1266615134509,10462439.922257895,3731.2434802284783,0.33370287093599349]
[10,19,8,21,1069,65,151.45748342749897,152,188.42190797850634,1635.8793914060054,54,3797.8299337099961,353275,390417.77600000001,3261062.3957000002,530613.05079999997,47009.831200000001,4683808.0537999999,null,null,null,40,101430,0.43074055973010872,544.46957408557546,1264.0313566633392,1233.2853591552609,10873849.578365434,3705.4524234034598,0.33282989989721357]
[10,19,8,22,1123,65,151.45748342749897,152,188.42190797850634,1689.8793914060054,54,3949.8299337099961,353275,390417.77600000001,3405350.3957000002,530613.05079999997,47009.831200000001,4828096.0537999999,null,null,null,40,101430,0.42783598781903392,561.06145378448491,1311.3937811650446,1222.3554266477493,11284922.706989113,3681.6523939261356,0.33201272033838652]
[10,19,8,23,1177,65,151.45748342749897,152,188.42190797850634,1743.8793914060054,54,4101.8299337099961,353275,390417.77600000001,3549638.3957000002,530613.05079999997,47009.831200000001,4972384.0537999999,null,null,null,40,101430,0.42514668320944082,577.65333348339425,1358.7153711812537,1212.2355471009848,11695690.570298012,3659.6215508206051,0.33124614943563291]
[10,19,8,24,1231,65,151.45748342749897,152,188.42190797850634,1797.8793914060054,54,4253.8299337099961,353275,390417.77600000001,3693926.3957000002,530613.05079999997,47009.831200000001,5116672.0537999999,null,null,null,40,101430,0.42264956978145507,594.24521318230359,1405.9998061504657,1202.8388848502004,12106180.674576052,3639.1698145501473,0.33052562703751931]
[10,19,8,25,1285,65,151.45748342749897,152,188.42190797850634,1851.8793914060054,54,4405.8299337099961,353275,390417.77600000001,3838214.3957000002,530613.05079999997,47009.831200000001,5260960.0537999999,null,null,null,40,101430,0.42032475589601392,610.83709288121293,1453.2503363478563,1194.0905874630666,12516417.317821905,3620.1333811677491,0.32984712488076562]
[10,19,8,26,1339,65,151.45748342749897,152,188.42190797850634,1905.8793914060054,54,4557.8299337099961,353275,390417.77600000001,3982502.3957000002,530613.05079999997,47009.831200000001,5405248.0537999999,null,null,null,40,101430,0.41815500339536626,627.42897258012226,1500.4698436835088,1185.9257875833805,12926422.044256786,3602.3703352389748,0.32920707123930615]
[10,19,9,10,495,65,151.45748342749897,171,213.22464647581964,1105.6821299033186,56,2391.5586754237456,353275,439219.99800000002,1727334.3957,600459.79469999997,48630.859900000003,3270350.0482999999,null,null,null,40,101430,0.46232699254489734,379.17685075377682,820.14863260867105,1367.4554933281436,7073673.1816652268,3987.5089932451392,0.34293477347502416]
[10,19,9,11,551,65,151.45748342749897,171,213.22464647581964,1161.6821299033186,56,2562.5586754237456,353275,439219.99800000002,1876966.3957,600459.79469999997,48630.859900000003,3419982.0482999999,null,null,null,40,101430,0.4533289875640496,396.38324451560874,874.38318613941453,1334.5965815823711,7544150.3679302661,3911.3081112923946,0.34121489374085306]
[10,19,9,12,607,65,151.45748342749897,171,213.22464647581964,1217.6821299033186,56,2733.5586754237456,353275,439219.99800000002,2026598.3957,600459.79469999997,48630.859900000003,3569614.0482999999,null,null,null,40,101430,0.44545673771372707,413.5896382774406,928.46196557752853,1305.848702066522,8013379.8551247716,3844.6529644371408,0.33965320515156017]
[10,19,9,13,663,65,151.45748342749897,171,213.22464647581964,1273.6821299033186,56,2904.5586754237456,353275,439219.99800000002,2176230.3957000002,600459.79469999997,48630.859900000003,3719246.0482999999,null,null,null,40,101430,0.43851141334492105,430.79603203927257,982.40551768813418,1280.4857687311755,8481526.2160561439,3785.8562287772684,0.33822884213031473]
[10,19,9,14,719,65,151.45748342749897,171,213.22464647581964,1329.6821299033186,56,3075.5586754237456,353275,439219.99800000002,2325862.3957000002,600459.79469999997,48630.859900000003,3868878.0482999999,null,null,null,40,101430,0.4323384042478452,448.00242580110455,1036.2309279012829,1257.943176061088,8948726.2993802428,3733.6060371799194,0.33692445414279493]
[10,19,9,15,775,65,151.45748342749897,171,213.22464647581964,1385.6821299033186,56,3246.5586754237456,353275,439219.99800000002,2475494.3957000002,600459.79469999997,48630.859900000003,4018510.0482999999,null,null,null,40,101430,0.42681567420692229,465.20881956293641,1089.9525197319745,1237.7752722427781,9415094.8317249157,3686.8670658360002,0.33572549542469371]
[10,19,9,16,831,65,151.45748342749897,171,213.22464647581964,1441.6821299033186,56,3417.5586754237456,353275,439219.99800000002,2625126.3957000002,600459.79469999997,48630.859900000003,4168142.0482999999,null,null,null,40,101430,0.4218456116849445,482.41521332476839,1143.5823911925872,1219.6255994955138,9880728.7141764965,3644.8113231072261,0.33461968024610245]
[10,19,9,17,887,65,151.45748342749897,171,213.22464647581964,1497.6821299033186,56,3588.5586754237456,353275,439219.99800000002,2774758.3957000002,600459.79469999997,48630.859900000003,4317774.0482999999,null,null,null,40,101430,0.41734921046719925,499.62160708660031,1197.1308308629641,1203.2056429493734,10345710.354863908,3606.7687315447952,0.33359656038551577]
[10,19,9,18,943,65,151.45748342749897,171,213.22464647581964,1553.6821299033186,56,3759.5586754237456,353275,439219.99800000002,2924390.3957000002,600459.79469999997,48630.859900000003,4467406.0482999999,null,null,null,40,101430,0.41326183843325726,516.82800084843234,1250.6066439809958,1188.2793790473961,10810110.280836578,3572.1912000274533,0.33264719397950027]
[10,19,9,19,999,65,151.45748342749897,171,213.22464647581964,1609.6821299033186,56,3930.5586754237456,353275,439219.99800000002,3074022.3957000002,600459.79469999997,48630.859900000003,4617038.0482999999,null,null,null,40,101430,0.40953011081300855,534.03439461026414,1304.017410466075,1174.6518573029637,11273989.204747193,3540.6260769743726,0.33176388349564367]
[10,19,9,20,1055,65,151.45748342749897,171,213.22464647581964,1665.6821299033186,56,4101.5586754237456,353275,439219.99800000002,3223654.3957000002,600459.79469999997,48630.859900000003,4766670.0482999999,null,null,null,40,101430,0.40610954559396412,551.24078837209606,1357.3696908942811,1162.1606383169244,11737399.674644893,3511.6962462778552,0.33093996656138214]
[10,19,9,21,1111,65,151.45748342749897,171,213.22464647581964,1721.6821299033186,56,4272.5586754237456,353275,439219.99800000002,3373286.3957000002,600459.79469999997,48630.859900000003,4916302.0482999999,null,null,null,40,101430,0.40296278195233093,568.44718213392798,1410.6691922758596,1150.669287844757,12200387.401798215,3485.0850045099628,0.33016964761424877]
[10,19,9,22,1167,65,151.45748342749897,171,213.22464647581964,1777.6821299033186,56,4443.5586754237456,353275,439219.99800000002,3522918.3957000002,600459.79469999997,48630.859900000003,5065934.0482999999,null,null,null,40,101430,0.40005821004125608,585.65357589576001,1463.9209024990748,1140.0623730577122,12662992.337545965,3460.5244311196529,0.32944786137193804]
[10,19,9,23,1223,65,151.45748342749897,171,213.22464647581964,1833.6821299033186,56,4614.5586754237456,353275,439219.99800000002,3672550.3957000002,600459.79469999997,48630.859900000003,5215566.0482999999,null,null,null,40,101430,0.39736890543166303,602.85996965759193,1517.1292001388567,1130.2415713341959,13125249.552828234,3437.7863453207674,0.32877016131982367]
[10,19,9,24,1279,65,151.45748342749897,171,213.22464647581964,1889.6821299033186,56,4785.5586754237456,353275,439219.99800000002,3822182.3957000002,600459.79469999997,48630.859900000003,5365198.0482999999,null,null,null,40,101430,0.39487179200367728,620.06636341942385,1570.2979447406296,1121.1226133069424,13587189.961330071,3416.6752024953862,0.32813262802625337]
[10,19,9,25,1335,65,151.45748342749897,171,213.22464647581964,1945.6821299033186,56,4956.5586754237456,353275,439219.99800000002,3971814.3957000002,600459.79469999997,48630.859900000003,5514830.0482999999,null,null,null,40,101430,0.39254697811823613,637.27275718125577,1623.4305515130156,1112.6328586947084,14048840.917745389,3397.022461592232,0.3275317932908815]
[10,19,9,26,1391,65,151.45748342749897,171,213.22464647581964,2001.6821299033186,56,5127.5586754237456,353275,439219.99800000002,4121446.3957000002,600459.79469999997,48630.859900000003,5664462.0482999999,null,null,null,40,101430,0.39037722561758847,654.47915094308769,1676.5300534827104,1104.7093571984651,14510226.715617005,3378.6820800246369,0.32696457702537368]
[10,19,10,10,515,65,151.45748342749897,190,238.02738497313294,1169.484868400632,58,2657.2874171374951,353275,488022.22,1780774.3957,670306.53850000002,50251.888599999998,3444060.0427999999,null,null,null,40,101430,0.44010477032267514,396.39480410998112,900.6828165469625,1296.0811166424232,7825545.8133714767,3823.8322965317157,0.33894821114879753]
[10,19,10,11,573,65,151.45748342749897,190,238.02738497313294,1227.484868400632,58,2847.2874171374951,353275,488022.22,1935750.3957,670306.53850000002,50251.888599999998,3599036.0427999999,null,null,null,40,101430,0.4311067653418274,414.21571193473562,960.81932652182172,1264.0227400933402,8348363.6356059648,3745.7989691693465,0.33745076831329385]
[10,19,10,12,631,65,151.45748342749897,190,238.02738497313294,1285.484868400632,58,3037.2874171374951,353275,488022.22,2090726.3957,670306.53850000002,50251.888599999998,3754012.0427999999,null,null,null,40,101430,0.42323451549150487,432.03661975949012,1020.7972269411047,1235.9752395054568,8869815.4461336117,3677.5296246568028,0.33608845220949141]
[10,19,10,13,689,65,151.45748342749897,190,238.02738497313294,1343.484868400632,58,3227.2874171374951,353275,488022.22,2245702.3957000002,670306.53850000002,50251.888599999998,3908988.0427999999,null,null,null,40,101430,0.41628919112269891,449.85752758424462,1080.6370599510753,1211.2302183208021,9390078.1624937113,3617.2996352914279,0.33484376204384275]
[10,19,10,14,747,65,151.45748342749897,190,238.02738497313294,1401.484868400632,58,3417.2874171374951,353275,488022.22,2400678.3957000002,670306.53850000002,50251.888599999998,4063964.0427999999,null,null,null,40,101430,0.410116182025623,467.67843540899912,1140.3559671775638,1189.2368263971257,9909299.4155239649,3563.7679459878946,0.33370209408162327]
[10,19,10,15,805,65,151.45748342749897,190,238.02738497313294,1459.484868400632,58,3607.2874171374951,353275,488022.22,2555654.3957000002,670306.53850000002,50251.888599999998,4218940.0427999999,null,null,null,40,101430,0.40459345198470009,485.49934323375362,1199.9683654102068,1169.5602692483255,10427603.368635256,3515.8760551168275,0.33265116600063505]
[10,19,10,16,863,65,151.45748342749897,190,238.02738497313294,1517.484868400632,58,3797.2874171374951,353275,488022.22,2710630.3957000002,670306.53850000002,50251.888599999998,4373916.0427999999,null,null,null,40,101430,0.3996233894627223,503.32025105850818,1259.4864673341622,1151.8527734043923,10945095.202570554,3472.7773233652019,0.33168057325605327]
[10,19,10,17,921,65,151.45748342749897,190,238.02738497313294,1575.484868400632,58,3987.2874171374951,353275,488022.22,2865606.3957000002,670306.53850000002,50251.888599999998,4528892.0427999999,null,null,null,40,101430,0.39512698824497705,521.14115888326262,1318.920687240319,1135.8328530263698,11461864.609550618,3433.786494258105,0.33078144343734883]
[10,19,10,18,979,65,151.45748342749897,190,238.02738497313294,1633.484868400632,58,4177.2874171374951,353275,488022.22,3020582.3957000002,670306.53850000002,50251.888599999998,4683868.0427999999,null,null,null,40,101430,0.39103961621103506,538.96206670801712,1378.2799603024155,1121.27023475274,11977988.543021815,3398.3429910826781,0.32994616426151685]
[10,19,10,19,1037,65,151.45748342749897,190,238.02738497313294,1691.484868400632,58,4367.2874171374951,353275,488022.22,3175558.3957000002,670306.53850000002,50251.888599999998,4838844.0427999999,null,null,null,40,101430,0.38730788859078635,556.78297453277162,1437.5719961672296,1107.974717637203,12493533.401680723,3365.9837947208689,0.32916816752799727]
[10,19,10,20,1095,65,151.45748342749897,190,238.02738497313294,1749.484868400632,58,4557.2874171374951,353275,488022.22,3330534.3957000002,670306.53850000002,50251.888599999998,4993820.0427999999,null,null,null,40,101430,0.38388732337174186,574.60388235752612,1496.803482101704,1095.7878197597033,13008556.779061966,3336.3231062446903,0.32844175604835346]
[10,19,10,21,1153,65,151.45748342749897,190,238.02738497313294,1807.484868400632,58,4747.2874171374951,353275,488022.22,3485510.3957000002,670306.53850000002,50251.888599999998,5148796.0427999999,null,null,null,40,101430,0.38074055973010873,592.42479018228073,1555.9802470275986,1084.5764307963539,13523108.876273111,3309.0368934176458,0.32776196389765228]
[10,19,10,22,1211,65,151.45748342749897,190,238.02738497313294,1865.484868400632,58,4937.2874171374951,353275,488022.22,3640486.3957000002,670306.53850000002,50251.888599999998,5303772.0427999999,null,null,null,40,101430,0.37783598781903388,610.24569800703512,1615.1073949560221,1074.2279301856825,14037233.651188593,3283.8510054545586,0.32712444273548436]
[10,19,10,23,1269,65,151.45748342749897,190,238.02738497313294,1923.484868400632,58,5127.2874171374951,353275,488022.22,3795462.3957000002,670306.53850000002,50251.888599999998,5458748.0427999999,null,null,null,40,101430,0.37514668320944083,628.06660583178962,1674.1894142807762,1064.6463907207647,14550969.759729579,3260.5319304258519,0.32652536869397047]
[10,19,10,24,1327,65,151.45748342749897,190,238.02738497313294,1981.484868400632,58,5317.2874171374951,353275,488022.22,3950438.3957000002,670306.53850000002,50251.888599999998,5613724.0427999999,null,null,null,40,101430,0.37264956978145508,645.88751365654423,1733.2302678769572,1055.7495960723361,15064351.331830768,3238.8795342927547,0.32596136561864153]
[10,19,10,25,1385,65,151.45748342749897,190,238.02738497313294,2039.484868400632,58,5507.2874171374951,353275,488022.22,4105414.3957000002,670306.53850000002,50251.888599999998,5768700.0427999999,null,null,null,40,101430,0.37032475589601394,663.70842148129873,1792.2334678259156,1047.4666756800218,15577408.615002932,3218.7213030014432,0.32542944140682944]
[10,19,10,26,1443,65,151.45748342749897,190,238.02738497313294,2097.484868400632,58,5697.2874171374951,353275,488022.22,4260390.3957000002,670306.53850000002,50251.888599999998,5923676.0427999999,null,null,null,40,101430,0.36815500339536628,681.52932930605311,1851.2021377423744,1039.7362128905331,16090168.511120072,3199.9077367464688,0.32492693490834612]
[10,19,11,10,535,65,151.45748342749897,209,262.83012347044621,1233.2876068979454,60,2923.0161588512447,353275,536824.44200000004,1834214.3957,740153.28240000003,51872.917200000004,3617770.0373999998,null,null,null,40,101430,0.42192295214085701,413.61275746618537,980.3039995039253,1237.6838993541069,8574480.2907861155,3690.4572858958181,0.33537412940241429]
[10,19,11,11,595,65,151.45748342749897,209,262.83012347044621,1293.2876068979454,60,3132.0161588512447,353275,536824.44200000004,1994534.3957,740153.28240000003,51872.917200000004,3778090.0373999998,null,null,null,40,101430,0.41292494716000927,432.04817935386245,1046.3116416805956,1206.2805061477693,9149580.4827167634,3610.8649534795081,0.33406968183215247]
[10,19,11,12,655,65,151.45748342749897,209,262.83012347044621,1353.2876068979454,60,3341.0161588512447,353275,536824.44200000004,2154854.3957000002,740153.28240000003,51872.917200000004,3938410.0373999998,null,null,null,40,101430,0.40505269730968668,450.48360124153953,1112.1604774726836,1178.8060428645852,9723204.0757178925,3541.2245958531689,0.33288090347191923]
[10,19,11,13,715,65,151.45748342749897,209,262.83012347044621,1413.2876068979454,60,3550.0161588512447,353275,536824.44200000004,2315174.3957000002,740153.28240000003,51872.917200000004,4098730.0373999998,null,null,null,40,101430,0.39810737294088072,468.91902312921661,1177.8707328760058,1154.5665861668601,10295539.133284871,3479.7791667292781,0.33179306238908923]
[10,19,11,14,775,65,151.45748342749897,209,262.83012347044621,1473.2876068979454,60,3759.0161588512447,353275,536824.44200000004,2475494.3957000002,740153.28240000003,51872.917200000004,4259050.0373999998,null,null,null,40,101430,0.39193436384380481,487.35444501689369,1243.4593390517705,1133.0225403084294,10866743.083184727,3425.1622900752923,0.33079382649734917]
[10,19,11,15,835,65,151.45748342749897,209,262.83012347044621,1533.2876068979454,60,3968.0161588512447,353275,536824.44200000004,2635814.3957000002,740153.28240000003,51872.917200000004,4419370.0373999998,null,null,null,40,101430,0.38641163380288196,505.78986690457077,1308.9405769873549,1113.7479940710462,11436948.711581755,3376.2953911426989,0.3298727940075471]
[10,19,11,16,895,65,151.45748342749897,209,262.83012347044621,1593.2876068979454,60,4177.0161588512447,353275,536824.44200000004,2796134.3957000002,740153.28240000003,51872.917200000004,4579690.0373999998,null,null,null,40,101430,0.38144157128090411,524.22528879224785,1374.3265764973316,1096.4022793298386,12006268.802802989,3332.3157069654203,0.32902112997218963]
[10,19,11,17,955,65,151.45748342749897,209,262.83012347044621,1653.2876068979454,60,4386.0161588512447,353275,536824.44200000004,2956454.3957000002,740153.28240000003,51872.917200000004,4740010.0373999998,null,null,null,40,101430,0.37694517006315892,542.66071067992493,1439.627706568039,1080.7096612711848,12574799.768804204,3292.5248769085506,0.32823128197163243]
[10,19,11,18,1015,65,151.45748342749897,209,262.83012347044621,1713.2876068979454,60,4595.0161588512447,353275,536824.44200000004,3116774.3957000002,740153.28240000003,51872.917200000004,4900330.0373999998,null,null,null,40,101430,0.37285779802921687,561.0961325676019,1504.8528836820378,1066.4445712389302,13142624.516004048,3256.3515613380505,0.32749675554095364]
[10,19,11,19,1075,65,151.45748342749897,209,262.83012347044621,1773.2876068979454,60,4804.0161588512447,353275,536824.44200000004,3277094.3957000002,740153.28240000003,51872.917200000004,5060650.0373999998,null,null,null,40,101430,0.36912607040896817,579.53155445527909,1570.0098175487715,1053.4206942743078,13709814.730114277,3223.3238167027357,0.3268119351880362]
[10,19,11,20,1135,65,151.45748342749897,209,262.83012347044621,1833.2876068979454,60,5013.0161588512447,353275,536824.44200000004,3437414.3957000002,740153.28240000003,51872.917200000004,5220970.0373999998,null,null,null,40,101430,0.36570550518992373,597.96697634295606,1635.1052085814536,1041.4827863947044,14276432.712301223,3193.0483799825697,0.3261719405580662]
[10,19,11,21,1195,65,151.45748342749897,209,262.83012347044621,1893.2876068979454,60,5222.0161588512447,353275,536824.44200000004,3597734.3957000002,740153.28240000003,51872.917200000004,5381290.0373999998,null,null,null,40,101430,0.36255874154829054,616.40239823063325,1700.1449078246328,1030.5004568476602,14842532.866209537,3165.1949269709799,0.32557250994769726]
[10,19,11,22,1255,65,151.45748342749897,209,262.83012347044621,1953.2876068979454,60,5431.0161588512447,353275,536824.44200000004,3758054.3957000002,740153.28240000003,51872.917200000004,5541610.0373999998,null,null,null,40,101430,0.35965416963721575,634.83782011831022,1765.1340474063545,1020.3633860176582,15408162.91092054,3139.483964690829,0.32500990528809465]
[10,19,11,23,1315,65,151.45748342749897,209,262.83012347044621,2013.2876068979454,60,5640.0161588512447,353275,536824.44200000004,3918374.3957000002,740153.28240000003,51872.917200000004,5701930.0373999998,null,null,null,40,101430,0.35696486502762265,653.27324200598741,1830.0771476639188,1010.9776065825027,15973364.877019046,3115.677415370465,0.32448083411815398]
[10,19,11,24,1375,65,151.45748342749897,209,262.83012347044621,2073.2876068979454,60,5849.0161588512447,353275,536824.44200000004,4078694.3957000002,740153.28240000003,51872.917200000004,5862250.0373999998,null,null,null,40,101430,0.35446775159963689,671.70866389366438,1894.9782056686042,1002.2625819712945,16538175.929705862,3093.5712188276575,0.3239823851060758]
[10,19,11,25,1435,65,151.45748342749897,209,262.83012347044621,2133.2876068979454,60,6058.0161588512447,353275,536824.44200000004,4239014.3957000002,740153.28240000003,51872.917200000004,6022570.0373999998,null,null,null,40,101430,0.35214293771419575,690.14408578134157,1959.840768811534,994.14888957709638,17102629.053007092,3072.9894658810549,0.32351197445190871]
[10,19,11,26,1495,65,151.45748342749897,209,262.83012347044621,2193.2876068979454,60,6267.0161588512447,353275,536824.44200000004,4399334.3957000002,740153.28240000003,51872.917200000004,6182890.0373999998,null,null,null,40,101430,0.34997318521354809,708.57950766901854,2024.6679963113588,986.57636754767941,17666753.621679243,3053.7797054264547,0.32306730108742598]
[10,19,12,10,555,65,151.45748342749897,228,287.63286196775948,1297.0903453952585,62,3188.7449005649942,353275,585626.66399999999,1887654.3957,810000.02630000003,53493.945899999999,3791480.0318999998,null,null,null,40,101430,0.40677143698934182,430.83071082238973,1059.1469106363982,1189.0195516138431,9320910.1896209624,3579.7489411573433,0.33215165956007786]
[10,19,12,11,617,65,151.45748342749897,228,287.63286196775948,1359.0903453952585,62,3416.7449005649942,353275,585626.66399999999,2053318.3957,810000.02630000003,53493.945899999999,3957144.0318999998,null,null,null,40,101430,0.39777343200849408,449.88064677298939,1130.9972224675444,1158.1619778597938,9948236.1401055474,3498.8096816429397,0.33101599779384239]
[10,19,12,12,679,65,151.45748342749897,228,287.63286196775948,1421.0903453952585,62,3644.7449005649942,353275,585626.66399999999,2218982.3957000002,810000.02630000003,53493.945899999999,4122808.0318999998,null,null,null,40,101430,0.38990118215817149,468.930582723589,1202.6908462497495,1131.1650456638588,10573981.871663613,3427.986539297714,0.32997943040219713]
[10,19,12,13,741,65,151.45748342749897,228,287.63286196775948,1483.0903453952585,62,3872.7449005649942,353275,585626.66399999999,2384646.3957000002,810000.02630000003,53493.945899999999,4288472.0318999998,null,null,null,40,101430,0.38295585778936553,487.98051867418872,1274.247432827073,1107.346892705242,11198345.56555987,3365.4939546287496,0.32902952958279624]
[10,19,12,14,803,65,151.45748342749897,228,287.63286196775948,1545.0903453952585,62,4100.7449005649942,353275,585626.66399999999,2550310.3957000002,810000.02630000003,53493.945899999999,4454136.0318999998,null,null,null,40,101430,0.37678284869228962,507.03045462478838,1345.6834789177708,1086.1773019011823,11821493.593298653,3309.943312570676,0.32815586230013105]
[10,19,12,15,865,65,151.45748342749897,228,287.63286196775948,1607.0903453952585,62,4328.7449005649942,353275,585626.66399999999,2715974.3957000002,810000.02630000003,53493.945899999999,4619800.0318999998,null,null,null,40,101430,0.37126011865136677,526.08039057538804,1417.0129355299964,1067.2377647566468,12443566.65257374,3260.2384325819885,0.32734960550459924]
[10,19,12,16,927,65,151.45748342749897,228,287.63286196775948,1669.0903453952585,62,4556.7449005649942,353275,585626.66399999999,2881638.3957000002,810000.02630000003,53493.945899999999,4785464.0318999998,null,null,null,40,101430,0.36629005612938892,545.13032652598758,1488.2476807763101,1050.1935342677104,13064684.535662886,3215.5024285907107,0.32660324710996685]
[10,19,12,17,989,65,151.45748342749897,228,287.63286196775948,1731.0903453952585,62,4784.7449005649942,353275,585626.66399999999,3047302.3957000002,810000.02630000003,53493.945899999999,4951128.0318999998,null,null,null,40,101430,0.36179365491164373,564.18026247658725,1559.3978910834405,1034.7736681418642,13684949.873125521,3175.0254763014759,0.32591035122881956]
[10,19,12,18,1051,65,151.45748342749897,228,287.63286196775948,1793.0903453952585,62,5012.7449005649942,353275,585626.66399999999,3212966.3957000002,810000.02630000003,53493.945899999999,5116792.0318999998,null,null,null,40,101430,0.35770628287770173,583.23019842718691,1630.4723353897334,1020.7565183107555,14304451.100821529,3138.2268320778626,0.32526537211298351]
[10,19,12,19,1113,65,151.45748342749897,228,287.63286196775948,1855.0903453952585,62,5240.7449005649942,353275,585626.66399999999,3378630.3957000002,810000.02630000003,53493.945899999999,5282456.0318999998,null,null,null,40,101430,0.35397455525745297,602.28013437778657,1701.47861034739,1007.9590081385619,14923264.831955729,3104.6267638957866,0.32466350540434757]
[10,19,12,20,1175,65,151.45748342749897,228,287.63286196775948,1917.0903453952585,62,5468.7449005649942,353275,585626.66399999999,3544294.3957000002,810000.02630000003,53493.945899999999,5448120.0318999998,null,null,null,40,101430,0.35055399003840854,621.33007032838623,1772.4233298851057,996.2285919238717,15541457.768841237,3073.8255020790562,0.32410056824957967]
[10,19,12,21,1237,65,151.45748342749897,228,287.63286196775948,1979.0903453952585,62,5696.7449005649942,353275,585626.66399999999,3709958.3957000002,810000.02630000003,53493.945899999999,5613784.0318999998,null,null,null,40,101430,0.34740722639677535,640.38000627898577,1843.312279139539,985.43714522374898,16159088.255317952,3045.4872434860799,0.32357290194909766]
[10,19,12,22,1299,65,151.45748342749897,228,287.63286196775948,2041.0903453952585,62,5924.7449005649942,353275,585626.66399999999,3875622.3957000002,810000.02630000003,53493.945899999999,5779448.0318999998,null,null,null,40,101430,0.34450265448570055,659.42994222958544,1914.1505403319227,975.47626587763796,16776207.546234185,3019.3278481004604,0.32307729234880406]
[10,19,12,23,1361,65,151.45748342749897,228,287.63286196775948,2103.0903453952587,62,6152.7449005649942,353275,585626.66399999999,4041286.3957000002,810000.02630000003,53493.945899999999,5945112.0318999998,null,null,null,40,101430,0.34181334987610751,678.47987818018498,1984.9425963792944,966.2536198006178,17392860.852379121,2995.1052704119061,0.32261090431313366]
[10,19,12,24,1423,65,151.45748342749897,228,287.63286196775948,2165.0903453952587,62,6380.7449005649942,353275,585626.66399999999,4206950.3957000002,810000.02630000003,53493.945899999999,6110776.0318999998,null,null,null,40,101430,0.33931623644812176,697.52981413078476,2055.6924167035268,957.69007022042649,18009088.205877814,2972.6120416788099,0.32217122745676635]
[10,19,12,25,1485,65,151.45748342749897,228,287.63286196775948,2227.0903453952587,62,6608.7449005649942,353275,585626.66399999999,4372614.3957000002,810000.02630000003,53493.945899999999,6276440.0318999998,null,null,null,40,101430,0.33699142256268061,716.57975008138442,2126.4035287073225,949.71740115799184,18624925.181035716,2951.6693078929729,0.32175603094099336]
[10,19,12,26,1547,65,151.45748342749897,228,287.63286196775948,2289.0903453952587,62,6836.7449005649942,353275,585626.66399999999,4538278.3957000002,810000.02630000003,53493.945899999999,6442104.0318999998,null,null,null,40,101430,0.33482167006203295,735.62968603198408,2197.0790776346489,942.2764964286348,19240403.498038758,2932.1220603567058,0.3213633256161248]
[10,19,13,10,575,65,151.45748342749897,247,312.43560046507281,1360.8930838925719,64,3454.4736422787437,353275,634428.88600000006,1941094.3957,879846.77009999997,55114.974600000001,3965190.0263999999,null,null,null,40,101430,0.39395092416882899,448.04866417859409,1137.3210130777136,1147.8420266028506,10065187.776282683,3486.4299356160941,0.3292313477683621]
[10,19,13,11,639,65,151.45748342749897,247,312.43560046507281,1424.8930838925719,64,3701.4736422787437,353275,634428.88600000006,2112102.3957000002,879846.77009999997,55114.974600000001,4136198.0263999999,null,null,null,40,101430,0.38495291918798125,467.71311419211628,1214.987835859796,1117.4463000776605,10744685.441337215,3404.3122937707026,0.32824435705337379]
[10,19,13,12,703,65,151.45748342749897,247,312.43560046507281,1488.8930838925719,64,3948.4736422787437,353275,634428.88600000006,2283110.3957000002,879846.77009999997,55114.974600000001,4307206.0263999999,null,null,null,40,101430,0.37708066933765871,487.37756420563846,1292.5021191399601,1090.8534326478593,11422505.518421194,3332.4556784985457,0.32734221783839262]
[10,19,13,13,767,65,151.45748342749897,247,312.43560046507281,1552.8930838925719,64,4195.4736422787437,353275,634428.88600000006,2454118.3957000002,879846.77009999997,55114.974600000001,4478214.0263999999,null,null,null,40,101430,0.37013534496885275,507.04201421916071,1369.8827229316043,1067.3917674684881,12098855.424834421,3269.0492050412936,0.32651443906761424]
[10,19,13,14,831,65,151.45748342749897,247,312.43560046507281,1616.8930838925719,64,4442.4736422787437,353275,634428.88600000006,2625126.3957000002,879846.77009999997,55114.974600000001,4649222.0263999999,null,null,null,40,101430,0.36396233587177684,526.70646423268295,1447.145521173489,1046.5390232488965,12773909.737839673,3212.6845285257241,0.32575219071669792]
[10,19,13,15,895,65,151.45748342749897,247,312.43560046507281,1680.8930838925719,64,4689.4736422787437,353275,634428.88600000006,2796134.3957000002,879846.77009999997,55114.974600000001,4820230.0263999999,null,null,null,40,101430,0.35843960583085394,546.37091424620507,1524.3039702036585,1027.8829553367705,13447816.446584335,3162.2498665770349,0.32504798757392256]
[10,19,13,16,959,65,151.45748342749897,247,312.43560046507281,1744.8930838925719,64,4936.4736422787437,353275,634428.88600000006,2967142.3957000002,879846.77009999997,55114.974600000001,4991238.0263999999,null,null,null,40,101430,0.35346954330887614,566.03536425972732,1601.3695521288591,1011.093826907448,14120701.828156708,3116.8558311627799,0.32439544261187325]
[10,19,13,17,1023,65,151.45748342749897,247,312.43560046507281,1808.8930838925719,64,5183.4736422787437,353275,634428.88600000006,3138150.3957000002,879846.77009999997,55114.974600000001,5162246.0263999999,null,null,null,40,101430,0.34897314209113089,585.69981427324956,1678.3521240734904,995.90475087859272,14792674.288531046,3075.7824608760848,0.3237890727145008]
[10,19,13,18,1087,65,151.45748342749897,247,312.43560046507281,1872.8930838925719,64,5430.4736422787437,353275,634428.88600000006,3309158.3957000002,879846.77009999997,55114.974600000001,5333254.0263999999,null,null,null,40,101430,0.3448857700571889,605.36426428677169,1755.26019582191,982.09739660229991,15463827.416002128,3038.4407047423751,0.32322414423603851]
[10,19,13,19,1151,65,151.45748342749897,247,312.43560046507281,1936.8930838925719,64,5677.4736422787437,353275,634428.88600000006,3480166.3957000002,879846.77009999997,55114.974600000001,5504262.0263999999,null,null,null,40,101430,0.3411540424369402,625.02871430029393,1832.1011524165831,969.49142756216145,16134242.42925917,3004.3439572859374,0.32269654917873652]
[10,19,13,20,1215,65,151.45748342749897,247,312.43560046507281,2000.8930838925719,64,5924.4736422787437,353275,634428.88600000006,3651174.3957000002,879846.77009999997,55114.974600000001,5675270.0263999999,null,null,null,40,101430,0.33773347721789576,644.69316431381617,1908.8814340364577,957.93658121778253,16803990.155639339,2973.0867120429921,0.32220270513385901]
[10,19,13,21,1279,65,151.45748342749897,247,312.43560046507281,2064.8930838925717,64,6171.4736422787437,353275,634428.88600000006,3822182.3957000002,879846.77009999997,55114.974600000001,5846278.0263999999,null,null,null,40,101430,0.33458671357626252,664.3576143273383,1985.6066824240793,947.30665077274716,17473132.641493306,2944.3283396196462,0.32173947383025969]
[10,19,13,22,1343,65,151.45748342749897,247,312.43560046507281,2128.8930838925717,64,6418.4736422787437,353275,634428.88600000006,3993190.3957000002,879846.77009999997,55114.974600000001,6017286.0263999999,null,null,null,40,101430,0.33168214166518772,684.02206434086054,2062.2818609008436,937.49485652839007,18141724.472080369,2917.7806101494293,0.32130409437479185]
[10,19,13,23,1407,65,151.45748342749897,247,312.43560046507281,2192.8930838925717,64,6665.4736422787437,353275,634428.88600000006,4164198.3957000002,879846.77009999997,55114.974600000001,6188294.0263999999,null,null,null,40,101430,0.32899283705559462,703.68651435438278,2138.9113533662462,928.41024636979205,18809813.86033532,2893.197989089238,0.32089412818306645]
[10,19,13,24,1471,65,151.45748342749897,247,312.43560046507281,2256.8930838925717,64,6912.4736422787437,353275,634428.88600000006,4335206.3957000002,879846.77009999997,55114.974600000001,6359302.0263999999,null,null,null,40,101430,0.32649572362760887,723.35096436790502,2215.4990464528628,919.97486796969213,19477443.550386563,2870.3700128334335,0.32050741327998883]
[10,19,13,25,1535,65,151.45748342749897,247,312.43560046507281,2320.8930838925717,64,7159.4736422787437,353275,634428.88600000006,4506214.3957000002,879846.77009999997,55114.974600000001,6530310.0263999999,null,null,null,40,101430,0.32417090974216778,743.01541438142726,2292.0483980885001,912.12152634182655,20144651.571583964,2849.1152420016292,0.32014202616143417]
[10,19,13,26,1599,65,151.45748342749897,247,312.43560046507281,2384.8930838925717,64,7406.4736422787437,353275,634428.88600000006,4677222.3957000002,879846.77009999997,55114.974600000001,6701318.0263999999,null,null,null,40,101430,0.32200115724152006,762.6798643949495,2368.5624950189049,904.79199009713545,20811471.871118076,2829.2764241991749,0.31979624979670773]
[10,19,14,10,595,65,151.45748342749897,266,337.23833896238608,1424.6958223898851,66,3720.2023839924932,353275,683231.10800000001,1994534.3957,949693.51399999997,56736.003199999999,4138900.0208999999,null,null,null,40,101430,0.38296191317981798,465.26661753479834,1214.9161614312663,1112.547005164857,10807602.214412922,3406.7371496993351,0.32657259902280572]
[10,19,14,11,661,65,151.45748342749897,266,337.23833896238608,1490.6958223898851,66,3986.2023839924932,353275,683231.10800000001,2170886.3957000002,949693.51399999997,56736.003199999999,4315252.0208999999,null,null,null,40,101430,0.37396390819897024,485.54558161124316,1298.3755142298521,1082.5471476929747,11539220.567301506,3323.5777890325176,0.32571740949324995]
[10,19,14,12,727,65,151.45748342749897,266,337.23833896238608,1556.6958223898851,66,4252.2023839924932,353275,683231.10800000001,2347238.3957000002,949693.51399999997,56736.003199999999,4491604.0208999999,null,null,null,40,101430,0.36609165834864771,505.82454568768787,1381.6882579880184,1056.3006214912887,12269069.558095276,3250.8085633285882,0.32493473574762421]
[10,19,14,13,793,65,151.45748342749897,266,337.23833896238608,1622.6958223898851,66,4518.2023839924932,353275,683231.10800000001,2523590.3957000002,949693.51399999997,56736.003199999999,4667956.0208999999,null,null,null,40,101430,0.35914633397984175,526.1035097641327,1464.8722818194269,1033.1445172655563,12997365.082891293,3186.5959093172487,0.32421572947004595]
[10,19,14,14,859,65,151.45748342749897,266,337.23833896238608,1688.6958223898851,66,4784.2023839924932,353275,683231.10800000001,2699942.3957000002,949693.51399999997,56736.003199999999,4844308.0208999999,null,null,null,40,101430,0.35297332488276584,546.3824738405774,1547.9426781671084,1012.5633558326514,13724289.2859594,3129.5138309992649,0.32355292563424659]
[10,19,14,15,925,65,151.45748342749897,266,337.23833896238608,1754.6958223898851,66,5050.2023839924932,353275,683231.10800000001,2876294.3957000002,949693.51399999997,56736.003199999999,5020660.0208999999,null,null,null,40,101430,0.34745059484184293,566.66143791702223,1630.9122687643189,994.1502615483048,14449996.907339817,3078.4366008368897,0.32293998235274352]
[10,19,14,16,991,65,151.45748342749897,266,337.23833896238608,1820.6958223898851,66,5316.2023839924932,353275,683231.10800000001,3052646.3957000002,949693.51399999997,56736.003199999999,5197012.0208999999,null,null,null,40,101430,0.34248053231986514,586.94040199346705,1713.7920161992881,977.57979202722322,15174620.249842925,3032.4636664159111,0.32237147730862387]
[10,19,14,17,1057,65,151.45748342749897,266,337.23833896238608,1886.6958223898851,66,5582.2023839924932,353275,683231.10800000001,3228998.3957000002,949693.51399999997,56736.003199999999,5373364.0208999999,null,null,null,40,101430,0.33798413110211989,607.21936606991176,1796.5913490963399,962.58853608150298,15898273.103521774,2990.8660217142515,0.32184274691441495]
[10,19,14,18,1123,65,151.45748342749897,266,337.23833896238608,1952.6958223898851,66,5848.2023839924932,353275,683231.10800000001,3405350.3957000002,949693.51399999997,56736.003199999999,5549716.0208999999,null,null,null,40,101430,0.3338967590681779,627.49833014635658,1879.3184213513991,948.96100656648093,16621053.874275016,2953.0472100237621,0.32134975808898264]
[10,19,14,19,1189,65,151.45748342749897,266,337.23833896238608,2018.6958223898851,66,6114.2023839924932,353275,683231.10800000001,3581702.3957000002,949693.51399999997,56736.003199999999,5726068.0208999999,null,null,null,40,101430,0.33016503144792919,647.7772942228014,1961.9803205142377,936.5192156395326,17343048.098723549,2918.5145034569969,0.32088900518747476]
[10,19,14,20,1255,65,151.45748342749897,266,337.23833896238608,2084.6958223898851,66,6380.2023839924932,353275,683231.10800000001,3758054.3957000002,949693.51399999997,56736.003199999999,5902420.0208999999,null,null,null,40,101430,0.32674446622888476,668.05625829924611,2044.5832365873098,925.11485775542042,18064330.481371824,2886.8572896890028,0.32045742651001702]
[10,19,14,21,1321,65,151.45748342749897,266,337.23833896238608,2150.6958223898851,66,6646.2023839924932,353275,683231.10800000001,3934406.3957000002,949693.51399999997,56736.003199999999,6078772.0208999999,null,null,null,40,101430,0.32359770258725157,688.33522237569093,2127.1325997442618,914.62336981474562,18784966.556673843,2857.7306471861889,0.3200523361833672]
[10,19,14,22,1387,65,151.45748342749897,266,337.23833896238608,2216.6958223898851,66,6912.2023839924932,353275,683231.10800000001,4110758.3957000002,949693.51399999997,56736.003199999999,6255124.0208999999,null,null,null,40,101430,0.32069313067617672,708.61418645213564,2209.6331934458126,904.9393628004633,19505014.054180622,2830.8427115739769,0.31967136821152026]
[10,19,14,23,1453,65,151.45748342749897,266,337.23833896238608,2282.6958223898851,66,7178.2023839924932,353275,683231.10800000001,4287110.3957000002,949693.51399999997,56736.003199999999,6431476.0208999999,null,null,null,40,101430,0.31800382606658367,728.89315052858046,2292.0892479323966,895.97306914337003,20224524.026863083,2805.9448499745772,0.31931243023236466]
[10,19,14,24,1519,65,151.45748342749897,266,337.23833896238608,2348.6958223898851,66,7444.2023839924932,353275,683231.10800000001,4463462.3957000002,949693.51399999997,56736.003199999999,6607828.0208999999,null,null,null,40,101430,0.31550671263859792,749.17211460502529,2374.5045179535568,887.64755175477683,20943541.789194986,2782.8239411449513,0.31897366507116059]
[10,19,14,25,1585,65,151.45748342749897,266,337.23833896238608,2414.6958223898851,66,7710.2023839924932,353275,683231.10800000001,4639814.3957000002,949693.51399999997,56736.003199999999,6784180.0208999999,null,null,null,40,101430,0.31318189875315677,769.45107868147011,2456.8823477500364,879.89649078511331,21662107.701394182,2761.2962530056948,0.31865341859908675]
[10,19,14,26,1651,65,151.45748342749897,266,337.23833896238608,2480.6958223898851,66,7976.2023839924932,353275,683231.10800000001,4816166.3957000002,949693.51399999997,56736.003199999999,6960532.0208999999,null,null,null,40,101430,0.31101214625250911,789.73004275791482,2539.2257256626153,872.66241324156465,22380257.828473333,2741.2025447645647,0.31835021272261199]
[10,19,15,10,615,65,151.45748342749897,285,362.04107745969941,1488.4985608871984,68,3985.9311257062427,353275,732033.33,2047974.3957,1019540.2578,58357.031900000002,4312610.0153999999,null,null,null,40,101430,0.37343810365600849,482.48457089100265,1292.0068042532748,1081.9579865852627,11548393.089016981,3337.9158695136762,0.32414177854725273]
[10,19,15,11,683,65,151.45748342749897,285,362.04107745969941,1556.4985608871984,68,4270.9311257062427,353275,732033.33,2229670.3957000002,1019540.2578,58357.031900000002,4494306.0153999999,null,null,null,40,101430,0.36444009867516075,503.37804903037005,1381.2367268593293,1052.3012156262473,12332084.289776798,3253.8274779703088,0.32340412106995231]
[10,19,15,12,751,65,151.45748342749897,285,362.04107745969941,1624.4985608871984,68,4555.9311257062427,353275,732033.33,2411366.3957000002,1019540.2578,58357.031900000002,4676002.0153999999,null,null,null,40,101430,0.35656784882483822,524.2715271697374,1470.3275376554845,1026.3548518222606,13113919.358819459,3180.2451465289087,0.32272821890553932]
[10,19,15,13,819,65,151.45748342749897,285,362.04107745969941,1692.4985608871984,68,4840.9311257062427,353275,732033.33,2593062.3957000002,1019540.2578,58357.031900000002,4857698.0153999999,null,null,null,40,101430,0.3496225244560322,545.1650053091048,1559.2960040469693,1003.463567089682,13894122.019153688,3115.3148618537289,0.32210662857127176]
[10,19,15,14,887,65,151.45748342749897,285,362.04107745969941,1760.4985608871984,68,5125.9311257062427,353275,732033.33,2774758.3957000002,1019540.2578,58357.031900000002,5039394.0153999999,null,null,null,40,101430,0.34344951535895629,566.05848344847209,1648.1563028465944,983.11777740523894,14672881.428205635,3057.5947237121404,0.32153305661505821]
[10,19,15,15,955,65,151.45748342749897,285,362.04107745969941,1828.4985608871984,68,5410.9311257062427,353275,732033.33,2956454.3957000002,1019540.2578,58357.031900000002,5221090.0153999999,null,null,null,40,101430,0.33792678531803344,586.95196158783938,1736.9205019822284,964.91526026496808,15450358.605113013,3005.9464491772555,0.32100214577311276]
[10,19,15,16,1023,65,151.45748342749897,285,362.04107745969941,1896.4985608871984,68,5695.9311257062427,353275,732033.33,3138150.3957000002,1019540.2578,58357.031900000002,5402786.0153999999,null,null,null,40,101430,0.33295672279605559,607.84543972720667,1825.5989385729488,948.53429513102833,16226691.475294219,2959.4594416558743,0.32050930713221915]
[10,19,15,17,1091,65,151.45748342749897,285,362.04107745969941,1964.4985608871984,68,5980.9311257062427,353275,732033.33,3319846.3957000002,1019540.2578,58357.031900000002,5584482.0153999999,null,null,null,40,101430,0.3284603215783104,628.73891786657407,1914.2005184838508,933.71448325735844,17001998.867328096,2917.396564002534,0.32005058714964174]
[10,19,15,18,1159,65,151.45748342749897,285,362.04107745969941,2032.4985608871984,68,6265.9311257062427,353275,732033.33,3501542.3957000002,1019540.2578,58357.031900000002,5766178.0153999999,null,null,null,40,101430,0.32437294954436841,649.63239600594147,2002.732955748776,920.24280186877115,17776383.70750748,2879.1547065149352,0.3196225613672134]
[10,19,15,19,1227,65,151.45748342749897,285,362.04107745969941,2100.4985608871984,68,6550.9311257062427,353275,732033.33,3683238.3957000002,1019540.2578,58357.031900000002,5947874.0153999999,null,null,null,40,101430,0.32064122192411965,670.52587414530876,2091.2029654876687,907.94329863992084,18549935.593883906,2844.2356450320026,0.31922224877035638]
[10,19,15,20,1295,65,151.45748342749897,285,362.04107745969941,2168.4985608871984,68,6835.9311257062427,353275,732033.33,3864934.3957000002,1019540.2578,58357.031900000002,6129570.0153999999,null,null,null,40,101430,0.31722065670507521,691.41935228467617,2179.6164205267978,896.66936408803997,19322732.886009403,2812.2241866553668,0.318847042260335]
[10,19,15,21,1363,65,151.45748342749897,285,362.04107745969941,2236.4985608871984,68,7120.9311257062427,353275,732033.33,4046630.3957000002,1019540.2578,58357.031900000002,6311266.0153999999,null,null,null,40,101430,0.31407389306344202,712.31283042404357,2267.9784794470593,886.29785965114422,20094844.413450811,2782.7715618251209,0.31849465181031711]
[10,19,15,22,1431,65,151.45748342749897,285,362.04107745969941,2304.4985608871984,68,7405.9311257062427,353275,732033.33,4228326.3957000002,1019540.2578,58357.031900000002,6492962.0153999999,null,null,null,40,101430,0.31116932115236723,733.20630856341086,2356.2936919619688,876.72460156959335,20866330.881820161,2755.5826498140345,0.31816305768537217]
[10,19,15,23,1499,65,151.45748342749897,285,362.04107745969941,2372.4985608871984,68,7690.9311257062427,353275,732033.33,4410022.3957000002,1019540.2578,58357.031900000002,6674658.0153999999,null,null,null,40,101430,0.30848001654277418,754.09978670277826,2444.5660861737342,867.86084888047094,21637246.037009142,2730.4060435052156,0.31785047170725439]
[10,19,15,24,1567,65,151.45748342749897,285,362.04107745969941,2440.4985608871984,68,7975.9311257062427,353275,732033.33,4591718.3957000002,1019540.2578,58357.031900000002,6856354.0153999999,null,null,null,40,101430,0.30598290311478837,774.99326484214555,2532.7992412419512,859.63054436851701,22407637.634788111,2707.0262434517554,0.31755530499489865]
[10,19,15,25,1635,65,151.45748342749897,285,362.04107745969941,2508.4985608871984,68,8260.9311257062436,353275,732033.33,4773414.3957000002,1019540.2578,58357.031900000002,7038050.0153999999,null,null,null,40,101430,0.30365808922934723,795.88674298151295,2620.9963482329454,851.96812663596188,23177548.252702564,2685.2574671390339,0.31727614095183138]
[10,19,15,26,1703,65,151.45748342749897,285,362.04107745969941,2576.4985608871984,68,8545.9311257062436,353275,732033.33,4955110.3957000002,1019540.2578,58357.031900000002,7219746.0153999999,null,null,null,40,101430,0.30148833672869957,816.78022112088036,2709.1602613333489,844.81677996673648,23947015.973402288,2664.9386964960731,0.31701171253114463]
[10,19,16,10,635,65,151.45748342749897,304,386.84381595701268,1552.3012993845118,70,4251.6598674199922,353275,780835.55200000003,2101414.3957000002,1089387.0016999999,59978.060599999997,4486320.01,null,null,null,40,101430,0.36510477032267519,499.70252424720701,1368.6551501520398,1055.1925953281175,12287760.595377449,3277.9038674986391,0.32191078139620144]
[10,19,16,11,705,65,151.45748342749897,304,386.84381595701268,1622.3012993845118,70,4555.6598674199922,353275,780835.55200000003,2288454.3957000002,1089387.0016999999,59978.060599999997,4673360.01,null,null,null,40,101430,0.35610676534182745,521.21051644949694,1463.6355362392123,1025.8360250678606,13123479.991932577,3192.9806937889907,0.32127849287135507]
[10,19,16,12,775,65,151.45748342749897,304,386.84381595701268,1692.3012993845118,70,4859.6598674199922,353275,780835.55200000003,2475494.3957000002,1089387.0016999999,59978.060599999997,4860400.01,null,null,null,40,101430,0.34823451549150486,542.71850865178692,1558.4856885475112,1000.1523033618611,13957260.965631854,3118.6683622902774,0.32069851204934552]
[10,19,16,13,845,65,151.45748342749897,304,386.84381595701268,1762.3012993845118,70,5163.6598674199922,353275,780835.55200000003,2662534.3957000002,1089387.0016999999,59978.060599999997,5047440.01,null,null,null,40,101430,0.3412891911226989,564.22650085407679,1653.2211260427184,977.4927356857919,14789334.503537403,3053.094308102181,0.32016460582031819]
[10,19,16,14,915,65,151.45748342749897,304,386.84381595701268,1832.3012993845118,70,5467.6598674199922,353275,780835.55200000003,2849574.3957000002,1089387.0016999999,59978.060599999997,5234480.01,null,null,null,40,101430,0.33511618202562299,585.73449305636677,1747.8549961863121,957.35289628125315,15619896.294817161,2994.8022126415194,0.31967149357647717]
[10,19,16,15,985,65,151.45748342749897,304,386.84381595701268,1902.3012993845118,70,5771.6598674199922,353275,780835.55200000003,3036614.3957000002,1089387.0016999999,59978.060599999997,5421520.0099999998,null,null,null,40,101430,0.32959345198470014,607.24248525865664,1842.3985112630367,939.33463414204834,16449113.22512248,2942.6424179200171,0.31921467196344211]
[10,19,16,16,1055,65,151.45748342749897,304,386.84381595701268,1972.3012993845118,70,6075.6598674199922,353275,780835.55200000003,3223654.3957000002,1089387.0016999999,59978.060599999997,5608560.0099999998,null,null,null,40,101430,0.32462338946272229,628.75047746094651,1936.8612917928649,923.11948534685791,17277128.487993173,2895.6952331695943,0.31879027695066581]
[10,19,16,17,1125,65,151.45748342749897,304,386.84381595701268,2042.3012993845118,70,6379.6598674199922,353275,780835.55200000003,3410694.3957000002,1089387.0016999999,59978.060599999997,5795600.0099999998,null,null,null,40,101430,0.3201269882449771,650.2584696632365,2031.2516393201638,908.44968703623215,18104065.645100251,2853.2161637516369,0.31839497426711955]
[10,19,16,18,1195,65,151.45748342749897,304,386.84381595701268,2112.3012993845118,70,6683.6598674199922,353275,780835.55200000003,3597734.3957000002,1089387.0016999999,59978.060599999997,5982640.0099999998,null,null,null,40,101430,0.31603961621103505,671.76646186552637,2125.5767549627549,895.11437275827507,18930031.879169229,2814.5960836216109,0.31802587162222906]
[10,19,16,19,1265,65,151.45748342749897,304,386.84381595701268,2182.3012993845118,70,6987.6598674199922,353275,780835.55200000003,3784774.3957000002,1089387.0016999999,59978.060599999997,6169680.0099999998,null,null,null,40,101430,0.31230788859078634,693.27445406781635,2219.8429158995928,882.93937126526055,19755120.620854273,2779.3318012572231,0.31768044782053922]
[10,19,16,20,1335,65,151.45748342749897,304,386.84381595701268,2252.3012993845118,70,7291.6598674199922,353275,780835.55200000003,3971814.3957000002,1089387.0016999999,59978.060599999997,6356720.0099999998,null,null,null,40,101430,0.30888732337174191,714.78244627010622,2314.0556189477379,871.77955712908204,20579413.685763568,2747.0039863803577,0.31735649509478836]
[10,19,16,21,1405,65,151.45748342749897,304,386.84381595701268,2322.3012993845118,70,7595.6598674199922,353275,780835.55200000003,4158854.3957000002,1089387.0016999999,59978.060599999997,6543760.0099999998,null,null,null,40,101430,0.30574055973010872,736.2904384723962,2408.2196981727047,861.513038257993,21402983.02499276,2717.2603956858834,0.31705207186833939]
[10,19,16,22,1475,65,151.45748342749897,304,386.84381595701268,2392.3012993845118,70,7899.6598674199922,353275,780835.55200000003,4345894.3957000002,1089387.0016999999,59978.060599999997,6730800.0099999998,null,null,null,40,101430,0.30283598781903392,757.79843067468607,2502.3394218507633,852.03668549258225,22225892.168329194,2689.8029704447981,0.31676546381078818]
[10,19,16,23,1545,65,151.45748342749897,304,386.84381595701268,2462.3012993845118,70,8203.6598674199922,353275,780835.55200000003,4532934.3957000002,1089387.0016999999,59978.060599999997,6917840.0099999998,null,null,null,40,101430,0.30014668320944082,779.30642287697594,2596.4185728921748,843.26265615043428,23048197.421285741,2664.3778018616836,0.31649515153640012]
[10,19,16,24,1615,65,151.45748342749897,304,386.84381595701268,2532.3012993845118,70,8507.6598674199922,353275,780835.55200000003,4719974.3957000002,1089387.0016999999,59978.060599999997,7104880.0099999998,null,null,null,40,101430,0.29764956978145507,800.81441507926593,2690.4605159256653,835.11566290553958,23869948.863598082,2640.7672470565267,0.31623978365998856]
[10,19,16,25,1685,65,151.45748342749897,304,386.84381595701268,2602.3012993845118,70,8811.6598674199922,353275,780835.55200000003,4907014.3957000002,1089387.0016999999,59978.060599999997,7291920.0099999998,null,null,null,40,101430,0.29532475589601392,822.3224072815558,2784.4682535557627,827.53080800545445,24691191.186569005,2618.7836764321264,0.31599815420145583]
[10,19,16,26,1755,65,151.45748342749897,304,386.84381595701268,2672.3012993845118,70,9115.6598674199922,353275,780835.55200000003,5094054.3957000002,1089387.0016999999,59978.060599999997,7478960.0099999998,null,null,null,40,101430,0.29315500339536626,843.83039948384555,2878.4444737782824,820.45185085126195,25511964.398808952,2598.2644716916584,0.31576918354161554]
[10,19,17,10,655,65,151.45748342749897,323,411.64655445432595,1616.104037881825,72,4517.3886091337417,353275,829637.77399999998,2154854.3957000002,1159233.7455,61599.089200000002,4660030.0044999998,null,null,null,40,101430,0.35775182914620457,516.92047760341131,1444.9135839139437,1031.5760736306365,13025873.31445762,3225.127133105761,0.31985594088417857]
[10,19,17,11,727,65,151.45748342749897,323,411.64655445432595,1688.104037881825,72,4840.3886091337417,353275,829637.77399999998,2347238.3957000002,1159233.7455,61599.089200000002,4852414.0044999998,null,null,null,40,101430,0.34875382416535683,539.04298386862388,1545.6260161696293,1002.4843863398725,13913579.345221007,3139.4489700032359,0.31931857976300826]
[10,19,17,12,799,65,151.45748342749897,323,411.64655445432595,1760.104037881825,72,5163.3886091337417,353275,829637.77399999998,2539622.3957000002,1159233.7455,61599.089200000002,5044798.0044999998,null,null,null,40,101430,0.34088157431503424,561.16549013383633,1646.2183128009763,977.03240766150861,14799268.674497705,3064.4769076164757,0.31882518195297355]
[10,19,17,13,871,65,151.45748342749897,323,411.64655445432595,1832.104037881825,72,5486.3886091337417,353275,829637.77399999998,2732006.3957000002,1159233.7455,61599.089200000002,5237182.0044999998,null,null,null,40,101430,0.33393624994622828,583.28799639904878,1746.7046374658996,954.57729621177134,15683179.065816483,2998.3214632509339,0.31837056430125732]
[10,19,17,14,943,65,151.45748342749897,323,411.64655445432595,1904.104037881825,72,5809.3886091337417,353275,829637.77399999998,2924390.3957000002,1159233.7455,61599.089200000002,5429566.0044999998,null,null,null,40,101430,0.32776324084915237,605.41050266426134,1847.0970115373357,934.61917764244208,16565512.320439912,2939.5131769256286,0.31795032761851383]
[10,19,17,15,1015,65,151.45748342749897,323,411.64655445432595,1976.104037881825,72,6132.3886091337417,353275,829637.77399999998,3116774.3957000002,1159233.7455,61599.089200000002,5621950.0044999998,null,null,null,40,101430,0.32224051080822952,627.53300892947368,1947.4057043775251,916.76349344535436,17446440.828849293,2886.8920286289112,0.31756071385903489]
[10,19,17,16,1087,65,151.45748342749897,323,411.64655445432595,2048.1040378818252,72,6455.3886091337417,353275,829637.77399999998,3309158.3957000002,1159233.7455,61599.089200000002,5814334.0044999998,null,null,null,40,101430,0.31727044828625173,649.65551519468625,2047.6395412930042,900.69465318435437,18326112.740345944,2839.5300477555843,0.31719849342544537]
[10,19,17,17,1159,65,151.45748342749897,323,411.64655445432595,2120.1040378818252,72,6778.3886091337417,353275,829637.77399999998,3501542.3957000002,1159233.7455,61599.089200000002,6006718.0044999998,null,null,null,40,101430,0.31277404706850648,671.77802145989881,2147.806148739573,886.15721978229692,19204656.079275988,2796.6760445298814,0.31686087543659675]
[10,19,17,18,1231,65,151.45748342749897,323,411.64655445432595,2192.1040378818252,72,7101.3886091337417,353275,829637.77399999998,3693926.3957000002,1159233.7455,61599.089200000002,6199102.0044999998,null,null,null,40,101430,0.30868667503456448,693.90052772511126,2247.9121512044967,872.94222942548424,20082182.05006684,2757.715421019584,0.31654543567905191]
[10,19,17,19,1303,65,151.45748342749897,323,411.64655445432595,2264.1040378818252,72,7424.3886091337417,353275,829637.77399999998,3886310.3957000002,1159233.7455,61599.089200000002,6391486.0044999998,null,null,null,40,101430,0.30495494741431578,716.02303399032371,2347.9633305228049,860.87708240526604,20958787.711649716,2722.1404701626234,0.31625005830571135]
[10,19,17,20,1375,65,151.45748342749897,323,411.64655445432595,2336.1040378818252,72,7747.3886091337417,353275,829637.77399999998,4078694.3957000002,1159233.7455,61599.089200000002,6583870.0044999998,null,null,null,40,101430,0.30153438219527134,738.14554025553628,2447.9647557322965,849.81796275353076,21834558.157319132,2689.5281025009754,0.3159728883157199]
[10,19,17,21,1447,65,151.45748342749897,323,411.64655445432595,2408.1040378818252,72,8070.3886091337417,353275,829637.77399999998,4271078.3957000002,1159233.7455,61599.089200000002,6776254.0044999998,null,null,null,40,101430,0.29838761855363816,760.26804652074861,2547.9208896333039,839.6440782052124,22709568.303538196,2659.5229200578451,0.31571229255920458]
[10,19,17,22,1519,65,151.45748342749897,323,411.64655445432595,2480.1040378818252,72,8393.3886091337408,353275,829637.77399999998,4463462.3957000002,1159233.7455,61599.089200000002,6968638.0044999998,null,null,null,40,101430,0.29548304664256336,782.39055278596106,2647.8356767872187,830.25323013051354,23583884.367158607,2631.8241972362207,0.31546682753445093]
[10,19,17,23,1591,65,151.45748342749897,323,411.64655445432595,2552.1040378818252,72,8716.3886091337408,353275,829637.77399999998,4655846.3957000002,1159233.7455,61599.089200000002,7161022.0044999998,null,null,null,40,101430,0.29279374203297032,804.51305905117374,2747.7126166193157,821.55836844746068,24457565.092588533,2606.1757554851588,0.31523521263611848]
[10,19,17,24,1663,65,151.45748342749897,323,411.64655445432595,2624.1040378818252,72,9039.3886091337408,353275,829637.77399999998,4848230.3957000002,1159233.7455,61599.089200000002,7353406.0044999998,null,null,null,40,101430,0.29029662860498451,826.63556531638619,2847.5548244868337,813.48488514408893,25330662.776934799,2582.3580080847523,0.3150163078075387]
[10,19,17,25,1735,65,151.45748342749897,323,411.64655445432595,2696.1040378818252,72,9362.3886091337408,353275,829637.77399999998,5040614.3957000002,1159233.7455,61599.089200000002,7545790.0044999998,null,null,null,40,101430,0.28797181471954342,848.75807158159864,2947.3650829620483,805.96846803735957,26203224.130885217,2560.1816510937847,0.31480909477381269]
[10,19,17,26,1807,65,151.45748342749897,323,411.64655445432595,2768.1040378818252,72,9685.3886091337408,353275,829637.77399999998,5232998.3957000002,1159233.7455,61599.089200000002,7738174.0044999998,null,null,null,40,101430,0.2858020622188957,870.88057784681121,3047.1458851119273,798.95338398466674,27075291.00523873,2539.4826162678814,0.31461266120373704]
[10,19,18,10,675,65,151.45748342749897,342,436.44929295163928,1679.9067763791384,74,4783.1173508474913,353275,878439.99600000004,2208294.3957000002,1229080.4894000001,63220.117899999997,4833739.9989999998,null,null,null,40,101430,0.35121588143378629,534.13843095961556,1520.8265320436974,1010.5836098995422,13762874.216449361,3178.3638022786063,0.31795718576175669]
[10,19,18,11,749,65,151.45748342749897,342,436.44929295163928,1753.9067763791384,74,5125.1173508474913,353275,878439.99600000004,2406022.3957000002,1229080.4894000001,63220.117899999997,5031467.9989999998,null,null,null,40,101430,0.34221787645293855,556.87545128775071,1627.2541255288038,981.72737413721609,14702528.258147599,3091.9989201794356,0.31750572994386567]
[10,19,18,12,823,65,151.45748342749897,342,436.44929295163928,1827.9067763791384,74,5467.1173508474913,353275,878439.99600000004,2603750.3957000002,1229080.4894000001,63220.117899999997,5229195.9989999998,null,null,null,40,101430,0.33434562660261596,579.61247161588585,1733.5727627290905,956.48138926119509,15640090.920667898,3016.4271794167385,0.31709082711757758]
[10,19,18,13,897,65,151.45748342749897,342,436.44929295163928,1901.9067763791384,74,5809.1173508474913,353275,878439.99600000004,2801478.3957000002,1229080.4894000001,63220.117899999997,5426923.9989999998,null,null,null,40,101430,0.32740030223381,602.34949194402088,1839.7951615629797,934.20801667930846,16575806.320169503,2949.7435977504169,0.31670821063626342]
[10,19,18,14,971,65,151.45748342749897,342,436.44929295163928,1975.9067763791384,74,6151.1173508474913,353275,878439.99600000004,2999206.3957000002,1229080.4894000001,63220.117899999997,5624651.9989999998,null,null,null,40,101430,0.32122729313673409,625.08651227215591,1945.9321347457255,914.41142774127673,17509882.003078725,2890.4666810117537,0.31635425301674958]
[10,19,18,15,1045,65,151.45748342749897,342,436.44929295163928,2049.9067763791381,74,6493.1173508474913,353275,878439.99600000004,3196934.3957000002,1229080.4894000001,63220.117899999997,5822379.9989999998,null,null,null,40,101430,0.31570456309581119,647.82353260029095,2051.9929336709874,896.70025727051552,18442495.546779908,2837.4269245539922,0.31602585057286209]
[10,19,18,16,1119,65,151.45748342749897,342,436.44929295163928,2123.9067763791381,74,6835.1173508474913,353275,878439.99600000004,3394662.3957000002,1229080.4894000001,63220.117899999997,6020107.9989999998,null,null,null,40,101430,0.31073450057383334,670.56055292842598,2157.9855204044029,880.76146903990707,19373799.780440412,2789.6887824643213,0.31572033216618184]
[10,19,18,17,1193,65,151.45748342749897,342,436.44929295163928,2197.9067763791381,74,7177.1173508474913,353275,878439.99600000004,3592390.3957000002,1229080.4894000001,63220.117899999997,6217835.9989999998,null,null,null,40,101430,0.30623809935608814,693.29757325656112,2263.9167847316317,866.34169333435477,20303926.951174702,2746.4949422730951,0.31543538639009477]
[10,19,18,18,1267,65,151.45748342749897,342,436.44929295163928,2271.9067763791381,74,7519.1173508474913,353275,878439.99600000004,3790118.3957000002,1229080.4894000001,63220.117899999997,6415563.9989999998,null,null,null,40,101430,0.30215072732214615,716.03459358469604,2369.7927187885816,853.23365757411489,21232992.076012671,2707.2258042349699,0.31516900298430356]
[10,19,18,19,1341,65,151.45748342749897,342,436.44929295163928,2345.9067763791381,74,7861.1173508474913,353275,878439.99600000004,3987846.3957000002,1229080.4894000001,63220.117899999997,6613291.9989999998,null,null,null,40,101430,0.29841899970189745,738.77161391283107,2475.6185586400979,841.26615897416013,22161095.659454904,2671.369535468903,0.31491942533757067]
[10,19,18,20,1415,65,151.45748342749897,342,436.44929295163928,2419.9067763791381,74,8203.1173508474913,353275,878439.99600000004,4185574.3957000002,1229080.4894000001,63220.117899999997,6811019.9989999998,null,null,null,40,101430,0.29499843448285296,761.50863424096622,2581.3988998820587,830.29654553081878,23088325.912415955,2638.499613253799,0.31468511170516972]
[10,19,18,21,1489,65,151.45748342749897,342,436.44929295163928,2493.9067763791381,74,8545.1173508474913,353275,878439.99600000004,4383302.3957000002,1229080.4894000001,63220.117899999997,7008747.9989999998,null,null,null,40,101430,0.29185167084121982,784.24565456910113,2687.1377926623741,820.20500260274105,24014760.576120403,2608.2577596619772,0.31446470333094584]
[10,19,18,22,1563,65,151.45748342749897,342,436.44929295163928,2567.9067763791381,74,8887.1173508474913,353275,878439.99600000004,4581030.3957000002,1229080.4894000001,63220.117899999997,7206475.9989999998,null,null,null,40,101430,0.28894709893014497,806.98267489723639,2792.8388202725309,810.89015869756372,24940468.43064104,2580.3408154751196,0.31425699808118329]
[10,19,18,23,1637,65,151.45748342749897,342,436.44929295163928,2641.9067763791381,74,9229.1173508474913,353275,878439.99600000004,4778758.3957000002,1229080.4894000001,63220.117899999997,7404203.9989999998,null,null,null,40,101430,0.28625779432055193,829.71969522537131,2898.5051645309959,802.2656682670397,25865510.549911365,2554.4905317395423,0.3140609285095754]
[10,19,18,24,1711,65,151.45748342749897,342,436.44929295163928,2715.9067763791381,74,9571.1173508474913,353275,878439.99600000004,4976486.3957000002,1229080.4894000001,63220.117899999997,7601931.9989999998,null,null,null,40,101430,0.28376068089256617,852.45671555350657,3004.1396604776714,794.25752713391057,26789941.351567097,2530.4855493249115,0.3138755435081636]
[10,19,18,25,1785,65,151.45748342749897,342,436.44929295163928,2789.9067763791381,74,9913.1173508474913,353275,878439.99600000004,5174214.3957000002,1229080.4894000001,63220.117899999997,7799659.9989999998,null,null,null,40,101430,0.28143586700712503,875.19373588164149,3109.744842363978,786.80194362127531,27713809.47971046,2508.1350381992811,0.31369999287843797]
[10,19,18,26,1859,65,151.45748342749897,342,436.44929295163928,2863.9067763791381,74,10255.117350847491,353275,878439.99600000004,5371942.3957000002,1229080.4894000001,63220.117899999997,7997387.9989999998,null,null,null,40,101430,0.27926611450647737,897.93075620977663,3215.3229825129742,779.84363565880437,28637158.550816949,2487.2736090550193,0.31353351429442761]
[10,19,19,10,695,65,151.45748342749897,361,461.25203144895255,1743.7095148764515,76,5048.8460925612408,353275,927242.21799999999,2261734.3957000002,1298927.2331999999,64841.146500000003,5007449.9934999999,null,null,null,40,101430,0.34536792821741197,551.35638431581992,1596.4319187412691,991.800879192774,14498885.346293675,3136.6511372808432,0.31619738242633011]
[10,19,19,11,771,65,151.45748342749897,361,461.25203144895255,1819.7095148764515,76,5409.8460925612408,353275,927242.21799999999,2464806.3957000002,1298927.2331999999,64841.146500000003,5210521.9934999999,null,null,null,40,101430,0.33636992323656423,574.70791870687754,1708.5591754964771,963.15531058747138,15490451.534356575,3049.6584889997471,0.31582398949312362]
[10,19,19,12,847,65,151.45748342749897,361,461.25203144895255,1895.7095148764515,76,5770.8460925612408,353275,927242.21799999999,2667878.3957000002,1298927.2331999999,64841.146500000003,5413593.9934999999,null,null,null,40,101430,0.3284976733862417,598.05945309793515,1820.5896161545948,938.09363595565173,16479854.903404545,2973.5388719538573,0.3154805356014222]
[10,19,19,13,923,65,151.45748342749897,361,461.25203144895255,1971.7095148764515,76,6131.8460925612408,353275,927242.21799999999,2870950.3957000002,1298927.2331999999,64841.146500000003,5616665.9934999999,null,null,null,40,101430,0.32155234901743573,621.41098748899287,1932.5344361122914,915.98287183447349,17467345.552517436,2906.3730449276609,0.31516355872935514]
[10,19,19,14,999,65,151.45748342749897,361,461.25203144895255,2047.7095148764515,76,6492.8460925612408,353275,927242.21799999999,3074022.3957000002,1298927.2331999999,64841.146500000003,5819737.9934999999,null,null,null,40,101430,0.31537933992035982,644.76252188005037,2044.4031687138004,896.33080940865489,18453136.451426558,2846.6684470913938,0.31487011082182331]
[10,19,19,15,1075,65,151.45748342749897,361,461.25203144895255,2123.7095148764515,76,6853.8460925612408,353275,927242.21799999999,3277094.3957000002,1298927.2331999999,64841.146500000003,6022809.9934999999,null,null,null,40,101430,0.30985660987943692,668.11405627110798,2156.2039826456071,878.74894069302798,19437410.084150448,2793.2468551149809,0.31459766582529819]
[10,19,19,16,1151,65,151.45748342749897,361,461.25203144895255,2199.7095148764515,76,7214.8460925612408,353275,927242.21799999999,3480166.3957000002,1298927.2331999999,64841.146500000003,6225881.9934999999,null,null,null,40,101430,0.30488654735745913,691.4655906621656,2267.9439176811838,862.92651480540133,20420323.715404235,2745.1657622454677,0.31434404678701511]
[10,19,19,17,1227,65,151.45748342749897,361,461.25203144895255,2275.7095148764515,76,7575.8460925612408,353275,927242.21799999999,3683238.3957000002,1298927.2331999999,64841.146500000003,6428953.9934999999,null,null,null,40,101430,0.30039014613971388,714.81712505322332,2379.6290731878939,848.61201177566943,21402013.601741385,2701.6622321304162,0.31410736756181767]
[10,19,19,18,1303,65,151.45748342749897,361,461.25203144895255,2351.7095148764515,76,7936.8460925612408,353275,927242.21799999999,3886310.3957000002,1298927.2331999999,64841.146500000003,6632025.9934999999,null,null,null,40,101430,0.29630277410577188,738.16865944428093,2491.2647600821151,835.59967223341573,22382598.386148721,2662.1120724609937,0.31388598582213123]
[10,19,19,19,1379,65,151.45748342749897,361,461.25203144895255,2427.7095148764515,76,8297.8460925612417,353275,927242.21799999999,4089382.3957000002,1298927.2331999999,64841.146500000003,6835097.9934999999,null,null,null,40,101430,0.29257104648552312,761.52019383533843,2602.8556242424338,823.71954327264393,23362181.855030041,2625.9996635428474,0.31367846489413825]
[10,19,19,20,1455,65,151.45748342749897,361,461.25203144895255,2503.7095148764515,76,8658.8460925612417,353275,927242.21799999999,4292454.3957000002,1298927.2331999999,64841.146500000003,7038169.9934999999,null,null,null,40,101430,0.28915048126647869,784.87172822639616,2714.4057474456176,812.83001433154993,24340855.193060946,2592.8953326651645,0.31348354254472149]
[10,19,19,21,1531,65,151.45748342749897,361,461.25203144895255,2579.7095148764515,76,9019.8460925612417,353275,927242.21799999999,4495526.3957000002,1298927.2331999999,64841.146500000003,7241241.9934999999,null,null,null,40,101430,0.2860037176248455,808.22326261745366,2825.918730460734,802.81214548473997,25318698.839466356,2562.4381605378426,0.31330010528575403]
[10,19,19,22,1607,65,151.45748342749897,361,461.25203144895255,2655.7095148764515,76,9380.8460925612417,353275,927242.21799999999,4698598.3957000002,1298927.2331999999,64841.146500000003,7444313.9934999999,null,null,null,40,101430,0.28309914571377071,831.5747970085115,2937.3977618755544,793.56530531018723,26295784.02556489,2534.3227567375752,0.31312716709048577]
[10,19,19,23,1683,65,151.45748342749897,361,461.25203144895255,2731.7095148764515,76,9741.8460925612417,353275,927242.21799999999,4901670.3957000002,1298927.2331999999,64841.146500000003,7647385.9934999999,null,null,null,40,101430,0.28040984110417766,854.92633139956911,3048.8456754338645,785.00377863192614,27272174.055653375,2508.2889747848526,0.31296385166276924]
[10,19,19,24,1759,65,151.45748342749897,361,461.25203144895255,2807.7095148764515,76,10102.846092561242,353275,927242.21799999999,5104742.3957000002,1298927.2331999999,64841.146500000003,7850457.9934999999,null,null,null,40,101430,0.27791272767619185,878.27786579062672,3160.2649980606366,777.05410154585616,28247925.379862946,2484.1138316972906,0.31280937758594085]
[10,19,19,25,1835,65,151.45748342749897,361,461.25203144895255,2883.7095148764515,76,10463.846092561242,353275,927242.21799999999,5307814.3957000002,1298927.2331999999,64841.146500000003,8053529.9934999999,null,null,null,40,101430,0.27558791379075076,901.62940018168433,3271.6579902929861,769.65294809109446,29223088.497364759,2461.6050997402767,0.31266304582010346]
[10,19,19,26,1911,65,151.45748342749897,361,461.25203144895255,2959.7095148764515,76,10824.846092561242,353275,927242.21799999999,5510886.3957000002,1298927.2331999999,64841.146500000003,8256601.9934999999,null,null,null,40,101430,0.27341816129010305,924.98093457274194,3383.0266804819726,762.7454397882957,30197708.720419604,2440.5961800853838,0.31252422912569305]
[10,19,20,10,715,65,151.45748342749897,380,486.05476994626588,1807.5122533737649,78,5314.5748342749903,353275,976044.44,2315174.3957000002,1368773.9771,66462.175199999998,5181159.9879999999,null,null,null,40,101430,0.34010477032267517,568.57433767202428,1671.7623135147094,974.8964215566823,15234011.516845968,3099.2204729971613,0.31456181644731129]
[10,19,20,11,793,65,151.45748342749897,380,486.05476994626588,1885.5122533737649,78,5694.5748342749903,353275,976044.44,2523590.3957000002,1368773.9771,66462.175199999998,5389575.9879999999,null,null,null,40,101430,0.33110676534182742,592.54038612600448,1789.5749895483975,946.44045339270087,16277456.555337384,3011.651380638682,0.31425963160184528]
[10,19,20,12,871,65,151.45748342749897,380,486.05476994626588,1963.5122533737649,78,6074.5748342749903,353275,976044.44,2732006.3957000002,1368773.9771,66462.175199999998,5597991.9879999999,null,null,null,40,101430,0.32323451549150484,616.50643457998467,1907.303846071437,921.54465798066258,17318670.252518285,2935.0289412776742,0.31398145518098247]
[10,19,20,13,949,65,151.45748342749897,380,486.05476994626588,2041.5122533737649,78,6454.5748342749903,353275,976044.44,2940422.3957000002,1368773.9771,66462.175199999998,5806407.9879999999,null,null,null,40,101430,0.31628919112269888,640.47248303396486,2024.958490552732,899.58024147412186,18357908.366768662,2867.4207472000926,0.31372453531715622]
[10,19,20,14,1027,65,151.45748342749897,380,486.05476994626588,2119.5122533737649,78,6834.5748342749903,353275,976044.44,3148838.3957000002,1368773.9771,66462.175199999998,6014823.9879999999,null,null,null,40,101430,0.31011618202562297,664.43853148794506,2142.5471162064241,880.05825290929556,19395389.007894203,2807.3240222038535,0.31348652522782788]
[10,19,20,15,1105,65,151.45748342749897,380,486.05476994626588,2197.5122533737649,78,7214.5748342749903,353275,976044.44,3357254.3957000002,1368773.9771,66462.175199999998,6223239.9879999999,null,null,null,40,101430,0.30459345198470011,688.40457994192525,2260.0767529845134,862.59275577328935,20431299.318747282,2753.5524976361407,0.31326541132366448]
[10,19,20,16,1183,65,151.45748342749897,380,486.05476994626588,2275.5122533737649,78,7594.5748342749903,353275,976044.44,3565670.3957000002,1368773.9771,66462.175199999998,6431655.9879999999,null,null,null,40,101430,0.29962338946272227,712.37062839590544,2377.5534669483309,846.87505599434633,21465800.78265246,2705.1572456476156,0.3130594561025617]
[10,19,20,17,1261,65,151.45748342749897,380,486.05476994626588,2353.5122533737649,78,7974.5748342749903,353275,976044.44,3774086.3957000002,1368773.9771,66462.175199999998,6640071.9879999999,null,null,null,40,101430,0.29512698824497707,736.33667684988563,2494.9825199946545,832.65529837285294,22499033.475441217,2661.3701438053013,0.31286715239928981]
[10,19,20,18,1339,65,151.45748342749897,380,486.05476994626588,2431.5122533737649,78,8354.5748342749903,353275,976044.44,3982502.3957000002,1368773.9771,66462.175199999998,6848487.9879999999,null,null,null,40,101430,0.29103961621103502,760.30272530386583,2612.3684988388818,819.7290854267867,23531119.499085635,2621.5627661540975,0.31268718644083854]
[10,19,20,19,1417,65,151.45748342749897,380,486.05476994626588,2509.5122533737649,78,8734.5748342749903,353275,976044.44,4190918.3957000002,1368773.9771,66462.175199999998,7056903.9879999999,null,null,null,40,101430,0.28730788859078632,784.26877375784602,2729.7154199440824,807.92758914127978,24562165.774992209,2585.2160032764314,0.31251840779158674]
[10,19,20,20,1495,65,151.45748342749897,380,486.05476994626588,2587.5122533737649,78,9114.5748342749903,353275,976044.44,4399334.3957000002,1368773.9771,66462.175199999998,7265319.9879999999,null,null,null,40,101430,0.28388732337174188,808.23482221182621,2847.0268154716691,797.11013625220824,25592266.332076296,2551.8972805411513,0.31235980473445013]
[10,19,20,21,1573,65,151.45748342749897,380,486.05476994626588,2665.5122533737649,78,9494.5748342749903,353275,976044.44,4607750.3957000002,1368773.9771,66462.175199999998,7473735.9879999999,null,null,null,40,101430,0.2807405597301087,832.20087066580629,2964.305804141185,787.15857407853946,26621504.193105545,2521.2432460878199,0.31221048397450868]
[10,19,20,22,1651,65,151.45748342749897,380,486.05476994626588,2743.5122533737649,78,9874.5748342749903,353275,976044.44,4816166.3957000002,1368773.9771,66462.175199999998,7682151.9879999999,null,null,null,40,101430,0.2778359878190339,856.16691911978648,3081.5551500025385,777.97293726154885,27649952.939262822,2492.9464553063599,0.31206965380487617]
[10,19,20,23,1729,65,151.45748342749897,380,486.05476994626588,2821.5122533737649,78,10254.57483427499,353275,976044.44,5024582.3957000002,1368773.9771,66462.175199999998,7890567.9879999999,null,null,null,40,101430,0.2751466832094408,880.13296757376679,3198.7773114597649,769.46807796032408,28677678.015197478,2466.7450152786719,0.3119366100648211]
[10,19,20,24,1807,65,151.45748342749897,380,486.05476994626588,2899.5122533737649,78,10634.57483427499,353275,976044.44,5232998.3957000002,1368773.9771,66462.175199999998,8098983.9879999999,null,null,null,40,101430,0.27264956978145505,904.0990160277471,3315.9744823820424,761.57101851660741,29704737.823432866,2442.4144489230061,0.31181072436433782]
[10,19,20,25,1885,65,151.45748342749897,380,486.05476994626588,2977.5122533737649,78,11014.57483427499,353275,976044.44,5441414.3957000002,1368773.9771,66462.175199999998,8307399.9879999999,null,null,null,40,101430,0.27032475589601396,928.06506448172729,3433.1486267529522,754.21885211393203,30731184.646756884,2419.7612428702123,0.31169143415955841]
[10,19,20,26,1963,65,151.45748342749897,380,486.05476994626588,3055.5122533737649,78,11394.57483427499,353275,976044.44,5649830.3957000002,1368773.9771,66462.175199999998,8515815.9879999999,null,null,null,40,101430,0.26815500339536624,952.03111293570737,3550.3015080126547,747.35706350483827,31757065.429333847,2398.6176860783771,0.31157823434827192]
[10,19,21,10,735,65,151.45748342749897,399,510.85750844357915,1871.3149918710783,80,5580.3035759887398,353275,1024846.662,2368614.3957000002,1438620.7209999999,68083.203899999993,5354869.9824999999,null,null,null,40,101430,0.33534286556077042,585.79229102822865,1746.8458440248883,959.60191226688494,15968343.246527569,3065.4507957098458,0.31303778015614059]
[10,19,21,11,815,65,151.45748342749897,399,510.85750844357915,1951.3149918710783,80,5979.3035759887398,353275,1024846.662,2582374.3957000002,1438620.7209999999,68083.203899999993,5568629.9824999999,null,null,null,40,101430,0.32634486057992268,610.37285354513142,1870.3308287450404,931.31748735933695,17063636.217996329,2977.3502617635754,0.31280078105680759]
[10,19,21,12,895,65,151.45748342749897,399,510.85750844357915,2031.3149918710783,80,6378.3035759887398,353275,1024846.662,2796134.3957000002,1438620.7209999999,68083.203899999993,5782389.9824999999,null,null,null,40,101430,0.31847261072960009,634.95341606203419,1993.745756055433,906.57177314614842,18156631.960599221,2900.2644720301842,0.31258244959693227]
[10,19,21,13,975,65,151.45748342749897,399,510.85750844357915,2111.3149918710783,80,6777.3035759887398,353275,1024846.662,3009894.3957000002,1438620.7209999999,68083.203899999993,5996149.9824999999,null,null,null,40,101430,0.31152728636079413,659.53397857893697,2117.0985896082957,884.73976638618456,19247591.607767265,2832.2488201449019,0.31238066376559392]
[10,19,21,14,1055,65,151.45748342749897,399,510.85750844357915,2191.3149918710783,80,7176.3035759887398,353275,1024846.662,3223654.3957000002,1438620.7209999999,68083.203899999993,6209909.9824999999,null,null,null,40,101430,0.30535427726371822,684.11454109583963,2240.3961301154668,865.33546369558917,20336738.15934585,2771.7910681395801,0.3121936114313264]
[10,19,21,15,1135,65,151.45748342749897,399,510.85750844357915,2271.3149918710783,80,7575.3035759887398,353275,1024846.662,3437414.3957000002,1438620.7209999999,68083.203899999993,6423669.9824999999,null,null,null,40,101430,0.29983154722279537,708.6951036127424,2363.6442201531695,847.97525513162077,21424263.197278921,2717.6974976937363,0.31201973576942271]
[10,19,21,16,1215,65,151.45748342749897,399,510.85750844357915,2351.3149918710783,80,7974.3035759887398,353275,1024846.662,3651174.3957000002,1438620.7209999999,68083.203899999993,6637429.9824999999,null,null,null,40,101430,0.29486148470081752,733.27566612964517,2486.8479071577167,832.35230754624877,22510332.230346151,2669.013236975406,0.31185769182976841]
[10,19,21,17,1295,65,151.45748342749897,399,510.85750844357915,2431.3149918710783,80,8373.3035759887389,353275,1024846.662,3864934.3957000002,1438620.7209999999,68083.203899999993,6851189.9824999999,null,null,null,40,101430,0.29036508348307233,757.85622864654795,2610.0115742419471,818.21827196078061,23595088.983720526,2624.9653642008825,0.3117063116792288]
[10,19,21,18,1375,65,151.45748342749897,399,510.85750844357915,2511.3149918710783,80,8772.3035759887389,353275,1024846.662,4078694.3957000002,1438620.7209999999,68083.203899999993,7064949.9824999999,null,null,null,40,101430,0.28627771144913033,782.43679116345061,2733.1390460080734,805.36998307793181,24678658.868641704,2584.9215365999576,0.31156457620654304]
[10,19,21,19,1455,65,151.45748342749897,399,510.85750844357915,2591.3149918710783,80,9171.3035759887389,353275,1024846.662,4292454.3957000002,1438620.7209999999,68083.203899999993,7278709.9824999999,null,null,null,40,101430,0.28254598382888163,807.01735368035338,2856.2336747603799,793.6396306414739,25761151.809387378,2548.3594171121763,0.31143159214991478]
[10,19,21,20,1535,65,151.45748342749897,399,510.85750844357915,2671.3149918710783,80,9570.3035759887389,353275,1024846.662,4506214.3957000002,1438620.7209999999,68083.203899999993,7492469.9824999999,null,null,null,40,101430,0.27912541860983714,831.59791619725615,2979.2984112266308,782.88738941851796,26842664.56227529,2514.8437478821552,0.31130657325244043]
[10,19,21,21,1615,65,151.45748342749897,399,510.85750844357915,2751.3149918710783,80,9969.3035759887389,353275,1024846.662,4719974.3957000002,1438620.7209999999,68083.203899999993,7706229.9824999999,null,null,null,40,101430,0.27597865496820401,856.17847871415893,3102.3358629412874,772.99581899673876,27923282.630087387,2484.0089284344431,0.31118882470520043]
[10,19,21,22,1695,65,151.45748342749897,399,510.85750844357915,2831.3149918710783,80,10368.303575988739,353275,1024846.662,4933734.3957000002,1438620.7209999999,68083.203899999993,7919989.9824999999,null,null,null,40,101430,0.27307408305712916,880.7590412310617,3225.3483427308634,763.86555664611387,29003081.851936895,2455.5456158396746,0.3110777302277522]
[10,19,21,23,1775,65,151.45748342749897,399,510.85750844357915,2911.3149918710783,80,10767.303575988739,353275,1024846.662,5147494.3957000002,1438620.7209999999,68083.203899999993,8133749.9824999999,null,null,null,40,101430,0.27038477844753611,905.33960374796459,3348.3379092053119,755.41196782887459,30082129.73100761,2429.1903036987624,0.31097274127871344]
[10,19,21,24,1855,65,151.45748342749897,399,510.85750844357915,2991.3149918710783,80,11166.303575988739,353275,1024846.662,5361254.3957000002,1438620.7209999999,68083.203899999993,8347509.9824999999,null,null,null,40,101430,0.26788766501955036,929.92016626486725,3471.3064007519797,747.5625148234775,31160486.549238212,2404.7171349496066,0.31087336799766407]
[10,19,21,25,1935,65,151.45748342749897,399,510.85750844357915,3071.3149918710783,80,11565.303575988739,353275,1024846.662,5575014.3957000002,1438620.7209999999,68083.203899999993,8561269.9824999999,null,null,null,40,101430,0.26556285113410921,954.50072878177002,3594.2554642168207,740.25467003935648,32238206.30779827,2381.9314091003303,0.31077917156269208]
[10,19,21,26,2015,65,151.45748342749897,399,510.85750844357915,3151.3149918710783,80,11964.303575988739,353275,1024846.662,5788774.3957000002,1438620.7209999999,68083.203899999993,8775029.9824999999,null,null,null,40,101430,0.2633930986334615,979.08129129867291,3717.1865792169629,733.43424686742435,33315337.524313372,2360.6643883872575,0.31068975771201723]
[10,19,22,10,755,65,151.45748342749897,418,535.66024694089242,1935.1177303683914,82,5846.0323177024893,353275,1073648.8840000001,2422054.3957000002,1508467.4648,69704.232499999998,5528579.9770999998,null,null,null,40,101430,0.33101386123176607,603.01024438443289,1821.7069283458889,945.69781291252389,16701959.11583361,3034.8350171161351,0.31161424182167813]
[10,19,22,11,837,65,151.45748342749897,418,535.66024694089242,2017.1177303683914,82,6264.0323177024893,353275,1073648.8840000001,2641158.3957000002,1508467.4648,69704.232499999998,5747683.9770999998,null,null,null,40,101430,0.32201585625091833,628.20532096425825,1950.8521359108283,917.56933641991532,17849071.297248539,2946.2427578518941,0.31143711222523807]
[10,19,22,12,919,65,151.45748342749897,418,535.66024694089242,2099.1177303683917,82,6682.0323177024893,353275,1073648.8840000001,2860262.3957000002,1508467.4648,69704.232499999998,5966787.9770999998,null,null,null,40,101430,0.3141436064005958,653.4003975440836,2079.9417343890414,892.96005966022665,18993822.746971115,2868.7284256161397,0.31127382142087517]
[10,19,22,13,1001,65,151.45748342749897,418,535.66024694089242,2181.1177303683917,82,7100.0323177024893,353275,1073648.8840000001,3079366.3957000002,1508467.4648,69704.232499999998,6185891.9770999998,null,null,null,40,101430,0.30719828203178984,678.59547412390884,2208.9819957186014,871.24842539715087,20136479.722979184,2800.3360774585453,0.31112280858369518]
[10,19,22,14,1083,65,151.45748342749897,418,535.66024694089242,2263.1177303683917,82,7518.0323177024893,353275,1073648.8840000001,3298470.3957000002,1508467.4648,69704.232499999998,6404995.9770999998,null,null,null,40,101430,0.30102527293471393,703.79055070373431,2337.9782828280063,851.95110986494717,21277269.893735092,2739.5446844440862,0.31098273910353347]
[10,19,22,15,1165,65,151.45748342749897,418,535.66024694089242,2345.1177303683917,82,7936.0323177024893,353275,1073648.8840000001,3517574.3957000002,1508467.4648,69704.232499999998,6624099.9770999998,null,null,null,40,101430,0.29550254289379102,728.98562728355944,2466.9352085595087,834.68661818464955,22416389.08484114,2685.1536084464569,0.31085246503553748]
[10,19,22,16,1247,65,151.45748342749897,418,535.66024694089242,2427.1177303683917,82,8354.0323177024893,353275,1073648.8840000001,3736678.3957000002,1508467.4648,69704.232499999998,6843203.9770999998,null,null,null,40,101430,0.29053248037181323,754.18070386338491,2595.8567623771737,819.14980895706935,23554006.658083413,2636.2024577968109,0.31073099356779621]
[10,19,22,17,1329,65,151.45748342749897,418,535.66024694089242,2509.1177303683917,82,8772.0323177024893,353275,1073648.8840000001,3955782.3957000002,1508467.4648,69704.232499999998,7062307.9770999998,null,null,null,40,101430,0.28603607915406798,779.37578044321026,2724.7464122293959,805.09370249526035,24690269.835726552,2591.9138549443119,0.31061746167198834]
[10,19,22,18,1411,65,151.45748342749897,418,535.66024694089242,2591.1177303683917,82,9190.0323177024893,353275,1073648.8840000001,4174886.3957000002,1508467.4648,69704.232499999998,7281411.9770999998,null,null,null,40,101430,0.28194870712012599,804.57085702303561,2853.6071870698215,792.3162536698818,25825307.203713782,2551.6518216173868,0.31051111556735245]
[10,19,22,19,1493,65,151.45748342749897,418,535.66024694089242,2673.1177303683917,82,9608.0323177024893,353275,1073648.8840000001,4393990.3957000002,1508467.4648,69704.232499999998,7500515.9770999998,null,null,null,40,101430,0.27821697949987728,829.76593360286097,2982.441744189905,780.65057745983211,26959231.570086416,2514.8910256768413,0.31041129396441064]
[10,19,22,20,1575,65,151.45748342749897,418,535.66024694089242,2755.1177303683917,82,10026.032317702489,353275,1073648.8840000001,4613094.3957000002,1508467.4648,69704.232499999998,7719619.9770999998,null,null,null,40,101430,0.27479641428083279,854.96101018268621,3111.252424527434,769.95761956970864,28092142.312956028,2481.1937199983718,0.31031741430097359]
[10,19,22,21,1657,65,151.45748342749897,418,535.66024694089242,2837.1177303683917,82,10444.032317702489,353275,1073648.8840000001,4832198.3957000002,1508467.4648,69704.232499999998,7938723.9770999998,null,null,null,40,101430,0.27164965063919966,880.15608676251145,3240.0412983837023,760.12058710419251,29224127.321301997,2450.1922185459234,0.31022896136503497]
[10,19,22,22,1739,65,151.45748342749897,418,535.66024694089242,2919.1177303683917,82,10862.032317702489,353275,1073648.8840000001,5051302.3957000002,1508467.4648,69704.232499999998,8157827.9770999998,null,null,null,40,101430,0.26874507872812481,905.3511633423368,3368.8102034353255,751.04066517753665,30355264.6086592,2421.5754181545394,0.3101454778352094]
[10,19,22,23,1821,65,151.45748342749897,418,535.66024694089242,3001.1177303683917,82,11280.032317702489,353275,1073648.8840000001,5270406.3957000002,1508467.4648,69704.232499999998,8376931.9770999998,null,null,null,40,101430,0.26605577411853176,930.54623992216216,3497.5607765144391,742.63368589119307,31485623.662259366,2395.0783166705592,0.31006655637196084]
[10,19,22,24,1903,65,151.45748342749897,418,535.66024694089242,3083.1177303683917,82,11698.032317702489,353275,1073648.8840000001,5489510.3957000002,1508467.4648,69704.232499999998,8596035.9770999998,null,null,null,40,101430,0.26355866069054601,955.74131650198751,3626.2944803174532,734.82751146608666,32615266.576878317,2370.4737780464711,0.30999183297090283]
[10,19,22,25,1985,65,151.45748342749897,418,535.66024694089242,3165.1177303683917,82,12116.032317702489,353275,1073648.8840000001,5708614.3957000002,1508467.4648,69704.232499999998,8815139.9770999998,null,null,null,40,101430,0.26123384680510486,980.93639308181287,3755.0126259620811,727.55995906246926,33744249.012432791,2347.5660018076846,0.30992098134929108]
[10,19,22,26,2067,65,151.45748342749897,418,535.66024694089242,3247.1177303683917,82,12534.032317702489,353275,1073648.8840000001,5927718.3957000002,1508467.4648,69704.232499999998,9034243.9770999998,null,null,null,40,101430,0.2590640943044572,1006.1314696616382,3883.7163921265483,720.77714083341152,34872621.006483272,2326.1852990558955,0.3098537081830694]
[10,20,8,10,495,65,167.81992623545597,160,198.86516629316458,1096.6850925286205,56,2271.2797049418241,353275,410966.08,1771054.8429,560022.20609999995,48630.859900000003,3245378.9890000001,null,null,null,40,101430,0.48284898163025269,377.79375056910129,782.42631742444325,1428.8768494249341,6721312.692847833,4147.8397603534913,0.34448699370757779]
[10,20,8,11,551,65,167.81992623545597,160,198.86516629316458,1152.6850925286205,56,2431.2797049418241,353275,410966.08,1920686.8429,560022.20609999995,48630.859900000003,3395010.9890000001,null,null,null,40,101430,0.47410632770292555,395.00014433093327,833.1467463105447,1396.3884871244397,7160864.1154593015,4074.9255806306915,0.34267827951555263]
[10,20,8,12,607,65,167.81992623545597,160,198.86516629316458,1208.6850925286205,56,2591.2797049418241,353275,410966.08,2070318.8429,560022.20609999995,48630.859900000003,3544642.9890000001,null,null,null,40,101430,0.46644331378953025,412.20653809276513,883.72268592269302,1367.9121486577023,7599300.6742068781,4011.0354135122302,0.34103716562798964]
[10,20,8,13,663,65,167.81992623545597,160,198.86516629316458,1264.6850925286205,56,2751.2797049418241,353275,410966.08,2219950.8429,560022.20609999995,48630.859900000003,3694274.9890000001,null,null,null,40,101430,0.4596715812852486,429.41293185459705,934.17333012833228,1342.7478792230554,8036770.4669294972,3954.592654076911,0.33954138812218126]
[10,20,8,14,719,65,167.81992623545597,160,198.86516629316458,1320.6850925286205,56,2911.2797049418241,353275,410966.08,2369582.8429,560022.20609999995,48630.859900000003,3843906.9890000001,null,null,null,40,101430,0.45364417932319961,446.61932561642902,984.51461734337454,1320.3495983004079,8473396.4727484565,3904.367615518508,0.33817245923577377]
[10,20,8,15,775,65,167.81992623545597,160,198.86516629316458,1376.6850925286205,56,3071.2797049418241,353275,410966.08,2519214.8429,560022.20609999995,48630.859900000003,3993538.9890000001,null,null,null,40,101430,0.44824477898039494,463.825719378261,1034.7598926490732,1300.2850188259597,8909281.6608907674,3859.3871074151016,0.33691489934443253]
[10,20,8,16,831,65,167.81992623545597,160,198.86516629316458,1432.6850925286205,56,3231.2797049418241,353275,410966.08,2668846.8429,560022.20609999995,48630.859900000003,4143170.9890000001,null,null,null,40,101430,0.44338009189904365,481.03211314009292,1084.9204146261545,1282.2074742163682,9344512.9013673794,3818.8708896105854,0.33575564905969274]
[10,20,8,17,887,65,167.81992623545597,160,198.86516629316458,1488.6850925286205,56,3391.2797049418241,353275,410966.08,2818478.8429,560022.20609999995,48630.859900000003,4292802.9890000001,null,null,null,40,101430,0.43897443503680517,498.23850690192484,1135.0057477952009,1265.8357205701818,9779163.9930014238,3782.1861231090929,0.33468361401781554]
[10,20,8,18,943,65,167.81992623545597,160,198.86516629316458,1544.6850925286205,56,3551.2797049418241,353275,410966.08,2968110.8429,560022.20609999995,48630.859900000003,4442434.9890000001,null,null,null,40,101430,0.43496576470141068,515.4449006637567,1185.0240696933752,1250.9391988409548,10213298.032799546,3748.8141402136644,0.33368930868620156]
[10,20,8,19,999,65,167.81992623545597,160,198.86516629316458,1600.6850925286205,56,3711.2797049418241,353275,410966.08,3117742.8429,560022.20609999995,48630.859900000003,4592066.9890000001,null,null,null,40,101430,0.43130273646505229,532.65129442558873,1234.9824134926364,1237.3271092570617,10646969.287968231,3718.3258148375635,0.33276457493844303]
[10,20,8,20,1055,65,167.81992623545597,160,198.86516629316458,1656.6850925286205,56,3871.2797049418241,353275,410966.08,3267374.8429,560022.20609999995,48630.859900000003,4741698.9890000001,null,null,null,40,101430,0.42794249416124697,549.85768818742065,1284.8868614114224,1224.8401950670532,11080224.688257799,3690.3630439114359,0.33190235770647608]
[10,20,8,21,1111,65,167.81992623545597,160,198.86516629316458,1712.6850925286205,56,4031.2797049418241,353275,410966.08,3417006.8429,560022.20609999995,48630.859900000003,4891330.9890000001,null,null,null,40,101430,0.42484898540507909,567.06408194925257,1334.7427001822218,1213.3444828856536,11513105.025533602,3664.6246413576887,0.33109652464600781]
[10,20,8,22,1167,65,167.81992623545597,160,198.86516629316458,1768.6850925286205,56,4191.2797049418241,353275,410966.08,3566638.8429,560022.20609999995,48630.859900000003,5040962.9890000001,null,null,null,40,101430,0.42199166293846052,584.27047571108449,1384.5545469847098,1202.7264567946647,11945645.925462741,3640.8554649856906,0.33034172006039564]
[10,20,8,23,1223,65,167.81992623545597,160,198.86516629316458,1824.6850925286205,56,4351.2797049418241,353275,410966.08,3716270.8429,560022.20609999995,48630.859900000003,5190594.9890000001,null,null,null,40,101430,0.41934447249076956,601.47686947291641,1434.3264521893893,1192.8892971566545,12377878.640273053,3618.8379437868016,0.32963324572318342]
[10,20,8,24,1279,65,167.81992623545591,160,198.86516629316452,1880.6850925286205,56,4511.2797049418241,353275,410966.08,3865902.8429,560022.20609999995,48630.859900000003,5340226.9890000001,null,null,null,40,101430,0.41688505602267312,618.68326323474844,1484.0619837452273,1183.7499198088258,12809830.699879127,3598.3854094040576,0.32896696299268041]
[10,20,8,25,1335,65,167.81992623545591,160,198.86516629316452,1936.6850925286205,56,4671.2797049418241,353275,410966.08,4015534.8429,560022.20609999995,48630.859900000003,5489858.9890000001,null,null,null,40,101430,0.41459411871221696,635.88965699658024,1533.7642969266806,1175.2366237355161,13241526.45004295,3579.3367989856806,0.32833921190890925]
[10,20,8,26,1391,65,167.81992623545591,160,198.86516629316452,1992.6850925286205,56,4831.2797049418241,353275,410966.08,4165166.8429,560022.20609999995,48630.859900000003,5639490.9890000001,null,null,null,40,101430,0.41245492172401876,653.09605075841228,1583.4361923202141,1167.2872061602104,13672987.499791687,3561.5524113393567,0.32774674393216097]
[10,20,9,10,515,65,167.81992623545597,180,224.97331207981014,1162.7932383152661,58,2555.1896680595519,353275,462336.84,1824494.8429,633545.09439999994,50251.888599999998,3425333.6658999999,null,null,null,40,101430,0.4550712038524749,395.59448354251498,869.30238651347156,1340.5398858290537,7527027.9395717485,3940.3247006259621,0.34021051250321954]
[10,20,9,11,573,65,167.81992623545597,180,224.97331207981014,1220.7932383152661,58,2735.1896680595519,353275,462336.84,1979470.8429,633545.09439999994,50251.888599999998,3580309.6658999999,null,null,null,40,101430,0.44632854992514776,413.41539136726948,926.25800307106033,1308.9804000437518,8021690.8967453931,3865.3481578797828,0.33864488956196709]
[10,20,9,12,631,65,167.81992623545597,180,224.97331207981014,1278.7932383152661,58,2915.1896680595519,353275,462336.84,2134446.8429,633545.09439999994,50251.888599999998,3735285.6658999999,null,null,null,40,101430,0.43866553601175245,431.23629919202403,983.06400615085158,1281.3182301028328,8515110.851544207,3799.6362826033001,0.33722128509230481]
[10,20,9,13,689,65,167.81992623545597,180,224.97331207981014,1336.7932383152661,58,3095.1896680595519,353275,462336.84,2289422.8429,633545.09439999994,50251.888599999998,3890261.6658999999,null,null,null,40,101430,0.43189380350747086,449.05720701677848,1039.73986977799,1256.8734336500377,9007449.5959394705,3741.5720787188779,0.33592121365209504]
[10,20,9,14,747,65,167.81992623545597,180,224.97331207981014,1394.7932383152661,58,3275.1896680595519,353275,462336.84,2444398.8429,633545.09439999994,50251.888599999998,4045237.6658999999,null,null,null,40,101430,0.42586640154542188,466.87811484153303,1096.3018288066028,1235.1155431828188,9498842.0105751734,3689.89411455752,0.33472926453634289]
[10,20,9,15,805,65,167.81992623545597,180,224.97331207981014,1452.7932383152661,58,3455.1896680595519,353275,462336.84,2599374.8429,633545.09439999994,50251.888599999998,4200213.6659000004,null,null,null,40,101430,0.42046700120261721,484.69902266628753,1152.7635255084331,1215.624631180084,9989401.436685171,3643.6038900863045,0.3336324880121066]
[10,20,9,16,863,65,167.81992623545597,180,224.97331207981014,1510.7932383152661,58,3635.1896680595519,353275,462336.84,2754350.8429,633545.09439999994,50251.888599999998,4355189.6659000004,null,null,null,40,101430,0.41560231412126586,502.51993049104203,1209.1365072245844,1198.0639426214341,10479223.810629113,3601.9007282220764,0.33261992292963799]
[10,20,9,17,921,65,167.81992623545597,180,224.97331207981014,1568.7932383152661,58,3815.1896680595519,353275,462336.84,2909326.8429,633545.09439999994,50251.888599999998,4510165.6659000004,null,null,null,40,101430,0.41119665725902738,520.34083831579653,1265.4306136248947,1182.1602746649421,10968390.88127853,3564.1350994129298,0.33168222912191592]
[10,20,9,18,979,65,167.81992623545597,180,224.97331207981014,1626.7932383152661,58,3995.1896680595519,353275,462336.84,3064302.8429,633545.09439999994,50251.888599999998,4665141.6659000004,null,null,null,40,101430,0.40718798692363289,538.16174614055103,1321.6542811256413,1167.6896601902683,11456972.739146808,3529.7745654929281,0.33081139844045593]
[10,20,9,19,1037,65,167.81992623545597,180,224.97331207981014,1684.7932383152661,58,4175.1896680595519,353275,462336.84,3219278.8429,633545.09439999994,50251.888599999998,4820117.6659000004,null,null,null,40,101430,0.4035249586872745,555.98265396530553,1377.8147844286959,1154.4667545923278,11945029.823118437,3498.378534158905,0.33000052547769521]
[10,20,9,20,1095,65,167.81992623545597,180,224.97331207981014,1742.7932383152661,58,4355.1896680595519,353275,462336.84,3374254.8429,633545.09439999994,50251.888599999998,4975093.6659000004,null,null,null,40,101430,0.40016471638346923,573.80356179006003,1433.9184298302714,1142.3368544380237,12432614.526475651,3469.5792747994847,0.32924362407140617]
[10,20,9,21,1153,65,167.81992623545597,180,224.97331207981014,1800.7932383152661,58,4535.1896680595519,353275,462336.84,3529230.8429,633545.09439999994,50251.888599999998,5130069.6659000004,null,null,null,40,101430,0.3970712076273013,591.62446961481453,1489.9707111731068,1131.1698167823497,12919772.492563378,3443.0674559052527,0.32853547926929655]
[10,20,9,22,1211,65,167.81992623545597,180,224.97331207981014,1858.7932383152661,58,4715.1896680595519,353275,462336.84,3684206.8429,633545.09439999994,50251.888599999998,5285045.6659000004,null,null,null,40,101430,0.39421388516068279,609.44537743956903,1545.9764366015602,1120.8553712468349,13406543.667882038,3418.580995652153,0.32787152700853661]
[10,20,9,23,1269,65,167.81992623545597,180,224.97331207981014,1916.7932383152661,58,4895.1896680595519,353275,462336.84,3839182.8429,633545.09439999994,50251.888599999998,5440021.6659000004,null,null,null,40,101430,0.39156669471299177,627.26628526432364,1601.9398323039031,1111.2994663695119,13892963.163987998,3395.8963727547198,0.32724775563985664]
[10,20,9,24,1327,65,167.81992623545591,180,224.97331207981009,1974.7932383152661,58,5075.1896680595519,353275,462336.84,3994158.8429,633545.09439999994,50251.888599999998,5594997.6659000004,null,null,null,40,101430,0.38910727824489533,645.08719308907803,1657.8646279730465,1102.4213934513546,14379061.967509031,3374.8217867056705,0.32666062480516406]
[10,20,9,25,1385,65,167.81992623545591,180,224.97331207981009,2032.7932383152661,58,5255.1896680595519,353275,462336.84,4149134.8429,633545.09439999994,50251.888599999998,5749973.6659000004,null,null,null,40,101430,0.38681634093443923,662.90810091383253,1713.7541276369905,1094.151501484298,14864867.528610123,3355.191723926278,0.32610699820274691]
[10,20,9,26,1443,65,167.81992623545591,180,224.97331207981009,2090.7932383152661,58,5435.1896680595519,353275,462336.84,4304110.8428999996,633545.09439999994,50251.888599999998,5904949.6659000004,null,null,null,40,101430,0.38467714394624097,680.72900873858703,1769.6112686999661,1086.4293661347588,15350404.251512671,3336.8626038588482,0.32558408754330465]
[10,20,10,10,535,65,167.81992623545597,200,251.08145786645571,1228.9013841019118,60,2839.0996311772797,353275,513707.6,1877934.8429,707067.98270000005,51872.917200000004,3605288.3428000002,null,null,null,40,101430,0.43284898163025282,413.39521651592872,955.05646093689597,1269.8703149523492,8329206.0183334136,3774.9478594045186,0.33639413370670124]
[10,20,10,11,595,65,167.81992623545597,200,251.08145786645571,1288.9013841019118,60,3039.0996311772797,353275,513707.6,2038254.8429,707067.98270000005,51872.917200000004,3765608.3428000002,null,null,null,40,101430,0.42410632770292567,431.8306384036058,1018.2131465534059,1239.0539303792018,8878925.1582727898,3698.2515454358086,0.33503776451019895]
[10,20,10,12,655,65,167.81992623545597,200,251.08145786645571,1348.9013841019118,60,3239.0996311772797,353275,513707.6,2198574.8429,707067.98270000005,51872.917200000004,3925928.3428000002,null,null,null,40,101430,0.41644331378953031,450.26606029128294,1081.2181283305381,1212.0430952589368,9427281.4878433794,3631.0234169732671,0.33380205965988136]
[10,20,10,13,715,65,167.81992623545597,200,251.08145786645571,1408.9013841019118,60,3439.0996311772797,353275,513707.6,2358894.8429,707067.98270000005,51872.917200000004,4086248.3428000002,null,null,null,40,101430,0.40967158128524872,468.70148217895996,1144.090787817204,1188.1738771916234,9974449.1184976585,3571.6119615125044,0.3326716031851501]
[10,20,10,14,775,65,167.81992623545597,200,251.08145786645571,1468.9013841019118,60,3639.0996311772797,353275,513707.6,2519214.8429,707067.98270000005,51872.917200000004,4246568.3427999998,null,null,null,40,101430,0.40364417932319974,487.13690406663693,1206.8473398611409,1166.9282990887473,10520573.714067964,3518.7286764146975,0.33163349789099222]
[10,20,10,15,835,65,167.81992623545597,200,251.08145786645571,1528.9013841019118,60,3839.0996311772797,353275,513707.6,2679534.8429,707067.98270000005,51872.917200000004,4406888.3427999998,null,null,null,40,101430,0.39824477898039506,505.57232595431395,1269.5014539768831,1147.8963210633833,11065778.072739366,3471.3535215095844,0.33067687112553107]
[10,20,10,16,895,65,167.81992623545597,200,251.08145786645571,1588.9013841019118,60,4039.0996311772797,353275,513707.6,2839854.8429,707067.98270000005,51872.917200000004,4567208.3427999998,null,null,null,40,101430,0.39338009189904372,524.00774784199109,1332.0647349293706,1130.7491173454869,11610166.444305753,3428.6684596198365,0.32979249252663584]
[10,20,10,17,955,65,167.81992623545597,200,251.08145786645571,1648.9013841019118,60,4239.0996311772797,353275,513707.6,3000174.8429,707067.98270000005,51872.917200000004,4727528.3427999998,null,null,null,40,101430,0.38897443503680523,542.44316972966817,1394.5470983930898,1115.2199179407503,12153827.904851552,3390.0098091141076,0.32897247522483852]
[10,20,10,18,1015,65,167.81992623545597,200,251.08145786645571,1708.9013841019118,60,4439.0996311772797,353275,513707.6,3160494.8429,707067.98270000005,51872.917200000004,4887848.3427999998,null,null,null,40,101430,0.38496576470141075,560.87859161734525,1456.957067474239,1101.0900292697193,12696839.020517398,3354.833475839956,0.3282100399913403]
[10,20,10,19,1075,65,167.81992623545597,200,251.08145786645571,1768.9013841019118,60,4639.0996311772797,353275,513707.6,3320814.8429,707067.98270000005,51872.917200000004,5048168.3427999998,null,null,null,40,101430,0.38130273646505236,579.31401350502233,1519.3020088858407,1088.1784708605408,13239265.969146466,3322.6891778588483,0.32749932738570703]
[10,20,10,20,1135,65,167.81992623545597,200,251.08145786645571,1828.9013841019118,60,4839.0996311772797,353275,513707.6,3481134.8429,707067.98270000005,51872.917200000004,5208488.3427999998,null,null,null,40,101430,0.37794249416124709,597.74943539269941,1581.5883226342708,1076.3341819348002,13781166.244307045,3293.2010614171754,0.32683524688031568]
[10,20,10,21,1195,65,167.81992623545597,200,251.08145786645571,1888.9013841019118,60,5039.0996311772797,353275,513707.6,3641454.8429,707067.98270000005,51872.917200000004,5368808.3427999998,null,null,null,40,101430,0.37484898540507916,616.18485728037649,1643.8215955540034,1065.4300838997069,14322590.034550602,3266.0529325962448,0.32621335473971547]
[10,20,10,22,1255,65,167.81992623545597,200,251.08145786645571,1948.9013841019118,60,5239.0996311772797,353275,513707.6,3801774.8429,707067.98270000005,51872.917200000004,5529128.3427999998,null,null,null,40,101430,0.37199166293846059,634.62027916805357,1706.0067264815025,1055.3585028085711,14863581.347894045,3240.9768713090361,0.32562975445804704]
[10,20,10,23,1315,65,167.81992623545597,200,251.08145786645571,2008.9013841019118,60,5439.0996311772797,353275,513707.6,3962094.8429,707067.98270000005,51872.917200000004,5689448.3427999998,null,null,null,40,101430,0.36934447249076963,653.05570105573065,1768.1480289976489,1046.0276017397982,15404178.934792038,3217.7443570997279,0.3250810150383176]
[10,20,10,24,1375,65,167.81992623545591,200,251.08145786645565,2068.9013841019118,60,5639.0996311772797,353275,513707.6,4122414.8429,707067.98270000005,51872.917200000004,5849768.3427999998,null,null,null,40,101430,0.36688505602267318,671.49112294340762,1830.2493162924304,1037.3585723653778,15944417.050507177,3196.1592831921794,0.32456410349152276]
[10,20,10,25,1435,65,167.81992623545591,200,251.08145786645565,2128.9013841019118,60,5839.0996311772797,353275,513707.6,4282734.8428999996,707067.98270000005,51872.917200000004,6010088.3427999998,null,null,null,40,101430,0.36459411871221703,689.92654483108481,1892.3139716789028,1029.2834036833237,16484326.088562332,3176.052406087721,0.32407632875025533]
[10,20,10,26,1495,65,167.81992623545591,200,251.08145786645565,2188.9013841019118,60,6039.0996311772797,353275,513707.6,4443054.8428999996,707067.98270000005,51872.917200000004,6170408.3427999998,null,null,null,40,101430,0.36245492172401883,708.36196671876178,1954.3450075099938,1021.7430941143975,17023933.110011611,3157.2768979443554,0.32361529480662138]
[10,20,11,10,555,65,167.81992623545597,220,277.1896036531013,1295.0095298885574,62,3123.0095942950079,353275,565078.36,1931374.8429,780590.87100000004,53493.945899999999,3785243.0197999999,null,null,null,40,101430,0.41466716344843457,431.19594948934252,1039.8603687435775,1212.0497569623185,9128388.6292746253,3640.1454786951958,0.33296739486268434]
[10,20,11,11,617,65,167.81992623545597,220,277.1896036531013,1357.0095298885574,62,3343.0095942950079,353275,565078.36,2097038.8429,780590.87100000004,53493.945899999999,3950907.0197999999,null,null,null,40,101430,0.40592450952110742,450.24588543994207,1109.1862523184991,1181.8413642900243,9733107.8244508225,3561.9870075902845,0.33179272180713271]
[10,20,11,12,679,65,167.81992623545597,220,277.1896036531013,1419.0095298885574,62,3563.0095942950079,353275,565078.36,2262702.8429,780590.87100000004,53493.945899999999,4116571.0197999999,null,null,null,40,101430,0.39826149560771212,469.29582139054173,1178.3610179900456,1155.3634394775675,10336352.03291427,3493.4718281651676,0.33072069743421534]
[10,20,11,13,741,65,167.81992623545597,220,277.1896036531013,1481.0095298885574,62,3783.0095942950079,353275,565078.36,2428366.8429,780590.87100000004,53493.945899999999,4282235.0197999999,null,null,null,40,101430,0.39148976310343048,488.34575734114139,1247.4036446570426,1131.9651491801937,10938306.498259313,3432.9184767883194,0.32973843009496928]
[10,20,11,14,803,65,167.81992623545597,220,277.1896036531013,1543.0095298885574,62,4003.0095942950079,353275,565078.36,2594030.8429,780590.87100000004,53493.945899999999,4447899.0197999999,null,null,null,40,101430,0.38546236114138149,507.39569329174105,1316.3300608373443,1111.1387357390527,11539126.690828405,3379.0149994195635,0.32883510014898437]
[10,20,11,15,865,65,167.81992623545597,220,277.1896036531013,1605.0095298885574,62,4223.0095942950084,353275,565078.36,2759694.8429,780590.87100000004,53493.945899999999,4613563.0197999999,null,null,null,40,101430,0.38006296079857677,526.44562924234071,1385.1537338344917,1092.4822491497189,12138944.058274908,3330.7227256173392,0.32800155976575046]
[10,20,11,16,927,65,167.81992623545597,220,277.1896036531013,1667.0095298885574,62,4443.0095942950084,353275,565078.36,2925358.8429,780590.87100000004,53493.945899999999,4779227.0197999999,null,null,null,40,101430,0.37519827371722547,545.49556519294038,1453.8861274294197,1075.6733512106209,12737870.492864257,3287.2086263085034,0.32723002203197227]
[10,20,11,17,989,65,167.81992623545597,220,277.1896036531013,1729.0095298885574,62,4663.0095942950084,353275,565078.36,3091022.8429,780590.87100000004,53493.945899999999,4944891.0197999999,null,null,null,40,101430,0.37079261685498699,564.54550114353992,1522.5370610988396,1060.4505351664116,13336001.83762598,3247.7968163135847,0.32651381694809251]
[10,20,11,18,1051,65,167.81992623545597,220,277.1896036531013,1791.0095298885574,62,4883.0095942950084,353275,565078.36,3256686.8429,780590.87100000004,53493.945899999999,5110555.0197999999,null,null,null,40,101430,0.36678394651959251,583.5954370941397,1591.1149946224971,1046.5994221529063,13933420.664263621,3211.933164496867,0.32584719810533502]
[10,20,11,19,1113,65,167.81992623545597,220,277.1896036531013,1853.0095298885574,62,5103.0095942950084,353275,565078.36,3422350.8429,780590.87100000004,53493.945899999999,5276219.0197999999,null,null,null,40,101430,0.36312091828323412,602.64537304473924,1659.62725555424,1033.9426023527149,14530198.493386727,3179.1590564076605,0.32522518817320017]
[10,20,11,20,1175,65,167.81992623545597,220,277.1896036531013,1915.0095298885574,62,5323.0095942950084,353275,565078.36,3588014.8429,780590.87100000004,53493.945899999999,5441883.0197999999,null,null,null,40,101430,0.35976067597942885,621.69530899533891,1728.080222505718,1022.3319953412537,15126397.583451895,3149.0916618821766,0.32464345440177417]
[10,20,11,21,1237,65,167.81992623545597,220,277.1896036531013,1977.0095298885574,62,5543.0095942950084,353275,565078.36,3753678.8429,780590.87100000004,53493.945899999999,5607547.0197999999,null,null,null,40,101430,0.35666716722326092,640.74524494593857,1796.4794739428733,1011.6430297229988,15722072.383091345,3121.4089006254735,0.32409820754989327]
[10,20,11,22,1299,65,167.81992623545597,220,277.1896036531013,2039.0095298885574,62,5763.0095942950084,353275,565078.36,3919342.8429,780590.87100000004,53493.945899999999,5773211.0197999999,null,null,null,40,101430,0.35380984475664234,659.79518089653823,1864.8299098357729,1001.770155904537,16317270.718476433,3095.8378505762348,0.32358611925300784]
[10,20,11,23,1361,65,167.81992623545597,220,277.1896036531013,2101.0095298885572,62,5983.0095942950084,353275,565078.36,4085006.8429,780590.87100000004,53493.945899999999,5938875.0197999999,null,null,null,40,101430,0.35116265430895133,678.84511684713789,1933.1358517693996,992.62334886094129,16912034.770449299,3072.1457130498097,0.32310425402170617]
[10,20,11,24,1423,65,167.81992623545591,220,277.18960365310124,2163.0095298885572,62,6203.0095942950084,353275,565078.36,4250670.8428999996,780590.87100000004,53493.945899999999,6104539.0197999999,null,null,null,40,101430,0.34870323784085488,697.89505279773743,2001.401125837124,984.1253551132146,17506401.883604851,3050.1327000118044,0.32265001293530798]
[10,20,11,25,1485,65,167.81992623545591,220,277.18960365310124,2225.0095298885572,62,6423.0095942950084,353275,565078.36,4416334.8428999996,780590.87100000004,53493.945899999999,6270203.0197999999,null,null,null,40,101430,0.34641230053039879,716.94498874833698,2069.6291316751981,976.20950548252631,18100405.240102094,3029.6263827138091,0.32222108674934358]
[10,20,11,26,1547,65,167.81992623545591,220,277.18960365310124,2287.0095298885572,62,6643.0095942950084,353275,565078.36,4581998.8428999996,780590.87100000004,53493.945899999999,6435867.0197999999,null,null,null,40,101430,0.34427310354220059,735.99492469893676,2137.8229002682442,968.81796246137446,18694074.423874799,3010.4771629814186,0.32181541663046798]
[10,20,12,10,575,65,167.81992623545597,240,303.29774943974689,1361.1176756752029,64,3406.9195574127361,353275,616449.12,1984814.8429,854113.75919999997,55114.974600000001,3965197.6967000002,null,null,null,40,101430,0.39951564829691938,448.99668246275616,1123.8525559055513,1163.8659586372926,9925012.2331663631,3528.2187826616914,0.3298735226842342]
[10,20,12,11,639,65,167.81992623545597,240,303.29774943974689,1425.1176756752029,64,3646.9195574127361,353275,616449.12,2155822.8429,854113.75919999997,55114.974600000001,4136205.6967000002,null,null,null,40,101430,0.39077299436959223,468.66113247627834,1199.3181187772143,1134.1642258823765,10584676.413888266,3448.7978059611537,0.32885784835573845]
[10,20,12,12,703,65,167.81992623545597,240,303.29774943974689,1489.1176756752029,64,3886.9195574127361,353275,616449.12,2326830.8429,854113.75919999997,55114.974600000001,4307213.6967000002,null,null,null,40,101430,0.38310998045619693,488.32558248980058,1274.635502599843,1108.1303929930932,11242760.346674869,3379.1728599297571,0.32792947828544283]
[10,20,12,13,767,65,167.81992623545597,240,303.29774943974689,1553.1176756752029,64,4126.9195574127361,353275,616449.12,2497838.8429,854113.75919999997,55114.974600000001,4478221.6967000002,null,null,null,40,101430,0.37633824795191534,507.99003250332277,1349.8230256102711,1085.1245425040022,11899459.385431631,3317.6361728335887,0.32707761971898169]
[10,20,12,14,831,65,167.81992623545597,240,303.29774943974689,1617.1176756752029,64,4366.9195574127361,353275,616449.12,2668846.8429,854113.75919999997,55114.974600000001,4649229.6967000002,null,null,null,40,101430,0.3703108459898663,527.65448251684506,1424.8961061520852,1064.6474329476403,12554937.958299885,3262.8552191384001,0.3262931884635612]
[10,20,12,15,895,65,167.81992623545597,240,303.29774943974689,1681.1176756752029,64,4606.9195574127361,353275,616449.12,2839854.8429,854113.75919999997,55114.974600000001,4820237.6967000002,null,null,null,40,101430,0.36491144564706163,547.31893253036719,1499.867814669009,1046.3038558883322,13209335.454362251,3213.7750070675697,0.32556848366402574]
[10,20,12,16,959,65,167.81992623545597,240,303.29774943974689,1745.1176756752029,64,4846.9195574127361,353275,616449.12,3010862.8429,854113.75919999997,55114.974600000001,4991245.6967000002,null,null,null,40,101430,0.36004675856571033,566.98338254388943,1574.7493042363055,1029.7768794315662,13862770.815022871,3169.5493900274382,0.32489693414200166]
[10,20,12,17,1023,65,167.81992623545597,240,303.29774943974689,1809.1176756752029,64,5086.9195574127361,353275,616449.12,3181870.8429,854113.75919999997,55114.974600000001,5162253.6967000002,null,null,null,40,101430,0.35564110170347185,586.64783255741168,1649.5501497083701,1014.8093828544626,14515346.150829675,3129.4918178759031,0.32427289857662889]
[10,20,12,18,1087,65,167.81992623545597,240,303.29774943974689,1873.1176756752029,64,5326.9195574127361,353275,616449.12,3352878.8429,854113.75919999997,55114.974600000001,5333261.6967000002,null,null,null,40,101430,0.35163243136807737,606.3122825709338,1724.2786173390984,1001.1905828888956,15167149.616827097,3093.0393980751141,0.32369150664940277]
[10,20,12,19,1151,65,167.81992623545597,240,303.29774943974689,1937.1176756752029,64,5566.9195574127361,353275,616449.12,3523886.8429,854113.75919999997,55114.974600000001,5504269.6967000002,null,null,null,40,101430,0.34796940313171898,625.97673258445604,1798.9418809546921,988.74604526286021,15818257.717919959,3059.726250726465,0.3231485316792978]
[10,20,12,20,1215,65,167.81992623545597,240,303.29774943974689,2001.1176756752029,64,5806.9195574127361,353275,616449.12,3694894.8429,854113.75919999997,55114.974600000001,5675277.6967000002,null,null,null,40,101430,0.34460916082791371,645.64118259797829,1873.5461966444645,977.33017317996496,16468737.171854693,3029.1634691756094,0.32264028769828873]
[10,20,12,21,1279,65,167.81992623545597,240,303.29774943974689,2065.1176756752029,64,6046.9195574127361,353275,616449.12,3865902.8429,854113.75919999997,55114.974600000001,5846285.6967000002,null,null,null,40,101430,0.34151565207174578,665.30563261150053,1948.0970449686238,966.82048457574228,17118646.42578702,3001.0238513464178,0.32216354566524874]
[10,20,12,22,1343,65,167.81992623545597,240,303.29774943974689,2129.1176756752029,64,6286.9195574127361,353275,616449.12,4036910.8429,854113.75919999997,55114.974600000001,6017293.6967000002,null,null,null,40,101430,0.33865832960512721,684.97008262502277,2022.5992475179696,957.11320015117531,17768036.899326909,2975.0301272347601,0.32171546479120727]
[10,20,12,23,1407,65,167.81992623545597,240,303.29774943974689,2193.1176756752029,64,6526.9195574127361,353275,616449.12,4207918.8428999996,854113.75919999997,55114.974600000001,6188301.6967000002,null,null,null,40,101430,0.33601113915743624,704.6345326385449,2097.0570630647817,948.11980479522731,18416954.009934828,2950.9457828697855,0.32129353588908838]
[10,20,12,24,1471,65,167.81992623545591,240,303.29774943974678,2257.1176756752029,64,6766.9195574127361,353275,616449.12,4378926.8428999996,854113.75919999997,55114.974600000001,6359309.6967000002,null,null,null,40,101430,0.3335517226893398,724.29898265206714,2171.4742673557039,939.76434073641235,19065438.023868904,2928.5678362803328,0.32089553436127227]
[10,20,12,25,1535,65,167.81992623545591,240,303.29774943974678,2321.1176756752029,64,7006.9195574127361,353275,616449.12,4549934.8428999996,854113.75919999997,55114.974600000001,6530317.6967000002,null,null,null,40,101430,0.33126078537888365,743.96343266558938,2245.8542197038864,931.98125698186209,19713524.766353443,2907.721097564975,0.32051948096477861]
[10,20,12,26,1599,65,167.81992623545591,240,303.29774943974678,2385.1176756752029,64,7246.9195574127361,353275,616449.12,4720942.8428999996,854113.75919999997,55114.974600000001,6701325.6967000002,null,null,null,40,101430,0.32912158839068545,763.62788267911151,2320.1999188599052,924.71368608385569,20361246.217411518,2888.253569106751,0.32016360889319062]
[10,20,13,10,595,65,167.81992623545597,260,329.40589522639243,1427.2258214618485,66,3690.8295205304639,353275,667819.88,2038254.8429,927636.64749999996,56736.003199999999,4145152.3736,null,null,null,40,101430,0.38669513547640655,466.79741543616996,1207.1458174954223,1123.095052362271,10719432.424495252,3433.8456162824718,0.32706626268718192]
[10,20,13,11,661,65,167.81992623545597,260,329.40589522639243,1493.2258214618485,66,3950.8295205304639,353275,667819.88,2214606.8429,927636.64749999996,56736.003199999999,4321504.3735999996,null,null,null,40,101430,0.3779524815490794,487.07637951261466,1288.7238562802368,1093.8220318451358,11433988.621818859,3353.3206920634921,0.32619070237867526]
[10,20,13,12,727,65,167.81992623545597,260,329.40589522639243,1559.2258214618485,66,4210.8295205304639,353275,667819.88,2390958.8429,927636.64749999996,56736.003199999999,4497856.3735999996,null,null,null,40,101430,0.3702894676356841,507.35534358905943,1370.1587215767909,1068.1639690446916,12146865.538302787,3282.7265212341258,0.32538926472715135]
[10,20,13,13,793,65,167.81992623545597,260,329.40589522639243,1625.2258214618485,66,4470.8295205304639,353275,667819.88,2567310.8429,927636.64749999996,56736.003199999999,4674208.3735999996,null,null,null,40,101430,0.36351773513140251,527.63430766550414,1451.4678560999992,1045.4901830087633,12858267.759427933,3220.3319928693932,0.32465291942685898]
[10,20,13,14,859,65,167.81992623545597,260,329.40589522639243,1691.2258214618485,66,4730.8295205304639,353275,667819.88,2743662.8429,927636.64749999996,56736.003199999999,4850560.3735999996,null,null,null,40,101430,0.35749033316935352,547.91327174194907,1532.665979760596,1025.3086382779836,13568367.934924062,3164.7863511513701,0.32397404580090206]
[10,20,13,15,925,65,167.81992623545597,260,329.40589522639243,1757.2258214618485,66,4990.8295205304639,353275,667819.88,2920014.8429,927636.64749999996,56736.003199999999,5026912.3735999996,null,null,null,40,101430,0.35209093282654885,568.19223581839378,1613.7656009968973,1007.2298308210048,14277312.776176466,3115.0201556626444,0.32334616807856298]
[10,20,13,16,991,65,167.81992623545597,260,329.40589522639243,1823.2258214618485,66,5250.8295205304639,353275,667819.88,3096366.8429,927636.64749999996,56736.003199999999,5203264.3735999996,null,null,null,40,101430,0.3472262457451975,588.47119989483849,1694.7774170466137,990.94140331082724,14985227.751011223,3070.1756592247912,0.32276374816971759]
[10,20,13,17,1057,65,167.81992623545597,260,329.40589522639243,1889.2258214618485,66,5510.8295205304639,353275,667819.88,3272718.8429,927636.64749999996,56736.003199999999,5379616.3735999996,null,null,null,40,101430,0.34282058888295902,608.75016397128331,1775.7106303178136,976.18994628281337,15692220.794408031,3029.5568893776017,0.32222202187573507]
[10,20,13,18,1123,65,167.81992623545597,260,329.40589522639243,1955.2258214618485,66,5770.8295205304639,353275,667819.88,3449070.8429,927636.64749999996,56736.003199999999,5555968.3735999996,null,null,null,40,101430,0.33881191854756454,629.02912804772814,1856.5732006839689,962.76771889627094,16398385.267667007,2992.5932204415831,0.32171686827326512]
[10,20,13,19,1189,65,167.81992623545597,260,329.40589522639243,2021.2258214618485,66,6030.8295205304639,353275,667819.88,3625422.8429,927636.64749999996,56736.003199999999,5732320.3735999996,null,null,null,40,101430,0.33514889031120615,649.30809212417284,1937.3720483491704,950.5028046483676,17103802.337813403,2958.8123657017095,0.32124470468844585]
[10,20,13,20,1255,65,167.81992623545597,260,329.40589522639243,2087.2258214618487,66,6290.8295205304639,353275,667819.88,3801774.8429,927636.64749999996,56736.003199999999,5908672.3735999996,null,null,null,40,101430,0.33178864800740088,669.58705620061778,2018.1132182246388,939.25170827425904,17808542.90556854,2927.8200649309033,0.32080240159718471]
[10,20,13,21,1321,65,167.81992623545597,260,329.40589522639243,2153.2258214618487,66,6550.8295205304639,353275,667819.88,3978126.8429,927636.64749999996,56736.003199999999,6085024.3735999996,null,null,null,40,101430,0.328695139251233,689.86602027706249,2098.8020140747326,928.89371560498671,18512669.178747371,2899.2846075111993,0.32038721317613816]
[10,20,13,22,1387,65,167.81992623545597,260,329.40589522639243,2219.2258214618487,66,6810.8295205304639,353275,667819.88,4154478.8429,927636.64749999996,56736.003199999999,6261376.3735999996,null,null,null,40,101430,0.32583781678461443,710.1449843535072,2179.4431087258599,919.3265452829462,19216235.964898072,2872.9248992789194,0.3199967202462165]
[10,20,13,23,1453,65,167.81992623545597,260,329.40589522639243,2285.2258214618487,66,7070.8295205304639,353275,667819.88,4330830.8428999996,927636.64749999996,56736.003199999999,6437728.3735999996,null,null,null,40,101430,0.32319062633692341,730.42394842995202,2260.040635177616,910.46295981654612,19919291.739943907,2848.5011611813061,0.31962878310323972]
[10,20,13,24,1519,65,167.81992623545591,260,329.40589522639232,2351.2258214618482,66,7330.8295205304639,353275,667819.88,4507182.8428999996,927636.64749999996,56736.003199999999,6614080.3735999996,null,null,null,40,101430,0.32073120986882697,750.70291250639684,2340.59826236873,902.22809780219472,20621879.536841489,2825.8076065248379,0.31928150229298508]
[10,20,13,25,1585,65,167.81992623545591,260,329.40589522639232,2417.2258214618482,66,7590.8295205304639,353275,667819.88,4683534.8428999996,927636.64749999996,56736.003199999999,6790432.3735999996,null,null,null,40,101430,0.31844027255837082,770.98187658284155,2421.1192585307149,894.55735440437684,21324037.688655332,2804.6666225525919,0.31895318581223014]
[10,20,13,26,1651,65,167.81992623545591,260,329.40589522639232,2483.2258214618482,66,7850.8295205304639,353275,667819.88,4859886.8428999996,927636.64749999996,56736.003199999999,6966784.3735999996,null,null,null,40,101430,0.31630107557017262,791.26084065928637,2501.6065444385194,887.39468299518558,22025800.453134306,2784.924107713372,0.31864232154024547]
[10,20,14,10,615,65,167.81992623545597,280,355.51404101303802,1493.333967248494,68,3974.7394836481917,353275,719190.64,2091694.8429,1001159.5358,58357.031900000002,4325107.0505999997,null,null,null,40,101430,0.3757061244873956,484.59814840958359,1289.8329753627456,1088.148561269395,11511941.830742072,3353.2303276213484,0.3245075509147281]
[10,20,14,11,683,65,167.81992623545597,280,355.51404101303802,1561.333967248494,68,4254.7394836481917,353275,719190.64,2273390.8429,1001159.5358,58357.031900000002,4506803.0505999997,null,null,null,40,101430,0.36696347056006845,505.49162654895093,1377.4984899108827,1059.2430083846441,12281339.730284454,3271.7299391333677,0.32375624763981031]
[10,20,14,12,751,65,167.81992623545597,280,355.51404101303802,1629.333967248494,68,4534.7394836481917,353275,719190.64,2455086.8429,1001159.5358,58357.031900000002,4688499.0505999997,null,null,null,40,101430,0.35930045664667315,526.38510468831828,1465.0276529037421,1033.9070342317762,13048964.908950806,3200.2802413044215,0.32306765541581439]
[10,20,14,13,819,65,167.81992623545597,280,355.51404101303802,1697.333967248494,68,4814.7394836481917,353275,719190.64,2636782.8429,1001159.5358,58357.031900000002,4870195.0505999997,null,null,null,40,101430,0.3525287241423915,547.27858282768557,1552.4368522283355,1011.5178748699872,13815030.427379571,3137.1292452648631,0.32243423709646563]
[10,20,14,14,887,65,167.81992623545597,280,355.51404101303802,1765.333967248494,68,5094.7394836481917,353275,719190.64,2818478.8429,1001159.5358,58357.031900000002,5051891.0505999997,null,null,null,40,101430,0.34650132218034252,568.17206096705297,1639.7399507507164,991.58967141827804,14579716.518146778,3080.9099017435956,0.32184961684764052]
[10,20,14,15,955,65,167.81992623545597,280,355.51404101303802,1833.333967248494,68,5374.7394836481917,353275,719190.64,3000174.8429,1001159.5358,58357.031900000002,5233587.0505999997,null,null,null,40,101430,0.34110192183753785,589.06553910642037,1726.9487545924301,973.73780933472437,15343176.673877327,3030.5398678651554,0.32130836477682367]
[10,20,14,16,1023,65,167.81992623545597,280,355.51404101303802,1901.333967248494,68,5654.7394836481917,353275,719190.64,3181870.8429,1001159.5358,58357.031900000002,5415283.0505999997,null,null,null,40,101430,0.3362372347561865,609.95901724578766,1814.0733809213104,957.65385235019403,16105542.428931724,2985.1510459859055,0.32080582777810823]
[10,20,14,17,1091,65,167.81992623545597,280,355.51404101303802,1969.333967248494,68,5934.7394836481917,353275,719190.64,3363566.8429,1001159.5358,58357.031900000002,5596979.0505999997,null,null,null,40,101430,0.33183157789394807,630.85249538515507,1901.1225495446149,943.08757207854285,16866927.150438976,2944.0390636011916,0.3203379954221614]
[10,20,14,18,1159,65,167.81992623545597,280,355.51404101303802,2037.333967248494,68,6214.7394836481917,353275,719190.64,3545262.8429,1001159.5358,58357.031900000002,5778675.0505999997,null,null,null,40,101430,0.32782290755855353,651.74597352452236,1988.1038161072129,929.8338354740215,17627429.070130769,2906.6264063952735,0.31990139270329498]
[10,20,14,19,1227,65,167.81992623545597,280,355.51404101303802,2105.333967248494,68,6494.7394836481917,353275,719190.64,3726958.8429,1001159.5358,58357.031900000002,5960371.0505999997,null,null,null,40,101430,0.32415987932219514,672.63945166388976,2075.0237600974892,917.72288412165983,18387133.728625908,2872.4350849227899,0.31949299357145539]
[10,20,14,20,1295,65,167.81992623545597,280,355.51404101303802,2173.333967248494,68,6774.7394836481917,353275,719190.64,3908654.8429,1001159.5358,58357.031900000002,6142067.0505999997,null,null,null,40,101430,0.32079963701838987,693.53292980325705,2161.8881375588967,906.61302406936829,19146115.960849244,2841.0660773076693,0.31911015069685333]
[10,20,14,21,1363,65,167.81992623545597,280,355.51404101303802,2241.333967248494,68,7054.7394836481917,353275,719190.64,4090350.8429,1001159.5358,58357.031900000002,6323763.0505999997,null,null,null,40,101430,0.31770612826222194,714.42640794262445,2248.7020060027462,896.38505648719627,19904441.520035952,2812.1836658088146,0.31875053801985093]
[10,20,14,22,1431,65,167.81992623545597,280,355.51404101303802,2309.333967248494,68,7334.7394836481917,353275,719190.64,4272046.8428999996,1001159.5358,58357.031900000002,6505459.0505999997,null,null,null,40,101430,0.31484880579560343,735.31988608199174,2335.4698272521123,886.9379839673212,20662168.414815951,2785.5033598129112,0.31841210345080773]
[10,20,14,23,1499,65,167.81992623545597,280,355.51404101303802,2377.333967248494,68,7614.7394836481917,353275,719190.64,4453742.8428999996,1001159.5358,58357.031900000002,6687155.0505999997,null,null,null,40,101430,0.31220161534791241,756.21336422135914,2422.1955526355855,878.18566412053383,21419348.016826823,2760.7824823541432,0.31809302968761854]
[10,20,14,24,1567,65,167.81992623545591,280,355.51404101303791,2445.333967248494,68,7894.7394836481917,353275,719190.64,4635438.8428999996,1001159.5358,58357.031900000002,6868851.0505999997,null,null,null,40,101430,0.30974219887981597,777.10684236072643,2508.8826939665851,870.05417528715134,22176025.983523291,2737.8127590703216,0.31779170157078063]
[10,20,14,25,1635,65,167.81992623545591,280,355.51404101303791,2513.333967248494,68,8174.7394836481917,353275,719190.64,4817134.8428999996,1001159.5358,58357.031900000002,7050547.0505999997,null,null,null,40,101430,0.30745126156935987,798.00032050009384,2595.5343830003048,862.47972362367523,22932243.031183206,2716.4144296182917,0.3175066787378501]
[10,20,14,26,1703,65,167.81992623545591,280,355.51404101303791,2581.333967248494,68,8454.7394836481926,353275,719190.64,4998830.8428999996,1001159.5358,58357.031900000002,7232243.0505999997,null,null,null,40,101430,0.30531206458116161,818.89379863946112,2682.1534214930221,855.40696606203983,23688035.585733883,2696.4315287104669,0.31723667260007421]
[10,20,15,10,635,65,167.81992623545597,300,381.62218679968356,1559.4421130351395,70,4258.6494467659195,353275,770561.4,2145134.8429,1074682.4240000001,59978.060599999997,4505061.7275,null,null,null,40,101430,0.36618231496358605,502.39888138299727,1371.9911116760427,1057.8616023222362,12302783.458923986,3283.5939600082806,0.32216577786602107]
[10,20,15,11,705,65,167.81992623545597,300,381.62218679968356,1629.4421130351395,70,4558.6494467659195,353275,770561.4,2332174.8429,1074682.4240000001,59978.060599999997,4692101.7275,null,null,null,40,101430,0.3574396610362589,523.90687358528726,1465.7211571497708,1029.2745213855512,13126975.652006704,3201.2239876571898,0.32152530574370214]
[10,20,15,12,775,65,167.81992623545597,300,381.62218679968356,1699.4421130351395,70,4858.6494467659195,353275,770561.4,2519214.8429,1074682.4240000001,59978.060599999997,4879141.7275,null,null,null,40,101430,0.3497766471228636,545.41486578757713,1559.323271790621,1004.2176907272495,13949306.70077193,3129.012319479863,0.32093759569926555]
[10,20,15,13,845,65,167.81992623545597,300,381.62218679968356,1769.4421130351395,70,5158.6494467659195,353275,770561.4,2706254.8429,1074682.4240000001,59978.060599999997,5066181.7275,null,null,null,40,101430,0.34300491461858201,566.92285798986711,1652.8126386185445,982.07520781638118,14769997.488572555,3065.1881581199191,0.32039638585148139]
[10,20,15,14,915,65,167.81992623545597,300,381.62218679968356,1839.4421130351395,70,5458.6494467659195,353275,770561.4,2893294.8429,1074682.4240000001,59978.060599999997,5253221.7275,null,null,null,40,101430,0.33697751265653303,588.43085019215698,1746.2021294931922,962.36656680653323,15589235.275882896,3008.3697864972628,0.31989636750309414]
[10,20,15,15,985,65,167.81992623545597,300,381.62218679968356,1909.4421130351395,70,5758.6494467659195,353275,770561.4,3080334.8429,1074682.4240000001,59978.060599999997,5440261.7275,null,null,null,40,101430,0.3315781123137283,609.93884239444685,1839.5027287487021,944.71139071328139,16407179.863359326,2957.4632548575601,0.3194330104225695]
[10,20,15,16,1055,65,167.81992623545597,300,381.62218679968356,1979.4421130351395,70,6058.6494467659195,353275,770561.4,3267374.8429,1074682.4240000001,59978.060599999997,5627301.7275,null,null,null,40,101430,0.32671342523237701,631.44683459673684,1932.7238669412382,928.80464151764534,17223968.447216533,2911.5911609196219,0.31900242519773409]
[10,20,15,17,1125,65,167.81992623545597,300,381.62218679968356,2049.4421130351398,70,6358.6494467659195,353275,770561.4,3454414.8429,1074682.4240000001,59978.060599999997,5814341.7275,null,null,null,40,101430,0.32230776837013858,652.9548267990267,2025.873686200367,914.39884776817496,18039719.479573026,2870.0415860524872,0.31860125379780907]
[10,20,15,18,1195,65,167.81992623545597,300,381.62218679968356,2119.4421130351398,70,6658.6494467659195,353275,770561.4,3641454.8429,1074682.4240000001,59978.060599999997,6001381.7275,null,null,null,40,101430,0.31829909803474404,674.46281900131669,2118.9592529969891,901.29113650807199,18854535.763809852,2832.2308317143593,0.31822658182225821]
[10,20,15,19,1265,65,167.81992623545597,300,381.62218679968356,2189.4421130351398,70,6958.6494467659195,353275,770561.4,3828494.8429,1074682.4240000001,59978.060599999997,6188421.7275,null,null,null,40,101430,0.31463606979838571,695.97081120360656,2211.9867300960591,889.31361966517966,19668506.95614763,2797.6757922122606,0.31787586758291081]
[10,20,15,20,1335,65,167.81992623545597,300,381.62218679968356,2259.4421130351398,70,7258.6494467659195,353275,770561.4,4015534.8429,1074682.4240000001,59978.060599999997,6375461.7275,null,null,null,40,101430,0.31127582749458038,717.47880340589643,2304.9615165456062,878.32616442512972,20481711.602213968,2765.9731764369153,0.31754688436876893]
[10,20,15,21,1405,65,167.81992623545597,300,381.62218679968356,2329.4421130351398,70,7558.6494467659195,353275,770561.4,4202574.8428999996,1074682.4240000001,59978.060599999997,6562501.7275,null,null,null,40,101430,0.30818231873841245,738.98679560818641,2397.8883624256332,868.21088525177788,21294218.806416348,2736.7836761366434,0.31723767312050771]
[10,20,15,22,1475,65,167.81992623545597,300,381.62218679968356,2399.4421130351398,70,7858.6494467659195,353275,770561.4,4389614.8428999996,1074682.4240000001,59978.060599999997,6749541.7275,null,null,null,40,101430,0.30532499627179394,760.49478781047617,2490.7714635112929,858.86789749377965,22106089.609106876,2709.8197592040538,0.31694650338886454]
[10,20,15,23,1545,65,167.81992623545597,300,381.62218679968356,2469.4421130351398,70,8158.6494467659195,353275,770561.4,4576654.8428999996,1074682.4240000001,59978.060599999997,6936581.7275,null,null,null,40,101430,0.30267780582410292,782.00278001276627,2583.6145398358562,850.21200785065651,22917378.129520338,2684.8361551352777,0.31667184093318268]
[10,20,15,24,1615,65,167.81992623545591,300,381.6221867996835,2539.4421130351393,70,8458.6494467659195,353275,770561.4,4763694.8428999996,1074682.4240000001,59978.060599999997,7123621.7275,null,null,null,40,101430,0.30021838935600642,803.51077221505614,2676.4209012600927,842.17010910744693,23728132.519680973,2661.6223644534421,0.31641232067885205]
[10,20,15,25,1685,65,167.81992623545591,300,381.6221867996835,2609.4421130351393,70,8758.6494467659195,353275,770561.4,4950734.8428999996,1074682.4240000001,59978.060599999997,7310661.7275,null,null,null,40,101430,0.29792745204555032,825.01876441734612,2769.1935024880099,834.67911028040055,24538395.7647742,2639.996706953184,0.31616672402735774]
[10,20,15,26,1755,65,167.81992623545591,300,381.6221867996835,2679.4421130351393,70,9058.6494467659195,353275,770561.4,5137774.8428999996,1074682.4240000001,59978.060599999997,7497701.7275,null,null,null,40,101430,0.29578825505735212,846.52675661963599,2861.9349894589222,827.68427805331373,25348206.358060859,2619.8015521316984,0.31593395972295607]
[10,20,16,10,655,65,167.81992623545597,320,407.73033258632915,1625.5502588217851,72,4542.5594098836482,353275,821932.16,2198574.8429,1148205.3123000001,61599.089200000002,4685016.4044000003,null,null,null,40,101430,0.35784898163025269,520.19961435641108,1453.6847694425105,1031.3605132434718,13092160.78546048,3222.8558095255207,0.32001447604176625]
[10,20,16,11,727,65,167.81992623545597,320,407.73033258632915,1697.5502588217851,72,4862.5594098836482,353275,821932.16,2390958.8429,1148205.3123000001,61599.089200000002,4877400.4044000003,null,null,null,40,101430,0.34910632770292555,542.32212062162353,1553.4582950416077,1003.0520952613449,13971102.834225966,3139.7047606520559,0.31947338101084077]
[10,20,16,12,799,65,167.81992623545597,320,407.73033258632915,1769.5502588217851,72,5182.5594098836482,353275,821932.16,2583342.8429,1148205.3123000001,61599.089200000002,5069784.4044000003,null,null,null,40,101430,0.34144331378953025,564.44462688683598,1653.1137207588329,978.23951516078853,14848099.815308254,3066.8092223500307,0.31897631845882618]
[10,20,16,13,871,65,167.81992623545597,320,407.73033258632915,1841.5502588217851,72,5502.5594098836482,353275,821932.16,2775726.8429,1148205.3123000001,61599.089200000002,5262168.4044000003,null,null,null,40,101430,0.3346715812852486,586.56713315204843,1752.6648988224167,956.31287414447581,15723379.870522948,3002.3813496533858,0.31851812370699634]
[10,20,16,14,943,65,167.81992623545597,320,407.73033258632915,1913.5502588217851,72,5822.5594098836482,353275,821932.16,2968110.8429,1148205.3123000001,61599.089200000002,5454552.4044000003,null,null,null,40,101430,0.32864417932319961,608.68963941726099,1852.1235966228855,936.79635027125641,16597136.805068359,2945.0261388398985,0.3180944093896152]
[10,20,16,15,1015,65,167.81992623545597,320,407.73033258632915,1985.5502588217851,72,6142.5594098836482,353275,821932.16,3160494.8429,1148205.3123000001,61599.089200000002,5646936.4044000003,null,null,null,40,101430,0.32324477898039494,630.81214568247344,1951.4998747148604,919.31327441951851,17469536.313095573,2893.6391324348165,0.31770142451936423]
[10,20,16,16,1087,65,167.81992623545597,320,407.73033258632915,2057.5502588217851,72,6462.5594098836482,353275,821932.16,3352878.8429,1148205.3123000001,61599.089200000002,5839320.4044000003,null,null,null,40,101430,0.31838009189904365,652.93465194768601,2050.8023854541998,903.56158203916505,18340720.896167636,2847.3345095721174,0.31733594314317065]
[10,20,16,17,1159,65,167.81992623545597,320,407.73033258632915,2129.5502588217851,72,6782.5594098836482,353275,821932.16,3545262.8429,1148205.3123000001,61599.089200000002,6031704.4044000003,null,null,null,40,101430,0.31397443503680517,675.05715821289846,2150.0386110536861,889.296213996603,19210813.783961438,2805.3935280076471,0.31699517558528384]
[10,20,16,18,1231,65,167.81992623545597,320,407.73033258632915,2201.5502588217851,72,7102.5594098836482,353275,821932.16,3737646.8429,1148205.3123000001,61599.089200000002,6224088.4044000003,null,null,null,40,101430,0.30996576470141068,697.17966447811091,2249.2150549261546,876.31627491286599,20079922.085628431,2767.2269002400526,0.31667669710671248]
[10,20,16,19,1303,65,167.81992623545597,320,407.73033258632915,2273.5502588217851,72,7422.5594098836482,353275,821932.16,3930030.8429,1148205.3123000001,61599.089200000002,6416472.4044000003,null,null,null,40,101430,0.30630273646505229,719.30217074332347,2348.3373966702793,864.45551326575946,20948139.342361543,2732.3468993486686,0.31637839012016616]
[10,20,16,20,1375,65,167.81992623545597,320,407.73033258632915,2345.5502588217851,72,7742.5594098836482,353275,821932.16,4122414.8429,1148205.3123000001,61599.089200000002,6608856.4044000003,null,null,null,40,101430,0.30294249416124697,741.42467700853592,2447.4106185113083,853.57516223642085,21815547.609834068,2700.3463801413695,0.31609839704776471]
[10,20,16,21,1447,65,167.81992623545597,320,407.73033258632915,2417.5502588217851,72,8062.5594098836482,353275,821932.16,4314798.8428999996,1148205.3123000001,61599.089200000002,6801240.4044000003,null,null,null,40,101430,0.29984898540507909,763.54718327374837,2546.43910914769,843.55848542078672,22682219.168520678,2670.8827947168083,0.31583508160275847]
[10,20,16,22,1519,65,167.81992623545597,320,407.73033258632915,2489.5502588217851,72,8382.5594098836482,353275,821932.16,4507182.8428999996,1148205.3123000001,61599.089200000002,6993624.4044000003,null,null,null,40,101430,0.29699166293846052,785.66968953896094,2645.426749577678,834.30657182943071,23548217.93723451,2643.6658680997461,0.31558699678985003]
[10,20,16,23,1591,65,167.81992623545597,320,407.73033258632915,2561.5502588217851,72,8702.5594098836482,353275,821932.16,4699566.8428999996,1148205.3123000001,61599.089200000002,7186008.4044000003,null,null,null,40,101430,0.29434447249076956,807.79219580417339,2744.3769844514582,825.73505861451372,24413600.648274142,2618.4479920687318,0.31535285830219345]
[10,20,16,24,1663,65,167.81992623545591,320,407.73033258632904,2633.5502588217851,72,9022.5594098836482,353275,821932.16,4891950.8428999996,1148205.3123000001,61599.089200000002,7378392.4044000003,null,null,null,40,101430,0.29188505602267312,829.91470206938595,2843.2928817188899,817.77155120020552,25278417.829802912,2595.0166624959206,0.31513152228227403]
[10,20,16,25,1735,65,167.81992623545591,320,407.73033258632904,2705.5502588217851,72,9342.5594098836482,353275,821932.16,5084334.8428999996,1148205.3123000001,61599.089200000002,7570776.4044000003,null,null,null,40,101430,0.28959411871221696,852.03720833459829,2942.177182753172,810.35357360503508,26142714.631369956,2573.1884703599435,0.31492196663374644]
[10,20,16,26,1807,65,167.81992623545591,320,407.73033258632904,2777.5502588217851,72,9662.5594098836482,353275,821932.16,5276718.8428999996,1148205.3123000001,61599.089200000002,7763160.4044000003,null,null,null,40,101430,0.28745492172401876,874.15971459981097,3041.032344678651,803.42692604567821,27006531.521035697,2552.8042863473402,0.31472327523989524]
[10,20,17,10,675,65,167.81992623545597,340,433.83847837297475,1691.6584046084308,74,4826.469373001376,353275,873302.92,2252014.8429,1221728.2006000001,63220.117899999997,4864971.0812999997,null,null,null,40,101430,0.35049604045378213,538.00034732982476,1534.9684025910349,1007.9771993504446,13880245.480234286,3169.4275094761078,0.31803131522546124]
[10,20,17,11,749,65,167.81992623545597,340,433.83847837297475,1765.6584046084308,74,5166.469373001376,353275,873302.92,2449742.8429,1221728.2006000001,63220.117899999997,5062699.0812999997,null,null,null,40,101430,0.34175338652645498,560.73736765795979,1640.7660897152612,979.91466044586866,14813895.870368272,3085.5702790805512,0.3175797573270206]
[10,20,17,12,823,65,167.81992623545597,340,433.83847837297475,1839.6584046084308,74,5506.469373001376,353275,873302.92,2647470.8429,1221728.2006000001,63220.117899999997,5260427.0812999997,null,null,null,40,101430,0.33409037261305968,583.47438798609483,1746.4567548669515,955.31759554332291,15745521.309712209,3012.0568784134439,0.31716452713420279]
[10,20,17,13,897,65,167.81992623545597,340,433.83847837297475,1913.6584046084308,74,5846.469373001376,353275,873302.92,2845198.8429,1221728.2006000001,63220.117899999997,5458155.0812999997,null,null,null,40,101430,0.32731864010877809,606.21140831422997,1852.0528134687572,933.58140325750037,16675356.709091512,2947.0839285224833,0.31678141033653906]
[10,20,17,14,971,65,167.81992623545597,340,433.83847837297475,1987.6584046084308,74,6186.469373001376,353275,873302.92,3042926.8429,1221728.2006000001,63220.117899999997,5655883.0812999997,null,null,null,40,101430,0.32129123814672911,628.948428642365,1957.5648320516395,914.23439450483568,17603601.996658441,2889.2443247567617,0.31642682021424501]
[10,20,17,15,1045,65,167.81992623545597,340,433.83847837297475,2061.6584046084308,74,6526.469373001376,353275,873302.92,3240654.8429,1221728.2006000001,63220.117899999997,5853611.0812999997,null,null,null,40,101430,0.31589183780392438,651.68544897050003,2063.0018600702319,896.90317180737486,18530428.396133453,2837.4240443725753,0.31609768500629676]
[10,20,17,16,1119,65,167.81992623545597,340,433.83847837297475,2135.6584046084308,74,6866.469373001376,353275,873302.92,3438382.8429,1221728.2006000001,63220.117899999997,6051339.0812999997,null,null,null,40,101430,0.31102715072257309,674.42246929863518,2168.3716927343103,881.28829426403536,19455983.399810124,2790.7296067483258,0.31579135869450498]
[10,20,17,17,1193,65,167.81992623545597,340,433.83847837297475,2209.6584046084308,74,7206.469373001376,353275,873302.92,3636110.8429,1221728.2006000001,63220.117899999997,6249067.0812999997,null,null,null,40,101430,0.3066214938603346,697.15948962677021,2273.6810810279489,867.14683125698059,20380394.742304202,2748.4360640953969,0.31550554971428374]
[10,20,17,18,1267,65,167.81992623545597,340,433.83847837297475,2283.6584046084308,74,7546.469373001376,353275,873302.92,3833838.8429,1221728.2006000001,63220.117899999997,6446795.0812999997,null,null,null,40,101430,0.30261282352494012,719.89650995490524,2378.935900895734,854.27963232886066,21303773.601706948,2709.9490486150676,0.31523826352581957]
[10,20,17,19,1341,65,167.81992623545597,340,433.83847837297475,2357.6584046084308,74,7886.469373001376,353275,873302.92,4031566.8429,1221728.2006000001,63220.117899999997,6644523.0812999997,null,null,null,40,101430,0.29894979528858173,742.63353028304027,2484.1412905674097,842.52188997215342,22226217.197889507,2674.776634718281,0.31498775600037776]
[10,20,17,20,1415,65,167.81992623545597,340,433.83847837297475,2431.6584046084308,74,8226.4693730013751,353275,873302.92,4229294.8428999996,1221728.2006000001,63220.117899999997,6842251.0812999997,null,null,null,40,101430,0.29558955298477646,765.37055061117519,2589.3017628082193,831.73604265814845,23147810.916379087,2642.5081771573355,0.31475249531787036]
[10,20,17,21,1489,65,167.81992623545597,340,433.83847837297475,2505.6584046084308,74,8566.4693730013751,353275,873302.92,4427022.8428999996,1221728.2006000001,63220.117899999997,7039979.0812999997,null,null,null,40,101430,0.29249604422860853,788.10757093931045,2694.4212972786145,821.80636792285338,24068630.0558866,2612.7981872987175,0.31453113061613486]
[10,20,17,22,1563,65,167.81992623545597,340,433.83847837297475,2579.6584046084308,74,8906.4693730013751,353275,873302.92,4624750.8428999996,1221728.2006000001,63220.117899999997,7237707.0812999997,null,null,null,40,101430,0.28963872176199001,810.84459126744537,2799.5034169973833,812.63481389029926,24988741.275057115,2585.3539014828029,0.31432246603616665]
[10,20,17,23,1637,65,167.81992623545597,340,433.83847837297475,2653.6584046084308,74,9246.4693730013751,353275,873302.92,4822478.8428999996,1221728.2006000001,63220.117899999997,7435435.0812999997,null,null,null,40,101430,0.286991531314299,833.58161159558063,2904.5512520112761,804.13775046497608,25908203.797155604,2559.9255913284042,0.31412543911000573]
[10,20,17,24,1711,65,167.81992623545591,340,433.83847837297458,2727.6584046084308,74,9586.4693730013751,353275,873302.92,5020206.8428999996,1221728.2006000001,63220.117899999997,7633163.0812999997,null,null,null,40,101430,0.28453211484620256,856.31863192371543,3009.5675927006664,796.24341187028676,26827070.418657515,2536.2989353892285,0.31393910266657615]
[10,20,17,25,1785,65,167.81992623545591,340,433.83847837297458,2801.6584046084308,74,9926.4693730013751,353275,873302.92,5217934.8428999996,1221728.2006000001,63220.117899999997,7830891.0812999997,null,null,null,40,101430,0.28224117753574646,879.05565225185046,3114.5549346374737,788.88986477383037,27745388.358000398,2514.2889580337805,0.31376260960504576]
[10,20,17,26,1859,65,167.81992623545591,340,433.83847837297458,2875.6584046084308,74,10266.469373001375,353275,873302.92,5415662.8428999996,1221728.2006000001,63220.117899999997,8028619.0812999997,null,null,null,40,101430,0.28010198054754826,901.79267257998561,3219.5155165170399,782.02338015658813,28663199.973288793,2493.7351723138154,0.31359520001916913]
[10,20,18,10,695,65,167.81992623545597,360,459.94662415962028,1757.7665503950764,76,5110.3793361191038,353275,924673.68,2305454.8429,1295251.0888,64841.146500000003,5044925.7582999999,null,null,null,40,101430,0.34396009274136385,555.80108030323845,1615.8882731816377,987.1920314455316,14667183.387679072,3122.0758526499922,0.31619732448448079]
[10,20,18,11,771,65,167.81992623545597,360,459.94662415962028,1833.7665503950764,76,5470.3793361191038,353275,924673.68,2508526.8429,1295251.0888,64841.146500000003,5247997.7582999999,null,null,null,40,101430,0.33521743881403671,579.15261469429618,1727.6923800363011,959.34805172100107,15655503.415477242,3037.5764915802997,0.31582679625687388]
[10,20,18,12,847,65,167.81992623545597,360,459.94662415962028,1909.7665503950764,76,5830.3793361191038,353275,924673.68,2711598.8429,1295251.0888,64841.146500000003,5451069.7582999999,null,null,null,40,101430,0.32755442490064141,602.50414908535367,1839.4016483462681,934.94255588335363,16641722.241835637,2963.501616507478,0.31548575869690076]
[10,20,18,13,923,65,167.81992623545597,360,459.94662415962028,1985.7665503950764,76,6190.3793361191038,353275,924673.68,2914670.8429,1295251.0888,64841.146500000003,5654141.7582999999,null,null,null,40,101430,0.32078269239635976,625.85568347641129,1951.0269672002837,913.37565135796694,17626081.120656025,2898.0336270771068,0.31517082577098238]
[10,20,18,14,999,65,167.81992623545597,360,459.94662415962028,2061.7665503950761,76,6550.3793361191038,353275,924673.68,3117742.8429,1295251.0888,64841.146500000003,5857213.7582999999,null,null,null,40,101430,0.31475529043431077,649.20721786746901,2062.5776201304493,894.17932271246173,18608785.733827345,2839.7543448135743,0.31487911070390961]
[10,20,18,15,1075,65,167.81992623545597,360,459.94662415962028,2137.7665503950761,76,6910.3793361191038,353275,924673.68,3320814.8429,1295251.0888,64841.146500000003,6060285.7582999999,null,null,null,40,101430,0.30935589009150605,672.55875225852662,2174.0615705089267,876.98308059658063,19590012.514350642,2787.5409972230136,0.3146081372328669]
[10,20,18,16,1151,65,167.81992623545597,360,459.94662415962028,2213.7665503950761,76,7270.3793361191038,353275,924673.68,3523886.8429,1295251.0888,64841.146500000003,6263357.7582999999,null,null,null,40,101430,0.30449120301015475,695.91028664958412,2285.4856881575511,861.48981624169801,20569913.66700273,2740.4930998845607,0.31435576914168734]
[10,20,18,17,1227,65,167.81992623545597,360,459.94662415962028,2289.7665503950761,76,7630.3793361191038,353275,924673.68,3726958.8429,1295251.0888,64841.146500000003,6466429.7582999999,null,null,null,40,101430,0.30008554614791627,719.26182104064173,2396.85593082883,847.45849104398314,21548621.189150155,2697.8800332169326,0.31412015382814479]
[10,20,18,18,1303,65,167.81992623545597,360,459.94662415962028,2365.7665503950761,76,7990.3793361191038,353275,924673.68,3930030.8429,1295251.0888,64841.146500000003,6669501.7582999999,null,null,null,40,101430,0.29607687581252179,742.61335543169957,2508.1774907065965,834.69150558752278,22526250.116553735,2659.1027879776452,0.31389967674861463]
[10,20,18,19,1379,65,167.81992623545597,360,459.94662415962028,2441.7665503950761,76,8350.3793361191038,353275,924673.68,4133102.8429,1295251.0888,64841.146500000003,6872573.7582999999,null,null,null,40,101430,0.2924138475761634,765.96488982275707,2619.4549135476577,823.02533593339263,23502901.163019046,2623.6656041438855,0.31369292437019602]
[10,20,18,20,1455,65,167.81992623545597,360,459.94662415962028,2517.7665503950761,76,8710.3793361191038,353275,924673.68,4336174.8428999996,1295251.0888,64841.146500000003,7075645.7582999999,null,null,null,40,101430,0.28905360527235813,789.31642421381468,2730.6921962453589,812.32349192190611,24478662.881972089,2591.1546413065307,0.31349865383268311]
[10,20,18,21,1531,65,167.81992623545597,360,459.94662415962028,2593.7665503950761,76,9070.3793361191038,353275,924673.68,4539246.8428999996,1295251.0888,64841.146500000003,7278717.7582999999,null,null,null,40,101430,0.2859600965161902,812.6679586048723,2841.8928672408724,802.47115236913476,25453613.448016815,2561.2217273156475,0.31331576794414623]
[10,20,18,22,1607,65,167.81992623545597,360,459.94662415962028,2669.7665503950761,76,9430.3793361191038,353275,924673.68,4742318.8428999996,1295251.0888,64841.146500000003,7481789.7582999999,null,null,null,40,101430,0.28310277404957163,836.01949299593002,2953.0600532001213,793.37102905551581,26427822.134199981,2533.5718283727242,0.3131432944473046]
[10,20,18,23,1683,65,167.81992623545597,360,459.94662415962028,2745.7665503950761,76,9790.3793361191038,353275,924673.68,4945390.8428999996,1295251.0888,64841.146500000003,7684861.7582999999,null,null,null,40,101430,0.28045558360188066,859.37102738698752,3064.1965346174152,784.94014322094245,27401350.543941006,2507.9532828465226,0.31298036872921203]
[10,20,18,24,1759,65,167.81992623545591,360,459.94662415962017,2821.7665503950761,76,10150.379336119104,353275,924673.68,5148462.8428999996,1295251.0888,64841.146500000003,7887933.7582999999,null,null,null,40,101430,0.27799616713378422,882.72256177804513,3175.3047924334851,777.1072880214698,28374253.64388084,2484.1501127945398,0.31282621932507315]
[10,20,18,25,1835,65,167.81992623545591,360,459.94662415962017,2897.7665503950761,76,10510.379336119104,353275,924673.68,5351534.8428999996,1295251.0888,64841.146500000003,8091005.7582999999,null,null,null,40,101430,0.27570522982332812,906.07409616910286,3286.387047317583,769.81101247942593,29346580.634199068,2461.9759151268354,0.31268015570321578]
[10,20,18,26,1911,65,167.81992623545591,360,459.94662415962017,2973.7665503950761,76,10870.379336119104,353275,924673.68,5554606.8428999996,1295251.0888,64841.146500000003,8294077.7582999999,null,null,null,40,101430,0.27356603283512987,929.42563056016058,3397.4452929260328,762.99800603295228,30318375.68547583,2441.2689662877401,0.3125415579231271]
[10,20,19,10,715,65,167.81992623545597,380,486.05476994626588,1823.8746961817219,78,5394.2892992368315,353275,976044.44,2358894.8429,1368773.9771,66462.175199999998,5224880.4352000002,null,null,null,40,101430,0.33811213952498959,573.60181327665214,1696.483936017499,968.59477595166209,15453099.207124388,3079.8290065028082,0.31449628336721069]
[10,20,19,11,793,65,167.81992623545597,380,486.05476994626588,1901.8746961817219,78,5774.2892992368315,353275,976044.44,2567310.8429,1368773.9771,66462.175199999998,5433296.4352000002,null,null,null,40,101430,0.32936948559766244,597.56786173063233,1814.2781522286634,940.94634917769838,16496052.830618707,2994.7428008976867,0.31419938596918767]
[10,20,19,12,871,65,167.81992623545597,380,486.05476994626588,1979.8746961817219,78,6154.2892992368315,353275,976044.44,2775726.8429,1368773.9771,66462.175199999998,5641712.4352000002,null,null,null,40,101430,0.32170647168426714,621.53391018461252,1931.9906961480262,916.71225724022315,17536832.273457345,2920.1550744841102,0.3139258819678179]
[10,20,19,13,949,65,167.81992623545597,380,486.05476994626588,2057.8746961817219,78,6534.2892992368315,353275,976044.44,2984142.8429,1368773.9771,66462.175199999998,5850128.4352000002,null,null,null,40,101430,0.31493473917998555,645.49995863859272,2049.6308546949112,895.2968207110157,18575684.760738291,2854.2351525458184,0.3136731113105593]
[10,20,19,14,1027,65,167.81992623545597,380,486.05476994626588,2135.8746961817219,78,6914.2892992368315,353275,976044.44,3192558.8429,1368773.9771,66462.175199999998,6058544.4352000002,null,null,null,40,101430,0.30890733721793651,669.46600709257302,2167.2065581927554,876.23531110875865,19612821.403909862,2795.5546795064138,0.3134388025146651]
[10,20,19,15,1105,65,167.81992623545597,380,486.05476994626588,2213.8746961817219,78,7294.2892992368315,353275,976044.44,3400974.8429,1368773.9771,66462.175199999998,6266960.4352000002,null,null,null,40,101430,0.30350793687513183,693.43205554655322,2284.7246193493866,859.15984109218562,20648423.562613707,2742.9828444696182,0.31322100421605525]
[10,20,19,16,1183,65,167.81992623545597,380,486.05476994626588,2291.8746961817219,78,7674.2892992368315,353275,976044.44,3609390.8429,1368773.9771,66462.175199999998,6475376.4352000002,null,null,null,40,101430,0.29864324979378054,717.39810400053329,2402.1909234376194,843.77538853750127,21682647.90744184,2695.6127308758023,0.31301803069588541]
[10,20,19,17,1261,65,167.81992623545597,380,486.05476994626588,2369.8746961817219,78,8054.2892992368315,353275,976044.44,3817806.8429,1368773.9771,66462.175199999998,6683792.4352000002,null,null,null,40,101430,0.29423759293154206,741.36415245451337,2519.6105809192127,829.84260769551156,22715630.482906416,2652.7085121123532,0.31282841816446216]
[10,20,19,18,1339,65,167.81992623545597,380,486.05476994626588,2447.8746961817219,78,8434.2892992368324,353275,976044.44,4026222.8429,1368773.9771,66462.175199999998,6892208.4352000002,null,null,null,40,101430,0.29022892259614752,765.33020090849368,2636.9880508892211,817.16528692422014,23747489.993625581,2613.6669193053867,0.31265088940307351]
[10,20,19,19,1417,65,167.81992623545597,380,486.05476994626588,2525.8746961817219,78,8814.2892992368324,353275,976044.44,4234638.8428999996,1368773.9771,66462.175199999998,7100624.4352000002,null,null,null,40,101430,0.28656589435978913,789.29624936247399,2754.3272416482923,805.58105074081686,24778330.481637053,2577.9886746367388,0.3124843249570638]
[10,20,19,20,1495,65,167.81992623545597,380,486.05476994626588,2603.8746961817219,78,9194.2892992368324,353275,976044.44,4443054.8428999996,1368773.9771,66462.175199999998,7309040.4352000002,null,null,null,40,101430,0.28320565205598386,813.26229781645407,2871.6315931988856,794.95436757895243,25808243.522512402,2545.2570073833044,0.31232773950643949]
[10,20,19,21,1573,65,167.81992623545597,380,486.05476994626588,2681.8746961817219,78,9574.2892992368324,353275,976044.44,4651470.8428999996,1368773.9771,66462.175199999998,7517456.4352000002,null,null,null,40,101430,0.28011214329981593,837.22834627043414,2988.9041453455056,785.17122266317597,26837310.038238838,2515.1212851437085,0.31218026235991758]
[10,20,19,22,1651,65,167.81992623545597,380,486.05476994626588,2759.8746961817219,78,9954.2892992368324,353275,976044.44,4859886.8428999996,1368773.9771,66462.175199999998,7725872.4352000002,null,null,null,40,101430,0.27725482083319736,861.19439472441456,3106.1475942469838,776.13501104544628,27865601.802685343,2487.2843935433507,0.31204112125665501]
[10,20,19,23,1729,65,167.81992623545597,380,486.05476994626588,2837.8746961817219,78,10334.289299236832,353275,976044.44,5068302.8428999996,1368773.9771,66462.175199999998,7934288.4352000002,null,null,null,40,101430,0.2746076303855064,885.16044317839453,3223.3643396425914,767.76333673943873,28893182.698799156,2461.4928997112702,0.31190962883926915]
[10,20,19,24,1807,65,167.81992623545591,380,486.05476994626576,2915.8746961817219,78,10714.289299236832,353275,976044.44,5276718.8428999996,1368773.9771,66462.175199999998,8142704.4352000002,null,null,null,40,101430,0.27214821391740995,909.12649163237484,3340.5565244983441,759.98549299884428,29920109.774021335,2437.5293085141097,0.31178517129794958]
[10,20,19,25,1885,65,167.81992623545591,380,486.05476994626576,2993.8746961817219,78,11094.289299236832,353275,976044.44,5485134.8428999996,1368773.9771,66462.175199999998,8351120.4352000002,null,null,null,40,101430,0.26985727660695386,933.09254008635503,3457.7260684558119,752.74046042653799,30946434.1307206,2415.2059098603722,0.31166719878971122]
[10,20,19,26,1963,65,167.81992623545591,380,486.05476994626576,3071.8746961817219,78,11474.289299236832,353275,976044.44,5693550.8428999996,1368773.9771,66462.175199999998,8559536.4352000002,null,null,null,40,101430,0.2677180796187556,957.05858854033522,3574.8746961850175,745.97530286969936,31972201.680969656,2394.3598482898401,0.31155521731727526]
[10,20,20,10,735,65,167.81992623545597,400,512.16291573291142,1889.9828419683674,80,5678.1992623545593,353275,1027415.2,2412334.8429,1442296.8654,68083.203899999993,5404835.1120999996,null,null,null,40,101430,0.33284898163025273,591.40254625006594,1776.7894116828902,951.85724600717936,16238100.190881165,3041.9109189904539,0.3129142408690524]
[10,20,20,11,815,65,167.81992623545597,400,512.16291573291142,1969.9828419683674,80,6078.1992623545593,353275,1027415.2,2626094.8429,1442296.8654,68083.203899999993,5618595.1120999996,null,null,null,40,101430,0.32410632770292558,615.9831087669686,1900.5587244553151,924.38481688872594,17335653.863860343,2956.2859804582217,0.31268450447593271]
[10,20,20,12,895,65,167.81992623545597,400,512.16291573291142,2049.9828419683672,80,6478.1992623545593,353275,1027415.2,2839854.8429,1442296.8654,68083.203899999993,5832355.1120999996,null,null,null,40,101430,0.31644331378953022,640.56367128387137,2024.260407378735,900.30498846140563,18430963.328945447,2881.2276774692587,0.31247269887820639]
[10,20,20,13,975,65,167.81992623545597,400,512.16291573291142,2129.9828419683672,80,6878.1992623545593,353275,1027415.2,3053614.8429,1442296.8654,68083.203899999993,6046115.1120999996,null,null,null,40,101430,0.30967158128524863,665.14423380077426,2147.9020807792112,879.02587312875983,19524281.456668552,2814.8932701584849,0.31227680368828642]
[10,20,20,14,1055,65,167.81992623545597,400,512.16291573291142,2209.9828419683672,80,7278.1992623545593,353275,1027415.2,3267374.8429,1442296.8654,68083.203899999993,6259875.1120999996,null,null,null,40,101430,0.30364417932319965,689.72479631767692,2271.4902615786095,860.08570066542609,20615824.502539799,2755.8450141865919,0.31209509106566602]
[10,20,20,15,1135,65,167.81992623545597,400,512.16291573291142,2289.9828419683672,80,7678.1992623545593,353275,1027415.2,3481134.8429,1442296.8654,68083.203899999993,6473635.1120999996,null,null,null,40,101430,0.29824477898039498,714.30535883457969,2395.0305560304018,843.11892553823031,21705778.502732318,2702.9446851293674,0.31192607461660921]
[10,20,20,16,1215,65,167.81992623545597,400,512.16291573291142,2369.9828419683672,80,8078.1992623545593,353275,1027415.2,3694894.8429,1442296.8654,68083.203899999993,6687395.1120999996,null,null,null,40,101430,0.29338009189904363,738.88592135148247,2518.5278134200867,827.8324036037244,22794304.374429192,2655.2794360700436,0.31176846864334579]
[10,20,20,17,1295,65,167.81992623545597,400,512.16291573291142,2449.9828419683672,80,8478.1992623545593,353275,1027415.2,3908654.8429,1442296.8654,68083.203899999993,6901155.1120999996,null,null,null,40,101430,0.2889744350368052,763.46648386838524,2641.9862496526603,813.98831268188724,23881542.016911786,2612.1086410090506,0.31162115537715374]
[10,20,20,18,1375,65,167.81992623545597,400,512.16291573291142,2529.9828419683672,80,8878.1992623545593,353275,1027415.2,4122414.8429,1442296.8654,68083.203899999993,7114915.1120999996,null,null,null,40,101430,0.28496576470141066,788.0470463852879,2765.4095473925076,801.39169012724813,24967613.634570707,2572.8251060872449,0.31148315842813173]
[10,20,20,19,1455,65,167.81992623545597,400,512.16291573291142,2609.9828419683672,80,9278.1992623545593,353275,1027415.2,4336174.8428999996,1442296.8654,68083.203899999993,7328675.1120999996,null,null,null,40,101430,0.28130273646505227,812.62760890219067,2888.8009377866383,789.88119406749911,26052626.448784254,2536.9263130189729,0.3113536211178049]
[10,20,20,20,1535,65,167.81992623545597,400,512.16291573291142,2689.9828419683672,80,9678.1992623545593,353275,1027415.2,4549934.8428999996,1442296.8654,68083.203899999993,7542435.1120999996,null,null,null,40,101430,0.277942494161247,837.20817141909345,3012.163267605245,779.32215567029436,27136674.925889891,2503.992792575702,0.31123178867805529]
[10,20,20,21,1615,65,167.81992623545597,400,512.16291573291142,2769.9828419683672,80,10078.199262354559,353275,1027415.2,4763694.8428999996,1442296.8654,68083.203899999993,7756195.1120999996,null,null,null,40,101430,0.27484898540507907,861.78873393599622,3135.4990547477232,769.60128592781325,28219842.619078767,2473.6716473891133,0.31111699353473388]
[10,20,20,22,1695,65,167.81992623545597,400,512.16291573291142,2849.9828419683672,80,10478.199262354559,353275,1027415.2,4977454.8428999996,1442296.8654,68083.203899999993,7969955.1120999996,null,null,null,40,101430,0.27199166293846055,886.36929645289899,3258.8105344002561,760.62259483638388,29302203.700074621,2445.6638482088315,0.31100864306983678]
[10,20,20,23,1775,65,167.81992623545597,400,512.16291573291142,2929.9828419683672,80,10878.199262354559,353275,1027415.2,5191214.8428999996,1442296.8654,68083.203899999993,8183715.1120999996,null,null,null,40,101430,0.26934447249076954,910.94985896980165,3382.099697631701,752.30421090608547,30383824.239887696,2419.7143324531253,0.31090620938852465]
[10,20,20,24,1855,65,167.81992623545591,400,512.1629157329113,3009.9828419683672,80,11278.199262354559,353275,1027415.2,5404974.8428999996,1442296.8654,68083.203899999993,8397475.1120999996,null,null,null,40,101430,0.2668850560226731,935.53042148670443,3505.3683238346125,744.5758774784814,31464763.285327613,2395.6042094197373,0.31080922071798844]
[10,20,20,25,1935,65,167.81992623545591,400,512.1629157329113,3089.9828419683672,80,11678.199262354559,353275,1027415.2,5618734.8428999996,1442296.8654,68083.203899999993,8611235.1120999996,null,null,null,40,101430,0.264594118712217,960.1109840036072,3628.6180081268617,737.3769635789389,32545073.768290095,2373.1445671213096,0.31071725414242157]
[10,20,20,26,2015,65,167.81992623545591,400,512.1629157329113,3169.9828419683672,80,12078.199262354559,353275,1027415.2,5832494.8428999996,1442296.8654,68083.203899999993,8824995.1120999996,null,null,null,40,101430,0.2624549217240188,984.69154652050997,3751.8501846040826,730.65487002277189,33624803.277359083,2352.1715095018044,0.31062992943806478]
[10,20,21,10,755,65,167.81992623545597,420,538.27106151955707,1956.090987755013,82,5962.109225472288,353275,1078785.96,2465774.8429,1515819.7535999999,69704.232499999998,5584789.7890999997,null,null,null,40,101430,0.32808707686834793,609.20327922347951,1856.8341217168256,936.71376653359982,17022279.092443157,3007.6945074195337,0.31143913194071626]
[10,20,21,11,837,65,167.81992623545597,420,538.27106151955707,2038.090987755013,82,6382.109225472288,353275,1078785.96,2684878.8429,1515819.7535999999,69704.232499999998,5803893.7890999997,null,null,null,40,101430,0.31934442294102078,634.39835580330487,1986.5646938837285,909.40057338917939,18174401.593193885,2921.573008392832,0.31127087044435831]
[10,20,21,12,919,65,167.81992623545597,420,538.27106151955707,2120.090987755013,82,6802.109225472288,353275,1078785.96,2903982.8429,1515819.7535999999,69704.232499999998,6022997.7890999997,null,null,null,40,101430,0.31168140902762548,659.59343238313033,2116.2424619450694,885.46031670914226,19324212.528001726,2846.0811543971408,0.31111562484475297]
[10,20,21,13,1001,65,167.81992623545597,420,538.27106151955707,2202.090987755013,82,7222.109225472288,353275,1078785.96,3123086.8429,1515819.7535999999,69704.232499999998,6242101.7890999997,null,null,null,40,101430,0.30490967652334389,684.78850896295558,2245.8733247533655,864.30453960195678,20471970.126533438,2779.3650337613576,0.31097194110997362]
[10,20,21,14,1083,65,167.81992623545597,420,538.27106151955707,2284.090987755013,82,7642.109225472288,353275,1078785.96,3342190.8429,1515819.7535999999,69704.232499999998,6461205.7890999997,null,null,null,40,101430,0.2988822745612949,709.98358554278093,2375.462334074205,845.47414835955362,21617895.536163032,2719.9782107237716,0.31083857400996512]
[10,20,21,15,1165,65,167.81992623545597,420,538.27106151955707,2366.090987755013,82,8062.109225472288,353275,1078785.96,3561294.8429,1515819.7535999999,69704.232499999998,6680309.7890999997,null,null,null,40,101430,0.29348287421849023,735.1786621226064,2505.01384137081,828.60571622750865,22762179.247650262,2666.7755996993724,0.31071445093502353]
[10,20,21,16,1247,65,167.81992623545597,420,538.27106151955707,2448.090987755013,82,8482.109225472288,353275,1078785.96,3780398.8429,1515819.7535999999,69704.232499999998,6899413.7890999997,null,null,null,40,101430,0.28861818713713888,760.37373870243152,2634.5316150888816,813.40779818745,23904986.229431782,2618.8388666742585,0.31059864298578277]
[10,20,21,17,1329,65,167.81992623545597,420,538.27106151955707,2530.090987755013,82,8902.109225472288,353275,1078785.96,3999502.8429,1515819.7535999999,69704.232499999998,7118517.7890999997,null,null,null,40,101430,0.2842125302749004,785.56881528225699,2764.0189351343065,799.64395052670318,25046460.06350103,2575.4229461278906,0.31049034168502526]
[10,20,21,18,1411,65,167.81992623545597,420,538.27106151955707,2612.090987755013,82,9322.109225472288,353275,1078785.96,4218606.8428999996,1515819.7535999999,69704.232499999998,7337621.7890999997,null,null,null,40,101430,0.28020385993950592,810.76389186208235,2893.4786695555181,787.12034064427337,26186726.30227511,2535.9170144509962,0.3103888400759352]
[10,20,21,19,1493,65,167.81992623545597,420,538.27106151955707,2694.090987755013,82,9742.109225472288,353275,1078785.96,4437710.8428999996,1515819.7535999999,69704.232499999998,7556725.7890999997,null,null,null,40,101430,0.27654083170314753,835.95896844190759,3022.9133372219944,775.67656183925897,27325895.212424289,2499.8155574057482,0.31029351727222565]
[10,20,21,20,1575,65,167.81992623545597,420,538.27106151955707,2776.090987755013,82,10162.109225472288,353275,1078785.96,4656814.8428999996,1515819.7535999999,69704.232499999998,7775829.7890999997,null,null,null,40,101430,0.27318058939934226,861.15404502173294,3152.3251593943824,765.17872584817508,28464064.032419108,2466.6966115166701,0.31020382574640915]
[10,20,21,21,1657,65,167.81992623545597,420,538.27106151955707,2858.090987755013,82,10582.109225472288,353275,1078785.96,4875918.8428999996,1515819.7535999999,69704.232499999998,7994933.7890999997,null,null,null,40,101430,0.27008708064317433,886.34912160155818,3281.7161024172001,755.514200310104,29601318.841456845,2436.2051864230652,0.31011928080630208]
[10,20,21,22,1739,65,167.81992623545597,420,538.27106151955707,2940.090987755013,82,11002.109225472288,353275,1078785.96,5095022.8428999996,1515819.7535999999,69704.232499999998,8214037.7890999997,null,null,null,40,101430,0.26722975817655581,911.54419818138354,3411.0879132672653,746.58755159961299,30737736.115638532,2408.0404838376512,0.31003945183254961]
[10,20,21,23,1821,65,167.81992623545597,420,538.27106151955707,3022.090987755013,82,11422.109225472288,353275,1078785.96,5314126.8428999996,1515819.7535999999,69704.232499999998,8433141.7891000006,null,null,null,40,101430,0.26458256772886479,936.739274761209,3540.4421493147934,738.31738277114675,31873384.030798532,2381.9459359642397,0.30996395494269152]
[10,20,21,24,1903,65,167.81992623545591,420,538.27106151955684,3104.090987755013,82,11842.109225472288,353275,1078785.96,5533230.8428999996,1515819.7535999999,69704.232499999998,8652245.7891000006,null,null,null,40,101430,0.26212315126076835,961.93435134103436,3669.7802033673543,730.6338443886292,33008323.558834925,2357.7013634597665,0.30989244681797773]
[10,20,21,25,1985,65,167.81992623545591,420,538.27106151955684,3186.090987755013,82,12262.109225472288,353275,1078785.96,5752334.8428999996,1515819.7535999999,69704.232499999998,8871349.7891000006,null,null,null,40,101430,0.25983221395031225,987.1294279208596,3799.1033248465046,723.47665690730139,34142609.394743256,2335.1167448006431,0.30982461948345419]
[10,20,21,26,2067,65,167.81992623545591,420,538.27106151955684,3268.090987755013,82,12682.109225472288,353275,1078785.96,5971438.8428999996,1515819.7535999999,69704.232499999998,9090453.7891000006,null,null,null,40,101430,0.257693016962114,1012.3245045006846,3928.4126377763523,716.79352601840856,35276290.744088531,2314.0272235307875,0.30976019587388914]
[10,20,22,10,775,65,167.81992623545597,440,564.3792073062026,2022.1991335416587,84,6246.0191885900158,353275,1130156.72,2519214.8429,1589342.6418999999,71325.261199999994,5764744.466,null,null,null,40,101430,0.32375807253934363,627.00401219689331,1936.6436403549403,922.9469670121639,17805716.536406644,2976.6676459652604,0.31006046921737374]
[10,20,22,11,859,65,167.81992623545597,440,564.3792073062026,2106.1991335416587,84,6686.0191885900158,353275,1130156.72,2743662.8429,1589342.6418999999,71325.261199999994,5989192.466,null,null,null,40,101430,0.31501541861201648,652.81360283964125,2072.3226999998633,895.7785338441372,19012378.798465803,2890.0867929542669,0.30994866175920832]
[10,20,22,12,943,65,167.81992623545597,440,564.3792073062026,2190.1991335416587,84,7126.0191885900158,353275,1130156.72,2968110.8429,1589342.6418999999,71325.261199999994,6213640.466,null,null,null,40,101430,0.30735240469862118,678.62319348238907,2207.9644834658857,871.96516057072108,20216664.555144142,2814.1940291789738,0.30984543053170799]
[10,20,22,13,1027,65,167.81992623545597,440,564.3792073062026,2274.1991335416587,84,7566.0191885900158,353275,1130156.72,3192558.8429,1589342.6418999999,71325.261199999994,6438088.466,null,null,null,40,101430,0.30058067219433959,704.432784125137,2343.5731212607311,850.92150912304498,21418837.142816704,2747.1250662516331,0.30974982521785982]
[10,20,22,14,1111,65,167.81992623545597,440,564.3792073062026,2358.1991335416587,84,8006.0191885900158,353275,1130156.72,3417006.8429,1589342.6418999999,71325.261199999994,6662536.466,null,null,null,40,101430,0.29455327023229061,730.24237476788494,2479.1521553707457,832.19091899057867,22619122.377268881,2687.425397257467,0.30966103090334496]
[10,20,22,15,1195,65,167.81992623545597,440,564.3792073062026,2442.1991335416587,84,8446.0191885900167,353275,1130156.72,3641454.8429,1589342.6418999999,71325.261199999994,6886984.466,null,null,null,40,101430,0.28915386988948588,756.05196541063287,2614.7046404725438,815.4118895813981,23817715.006342907,2633.9435664765097,0.30957834479050528]
[10,20,22,16,1279,65,167.81992623545597,440,564.3792073062026,2526.1991335416587,84,8886.0191885900167,353275,1130156.72,3865902.8429,1589342.6418999999,71325.261199999994,7111432.466,null,null,null,40,101430,0.28428918280813453,781.8615560533807,2750.2332249519864,800.29452053629143,25014783.875221893,2585.7561466021066,0.30950115755808738]
[10,20,22,17,1363,65,167.81992623545597,440,564.3792073062026,2610.1991335416587,84,9326.0191885900167,353275,1130156.72,4090350.8429,1589342.6418999999,71325.261199999994,7335880.466,null,null,null,40,101430,0.27988352594589611,807.67114669612874,2885.7402162793196,786.60362129471775,26210476.09435584,2542.1139521239807,0.30942893832021046]
[10,20,22,18,1447,65,167.81992623545597,440,564.3792073062026,2694.1991335416587,84,9766.0191885900167,353275,1130156.72,4314798.8428999996,1589342.6418999999,71325.261199999994,7560328.466,null,null,null,40,101430,0.27587485561050157,833.48073733887657,3021.227634154669,774.14638656884165,27404920.427699674,2502.4027916798436,0.30936122239903802]
[10,20,22,19,1531,65,167.81992623545597,440,564.3792073062026,2778.1991335416587,84,10206.019188590017,353275,1130156.72,4539246.8428999996,1589342.6418999999,71325.261199999994,7784776.466,null,null,null,40,101430,0.27221182737414318,859.29032798162439,3156.6972540122865,762.76325981358616,28598230.066282533,2466.1143719481415,0.30929760131563999]
[10,20,22,20,1615,65,167.81992623545597,440,564.3792073062026,2862.1991335416587,84,10646.019188590017,353275,1130156.72,4763694.8428999996,1589342.6418999999,71325.261199999994,8009224.466,null,null,null,40,101430,0.26885158507033791,885.09991862437244,3292.150642864201,752.32106237352104,29790504.91338383,2432.8244162730152,0.30923771454334764]
[10,20,22,21,1699,65,167.81992623545597,440,564.3792073062026,2946.1991335416587,84,11086.019188590017,353275,1130156.72,4988142.8428999996,1589342.6418999999,71325.261199999994,8233672.466,null,null,null,40,101430,0.26575807631417003,910.90950926712037,3427.5891890121702,742.7077588394593,30981833.478789065,2402.1759936703129,0.3091812426718441]
[10,20,22,22,1783,65,167.81992623545597,440,564.3792073062026,3030.1991335416587,84,11526.019188590017,353275,1130156.72,5212590.8428999996,1589342.6418999999,71325.261199999994,8458120.466,null,null,null,40,101430,0.26290075384755146,936.71909990986819,3563.0141268177745,733.82842138436672,32172294.457982235,2373.8666659632672,0.30912790170824272]
[10,20,22,23,1867,65,167.81992623545597,440,564.3792073062026,3114.1991335416587,84,11966.019188590017,353275,1130156.72,5437038.8428999996,1589342.6418999999,71325.261199999994,8682568.466,null,null,null,40,101430,0.26025356339986044,962.52869055261613,3698.4265574637361,725.60208446665717,33361958.055762742,2347.6384703345748,0.30907743830047546]
[10,20,22,24,1951,65,167.81992623545591,440,564.37920730620249,3198.1991335416587,84,12406.019188590017,353275,1130156.72,5661486.8428999996,1589342.6418999999,71325.261199999994,8907016.466,null,null,null,40,101430,0.25779414693176406,988.33828119536406,3833.8274664434839,717.95926885239999,34550887.101275213,2323.2700333986809,0.30902962571342035]
[10,20,22,25,2035,65,167.81992623545591,440,564.37920730620249,3282.1991335416587,84,12846.019188590017,353275,1130156.72,5885934.8428999996,1589342.6418999999,71325.261199999994,9131464.466,null,null,null,40,101430,0.2555032096213079,1014.1478718381119,3969.2177383651001,710.8400144785403,35739137.991820388,2300.5703057676387,0.30898426042291804]
[10,20,22,26,2119,65,167.81992623545591,440,564.37920730620249,3366.1991335416587,84,13286.019188590017,353275,1130156.72,6110382.8428999996,1589342.6418999999,71325.261199999994,9355912.466,null,null,null,40,101430,0.2533640126331097,1039.9574624808597,4104.5981695387691,704.19230419626035,36926761.495354921,2279.3735414690423,0.30894115921974452]
[10,21,8,10,515,65,185.02146867459027,168,209.30842460782281,1152.3298932824132,58,2420.0858746983608,353275,431514.38400000002,1870457.3643,589431.3615,50251.888599999998,3396359.9983000001,null,null,null,40,101430,0.47615248092220669,393.88642300240593,827.22749283912412,1403.4047443675233,7132925.1330382153,4105.7146041796486,0.34181741296359147]
[10,21,8,11,573,65,185.02146867459027,168,209.30842460782281,1210.3298932824132,58,2588.0858746983608,353275,431514.38400000002,2025433.3643,589431.3615,50251.888599999998,3551335.9983000001,null,null,null,40,101430,0.46765445656762689,411.70733082716043,880.36652927228977,1372.186306894632,7593931.6913468856,4033.928915112253,0.3401612511698035]
[10,21,8,12,631,65,185.02146867459027,168,209.30842460782281,1268.3298932824132,58,2756.0858746983608,353275,431514.38400000002,2180409.3643,589431.3615,50251.888599999998,3706311.9983000001,null,null,null,40,101430,0.46019244353959954,429.52823865191488,933.36656149364603,1344.7737722374648,8053830.631857343,3970.9071989866206,0.33865656003762878]
[10,21,8,13,689,65,185.02146867459027,168,209.30842460782281,1326.3298932824132,58,2924.0858746983608,353275,431514.38400000002,2335385.3643,589431.3615,50251.888599999998,3861287.9983000001,null,null,null,40,101430,0.45358787331074296,447.34914647666938,986.2458253380164,1320.5111490533175,8512767.2619307991,3915.1374830966984,0.33728346827014932]
[10,21,8,14,747,65,185.02146867459027,168,209.30842460782281,1384.3298932824132,58,3092.0858746983608,353275,431514.38400000002,2490361.3643,589431.3615,50251.888599999998,4016263.9983000001,null,null,null,40,101430,0.4477009854771441,465.17005430142387,1039.0195004946479,1298.88501195663,8970862.536851719,3865.4365932655519,0.33602543480329644]
[10,21,8,15,805,65,185.02146867459027,168,209.30842460782281,1442.3298932824132,58,3260.0858746983608,353275,431514.38400000002,2645337.3643,589431.3615,50251.888599999998,4171239.9983000001,null,null,null,40,101430,0.44242082838258506,482.99096212617843,1091.7003249867571,1279.4877677001227,9428217.9561433587,3820.8653994667507,0.33486857921733937]
[10,21,8,16,863,65,185.02146867459027,168,209.30842460782281,1500.3298932824132,58,3428.0858746983608,353275,431514.38400000002,2800313.3643,589431.3615,50251.888599999998,4326215.9983000001,null,null,null,40,101430,0.43765819997564326,500.81186995093287,1144.2990671231667,1261.9917226283526,9884919.3241878506,3780.6689899738026,0.33380116745875105]
[10,21,8,17,921,65,185.02146867459027,168,209.30842460782281,1558.3298932824132,58,3596.0858746983608,353275,431514.38400000002,2955289.3643,589431.3615,50251.888599999998,4481191.9983000001,null,null,null,40,101430,0.43334056737817078,518.63277777568737,1196.82489205559,1246.1304191475654,10341039.67103968,3744.2336202014471,0.33281321240861067]
[10,21,8,18,979,65,185.02146867459027,168,209.30842460782281,1616.3298932824132,58,3764.0858746983608,353275,431514.38400000002,3110265.3643,589431.3615,50251.888599999998,4636167.9983000001,null,null,null,40,101430,0.42940834696337515,536.45368560044199,1249.2856494151868,1231.6849701788572,10796641.544380443,3711.0551942214192,0.33189616044966019]
[10,21,8,19,1037,65,185.02146867459027,168,209.30842460782281,1674.3298932824132,58,3932.0858746983608,353275,431514.38400000002,3265241.3643,589431.3615,50251.888599999998,4791143.9983000001,null,null,null,40,101430,0.42581213804514245,554.27459342519637,1301.6881011654839,1218.4738968082804,11251778.825103795,3680.715828959866,0.3310426431786257]
[10,21,8,20,1095,65,185.02146867459027,168,209.30842460782281,1732.3298932824132,58,4100.0858746983613,353275,431514.38400000002,3420217.3643,589431.3615,50251.888599999998,4946119.9983000001,null,null,null,40,101430,0.42251063666071598,572.09550124995098,1354.0381036829481,1206.3454643355217,11706498.178175656,3652.8661821814258,0.33024627899594011]
[10,21,8,21,1153,65,185.02146867459027,168,209.30842460782281,1790.3298932824132,58,4268.0858746983613,353275,431514.38400000002,3575193.3643,589431.3615,50251.888599999998,5101095.9983000001,null,null,null,40,101430,0.41946904205833047,589.91640907470537,1406.3407544451704,1195.1718283290206,12160840.221479706,3627.2119557119659,0.32950151326197502]
[10,21,8,22,1211,65,185.02146867459027,168,209.30842460782281,1848.3298932824132,58,4436.0858746983613,353275,431514.38400000002,3730169.3643,589431.3615,50251.888599999998,5256071.9983000001,null,null,null,40,101430,0.41665782527442469,607.73731689945998,1458.6005111008872,1184.844510857424,12614840.474594913,3603.5034667315845,0.32880348854835167]
[10,21,8,23,1269,65,185.02146867459027,168,209.30842460782281,1906.3298932824132,58,4604.0858746983613,353275,431514.38400000002,3885145.3643,589431.3615,50251.888599999998,5411047.9983000001,null,null,null,40,101430,0.4140517673135945,625.55822472421448,1510.8212888037963,1175.2708671366854,13068530.134373968,3581.5275032381523,0.32814793857483782]
[10,21,8,24,1327,65,185.02146867459027,168,209.30842460782281,1964.3298932824132,58,4772.0858746983613,353275,431514.38400000002,4040121.3643,589431.3615,50251.888599999998,5566023.9983000001,null,null,null,40,101430,0.41162920049224311,643.37913254896898,1563.0065403027525,1166.3712985215989,13521936.713120516,3561.1009006081163,0.32753110093634863]
[10,21,8,25,1385,65,185.02146867459027,168,209.30842460782281,2022.3298932824132,58,4940.0858746983613,353275,431514.38400000002,4195097.3642999995,589431.3615,50251.888599999998,5720999.9983000001,null,null,null,40,101430,0.40937140458229293,661.20004037372337,1615.1593222501383,1158.0770341725747,13975084.566949662,3542.0654294081469,0.32694964484777483]
[10,21,8,26,1443,65,185.02146867459027,168,209.30842460782281,2080.3298932824132,58,5108.0858746983613,353275,431514.38400000002,4350073.3642999995,589431.3615,50251.888599999998,5875975.9983000001,null,null,null,40,101430,0.40726212211639046,679.02094819847798,1667.2823504180983,1150.3283504754099,14427995.3357637,3524.2836924741696,0.32640061097574113]
[10,21,9,10,535,65,185.02146867459027,189,236.72197768380067,1220.7434463583909,60,2722.596609035656,353275,485453.68199999997,1923897.3643,666630.39410000003,51872.917200000004,3582559.3577000001,null,null,null,40,101430,0.44837470314442884,412.26993559302895,919.47635025303839,1315.8612428239701,7990101.4320158558,3896.3039742001743,0.33772037590934817]
[10,21,9,11,595,65,185.02146867459027,189,236.72197768380067,1280.7434463583909,60,2911.596609035656,353275,485453.68199999997,2084217.3643,666630.39410000003,51872.917200000004,3742879.3577000001,null,null,null,40,101430,0.43987667878984904,430.70535748070608,979.15024425851732,1285.5075274021756,8508928.8388078976,3822.57920030277,0.33629323554639656]
[10,21,9,12,655,65,185.02146867459027,189,236.72197768380067,1340.7434463583909,60,3100.596609035656,353275,485453.68199999997,2244537.3643,666630.39410000003,51872.917200000004,3903199.3577000001,null,null,null,40,101430,0.43241466576182169,449.14077936838316,1038.680726929309,1258.8542947829494,9026519.3730129078,3757.8432491119388,0.33499382793054089]
[10,21,9,13,715,65,185.02146867459027,189,236.72197768380067,1400.7434463583909,60,3289.596609035656,353275,485453.68199999997,2404857.3643,666630.39410000003,51872.917200000004,4063519.3577000001,null,null,null,40,101430,0.42581009553296517,467.57620125606024,1098.0862270792773,1235.2637239814046,9543031.9767028578,3700.5466942994594,0.33380573899642385]
[10,21,9,14,775,65,185.02146867459027,189,236.72197768380067,1460.7434463583909,60,3478.596609035656,353275,485453.68199999997,2565177.3643,666630.39410000003,51872.917200000004,4223839.3576999996,null,null,null,40,101430,0.41992320769936625,486.01162314373721,1157.3821456700373,1214.2366110236987,10058599.477783423,3649.4768590271447,0.33271525150796061]
[10,21,9,15,835,65,185.02146867459027,189,236.72197768380067,1520.7434463583909,60,3667.596609035656,353275,485453.68199999997,2725497.3643,666630.39410000003,51872.917200000004,4384159.3576999996,null,null,null,40,101430,0.41464305060480722,504.44704503141429,1216.5814531212256,1195.3766526212214,10573333.741586061,3603.6710459674646,0.33171081304961425]
[10,21,9,16,895,65,185.02146867459027,189,236.72197768380067,1580.7434463583909,60,3856.596609035656,353275,485453.68199999997,2885817.3643,666630.39410000003,51872.917200000004,4544479.3576999996,null,null,null,40,101430,0.40988042219786547,522.88246691909148,1275.6951505887625,1178.3652319318753,11087329.649231661,3562.3552818058479,0.33078262517783802]
[10,21,9,17,955,65,185.02146867459027,189,236.72197768380067,1640.7434463583909,60,4045.596609035656,353275,485453.68199999997,3046137.3643,666630.39410000003,51872.917200000004,4704799.3576999996,null,null,null,40,101430,0.40556278960039294,541.31788880676845,1334.7326300327923,1162.9432719925733,11600668.20309056,3524.9002323097438,0.32992232271792193]
[10,21,9,18,1015,65,185.02146867459027,189,236.72197768380067,1700.7434463583909,60,4234.596609035656,353275,485453.68199999997,3206457.3643,666630.39410000003,51872.917200000004,4865119.3576999996,null,null,null,40,101430,0.40163056918559731,559.75331069444564,1393.7019580692779,1148.8979486955,12113418.974903196,3490.7889233460851,0.32912272094476208]
[10,21,9,19,1075,65,185.02146867459027,189,236.72197768380067,1760.7434463583909,60,4423.596609035656,353275,485453.68199999997,3366777.3643,666630.39410000003,51872.917200000004,5025439.3576999996,null,null,null,40,101430,0.39803436026736466,578.18873258212261,1452.6101017855494,1136.0528099259777,12625642.053360252,3459.5927368925154,0.32837761445481767]
[10,21,9,20,1135,65,185.02146867459027,189,236.72197768380067,1820.7434463583909,60,4612.596609035656,353275,485453.68199999997,3527097.3643,666630.39410000003,51872.917200000004,5185759.3576999996,null,null,null,40,101430,0.39473285888293819,596.62415446979981,1511.4631099072863,1124.2603238955592,13137389.606604477,3430.9533085409412,0.32768161580539429]
[10,21,9,21,1195,65,185.02146867459027,189,236.72197768380067,1880.7434463583909,60,4801.596609035656,353275,485453.68199999997,3687417.3643,666630.39410000003,51872.917200000004,5346079.3576999996,null,null,null,40,101430,0.39169126428055273,615.05957635747677,1570.2662592876575,1113.3961873460421,13648707.145648267,3404.5687004057536,0.32703002504057227]
[10,21,9,22,1255,65,185.02146867459027,189,236.72197768380067,1940.7434463583909,60,4990.596609035656,353275,485453.68199999997,3847737.3643,666630.39410000003,51872.917200000004,5506399.3576999996,null,null,null,40,101430,0.3888800474966469,633.49499824515397,1629.0241742233286,1103.3549270851602,14159634.553432476,3380.1827160111206,0.32641872341954492]
[10,21,9,23,1315,65,185.02146867459027,189,236.72197768380067,2000.7434463583909,60,5179.596609035656,353275,485453.68199999997,4008057.3643,666630.39410000003,51872.917200000004,5666719.3576999996,null,null,null,40,101430,0.38627398953581676,651.93042013283093,1687.7409243015613,1094.0464645043123,14670206.928723438,3357.5765546000762,0.32584408626674638]
[10,21,9,24,1375,65,185.02146867459027,189,236.72197768380067,2060.7434463583909,60,5368.596609035656,353275,485453.68199999997,4168377.3643,666630.39410000003,51872.917200000004,5827039.3576999996,null,null,null,40,101430,0.38385142271446537,670.36584202050801,1746.4201051539972,1085.3934057676718,15180455.28258607,3336.5622283420535,0.32530291104656139]
[10,21,9,25,1435,65,185.02146867459027,189,236.72197768380067,2120.7434463583909,60,5557.596609035656,353275,485453.68199999997,4328697.3642999995,666630.39410000003,51872.917200000004,5987359.3576999996,null,null,null,40,101430,0.38159362680451514,688.80126390818509,1805.0649055023341,1077.3288849247554,15690407.116629392,3316.9773227671026,0.3247923576474806]
[10,21,9,26,1495,65,185.02146867459027,189,236.72197768380067,2180.7434463583909,60,5746.596609035656,353275,485453.68199999997,4489017.3642999995,666630.39410000003,51872.917200000004,6147679.3576999996,null,null,null,40,101430,0.37948434433861267,707.23668579586217,1863.6781631360188,1069.7948326506314,16200086.905794539,3298.6807911776245,0.3243098985242267]
[10,21,10,10,555,65,185.02146867459027,210,264.13553075977853,1289.1569994343688,62,3025.1073433729512,353275,539392.98,1977337.3643,743829.42680000002,53493.945899999999,3768758.7170000002,null,null,null,40,101430,0.42615248092220664,430.65344818365207,1010.561870370214,1245.8264415891274,8843685.9709551763,3729.3695987547972,0.33405818559927597]
[10,21,10,11,617,65,185.02146867459027,210,264.13553075977853,1351.1569994343688,62,3235.1073433729512,353275,539392.98,2143001.3643,743829.42680000002,53493.945899999999,3934422.7170000002,null,null,null,40,101430,0.41765445656762684,449.70338413425168,1076.7355096124431,1216.1645038082104,9420281.8984702937,3654.0289438727682,0.33282837177508595]
[10,21,10,12,679,65,185.02146867459027,210,264.13553075977853,1413.1569994343688,62,3445.1073433729512,353275,539392.98,2308665.3643,743829.42680000002,53493.945899999999,4100086.7170000002,null,null,null,40,101430,0.41019244353959949,468.75332008485151,1142.764396242708,1190.1187128193371,9995519.8629192803,3587.8670445982798,0.33170647017456306]
[10,21,10,13,741,65,185.02146867459027,210,264.13553075977853,1475.1569994343688,62,3655.1073433729512,353275,539392.98,2474329.3643,743829.42680000002,53493.945899999999,4265750.7170000002,null,null,null,40,101430,0.40358787331074292,487.803256035451,1208.666781868013,1167.0657839238743,10569571.087521363,3529.3025182893502,0.33067887433167675]
[10,21,10,14,803,65,185.02146867459027,210,264.13553075977853,1537.1569994343688,62,3865.1073433729512,353275,539392.98,2639993.3643,743829.42680000002,53493.945899999999,4431414.7170000002,null,null,null,40,101430,0.39770098547714405,506.85319198605066,1274.4579734393935,1146.5178902773534,11142579.170888517,3477.097565689322,0.32973417300416197]
[10,21,10,15,865,65,185.02146867459027,210,264.13553075977853,1599.1569994343688,62,4075.1073433729512,353275,539392.98,2805657.3643,743829.42680000002,53493.945899999999,4597078.7170000002,null,null,null,40,101430,0.39242082838258502,525.90312793665044,1340.1509040797621,1128.0877605581004,11714665.442114623,3430.2694592264043,0.32886272462470256]
[10,21,10,16,927,65,185.02146867459027,210,264.13553075977853,1661.1569994343688,62,4285.1073433729507,353275,539392.98,2971321.3643,743829.42680000002,53493.945899999999,4762742.7170000002,null,null,null,40,101430,0.38765819997564327,544.95306388724998,1405.7565760803966,1111.4640393746936,12285933.116644269,3388.0280541167294,0.32805632704964605]
[10,21,10,17,989,65,185.02146867459027,210,264.13553075977853,1723.1569994343688,62,4495.1073433729507,353275,539392.98,3136985.3643,743829.42680000002,53493.945899999999,4928406.7170000002,null,null,null,40,101430,0.38334056737817074,564.00299983784964,1471.2844082621,1096.3935542685797,12856470.554960914,3349.7308129846624,0.3273079586032992]
[10,21,10,18,1051,65,185.02146867459027,210,264.13553075977853,1785.1569994343688,62,4705.1073433729507,353275,539392.98,3302649.3643,743829.42680000002,53493.945899999999,5094070.7170000002,null,null,null,40,101430,0.37940834696337516,583.05293578844919,1536.7425109514845,1082.6683315088142,13426353.842213176,3314.8498728426753,0.32661157308471517]
[10,21,10,19,1113,65,185.02146867459027,210,264.13553075977853,1847.1569994343688,62,4915.1073433729507,353275,539392.98,3468313.3643,743829.42680000002,53493.945899999999,5259734.7170000002,null,null,null,40,101430,0.37581213804514246,602.10287173904885,1602.1379055796342,1070.1159404201362,13995648.848328747,3282.9475532048868,0.32596193605818191]
[10,21,10,20,1175,65,185.02146867459027,210,264.13553075977853,1909.1569994343688,62,5125.1073433729507,353275,539392.98,3633977.3643,743829.42680000002,53493.945899999999,5425398.7170000002,null,null,null,40,101430,0.37251063666071604,621.15280768964863,1667.4767014918737,1058.5922115435894,14564412.886714248,3253.6578844942273,0.32535449304257286]
[10,21,10,21,1237,65,185.02146867459027,210,264.13553075977853,1971.1569994343688,62,5335.1073433729507,353275,539392.98,3799641.3643,743829.42680000002,53493.945899999999,5591062.7170000002,null,null,null,40,101430,0.36946904205833053,640.20274364024817,1732.7642393897108,1047.9756745596596,15132696.059922563,3226.6724981516618,0.32478526257622142]
[10,21,10,22,1299,65,185.02146867459027,210,264.13553075977853,2033.1569994343688,62,5545.1073433729507,353275,539392.98,3965305.3643,743829.42680000002,53493.945899999999,5756726.7170000002,null,null,null,40,101430,0.3666578252744247,659.25267959084783,1798.0052085276805,1038.1632600673495,15700542.35910783,3201.7297223145597,0.3242507488473611]
[10,21,10,23,1361,65,185.02146867459027,210,264.13553075977853,2095.156999434369,62,5755.1073433729507,353275,539392.98,4130969.3643,743829.42680000002,53493.945899999999,5922390.7170000002,null,null,null,40,101430,0.36405176731359462,678.30261554144749,1863.2037431016145,1029.0669423984141,16267990.56826967,3178.6060643913538,0.3237478698372338]
[10,21,10,24,1423,65,185.02146867459027,210,264.13553075977853,2157.156999434369,62,5965.1073433729507,353275,539392.98,4296633.3642999995,743829.42680000002,53493.945899999999,6088054.7170000002,null,null,null,40,101430,0.36162920049224323,697.35255149204716,1928.3635020148354,1020.6110915645302,16835075.012561239,3157.1094924055583,0.32327389785486216]
[10,21,10,25,1485,65,185.02146867459027,210,264.13553075977853,2219.156999434369,62,6175.1073433729507,353275,539392.98,4462297.3642999995,743829.42680000002,53493.945899999999,6253718.7170000002,null,null,null,40,101430,0.359371404582293,716.40248744264682,1993.4877352730405,1012.7303655264999,17401826.181157421,3137.0740869709507,0.32282641004005008]
[10,21,10,26,1547,65,185.02146867459027,210,264.13553075977853,2281.156999434369,62,6385.1073433729507,353275,539392.98,4627961.3642999995,743829.42680000002,53493.945899999999,6419382.7170000002,null,null,null,40,101430,0.35726212211639052,735.45242339324636,2058.5793395518353,1005.3680183908083,17968271.248548776,3118.3557483953955,0.32240324693811412]
[10,21,11,10,575,65,185.02146867459027,231,291.54908383575639,1357.5705525103467,64,3327.6180777102463,353275,593332.27800000005,2030777.3643,821028.4595,55114.974600000001,3954958.0764000001,null,null,null,40,101430,0.40797066274038846,449.03696077427526,1100.6599292165752,1188.5252405788017,9694221.7604545541,3593.2607078555043,0.33076510089581729]
[10,21,11,11,639,65,185.02146867459027,231,291.54908383575639,1421.5705525103467,64,3558.6180777102463,353275,593332.27800000005,2201785.3643,821028.4595,55114.974600000001,4125966.0764000001,null,null,null,40,101430,0.39947263838580865,468.7014107877975,1173.3004109661399,1159.429302685875,10328532.369669091,3516.5470307535847,0.32970675283060641]
[10,21,11,12,703,65,185.02146867459027,231,291.54908383575639,1485.5705525103467,64,3789.6180777102463,353275,593332.27800000005,2372793.3643,821028.4595,55114.974600000001,4296974.0763999997,null,null,null,40,101430,0.39201062535778131,488.36586080131974,1245.7975095843301,1133.8805093945634,10961371.448651848,3449.1753622132851,0.32873959434378219]
[10,21,11,13,767,65,185.02146867459027,231,291.54908383575639,1549.5705525103467,64,4020.6180777102463,353275,593332.27800000005,2543801.3643,821028.4595,55114.974600000001,4467982.0763999997,null,null,null,40,101430,0.38540605512892478,508.03031081484187,1318.1689910006662,1111.2674693313493,11592921.327793682,3389.5366276012496,0.32785232656352359]
[10,21,11,14,831,65,185.02146867459027,231,291.54908383575639,1613.5705525103467,64,4251.6180777102463,353275,593332.27800000005,2714809.3643,821028.4595,55114.974600000001,4638990.0763999997,null,null,null,40,101430,0.37951916729532587,527.69476082836422,1390.4298025025289,1091.1116642121619,12223335.409974361,3336.3712918232727,0.32703544323326417]
[10,21,11,15,895,65,185.02146867459027,231,291.54908383575639,1677.5705525103467,64,4482.6180777102463,353275,593332.27800000005,2885817.3643,821028.4595,55114.974600000001,4809998.0763999997,null,null,null,40,101430,0.37423901020076683,547.35921084188635,1462.5926103968857,1073.033212506456,12852743.688544216,3288.6793233966296,0.32628088876667999]
[10,21,11,16,959,65,185.02146867459027,231,291.54908383575639,1741.5705525103467,64,4713.6180777102463,353275,593332.27800000005,3056825.3643,821028.4595,55114.974600000001,4981006.0763999997,null,null,null,40,101430,0.36947638179382508,567.02366085540859,1534.6682191226466,1056.7267000097268,13481257.048642522,3245.6566274712641,0.32558179169835261]
[10,21,11,17,1023,65,185.02146867459027,231,291.54908383575639,1805.5705525103467,64,4944.6180777102463,353275,593332.27800000005,3227833.3643,821028.4595,55114.974600000001,5152014.0763999997,null,null,null,40,101430,0.36515874919635255,586.68811086893072,1606.6659012282294,1041.9437852216756,14108970.653732324,3206.6492930648737,0.3249322548228526]
[10,21,11,18,1087,65,185.02146867459027,231,291.54908383575639,1869.5705525103467,64,5175.6180777102463,353275,593332.27800000005,3398841.3643,821028.4595,55114.974600000001,5323022.0763999997,null,null,null,40,101430,0.36122652878155692,606.35256088245296,1678.593659573464,1028.4804629015257,14735966.636558715,3171.1200897288841,0.32432718843815722]
[10,21,11,19,1151,65,185.02146867459027,231,291.54908383575639,1933.5705525103467,64,5406.6180777102463,353275,593332.27800000005,3569849.3643,821028.4595,55114.974600000001,5494030.0763999997,null,null,null,40,101430,0.35763031986332428,626.0170108959752,1750.4584374591627,1016.167592642629,15362316.255692735,3138.6235507194738,0.32376217670631147]
[10,21,11,20,1215,65,185.02146867459027,231,291.54908383575639,1997.5705525103467,64,5637.6180777102463,353275,593332.27800000005,3740857.3643,821028.4595,55114.974600000001,5665038.0763999997,null,null,null,40,101430,0.3543288184788978,645.68146090949745,1822.2662883627436,1004.8637559828866,15988081.637515247,3108.7871803054759,0.32323336970404853]
[10,21,11,21,1279,65,185.02146867459027,231,291.54908383575639,2061.5705525103467,64,5868.6180777102463,353275,593332.27800000005,3911865.3643,821028.4595,55114.974600000001,5836046.0763999997,null,null,null,40,101430,0.35128722387651234,665.34591092301957,1894.0225140579207,994.44980046171008,16613317.193728853,3081.2970981328408,0.32273739558068326]
[10,21,11,22,1343,65,185.02146867459027,231,291.54908383575639,2125.5705525103467,64,6099.6180777102463,353275,593332.27800000005,4082873.3643,821028.4595,55114.974600000001,6007054.0763999997,null,null,null,40,101430,0.34847600709260651,685.01036093654182,1965.7317777820563,984.82462341641315,17238070.782785863,3055.8869446281856,0.32227128858533027]
[10,21,11,23,1407,65,185.02146867459027,231,291.54908383575639,2189.5705525103467,64,6330.6180777102463,353275,593332.27800000005,4253881.3642999995,821028.4595,55114.974600000001,6178062.0763999997,null,null,null,40,101430,0.34586994913177638,704.67481095006406,2037.3981975565709,975.90187885722446,17862384.667628638,3032.3292146690919,0.32183242971648163]
[10,21,11,24,1471,65,185.02146867459027,231,291.54908383575639,2253.5705525103467,64,6561.6180777102463,353275,593332.27800000005,4424889.3642999995,821028.4595,55114.974600000001,6349070.0763999997,null,null,null,40,101430,0.34344738231042499,724.33926096358618,2109.0254236059136,967.60737994377791,18486296.310234595,3010.4284212513639,0.32141849748467571]
[10,21,11,25,1535,65,185.02146867459027,231,291.54908383575639,2317.5705525103467,64,6792.6180777102463,353275,593332.27800000005,4595897.3642999995,821028.4595,55114.974600000001,6520078.0763999997,null,null,null,40,101430,0.34118958640047475,744.00371097710843,2180.6167029489188,959.87703147338175,19109839.034512419,2990.0156536211184,0.32102742683333557]
[10,21,11,26,1599,65,185.02146867459027,231,291.54908383575639,2381.5705525103467,64,7023.6180777102463,353275,593332.27800000005,4766905.3642999995,821028.4595,55114.974600000001,6691086.0763999997,null,null,null,40,101430,0.33908030393457228,763.66816099063055,2252.174933575573,952.65517036004405,19733042.582314152,2970.9442089128092,0.32065737468313477]
[10,21,12,10,595,65,185.02146867459027,252,318.96263691173419,1425.9841055863244,66,3630.128812047541,353275,647271.576,2084217.3643,898227.49219999998,56736.003199999999,4141157.4356999998,null,null,null,40,101430,0.39281914758887332,467.42047336489838,1189.9126512389444,1140.7742397368636,10542147.604384538,3480.2196878893747,0.32778799674818837]
[10,21,12,11,661,65,185.02146867459027,252,318.96263691173419,1491.9841055863244,66,3882.128812047541,353275,647271.576,2260569.3643,898227.49219999998,56736.003199999999,4317509.4357000003,null,null,null,40,101430,0.38432112323429352,487.69943744134321,1268.9894152500883,1112.1499684172625,11234119.528419299,3402.3210783515765,0.32687978083364744]
[10,21,12,12,727,65,185.02146867459027,252,318.96263691173419,1557.9841055863244,66,4134.128812047541,353275,647271.576,2436921.3643,898227.49219999998,56736.003199999999,4493861.4357000003,null,null,null,40,101430,0.37685911020626617,507.97840151778786,1347.9265533471016,1087.0153398739185,11924513.204021506,3333.9067507435716,0.32604851339392688]
[10,21,12,13,793,65,185.02146867459027,252,318.96263691173419,1623.9841055863244,66,4386.128812047541,353275,647271.576,2613273.3643,898227.49219999998,56736.003199999999,4670213.4357000003,null,null,null,40,101430,0.37025453997740959,528.25736559423274,1426.7410890531237,1064.7688738375787,12613521.054989256,3273.3433357623899,0.32528481268818227]
[10,21,12,14,859,65,185.02146867459027,252,318.96263691173419,1689.9841055863244,66,4638.128812047541,353275,647271.576,2789625.3643,898227.49219999998,56736.003199999999,4846565.4357000003,null,null,null,40,101430,0.36436765214381073,548.53632967067756,1505.4473865703592,1044.9398091578357,13301305.445735745,3219.3522529881557,0.32458076253940149]
[10,21,12,15,925,65,185.02146867459027,252,318.96263691173419,1755.9841055863244,66,4890.128812047541,353275,647271.576,2965977.3643,898227.49219999998,56736.003199999999,5022917.4357000003,null,null,null,40,101430,0.35908749504925169,568.81529374712227,1584.0576505430931,1027.154422463419,13988004.330313658,3170.9183273653666,0.32392963691274096]
[10,21,12,16,991,65,185.02146867459027,252,318.96263691173419,1821.9841055863244,66,5142.128812047541,353275,647271.576,3142329.3643,898227.49219999998,56736.003199999999,5199269.4357000003,null,null,null,40,101430,0.35432486664230989,589.09425782356709,1662.5823171994766,1011.1122505389209,14673735.673649648,3127.2252699453011,0.32332568435551384]
[10,21,12,17,1057,65,185.02146867459027,252,318.96263691173419,1887.9841055863244,66,5394.128812047541,353275,647271.576,3318681.3643,898227.49219999998,56736.003199999999,5375621.4357000003,null,null,null,40,101430,0.35000723404483741,609.37322190001191,1741.0303634522841,996.56897768258921,15358600.945435822,3087.6092390778945,0.3227639576503572]
[10,21,12,18,1123,65,185.02146867459027,252,318.96263691173419,1953.9841055863244,66,5646.128812047541,353275,647271.576,3495033.3643,898227.49219999998,56736.003199999999,5551973.4357000003,null,null,null,40,101430,0.34607501363004178,629.65218597645662,1819.4095533564353,983.32390572878569,16042687.905939206,3051.5248342343657,0.32224017799137589]
[10,21,12,19,1189,65,185.02146867459027,252,318.96263691173419,2019.9841055863244,66,5898.128812047541,353275,647271.576,3671385.3643,898227.49219999998,56736.003199999999,5728325.4357000003,null,null,null,40,101430,0.34247880471180908,649.93115005290144,1897.7266362506987,971.21063616137326,16726072.845677909,3018.5198048480561,0.32175062578735053]
[10,21,12,20,1255,65,185.02146867459027,252,318.96263691173419,2085.9841055863244,66,6150.128812047541,353275,647271.576,3847737.3643,898227.49219999998,56736.003199999999,5904677.4357000003,null,null,null,40,101430,0.33917730332738266,670.21011412934627,1975.9875072844784,960.09004301563459,17408822.399920642,2988.2159750215133,0.32129205219469537]
[10,21,12,21,1321,65,185.02146867459027,252,318.96263691173419,2151.9841055863244,66,6402.128812047541,353275,647271.576,4024089.3643,898227.49219999998,56736.003199999999,6081029.4357000003,null,null,null,40,101430,0.33613570872499715,690.48907820579097,2054.1973384050698,949.84490538008572,18090995.029288877,2960.2946718020189,0.32086160692978816]
[10,21,12,22,1387,65,185.02146867459027,252,318.96263691173419,2217.9841055863244,66,6654.128812047541,353275,647271.576,4200441.3642999995,898227.49219999998,56736.003199999999,6257381.4357000003,null,null,null,40,101430,0.33332449194109137,710.76804228223568,2132.3606859583847,940.37575954063311,18772642.236011531,2934.4854634187045,0.32045677896972308]
[10,21,12,23,1453,65,185.02146867459027,252,318.96263691173419,2283.9841055863244,66,6906.128812047541,353275,647271.576,4376793.3642999995,898227.49219999998,56736.003199999999,6433733.4357000003,null,null,null,40,101430,0.33071843398026118,731.04700635868062,2210.4815796337284,931.5976592395665,19453809.569303937,2910.5573622452316,0.32007534753444034]
[10,21,12,24,1519,65,185.02146867459027,252,318.96263691173419,2349.9841055863244,66,7158.128812047541,353275,647271.576,4553145.3642999995,898227.49219999998,56736.003199999999,6610085.4357000003,null,null,null,40,101430,0.32829586715890979,751.32597043512533,2288.5635964203293,923.43762025981766,20134537.46132857,2888.3118852583439,0.31971534132894419]
[10,21,12,25,1585,65,185.02146867459027,252,318.96263691173419,2415.9841055863244,66,7410.128812047541,353275,647271.576,4729497.3642999995,898227.49219999998,56736.003199999999,6786437.4357000003,null,null,null,40,101430,0.32603807124895956,771.60493451157004,2366.6099224417871,915.83258642911665,20814861.926134873,2867.5775299329443,0.31937500446606321]
[10,21,12,26,1651,65,185.02146867459027,252,318.96263691173419,2481.9841055863244,66,7662.128812047541,353275,647271.576,4905849.3642999995,898227.49219999998,56736.003199999999,6962789.4357000003,null,null,null,40,101430,0.32392878878305714,791.88389858801486,2444.6234049248351,908.7277970010739,21494815.147083342,2848.2053398014091,0.31905276782622521]
[10,21,13,10,615,65,185.02146867459027,273,346.37618998771205,1494.3976586623023,68,3932.6395463848366,353275,701210.87399999995,2137657.3643,975426.52489999996,58357.031900000002,4327356.7950999998,null,null,null,40,101430,0.37999863476836049,485.80398595552145,1278.43613504469,1100.3695467167618,11387821.952817708,3384.8830429880049,0.32508347636892371]
[10,21,13,11,683,65,185.02146867459027,273,346.37618998771205,1562.3976586623023,68,4205.6395463848366,353275,701210.87399999995,2319353.3643,975426.52489999996,58357.031900000002,4509052.7950999998,null,null,null,40,101430,0.37150061041378063,506.69746409488886,1363.9209462684996,1072.1443778822822,12137403.462227616,3305.9487849292464,0.32430761866906177]
[10,21,13,12,751,65,185.02146867459027,273,346.37618998771205,1630.3976586623023,68,4478.6395463848366,353275,701210.87399999995,2501049.3643,975426.52489999996,58357.031900000002,4690748.7950999998,null,null,null,40,101430,0.36403859738575328,527.5909422342562,1449.2719893522574,1047.3601964333727,12885306.197588013,3236.6242013360056,0.32359647931973262]
[10,21,13,13,819,65,185.02146867459027,273,346.37618998771205,1698.3976586623023,68,4751.6395463848366,353275,701210.87399999995,2682745.3643,975426.52489999996,58357.031900000002,4872444.7950999998,null,null,null,40,101430,0.35743402715689676,548.48442037362349,1534.5053316170834,1025.4239084197725,13631731.801844148,3175.2543928415312,0.32294228479190357]
[10,21,13,14,887,65,185.02146867459027,273,346.37618998771205,1766.3976586623023,68,5024.6395463848366,353275,701210.87399999995,2864441.3643,975426.52489999996,58357.031900000002,5054140.7950999998,null,null,null,40,101430,0.35154713932329784,569.3778985129909,1619.6345662462254,1005.8713164195595,14376850.86780891,3120.5439179837417,0.32233845856893983]
[10,21,13,15,955,65,185.02146867459027,273,346.37618998771205,1834.3976586623023,68,5297.6395463848366,353275,701210.87399999995,3046137.3643,975426.52489999996,58357.031900000002,5235836.7950999998,null,null,null,40,101430,0.34626698222873886,590.27137665235819,1704.6712708589514,988.33390781161825,15120808.693209963,3071.4642081212851,0.32177939928401444]
[10,21,13,16,1023,65,185.02146867459027,273,346.37618998771205,1902.3976586623023,68,5570.6395463848366,353275,701210.87399999995,3227833.3643,975426.52489999996,58357.031900000002,5417532.7950999998,null,null,null,40,101430,0.34150435382179706,611.16485479172547,1789.6253677358443,972.51540867900837,15863729.8014738,3027.1881996788638,0.32126030643954567]
[10,21,13,17,1091,65,185.02146867459027,273,346.37618998771205,1970.3976586623023,68,5843.6395463848366,353275,701210.87399999995,3409529.3643,975426.52489999996,58357.031900000002,5599228.7950999998,null,null,null,40,101430,0.33718672122432458,632.05833293109299,1874.5054094541149,958.17490976490058,16605721.52641451,2987.0432844930961,0.32077704221400449]
[10,21,13,18,1159,65,185.02146867459027,273,346.37618998771205,2038.3976586623023,68,6116.6395463848366,353275,701210.87399999995,3591225.3643,975426.52489999996,58357.031900000002,5780924.7950999998,null,null,null,40,101430,0.33325450080952895,652.95181107046028,1959.3188073509434,945.11451119800552,17346876.879421271,2950.4768562252893,0.32032602092908585]
[10,21,13,19,1227,65,185.02146867459027,273,346.37618998771205,2106.3976586623025,68,6389.6395463848366,353275,701210.87399999995,3772921.3643,975426.52489999996,58357.031900000002,5962620.7950999998,null,null,null,40,101430,0.32965829189129631,673.84528920982757,2044.0720157344799,933.17013452338756,18087276.861284137,2917.0306863740288,0.31990411992660611]
[10,21,13,20,1295,65,185.02146867459027,273,346.37618998771205,2174.3976586623025,68,6662.6395463848366,353275,701210.87399999995,3954617.3643,975426.52489999996,58357.031900000002,6144316.7950999998,null,null,null,40,101430,0.32635679050686983,694.73876734919497,2128.7706815298229,922.20459358180574,18826992.340233095,2886.3215978906351,0.31950860716829543]
[10,21,13,21,1363,65,185.02146867459027,273,346.37618998771205,2242.3976586623025,68,6935.6395463848366,353275,701210.87399999995,4136313.3643,975426.52489999996,58357.031900000002,6326012.7950999998,null,null,null,40,101430,0.32331519590448438,715.63224548856238,2213.4197666971972,912.10230184948034,19566085.588271458,2858.0267015937034,0.31913708200867069]
[10,21,13,22,1431,65,185.02146867459027,273,346.37618998771205,2310.3976586623025,68,7208.6395463848366,353275,701210.87399999995,4318009.3642999995,975426.52489999996,58357.031900000002,6507708.7950999998,null,null,null,40,101430,0.32050397912057854,736.52572362792978,2298.0236490319435,902.76518241497297,20304611.546203595,2831.8719860856554,0.31878742642700342]
[10,21,13,23,1499,65,185.02146867459027,273,346.37618998771205,2378.3976586623025,68,7481.6395463848366,353275,701210.87399999995,4499705.3642999995,975426.52489999996,58357.031900000002,6689404.7950999998,null,null,null,40,101430,0.31789792115974841,757.41920176729695,2382.5862056728665,894.10947340924054,21042618.871654622,2807.6234048231381,0.31845776462515402]
[10,21,13,24,1567,65,185.02146867459027,273,346.37618998771205,2446.3976586623025,68,7754.6395463848366,353275,701210.87399999995,4681401.3642999995,975426.52489999996,58357.031900000002,6871100.7950999998,null,null,null,40,101430,0.31547535433839702,778.31267990666436,2467.1108826834106,886.06320821954364,21780150.812305789,2785.0798451273427,0.31814642936351079]
[10,21,13,25,1635,65,185.02146867459027,273,346.37618998771205,2514.3976586623025,68,8027.6395463848366,353275,701210.87399999995,4863097.3642999995,975426.52489999996,58357.031900000002,7052796.7950999998,null,null,null,40,101430,0.31321755842844679,799.20615804603176,2551.600753342208,878.56420985320005,22517245.937433857,2764.0675312616231,0.31785193375944421]
[10,21,13,26,1703,65,185.02146867459027,273,346.37618998771205,2582.3976586623025,68,8300.6395463848366,353275,701210.87399999995,5044793.3642999995,975426.52489999996,58357.031900000002,7234492.7950999998,null,null,null,40,101430,0.31110827596254431,820.09963618539905,2636.0585672241468,871.55848108194527,23253938.753872581,2744.4355315193338,0.31757294754140059]
[10,21,14,10,635,65,185.02146867459027,294,373.78974306368991,1562.8112117382802,70,4235.1502807221314,353275,755150.17200000002,2191097.3643,1052625.5575000001,59978.060599999997,4513556.1544000003,null,null,null,40,101430,0.36900962377934954,504.1874985461447,1366.326149931594,1065.7369526995321,12231540.489849845,3303.4251409353074,0.32261574191379655]
[10,21,14,11,705,65,185.02146867459027,294,373.78974306368991,1632.8112117382802,70,4529.1502807221314,353275,755150.17200000002,2378137.3643,1052625.5575000001,59978.060599999997,4700596.1544000003,null,null,null,40,101430,0.36051159942476968,525.69549074843462,1458.1930001343408,1037.8538717094425,13038682.144767651,3223.5761342759938,0.32195730098446751]
[10,21,14,12,775,65,185.02146867459027,294,373.78974306368991,1702.8112117382802,70,4823.1502807221314,353275,755150.17200000002,2565177.3643,1052625.5575000001,59978.060599999997,4887636.1544000003,null,null,null,40,101430,0.35304958639674233,547.20348295072449,1549.9337884389988,1013.3700734843339,13844050.078871503,3153.4483542835137,0.32135299508165849]
[10,21,14,13,845,65,185.02146867459027,294,373.78974306368991,1772.8112117382802,70,5117.1502807221314,353275,755150.17200000002,2752217.3643,1052625.5575000001,59978.060599999997,5074676.1544000003,null,null,null,40,101430,0.34644501616788581,568.71147515301448,1641.5634476248874,991.69965234736765,14647854.399909178,3091.367660350697,0.320796411590482]
[10,21,14,14,915,65,185.02146867459027,294,373.78974306368991,1842.8112117382802,70,5411.1502807221314,353275,755150.17200000002,2939257.3643,1052625.5575000001,59978.060599999997,5261716.1544000003,null,null,null,40,101430,0.34055812833428689,590.21946735530435,1733.0946415583817,972.38403692960878,15450273.291485054,3036.0235547610305,0.32028211224011616]
[10,21,14,15,985,65,185.02146867459027,294,373.78974306368991,1912.8112117382802,70,5705.1502807221314,353275,755150.17200000002,3126297.3643,1052625.5575000001,59978.060599999997,5448756.1544000003,null,null,null,40,101430,0.33527797123972791,611.72745955759433,1824.5381803512573,955.05918096721791,16251458.85443647,2986.3755185174509,0.31980545482148381]
[10,21,14,16,1055,65,185.02146867459027,294,373.78974306368991,1982.8112117382802,70,5999.1502807221314,353275,755150.17200000002,3313337.3643,1052625.5575000001,59978.060599999997,5635796.1544000003,null,null,null,40,101430,0.33051534283278611,633.2354517598842,1915.9033475799938,939.43240137051191,17051541.710887011,2941.5868819896527,0.31936245266877566]
[10,21,14,17,1125,65,185.02146867459027,294,373.78974306368991,2052.8112117382802,70,6293.1502807221314,353275,755150.17200000002,3500377.3643,1052625.5575000001,59978.060599999997,5822836.1544000003,null,null,null,40,101430,0.32619771023531358,654.74344396217407,2007.1981605568385,925.26570869259592,17850634.666322075,2900.9772272738614,0.31894966289070009]
[10,21,14,18,1195,65,185.02146867459027,294,373.78974306368991,2122.8112117382802,70,6587.1502807221314,353275,755150.17200000002,3687417.3643,1052625.5575000001,59978.060599999997,6009876.1544000003,null,null,null,40,101430,0.322265489820518,676.25143616446405,2098.4295791060172,912.36360160019387,18648835.647119716,2863.9875334590583,0.31856409671527519]
[10,21,14,19,1265,65,185.02146867459027,294,373.78974306368991,2192.8112117382802,70,6881.1502807221314,353275,755150.17200000002,3874457.3643,1052625.5575000001,59978.060599999997,6196916.1544000003,null,null,null,40,101430,0.3186692809022853,697.75942836675392,2189.6036743520012,900.56399026225699,19446230.075441614,2830.1542543927767,0.31820314700672642]
[10,21,14,20,1335,65,185.02146867459027,294,373.78974306368991,2262.8112117382802,70,7175.1502807221314,353275,755150.17200000002,4061497.3643,1052625.5575000001,59978.060599999997,6383956.1544000003,null,null,null,40,101430,0.31536777951785888,719.26742056904391,2280.7257661790168,889.73135120995255,20242892.803320944,2799.0897674193629,0.31786452923596142]
[10,21,14,21,1405,65,185.02146867459027,294,373.78974306368991,2332.8112117382802,70,7469.1502807221314,353275,755150.17200000002,4248537.3642999995,1052625.5575000001,59978.060599999997,6570996.1544000003,null,null,null,40,101430,0.31232618491547337,740.77541277133378,2371.8005359423005,879.75149882324729,21038889.698536545,2770.4674380599886,0.31754623307873653]
[10,21,14,22,1475,65,185.02146867459027,294,373.78974306368991,2402.8112117382802,70,7763.1502807221314,353275,755150.17200000002,4435577.3642999995,1052625.5575000001,59978.060599999997,6758036.1544000003,null,null,null,40,101430,0.30951496813156754,762.28340497362365,2462.832119477966,870.52754487869299,21834278.953283742,2744.0100772414157,0.31724648247423498]
[10,21,14,23,1545,65,185.02146867459027,294,373.78974306368991,2472.8112117382802,70,8057.1502807221314,353275,755150.17200000002,4622617.3642999995,1052625.5575000001,59978.060599999997,6945076.1544000003,null,null,null,40,101430,0.3069089101707374,783.79139717591374,2553.824184315406,861.97674269753259,22629112.170571189,2719.4809247462404,0.31696370246758221]
[10,21,14,24,1615,65,185.02146867459027,294,373.78974306368991,2542.8112117382802,70,8351.1502807221314,353275,755150.17200000002,4809657.3642999995,1052625.5575000001,59978.060599999997,7132116.1544000003,null,null,null,40,101430,0.30448634334938601,805.2993893782035,2644.7799941364019,854.02799789930884,23423435.271175865,2696.6765365034521,0.31669649152903345]
[10,21,14,25,1685,65,185.02146867459027,294,373.78974306368991,2612.8112117382802,70,8645.1502807221314,353275,755150.17200000002,4996697.3642999995,1052625.5575000001,59978.060599999997,7319156.1544000003,null,null,null,40,101430,0.30222854743943578,826.8073815804936,2735.7024628726685,846.61988707384307,24217289.254808314,2675.4211226303373,0.31644359832275287]
[10,21,14,26,1755,65,185.02146867459027,294,373.78974306368991,2682.8112117382802,70,8939.1502807221314,353275,755150.17200000002,5183737.3642999995,1052625.5575000001,59978.060599999997,7506196.1544000003,null,null,null,40,101430,0.30011926497353336,848.31537378278335,2826.5942003343034,839.69906743697788,25010710.842115793,2655.5620023254874,0.31620390211249055]
[10,21,15,10,655,65,185.02146867459027,315,401.20329613966777,1631.2247648142582,72,4537.6610150594261,353275,809089.47,2244537.3643,1129824.5902,61599.089200000002,4699755.5137,null,null,null,40,101430,0.35948581425554005,522.57101113676777,1453.6623989432273,1035.7220378845996,13073549.295622647,3233.0446994869253,0.32035500098373698]
[10,21,15,11,727,65,185.02146867459027,315,401.20329613966777,1703.2247648142582,72,4852.6610150594261,353275,809089.47,2436921.3643,1129824.5902,61599.089200000002,4892139.5137,null,null,null,40,101430,0.35098778990096019,544.69351740198022,1551.8873678075206,1008.1354330263144,13938204.275217911,3152.3805240185561,0.31980131375167076]
[10,21,15,12,799,65,185.02146867459027,315,401.20329613966777,1775.2247648142582,72,5167.6610150594261,353275,809089.47,2629305.3643,1129824.5902,61599.089200000002,5084523.5137,null,null,null,40,101430,0.34352577687293284,566.81602366719267,1649.9956097234965,983.91196692850008,14800995.605134953,3081.5376015448337,0.31929253968384036]
[10,21,15,13,871,65,185.02146867459027,315,401.20329613966777,1847.2247648142582,72,5482.6610150594261,353275,809089.47,2821689.3643,1129824.5902,61599.089200000002,5276907.5137,null,null,null,40,101430,0.33692120664407632,588.93852993240523,1748.0007738265049,962.47196375128317,15662141.205974536,3018.8244723686835,0.31882342698649563]
[10,21,15,14,943,65,185.02146867459027,315,401.20329613966777,1919.2247648142582,72,5797.6610150594261,353275,809089.47,3014073.3643,1129824.5902,61599.089200000002,5469291.5137,null,null,null,40,101430,0.3310343188104774,611.06103619761768,1845.9144610545959,943.36172803831801,16521826.297043566,2962.9170956395069,0.31838951195315363]
[10,21,15,15,1015,65,185.02146867459027,315,401.20329613966777,1991.2247648142582,72,6112.6610150594261,353275,809089.47,3206457.3643,1129824.5902,61599.089200000002,5661675.5137,null,null,null,40,101430,0.32575416171591837,633.18354246283013,1943.7465944487697,926.22108436873748,17380209.308528338,2912.7642100653834,0.31798697648373897]
[10,21,15,16,1087,65,185.02146867459027,315,401.20329613966777,2063.2247648142579,72,6427.6610150594261,353275,809089.47,3398841.3643,1129824.5902,61599.089200000002,5854059.5137,null,null,null,40,101430,0.32099153330897656,655.3060487280427,2041.5057119194021,910.76046170314828,18237426.555771213,2867.5205166303085,0.31761253543650475]
[10,21,15,17,1159,65,185.02146867459027,315,401.20329613966777,2135.2247648142579,72,6742.6610150594261,353275,809089.47,3591225.3643,1129824.5902,61599.089200000002,6046443.5137,null,null,null,40,101430,0.31667390071150409,677.42855499325515,2139.1991997799823,896.74440109659872,19093595.967844769,2826.498586185302,0.31726334677098234]
[10,21,15,18,1231,65,185.02146867459027,315,401.20329613966777,2207.2247648142579,72,7057.6610150594261,353275,809089.47,3783609.3643,1129824.5902,61599.089200000002,6238827.5137,null,null,null,40,101430,0.31274168029670846,699.5510612584676,2236.8334805734244,883.97947994875722,19948820.086366057,2789.1336426829107,0.31693693927783384]
[10,21,15,19,1303,65,185.02146867459027,315,401.20329613966777,2279.2247648142579,72,7372.6610150594261,353275,809089.47,3975993.3643,1129824.5902,61599.089200000002,6431211.5137,null,null,null,40,101430,0.30914547137847576,721.67356752368005,2334.4141652981257,872.30533190261042,20803188.495921221,2754.9573718961415,0.3166311540066527]
[10,21,15,20,1375,65,185.02146867459027,315,401.20329613966777,2351.2247648142579,72,7687.6610150594261,353275,809089.47,4168377.3643,1129824.5902,61599.089200000002,6623595.5137,null,null,null,40,101430,0.30584396999404934,743.7960737888925,2431.9461776649191,861.58787448767976,21656779.807938412,2723.5781673863457,0.31634409645547046]
[10,21,15,21,1447,65,185.02146867459027,315,401.20329613966777,2423.2247648142579,72,8002.6610150594261,353275,809089.47,4360761.3642999995,1129824.5902,61599.089200000002,6815979.5137,null,null,null,40,101430,0.30280237539166382,765.91858005410506,2529.4338562021426,851.7141362005118,22509663.290886108,2694.6660404003637,0.31607409728367203]
[10,21,15,22,1519,65,185.02146867459027,315,401.20329613966777,2495.2247648142579,72,8317.6610150594261,353275,809089.47,4553145.3642999995,1129824.5902,61599.089200000002,7008363.5137,null,null,null,40,101430,0.29999115860775805,788.04108631931751,2626.8810386831783,842.58825901391685,23361900.218233991,2667.9409575623772,0.31581967982671033]
[10,21,15,23,1591,65,185.02146867459027,315,401.20329613966777,2567.2247648142579,72,8632.6610150594261,353275,809089.47,4745529.3642999995,1129824.5902,61599.089200000002,7200747.5137,null,null,null,40,101430,0.29738510064692786,810.16359258453008,2724.2911323469475,834.12837608071902,24213544.989585672,2643.163731015592,0.31557953307728648]
[10,21,15,24,1663,65,185.02146867459027,315,401.20329613966777,2639.2247648142579,72,8947.6610150594261,353275,809089.47,4937913.3642999995,1129824.5902,61599.089200000002,7393131.5137,null,null,null,40,101430,0.29496253382557647,832.28609884974253,2821.6671726243976,826.26414895510527,25064646.068299353,2620.1288321579723,0.31535248908908931]
[10,21,15,25,1735,65,185.02146867459027,315,401.20329613966777,2711.2247648142579,72,9262.6610150594261,353275,809089.47,5130297.3642999995,1129824.5902,61599.089200000002,7585515.5137,null,null,null,40,101430,0.29270473791562623,854.40860511495509,2919.0118725076568,818.93480733173351,25915246.769710358,2598.658671172278,0.31513750398096907]
[10,21,15,26,1807,65,185.02146867459027,315,401.20329613966777,2783.2247648142579,72,9577.6610150594261,353275,809089.47,5322681.3642999995,1129824.5902,61599.089200000002,7777899.5137,null,null,null,40,101430,0.29059545544972382,876.53111138016754,3016.3276642563219,812.0875756113395,26765385.927009143,2578.5990049806137,0.31493364188955969]
[10,21,16,10,675,65,185.02146867459027,336,428.61684921564563,1699.6383178902361,74,4840.1717493967217,353275,863028.76800000004,2297977.3643,1207023.6229000001,63220.117899999997,4885954.8731000004,null,null,null,40,101430,0.35115248092220669,540.95452372739089,1540.5117523496365,1009.4589874215335,13914054.829573445,3171.6440109204727,0.31827625797403691]
[10,21,16,11,749,65,185.02146867459027,336,428.61684921564563,1773.6383178902361,74,5176.1717493967217,353275,863028.76800000004,2495705.3643,1207023.6229000001,63220.117899999997,5083682.8731000004,null,null,null,40,101430,0.34265445656762683,563.69154405552592,1645.0728518228823,982.13179917857747,14836179.059264632,3090.2478680255217,0.31781651217709578]
[10,21,16,12,823,65,185.02146867459027,336,428.61684921564563,1847.6383178902361,74,5512.1717493967217,353275,863028.76800000004,2693433.3643,1207023.6229000001,63220.117899999997,5281410.8731000004,null,null,null,40,101430,0.33519244353959948,586.42856438366096,1749.5279970843987,958.13612369214547,15756354.22243158,3018.7632789494292,0.31739359305628956]
[10,21,16,13,897,65,185.02146867459027,336,428.61684921564563,1921.6383178902361,74,5848.1717493967217,353275,863028.76800000004,2891161.3643,1207023.6229000001,63220.117899999997,5479138.8731000004,null,null,null,40,101430,0.32858787331074296,609.1655847117961,1853.8894286452044,936.89773622970927,16674805.487756845,2955.4830986314014,0.31700324615747572]
[10,21,16,14,971,65,185.02146867459027,336,428.61684921564563,1995.6383178902361,74,6184.1717493967217,353275,863028.76800000004,3088889.3643,1207023.6229000001,63220.117899999997,5676866.8731000004,null,null,null,40,101430,0.32270098547714404,631.90260503993113,1958.1675714612495,917.96720775843858,17591724.626122665,2899.0710273360623,0.3166418480619127]
[10,21,16,15,1045,65,185.02146867459027,336,428.61684921564563,2069.6383178902361,74,6520.1717493967217,353275,863028.76800000004,3286617.3643,1207023.6229000001,63220.117899999997,5874594.8731000004,null,null,null,40,101430,0.31742082838258506,654.63962536806616,2062.3713595096342,900.98774984506713,18507275.981309328,2848.4660854139856,0.31630629357278123]
[10,21,16,16,1119,65,185.02146867459027,336,428.61684921564563,2143.6383178902361,74,6856.1717493967217,353275,863028.76800000004,3484345.3643,1207023.6229000001,63220.117899999997,6072322.8731000004,null,null,null,40,101430,0.31265819997564326,677.37664569620119,2166.5084931371389,885.67251449420507,19421601.204015676,2802.8151711971859,0.31599390626814028]
[10,21,16,17,1193,65,185.02146867459027,336,428.61684921564563,2217.6383178902361,74,7192.1717493967217,353275,863028.76800000004,3682073.3643,1207023.6229000001,63220.117899999997,6270050.8731000004,null,null,null,40,101430,0.30834056737817073,700.11366602433623,2270.5856448842396,871.78825695010107,20334823.038067166,2761.4245193609468,0.31570236696234294]
[10,21,16,18,1267,65,185.02146867459027,336,428.61684921564563,2291.6383178902361,74,7528.1717493967217,353275,863028.76800000004,3879801.3643,1207023.6229000001,63220.117899999997,6467778.8731000004,null,null,null,40,101430,0.30440834696337515,722.85068635247126,2374.6086254311581,859.14337350375013,21247048.373054296,2723.7241555618334,0.31542965602789946]
[10,21,16,19,1341,65,185.02146867459027,336,428.61684921564563,2365.6383178902361,74,7864.1717493967217,353275,863028.76800000004,4077529.3643,1207023.6229000001,63220.117899999997,6665506.8731000004,null,null,null,40,101430,0.30081213804514245,745.5877066806064,2478.5825183979682,847.57900583791968,22158370.724029906,2689.2414610430551,0.31517400654278765]
[10,21,16,20,1415,65,185.02146867459027,336,428.61684921564563,2439.6383178902361,74,8200.1717493967226,353275,863028.76800000004,4275257.3642999995,1207023.6229000001,63220.117899999997,6863234.8731000004,null,null,null,40,101430,0.29751063666071598,768.32472700874143,2582.5117906118644,836.96233235569093,23068872.259915959,2657.5812346886701,0.3149338659646802]
[10,21,16,21,1489,65,185.02146867459027,336,428.61684921564563,2513.6383178902361,74,8536.1717493967226,353275,863028.76800000004,4472985.3642999995,1207023.6229000001,63220.117899999997,7060962.8731000004,null,null,null,40,101430,0.29446904205833047,791.06174733687646,2686.4003828972195,827.18144390561815,23978625.473619882,2628.4104625823666,0.31470786457489863]
[10,21,16,22,1563,65,185.02146867459027,336,428.61684921564563,2587.6383178902361,74,8872.1717493967226,353275,863028.76800000004,4670713.3642999995,1207023.6229000001,63220.117899999997,7258690.8731000004,null,null,null,40,101430,0.29165782527442469,813.79876766501172,2790.2517852874262,818.14138388223762,24887694.565583933,2601.4465473568735,0.31449478933691222]
[10,21,16,23,1637,65,185.02146867459027,336,428.61684921564563,2661.6383178902361,74,9208.1717493967226,353275,863028.76800000004,4868441.3642999995,1207023.6229000001,63220.117899999997,7456418.8731000004,null,null,null,40,101430,0.2890517673135945,836.53578799314664,2894.0690996903072,809.76105529100687,25796136.596538436,2576.448113795982,0.31429356211561904]
[10,21,16,24,1711,65,185.02146867459027,336,428.61684921564563,2735.6383178902361,74,9544.1717493967226,353275,863028.76800000004,5066169.3642999995,1207023.6229000001,63220.117899999997,7654146.8731000004,null,null,null,40,101430,0.28662920049224311,859.27280832128167,2997.8550923828002,801.970781128927,26704002.453160621,2553.2077559521208,0.31410322143168595]
[10,21,16,25,1785,65,185.02146867459027,336,428.61684921564563,2809.6383178902361,74,9880.1717493967226,353275,863028.76800000004,5263897.3642999995,1207023.6229000001,63220.117899999997,7851874.8731000004,null,null,null,40,101430,0.28437140458229293,882.00982864941682,3101.6122382100348,794.7103625573875,27611337.661132906,2531.5462637017795,0.31392290709920273]
[10,21,16,26,1859,65,185.02146867459027,336,428.61684921564563,2883.6383178902361,74,10216.171749396723,353275,863028.76800000004,5461625.3642999995,1207023.6229000001,63220.117899999997,8049602.8731000004,null,null,null,40,101430,0.28226212211639046,904.74684897755174,3205.3427579789836,787.92752026390576,28518183.073012833,2511.3079882189327,0.31375184722871002]
[10,21,17,10,695,65,185.02146867459027,357,456.03040229162349,1768.0518709662138,76,5142.6824837340173,353275,916968.06599999999,2351417.3643,1284222.6555999999,64841.146500000003,5072154.2324000001,null,null,null,40,101430,0.34379953974573602,559.33803631801391,1626.9307304241413,986.28570760118123,14753231.595914936,3117.6215050750766,0.31635838603102978]
[10,21,17,11,771,65,185.02146867459027,357,456.03040229162349,1844.0518709662138,76,5499.6824837340173,353275,916968.06599999999,2554489.3643,1284222.6555999999,64841.146500000003,5275226.2324000001,null,null,null,40,101430,0.33530151539115621,582.68957070907163,1737.807746050051,959.18741637175071,15732783.749228897,3035.563769598868,0.31598328652423657]
[10,21,17,12,847,65,185.02146867459027,357,456.03040229162349,1920.0518709662138,76,5856.6824837340173,353275,916968.06599999999,2757561.3643,1284222.6555999999,64841.146500000003,5478298.2324000001,null,null,null,40,101430,0.32783950236312887,606.04110510012924,1848.5908523276507,935.39273260124435,16710305.478593031,2963.4995897225249,0.31563788159283196]
[10,21,17,13,923,65,185.02146867459027,357,456.03040229162349,1996.0518709662138,76,6213.6824837340173,353275,916968.06599999999,2960633.3643,1284222.6555999999,64841.146500000003,5681370.2324000001,null,null,null,40,101430,0.32123493213427234,629.39263949118686,1959.2907760981245,914.3322413577323,17686028.710174836,2899.7075379245662,0.31531877935943692]
[10,21,17,14,999,65,185.02146867459027,357,456.03040229162349,2072.0518709662138,76,6570.6824837340173,353275,916968.06599999999,3163705.3643,1284222.6555999999,64841.146500000003,5884442.2324000001,null,null,null,40,101430,0.31534804430067342,652.74417388224447,2069.9166704197969,895.56027809972147,18660151.343216177,2842.8401570602309,0.31502308558417741]
[10,21,17,15,1075,65,185.02146867459027,357,456.03040229162349,2148.0518709662138,76,6927.6824837340173,353275,916968.06599999999,3366777.3643,1284222.6555999999,64841.146500000003,6087514.2324000001,null,null,null,40,101430,0.31006788720611439,676.09570827330208,2180.476392977369,878.72304291241687,19632843.269548882,2791.8276263131215,0.31474831563037997]
[10,21,17,16,1151,65,185.02146867459027,357,456.03040229162349,2224.0518709662138,76,7284.6824837340173,353275,916968.06599999999,3569849.3643,1284222.6555999999,64841.146500000003,6290586.2324000001,null,null,null,40,101430,0.30530525879917264,699.44724266435958,2290.9767274085852,863.53609048631404,20604251.158921905,2745.8097488198132,0.31449232448004588]
[10,21,17,17,1227,65,185.02146867459027,357,456.03040229162349,2300.0518709662138,76,7641.6824837340173,353275,916968.06599999999,3772921.3643,1284222.6555999999,64841.146500000003,6493658.2324000001,null,null,null,40,101430,0.30098762620170011,722.7987770554173,2401.4235607514638,849.76812976201495,21574502.295606751,2704.0870001316143,0.31425325062420506]
[10,21,17,18,1303,65,185.02146867459027,357,456.03040229162349,2376.0518709662138,76,7998.6824837340173,353275,916968.06599999999,3975993.3643,1284222.6555999999,64841.146500000003,6696730.2324000001,null,null,null,40,101430,0.29705540578690454,746.15031144647492,2511.8220268367472,837.22916193462618,22543707.678700745,2666.0846831060339,0.31402947072155263]
[10,21,17,19,1379,65,185.02146867459027,357,456.03040229162349,2452.0518709662138,76,8355.6824837340173,353275,916968.06599999999,4179065.3643,1284222.6555999999,64841.146500000003,6899802.2324000001,null,null,null,40,101430,0.29345919686867183,769.50184583753241,2622.1766230141293,825.7616593102515,23511964.545877185,2631.3262698935391,0.31381956268906974]
[10,21,17,20,1455,65,185.02146867459027,357,456.03040229162349,2528.0518709662138,76,8712.6824837340173,353275,916968.06599999999,4382137.3642999995,1284222.6555999999,64841.146500000003,7102874.2324000001,null,null,null,40,101430,0.29015769548424541,792.85338022859003,2732.4913058238685,815.2339128274657,24479358.441911347,2599.4132963201619,0.31362227545021215]
[10,21,17,21,1531,65,185.02146867459027,357,456.03040229162349,2604.0518709662138,76,9069.6824837340173,353275,916968.06599999999,4585209.3642999995,1284222.6555999999,64841.146500000003,7305946.2324000001,null,null,null,40,101430,0.2871161008818599,816.20491461964787,2842.7695699151786,805.53495070424162,25445964.924983408,2570.0100035388368,0.31343650398054523]
[10,21,17,22,1607,65,185.02146867459027,357,456.03040229162349,2680.0518709662138,76,9426.6824837340173,353275,916968.06599999999,4788281.3642999995,1284222.6555999999,64841.146500000003,7509018.2324000001,null,null,null,40,101430,0.28430488409795407,839.55644901070548,2953.0145135369735,796.5706117072267,26411850.982660774,2542.8314686621293,0.3132612685992634]
[10,21,17,23,1683,65,185.02146867459027,357,456.03040229162349,2756.0518709662138,76,9783.6824837340173,353275,916968.06599999999,4991353.3642999995,1284222.6555999999,64841.146500000003,7712090.2324000001,null,null,null,40,101430,0.28169882613712394,862.90798340176298,3063.2288931929061,788.26047812361412,27377076.213600382,2517.6343333583654,0.31309569768701256]
[10,21,17,24,1759,65,185.02146867459027,357,456.03040229162349,2832.0518709662138,76,10140.682483734017,353275,916968.06599999999,5194425.3642999995,1284222.6555999999,64841.146500000003,7915162.2324000001,null,null,null,40,101430,0.27927625931577255,886.25951779282093,3173.4151694961779,780.535456576417,28341693.818980426,2494.2094903058155,0.31293901318638451]
[10,21,17,25,1835,65,185.02146867459027,357,456.03040229162349,2908.0518709662138,76,10497.682483734017,353275,916968.06599999999,5397497.3642999995,1284222.6555999999,64841.146500000003,8118234.2324000001,null,null,null,40,101430,0.27701846340582231,909.61105218387843,3283.5755458340345,773.33585246237658,29305751.438469563,2472.3762615230949,0.31279051837602057]
[10,21,17,26,1911,65,185.02146867459027,357,456.03040229162349,2984.0518709662138,76,10854.682483734017,353275,916968.06599999999,5600569.3642999995,1284222.6555999999,64841.146500000003,8321306.2324000001,null,null,null,40,101430,0.27490918093991989,932.96258657493581,3393.7120011238567,766.60982436911138,30269291.858449746,2451.9777251817873,0.31264958751298433]
[10,21,18,10,715,65,185.02146867459027,378,483.44395536760135,1836.4654240421917,78,5445.193218071312,353275,970907.36399999994,2404857.3643,1361421.6883,66462.175199999998,5258353.5917999996,null,null,null,40,101430,0.33726359203331774,577.72154890863703,1712.9674312772095,965.68723664975687,15591228.095749564,3069.7335487940886,0.31458340644226812]
[10,21,18,11,793,65,185.02146867459027,378,483.44395536760135,1914.4654240421917,78,5823.193218071312,353275,970907.36399999994,2613273.3643,1361421.6883,66462.175199999998,5466769.5917999996,null,null,null,40,101430,0.32876556767873794,601.68759736261723,1830.1417682236493,938.79240943234925,16628169.520250011,2987.0743822700547,0.31428491202114134]
[10,21,18,12,871,65,185.02146867459027,378,483.44395536760135,1992.4654240421917,78,6201.193218071312,353275,970907.36399999994,2821689.3643,1361421.6883,66462.175199999998,5675185.5917999996,null,null,null,40,101430,0.32130355465071059,625.65364581659753,1947.2353690476477,915.1763849648878,17663002.819725361,2914.4836222643685,0.31400978820867553]
[10,21,18,13,949,65,185.02146867459027,378,483.44395536760135,2070.4654240421914,78,6579.193218071312,353275,970907.36399999994,3030105.3643,1361421.6883,66462.175199999998,5883601.5917999996,null,null,null,40,101430,0.31469898442185401,649.61969427057761,2064.2573583896997,894.27402369375284,18695966.250390925,2850.2267742298391,0.31375539370385536]
[10,21,18,14,1027,65,185.02146867459027,378,483.44395536760135,2148.4654240421914,78,6957.193218071312,353275,970907.36399999994,3238521.3643,1361421.6883,66462.175199999998,6092017.5917999996,null,null,null,40,101430,0.30881209658825509,673.5857427245578,2181.2155358106393,875.64300729197294,19727263.468910944,2792.9461769211225,0.31351947077521597]
[10,21,18,15,1105,65,185.02146867459027,378,483.44395536760135,2226.4654240421914,78,7335.193218071312,353275,970907.36399999994,3446937.3643,1361421.6883,66462.175199999998,6300433.5917999996,null,null,null,40,101430,0.30353193949369611,697.551791178538,2298.1166078999245,858.93219230561658,20757069.593047332,2741.5639267934162,0.31330007807267857]
[10,21,18,16,1183,65,185.02146867459027,378,483.44395536760135,2304.4654240421914,78,7713.193218071312,353275,970907.36399999994,3655353.3643,1361421.6883,66462.175199999998,6508849.5917999996,null,null,null,40,101430,0.29876931108675431,721.51783963251819,2414.9663732464455,843.85926914596644,21785536.03148783,2695.2133428812176,0.31309553708422583]
[10,21,18,17,1261,65,185.02146867459027,378,483.44395536760135,2382.4654240421914,78,8091.193218071312,353275,970907.36399999994,3863769.3643,1361421.6883,66462.175199999998,6717265.5917999996,null,null,null,40,101430,0.29445167848928183,745.48388808649838,2531.7698710745653,830.19468337260503,22812794.364925969,2653.1896395987433,0.31290438911036911]
[10,21,18,18,1339,65,185.02146867459027,378,483.44395536760135,2460.4654240421914,78,8469.193218071312,353275,970907.36399999994,4072185.3643,1361421.6883,66462.175199999998,6925681.5917999996,null,null,null,40,101430,0.2905194580744862,769.44993654047869,2648.5315016084041,817.74986276207153,23838959.488928996,2614.9138069822634,0.31272536042241267]
[10,21,18,19,1417,65,185.02146867459027,378,483.44395536760135,2538.4654240421914,78,8847.193218071312,353275,970907.36399999994,4280601.3642999995,1361421.6883,66462.175199999998,7134097.5917999996,null,null,null,40,101430,0.2869232491562535,793.41598499445877,2765.2551242453619,806.36846239676856,24864132.177376028,2579.9057487435912,0.31255733384425705]
[10,21,18,20,1495,65,185.02146867459027,378,483.44395536760135,2616.4654240421914,78,9225.193218071312,353275,970907.36399999994,4489017.3642999995,1361421.6883,66462.175199999998,7342513.5917999996,null,null,null,40,101430,0.28362174777182708,817.38203344843896,2881.9441381696179,795.9197621357099,25888401.187381141,2547.764023089866,0.31239932541728799]
[10,21,18,21,1573,65,185.02146867459027,378,483.44395536760135,2694.4654240421914,78,9603.193218071312,353275,970907.36399999994,4697433.3642999995,1361421.6883,66462.175199999998,7550929.5917999996,null,null,null,40,101430,0.28058015316944157,841.34808190241927,2998.6015489639117,786.293623414129,26911844.998613629,2518.1503672578001,0.31225046511832505]
[10,21,18,22,1651,65,185.02146867459027,378,483.44395536760135,2772.4654240421914,78,9981.193218071312,353275,970907.36399999994,4905849.3642999995,1361421.6883,66462.175199999998,7759345.5917999996,null,null,null,40,101430,0.27776893638553579,865.31413035639935,3115.2300239770752,777.39659199610583,27934533.259016119,2490.7777377791422,0.3121099808324358]
[10,21,18,23,1729,65,185.02146867459027,378,483.44395536760135,2850.4654240421914,78,10359.193218071312,353275,970907.36399999994,5114265.3642999995,1361421.6883,66462.175199999998,7967761.5917999996,null,null,null,40,101430,0.2751628784247056,889.28017881037965,3231.8319386011162,769.14885397482044,28956527.99315932,2465.4009686011368,0.31197718495715276]
[10,21,18,24,1807,65,185.02146867459027,378,483.44395536760135,2928.4654240421914,78,10737.193218071312,353275,970907.36399999994,5322681.3642999995,1361421.6883,66462.175199999998,8176177.5917999996,null,null,null,40,101430,0.27274031160335421,913.24622726435962,3348.4094151527261,761.48183475196356,29977884.617488757,2441.809402035251,0.31185146314747891]
[10,21,18,25,1885,65,185.02146867459027,378,483.44395536760135,3006.4654240421914,78,11115.193218071312,353275,970907.36399999994,5531097.3642999995,1361421.6883,66462.175199999998,8384593.5917999996,null,null,null,40,101430,0.27048251569340404,937.21227571833992,3464.9643557023264,754.33628793347793,30998652.797533665,2419.8210229737783,0.31173226481289729]
[10,21,18,26,1963,65,185.02146867459027,378,483.44395536760135,3084.4654240421914,78,11493.193218071312,353275,970907.36399999994,5739513.3642999995,1361421.6883,66462.175199999998,8593009.5918000005,null,null,null,40,101430,0.26837323322750156,961.17832417232012,3581.4984699220122,747.6607613515165,32018877.175053217,2399.277750346323,0.31161909505625002]
[10,21,19,10,735,65,185.02146867459027,399,510.85750844357915,1904.8789771181696,80,5747.7039524086067,353275,1024846.662,2458297.3643,1438620.7209999999,68083.203899999993,5444552.9511000002,null,null,null,40,101430,0.33141563881694353,596.10506149926027,1798.6630432624731,947.25702579848246,16428171.496566107,3026.9999550628745,0.31293592331051318]
[10,21,19,11,815,65,185.02146867459027,399,510.85750844357915,1984.8789771181696,80,6146.7039524086067,353275,1024846.662,2672057.3643,1438620.7209999999,68083.203899999993,5658312.9511000002,null,null,null,40,101430,0.32291761446236372,620.68562401616293,1922.1175811346282,920.54424532867415,17522466.095723744,2943.7912678519133,0.31270703714003339]
[10,21,19,12,895,65,185.02146867459027,399,510.85750844357915,2064.8789771181696,80,6545.7039524086067,353275,1024846.662,2885817.3643,1438620.7209999999,68083.203899999993,5872072.9511000002,null,null,null,40,101430,0.31545560143433637,645.26618653306571,2045.5055595751758,897.08807392183189,18614578.167035844,2870.719624124762,0.31249588653066046]
[10,21,19,13,975,65,185.02146867459027,399,510.85750844357915,2144.8789771181696,80,6944.7039524086067,353275,1024846.662,3099577.3643,1438620.7209999999,68083.203899999993,6085832.9511000002,null,null,null,40,101430,0.3088510312054798,669.84674904996848,2168.8344262134478,876.32719736282377,19704751.923200902,2806.0385235372582,0.31230048697198082]
[10,21,19,14,1055,65,185.02146867459027,399,510.85750844357915,2224.8789771181696,80,7343.7039524086067,353275,1024846.662,3313337.3643,1438620.7209999999,68083.203899999993,6299592.9511000002,null,null,null,40,101430,0.30296414337188088,694.42731156687125,2292.11055750079,857.82229130609255,20793196.452281706,2748.3809323741962,0.31211913938183983]
[10,21,19,15,1135,65,185.02146867459027,399,510.85750844357915,2304.8789771181696,80,7742.7039524086067,353275,1024846.662,3527097.3643,1438620.7209999999,68083.203899999993,6513352.9511000002,null,null,null,40,101430,0.2976839862773219,719.00787408377403,2415.3394446080397,841.22458913111097,21880091.813406888,2696.6615254303288,0.31195038057172186]
[10,21,19,16,1215,65,185.02146867459027,399,510.85750844357915,2384.8789771181696,80,8141.7039524086067,353275,1024846.662,3740857.3643,1438620.7209999999,68083.203899999993,6727112.9511000002,null,null,null,40,101430,0.29292135787038009,743.5884366006768,2538.52584190778,826.25369215723435,22965593.905602328,2650.0076698345242,0.31179294368186816]
[10,21,19,17,1295,65,185.02146867459027,399,510.85750844357915,2464.8789771181696,80,8540.7039524086067,353275,1024846.662,3954617.3643,1438620.7209999999,68083.203899999993,6940872.9511000002,null,null,null,40,101430,0.28860372527290762,768.16899911757957,2661.6738865417919,812.68159976102777,24049838.388487104,2607.7097522066319,0.31164572632109089]
[10,21,19,18,1375,65,185.02146867459027,399,510.85750844357915,2544.8789771181696,80,8939.7039524086067,353275,1024846.662,4168377.3643,1438620.7209999999,68083.203899999993,7154632.9511000002,null,null,null,40,101430,0.28467150485811199,792.74956163448223,2784.7871954364036,800.3210161339963,25132943.863471065,2569.1848062406643,0.31150776471586666]
[10,21,19,19,1455,65,185.02146867459027,399,510.85750844357915,2624.8789771181696,80,9338.7039524086067,353275,1024846.662,4382137.3642999995,1438620.7209999999,68083.203899999993,7368392.9511000002,null,null,null,40,101430,0.28107529593987929,817.33012415138501,2907.8689445770719,789.01665463207326,26215014.473220814,2533.9494631868415,0.31137821258667103]
[10,21,19,20,1535,65,185.02146867459027,399,510.85750844357915,2704.8789771181696,80,9737.7039524086067,353275,1024846.662,4595897.3642999995,1438620.7209999999,68083.203899999993,7582152.9511000002,null,null,null,40,101430,0.27777379455545287,841.91068666828767,3030.9219342151241,778.63867993782299,27296142.039832018,2501.5995514553574,0.31125632377285717]
[10,21,19,21,1615,65,185.02146867459027,399,510.85750844357915,2784.8789771181696,80,10136.703952408607,353275,1024846.662,4809657.3642999995,1438620.7209999999,68083.203899999993,7795912.9511000002,null,null,null,40,101430,0.27473219995306736,866.49124918519055,3153.9486428355094,769.07769899665993,28376407.834467672,2471.7945134705692,0.31114143785230031]
[10,21,19,22,1695,65,185.02146867459027,399,510.85750844357915,2864.8789771181696,80,10535.703952408607,353275,1024846.662,5023417.3642999995,1438620.7209999999,68083.203899999993,8009672.9511000002,null,null,null,40,101430,0.27192098316916158,891.07181170209333,3276.9512720824459,760.24089014931349,29455884.050499905,2444.2453628670378,0.31103296817041731]
[10,21,19,23,1775,65,185.02146867459027,399,510.85750844357915,2944.8789771181696,80,10934.703952408607,353275,1024846.662,5237177.3642999995,1438620.7209999999,68083.203899999993,8223432.9511000002,null,null,null,40,101430,0.26931492520833139,915.65237421899599,3399.9317843624281,752.04897973642619,30534635.036537379,2418.7052778386428,0.31093039182039484]
[10,21,19,24,1855,65,185.02146867459027,399,510.85750844357915,3024.8789771181696,80,11333.703952408607,353275,1024846.662,5450937.3642999995,1438620.7209999999,68083.203899999993,8437192.9510999992,null,null,null,40,101430,0.26689235838698,940.23293673589887,3522.8919344802302,744.43385733008404,31612718.333790842,2394.9621810847816,0.31083324121339478]
[10,21,19,25,1935,65,185.02146867459027,399,510.85750844357915,3104.8789771181696,80,11732.703952408607,353275,1024846.662,5664697.3642999995,1438620.7209999999,68083.203899999993,8650952.9510999992,null,null,null,40,101430,0.26463456247702977,964.81349925280165,3645.8332963841308,737.33667756551608,32690185.553066831,2372.832833500263,0.31074109695196711]
[10,21,19,26,2015,65,185.02146867459027,399,510.85750844357915,3184.8789771181696,80,12131.703952408607,353275,1024846.662,5878457.3642999995,1438620.7209999999,68083.203899999993,8864712.9510999992,null,null,null,40,101430,0.26252528001112735,989.39406176970442,3768.7572858803092,730.70633654629989,33767083.119587652,2352.1580931572603,0.31065358177752656]
[10,21,20,10,755,65,185.02146867459027,420,538.27106151955707,1973.2925301941473,82,6050.2146867459023,353275,1078785.96,2511737.3643,1515819.7535999999,69704.232499999998,5630752.3104999997,null,null,null,40,101430,0.32615248092220661,614.48857408988329,1884.0530427743399,930.66983603233541,17264171.330394618,2988.6378900366517,0.31140267582598374]
[10,21,20,11,837,65,185.02146867459027,420,538.27106151955707,2055.2925301941473,82,6470.2146867459023,353275,1078785.96,2730841.3643,1515819.7535999999,69704.232499999998,5849856.3104999997,null,null,null,40,101430,0.31765445656762681,639.68365066970864,2013.7720011289177,904.12089763536642,18415785.421945862,2904.9248411413087,0.31123727706502335]
[10,21,20,12,919,65,185.02146867459027,420,538.27106151955707,2137.2925301941473,82,6890.2146867459023,353275,1078785.96,2949945.3643,1515819.7535999999,69704.232499999998,6068960.3104999997,null,null,null,40,101430,0.31019244353959946,664.87872724953399,2143.4394715184444,880.80859398308144,19565145.563255694,2831.4120324447022,0.31108456978003746]
[10,21,20,13,1001,65,185.02146867459027,420,538.27106151955707,2219.2925301941473,82,7310.2146867459023,353275,1078785.96,3169049.3643,1515819.7535999999,69704.232499999998,6288064.3104999997,null,null,null,40,101430,0.30358787331074294,690.07380382935935,2273.0611611848594,860.17505366498756,20712501.595997456,2766.3418907727541,0.31094314716996346]
[10,21,20,14,1083,65,185.02146867459027,420,538.27106151955707,2301.2925301941473,82,7730.2146867459023,353275,1078785.96,3388153.3643,1515819.7535999999,69704.232499999998,6507168.3104999997,null,null,null,40,101430,0.29770098547714402,715.26888040918459,2402.6419639249038,841.78364691880017,21858067.752260849,2708.3387405105782,0.31081180294312316]
[10,21,20,15,1165,65,185.02146867459027,420,538.27106151955707,2383.2925301941473,82,8150.2146867459023,353275,1078785.96,3607257.3643,1515819.7535999999,69704.232499999998,6726272.3104999997,null,null,null,40,101430,0.29242082838258499,740.46395698901006,2532.1861000278464,825.28774627405596,23002028.78050125,2656.3104150995332,0.31068949682340946]
[10,21,20,16,1247,65,185.02146867459027,420,538.27106151955707,2465.2925301941473,82,8570.2146867459014,353275,1078785.96,3826361.3643,1515819.7535999999,69704.232499999998,6945376.3104999997,null,null,null,40,101430,0.28765819997564324,765.65903356883518,2661.6972282857414,810.40867286737557,24144544.848929457,2609.3787966061741,0.31057532694042511]
[10,21,20,17,1329,65,185.02146867459027,420,538.27106151955707,2547.2925301941473,82,8990.2146867459014,353275,1078785.96,4045465.3643,1515819.7535999999,69704.232499999998,7164480.3104999997,null,null,null,40,101430,0.28334056737817076,790.85411014866054,2791.1785363693384,796.91982451060824,25285755.501830075,2566.8298237179506,0.31046850755236344]
[10,21,20,18,1411,65,185.02146867459027,420,538.27106151955707,2629.2925301941473,82,9410.2146867459014,353275,1078785.96,4264569.3642999995,1515819.7535999999,69704.232499999998,7383584.3104999997,null,null,null,40,101430,0.27940834696337513,816.04918672848589,2920.6328142926009,784.63505416872874,26425782.875563405,2528.0768860575158,0.3103683509374397]
[10,21,20,19,1493,65,185.02146867459027,420,538.27106151955707,2711.2925301941473,82,9830.2146867459014,353275,1078785.96,4483673.3642999995,1515819.7535999999,69704.232499999998,7602688.3104999997,null,null,null,40,101430,0.27581213804514243,841.24426330831125,3050.062514546129,773.40002764384769,27564734.330981106,2492.6336015134339,0.31027425257136393]
[10,21,20,20,1575,65,185.02146867459027,420,538.27106151955707,2793.2925301941473,82,10250.214686745901,353275,1078785.96,4702777.3642999995,1515819.7535999999,69704.232499999998,7821792.3104999997,null,null,null,40,101430,0.27251063666071601,866.4393398881366,3179.4698016388979,763.08570595972503,28702704.622178126,2460.09328550389,0.31018567891559673]
[10,21,20,21,1657,65,185.02146867459027,420,538.27106151955707,2875.2925301941473,82,10670.214686745901,353275,1078785.96,4921881.3642999995,1515819.7535999999,69704.232499999998,8040896.3104999997,null,null,null,40,101430,0.2694690420583305,891.63441646796207,3308.8565931627677,753.58336702093777,29839777.694142945,2430.1132684594086,0.31010215729519408]
[10,21,20,22,1739,65,185.02146867459027,420,538.27106151955707,2957.2925301941473,82,11090.214686745901,353275,1078785.96,5140985.3642999995,1515819.7535999999,69704.232499999998,8260000.3104999997,null,null,null,40,101430,0.26665782527442472,916.82949304778731,3438.2245940251464,744.80075848720048,30976028.181335572,2402.4027763713407,0.31002326746065839]
[10,21,20,23,1821,65,185.02146867459027,420,538.27106151955707,3039.2925301941473,82,11510.214686745901,353275,1078785.96,5360089.3642999995,1515819.7535999999,69704.232499999998,8479104.3104999997,null,null,null,40,101430,0.26405176731359453,942.02456962761266,3567.5753251400911,736.65909292187132,32111522.663676169,2376.7134643867066,0.30994863451575588]
[10,21,20,24,1903,65,185.02146867459027,420,538.27106151955707,3121.2925301941473,82,11930.214686745901,353275,1078785.96,5579193.3642999995,1515819.7535999999,69704.232499999998,8698208.3104999997,null,null,null,40,101430,0.26162920049224314,967.21964620743802,3696.9101475969014,729.09067765039288,33246320.724555846,2352.831949710308,0.30987792296010014]
[10,21,20,25,1985,65,185.02146867459027,420,538.27106151955707,3203.2925301941473,82,12350.214686745901,353275,1078785.96,5798297.3642999995,1515819.7535999999,69704.232499999998,8917312.3104999997,null,null,null,40,101430,0.25937140458229291,992.41472278726337,3826.2302831166248,722.03702823435037,34380475.846345544,2330.5738679196056,0.30981083164674766]
[10,21,20,26,2067,65,185.02146867459027,420,538.27106151955707,3285.2925301941473,82,12770.214686745901,353275,1078785.96,6017401.3642999995,1515819.7535999999,69704.232499999998,9136416.3104999997,null,null,null,40,101430,0.25726212211639049,1017.6097993670887,3955.5368314450188,715.44735422160511,35514036.171795018,2309.7791020028412,0.30974708949493523]
[10,21,21,10,775,65,185.02146867459027,441,565.68461459553487,2041.7060832701252,84,6352.725421083197,353275,1132725.2579999999,2565177.3643,1593018.7863,71325.261199999994,5816951.6698000003,null,null,null,40,101430,0.32139057616030192,632.87208668050641,1969.1681512305609,915.66237862486923,18099322.448453989,2954.0147021901707,0.30997218055346076]
[10,21,21,11,859,65,185.02146867459027,441,565.68461459553487,2125.7060832701254,84,6793.725421083197,353275,1132725.2579999999,2789625.3643,1593018.7863,71325.261199999994,6041399.6698000003,null,null,null,40,101430,0.31289255180572212,658.68167732325446,2105.1369664185427,889.26167829380256,19308224.612425022,2869.8368639157538,0.3098648879575851]
[10,21,21,12,943,65,185.02146867459027,441,565.68461459553487,2209.7060832701254,84,7234.725421083197,353275,1132725.2579999999,3014073.3643,1593018.7863,71325.261199999994,6265847.6698000003,null,null,null,40,101430,0.30543053877769477,684.49126796600217,2241.0701651029199,866.07954070516473,20514804.102088373,2795.9176679914253,0.30976575262581046]
[10,21,21,13,1027,65,185.02146867459027,441,565.68461459553487,2293.7060832701254,84,7675.725421083197,353275,1132725.2579999999,3238521.3643,1593018.7863,71325.261199999994,6490295.6698000003,null,null,null,40,101430,0.29882596854883819,710.30085860875022,2376.9716603216266,845.56120936694538,21719316.100063045,2730.4892936508618,0.30967387835327087]
[10,21,21,14,1111,65,185.02146867459027,441,565.68461459553487,2377.7060832701254,84,8116.725421083197,353275,1132725.2579999999,3462969.3643,1593018.7863,71325.261199999994,6714743.6698000003,null,null,null,40,101430,0.29293908071523933,736.11044925149804,2512.8448121507472,827.2724924731549,22921979.728430271,2672.1680691743777,0.30958849558020429]
[10,21,21,15,1195,65,185.02146867459027,441,565.68461459553487,2461.7060832701254,84,8557.7254210831979,353275,1132725.2579999999,3687417.3643,1593018.7863,71325.261199999994,6939191.6698000003,null,null,null,40,101430,0.28765892362068024,761.92003989424597,2648.6925220472122,810.86869797481575,24122984.20114385,2619.855499292275,0.30950893978460375]
[10,21,21,16,1279,65,185.02146867459027,441,565.68461459553487,2545.7060832701254,84,8998.7254210831979,353275,1132725.2579999999,3911865.3643,1593018.7863,71325.261199999994,7163639.6698000003,null,null,null,40,101430,0.28289629521373849,787.72963053699402,2784.5173085134802,796.07270303369364,25322493.75838352,2572.6683931600473,0.30943463415269995]
[10,21,21,17,1363,65,185.02146867459027,441,565.68461459553487,2629.7060832701254,84,9439.7254210831979,353275,1132725.2579999999,4136313.3643,1593018.7863,71325.261199999994,7388087.6698000003,null,null,null,40,101430,0.27857866261626596,813.53922117974184,2920.3213682605997,782.65917071260958,26520651.655208036,2529.8885766877784,0.30936507557075704]
[10,21,21,18,1447,65,185.02146867459027,441,565.68461459553487,2713.7060832701254,84,9880.7254210831979,353275,1132725.2579999999,4360761.3642999995,1593018.7863,71325.261199999994,7612535.6698000003,null,null,null,40,101430,0.27464644220147039,839.34881182248978,3056.1066260118341,770.44299334301024,27717583.409420036,2490.9260707810909,0.3092998232185265]
[10,21,21,19,1531,65,185.02146867459027,441,565.68461459553487,2797.7060832701254,84,10321.725421083198,353275,1132725.2579999999,4585209.3642999995,1593018.7863,71325.261199999994,7836983.6698000003,null,null,null,40,101430,0.27105023328323768,865.15840246523783,3191.8747753342777,759.27069846402424,28913399.464336008,2455.2917083029879,0.30923848921756253]
[10,21,21,20,1615,65,185.02146867459027,441,565.68461459553487,2881.7060832701254,84,10762.725421083198,353275,1132725.2579999999,4809657.3642999995,1593018.7863,71325.261199999994,8061431.6698000003,null,null,null,40,101430,0.26774873189881121,890.96799310798531,3327.6273123291721,749.01396759858847,30108197.385847289,2422.5764826341438,0.30918073091511317]
[10,21,21,21,1699,65,185.02146867459027,441,565.68461459553487,2965.7060832701254,84,11203.725421083198,353275,1132725.2579999999,5034105.3642999995,1593018.7863,71325.261199999994,8285879.6698000003,null,null,null,40,101430,0.26470713729642575,916.77758375073347,3463.3655635968094,739.56468570956997,31302063.686106719,2392.4357731427517,0.30912624447930859]
[10,21,21,22,1783,65,185.02146867459027,441,565.68461459553487,3049.7060832701254,84,11644.725421083198,353275,1132725.2579999999,5258553.3642999995,1593018.7863,71325.261199999994,8510327.6698000003,null,null,null,40,101430,0.26189592051251992,942.5871743934814,3599.0907095798807,730.8311155548123,32495075.345829524,2364.5771547706058,0.30907475955281832]
[10,21,21,23,1867,65,185.02146867459027,441,565.68461459553487,3133.7060832701254,84,12085.725421083198,353275,1132725.2579999999,5483001.3642999995,1593018.7863,71325.261199999994,8734775.6698000003,null,null,null,40,101430,0.25928986255168979,968.39676503622934,3734.8038041524978,722.73490961346442,33687301.091759518,2338.75087631325,0.3090260347663733]
[10,21,21,24,1951,65,185.02146867459027,441,565.68461459553487,3217.7060832701254,84,12526.725421083198,353275,1132725.2579999999,5707449.3642999995,1593018.7863,71325.261199999994,8959223.6698000003,null,null,null,40,101430,0.2568672957303384,994.20635567897716,3870.5057911409012,715.20875317829086,34878802.474041648,2314.7423497792579,0.30897985395501826]
[10,21,21,25,2035,65,185.02146867459027,441,565.68461459553487,3301.7060832701254,84,12967.725421083198,353275,1132725.2579999999,5931897.3642999995,1593018.7863,71325.261199999994,9183671.6698000003,null,null,null,40,101430,0.25460949982038816,1020.0159463217251,4006.1975183223153,708.19448836329536,36069634.779135294,2292.3661721166413,0.30893602295194778]
[10,21,21,26,2119,65,185.02146867459027,441,565.68461459553487,3385.7060832701254,84,13408.725421083198,353275,1132725.2579999999,6156345.3642999995,1593018.7863,71325.261199999994,9408119.6698000003,null,null,null,40,101430,0.25250021735448569,1045.825536964473,4141.8797493399215,701.64160830878564,37259847.806830324,2271.461326543596,0.30889436685961519]
[10,21,22,10,795,65,185.02146867459027,462,593.09816767151278,2110.1196363461031,86,6655.2361554204927,353275,1186664.5560000001,2618617.3643,1670217.8189999999,72946.289900000003,6003151.0291999998,null,null,null,40,101430,0.31706157183129757,651.25559927112954,2054.0351058930924,902.01923552717267,18933707.401032362,2922.6136456684508,0.30863444330523743]
[10,21,22,11,881,65,185.02146867459027,462,593.09816767151278,2196.1196363461031,86,7117.2361554204927,353275,1186664.5560000001,2848409.3643,1670217.8189999999,72946.289900000003,6232943.0291999998,null,null,null,40,101430,0.30856354747671771,677.67970397680006,2196.2403191126573,875.75329707419894,20199868.32577977,2838.0059208108319,0.30858050388562686]
[10,21,22,12,967,65,185.02146867459027,462,593.09816767151278,2282.1196363461031,86,7579.2361554204927,353275,1186664.5560000001,3078201.3643,1670217.8189999999,72946.289900000003,6462735.0291999998,null,null,null,40,101430,0.30110153444869037,704.10380868247057,2338.4265044403301,852.68949227069481,21463640.29993505,2763.7109898016479,0.3085306298007276]
[10,21,22,13,1053,65,185.02146867459027,462,593.09816767151278,2368.1196363461031,86,8041.2361554204927,353275,1186664.5560000001,3307993.3643,1670217.8189999999,72946.289900000003,6692527.0291999998,null,null,null,40,101430,0.29449696421983385,730.52791338814109,2480.5957349116243,832.27589636872528,22725283.592972476,2697.9515182483478,0.30848437814371205]
[10,21,22,14,1139,65,185.02146867459027,462,593.09816767151278,2454.1196363461031,86,8503.2361554204927,353275,1186664.5560000001,3537785.3643,1670217.8189999999,72946.289900000003,6922319.0291999998,null,null,null,40,101430,0.28861007638623493,756.95201809381149,2622.7497929795559,814.08053388620465,23985021.991752427,2639.3364123770048,0.30844136809109457]
[10,21,22,15,1225,65,185.02146867459027,462,593.09816767151278,2540.1196363461031,86,8965.2361554204927,353275,1186664.5560000001,3767577.3643,1670217.8189999999,72946.289900000003,7152111.0291999998,null,null,null,40,101430,0.28332991929167595,783.376122799482,2764.8902197054244,797.76047224823378,25243048.976421025,2586.7613036466919,0.30840127039305459]
[10,21,22,16,1311,65,185.02146867459027,462,593.09816767151278,2626.1196363461031,86,9427.2361554204927,353275,1186664.5560000001,3997369.3643,1670217.8189999999,72946.289900000003,7381903.0291999998,null,null,null,40,101430,0.27856729088473414,809.80022750515241,2907.0183542842165,783.04000318489204,26499532.682821989,2539.3382942650214,0.30836379892878069]
[10,21,22,17,1397,65,185.02146867459027,462,593.09816767151278,2712.1196363461031,86,9889.2361554204927,353275,1186664.5560000001,4227161.3642999995,1670217.8189999999,72946.289900000003,7611695.0291999998,null,null,null,40,101430,0.27424965828726161,836.22433221082292,3049.1353660500217,769.69493998715632,27754619.920774363,2496.3453948014458,0.308328703868471]
[10,21,22,18,1483,65,185.02146867459027,462,593.09816767151278,2798.1196363461031,86,10351.236155420493,353275,1186664.5560000001,4456953.3642999995,1670217.8189999999,72946.289900000003,7841487.0291999998,null,null,null,40,101430,0.27031743787246604,862.64843691649355,3191.2422805793435,757.54111986508451,29008439.451341476,2457.1895016825974,0.30829576609632547]
[10,21,22,19,1569,65,185.02146867459027,462,593.09816767151278,2884.1196363461031,86,10813.236155420493,353275,1186664.5560000001,4686745.3642999995,1670217.8189999999,72946.289900000003,8071279.0291999998,null,null,null,40,101430,0.26672122895423334,889.07254162216395,3333.3400011242443,746.42585375509407,30261104.677761298,2421.3788651751611,0.308264792631325]
[10,21,22,20,1655,65,185.02146867459027,462,593.09816767151278,2970.1196363461031,86,11275.236155420493,353275,1186664.5560000001,4916537.3642999995,1670217.8189999999,72946.289900000003,8301071.0291999998,null,null,null,40,101430,0.26341972756980692,915.49664632783424,3475.429326321907,736.22147817937355,31512715.868880346,2388.5023258264114,0.30823561284356055]
[10,21,22,21,1741,65,185.02146867459027,462,593.09816767151278,3056.1196363461031,86,11737.236155420493,353275,1186664.5560000001,5146329.3642999995,1670217.8189999999,72946.289900000003,8530863.0292000007,null,null,null,40,101430,0.26037813296742141,941.92075103350476,3617.5109649140859,726.82042997196311,32763362.007179681,2358.2134544733294,0.30820807530940292]
[10,21,22,22,1827,65,185.02146867459027,462,593.09816767151278,3142.1196363461031,86,12199.236155420493,353275,1186664.5560000001,5376121.3642999995,1670217.8189999999,72946.289900000003,8760655.0292000007,null,null,null,40,101430,0.25756691618351563,968.34485573917527,3759.5855480493178,718.13144016173237,34013122.333317272,2330.218295926451,0.30818204518311743]
[10,21,22,23,1913,65,185.02146867459027,462,593.09816767151278,3228.1196363461031,86,12661.236155420493,353275,1186664.5560000001,5605913.3642999995,1670217.8189999999,72946.289900000003,8990447.0292000007,null,null,null,40,101430,0.25496085822268544,994.7689604448459,3901.6536396186916,710.07656115127656,35262067.643782578,2304.2657958854156,0.30815740198861441]
[10,21,22,24,1999,65,185.02146867459027,462,593.09816767151278,3314.1196363461031,86,13123.236155420493,353275,1186664.5560000001,5835705.3642999995,1670217.8189999999,72946.289900000003,9220239.0292000007,null,null,null,40,101430,0.25253829140133405,1021.1930651505163,4043.715744982354,702.58882184001664,36510261.386509433,2280.1402498694747,0.30813403775501791]
[10,21,22,25,2085,65,185.02146867459027,462,593.09816767151278,3400.1196363461031,86,13585.236155420493,353275,1186664.5560000001,6065497.3642999995,1670217.8189999999,72946.289900000003,9450031.0292000007,null,null,null,40,101430,0.25028049549138381,1047.6171698561866,4185.7723183716962,695.61036120779124,37757760.59021955,2257.6552928328747,0.30811185543517977]
[10,21,22,26,2171,65,185.02146867459027,462,593.09816767151278,3486.1196363461031,86,14047.236155420493,353275,1186664.5560000001,6295289.3642999995,1670217.8189999999,72946.289900000003,9679823.0292000007,null,null,null,40,101430,0.24817121302548137,1074.0412745618573,4327.8237691958993,689.09093020622288,39004616.656208642,2236.6490747759085,0.30809076755827841]
[10,22,8,10,535,65,203.06211074490176,176,219.75168292248102,1208.8137936673827,60,2572.2484429796068,353275,452062.68800000002,1972101.9598999999,618840.51679999998,51872.917200000004,3549583.0819000001,null,null,null,40,101430,0.46994441651488889,410.23691469748621,872.94773654255982,1379.9534378567778,7553197.6914103702,4066.203431570952,0.33937147048337457]
[10,22,8,11,595,65,203.06211074490176,176,219.75168292248102,1268.8137936673827,60,2748.2484429796068,353275,452062.68800000002,2132421.9599000001,618840.51679999998,51872.917200000004,3709903.0819000001,null,null,null,40,101430,0.46168089239113885,428.67233658516329,928.50352624511368,1349.9154675729517,8035643.5430912301,3995.5724206179079,0.33785283445424064]
[10,22,8,12,655,65,203.06211074490176,176,219.75168292248102,1328.8137936673827,60,2924.2484429796068,353275,452062.68800000002,2292741.9599000001,618840.51679999998,51872.917200000004,3870223.0819000001,null,null,null,40,101430,0.45441207188039517,447.10775847284037,983.92579365832228,1323.4932521560866,8516990.0216254052,3933.4501716045311,0.33647134053212319]
[10,22,8,13,715,65,203.06211074490176,176,219.75168292248102,1388.8137936673827,60,3100.2484429796068,353275,452062.68800000002,2453061.9599000001,618840.51679999998,51872.917200000004,4030543.0819000001,null,null,null,40,101430,0.44796854807307396,465.54318036051745,1039.2318442065639,1300.0709962578844,8997379.6134767439,3878.3868146272061,0.33520921413890697]
[10,22,8,14,775,65,203.06211074490176,176,219.75168292248102,1448.8137936673827,60,3276.2484429796068,353275,452062.68800000002,2613381.9599000001,618840.51679999998,51872.917200000004,4190863.0819000001,null,null,null,40,101430,0.44221731620259819,483.97860224819453,1094.4361166229496,1279.1652265846001,9476931.2018334512,3829.2441360972284,0.33405162510435477]
[10,22,8,15,835,65,203.06211074490176,176,219.75168292248102,1508.8137936673827,60,3452.2484429796068,353275,452062.68800000002,2773701.9599000001,618840.51679999998,51872.917200000004,4351183.0818999996,null,null,null,40,101430,0.43705249450851752,502.41402413587161,1149.5507529383985,1260.3910621670038,9955744.759687338,3785.116116699739,0.33298610222450586]
[10,22,8,16,895,65,203.06211074490176,176,219.75168292248102,1568.8137936673827,60,3628.2484429796068,353275,452062.68800000002,2934021.9599000001,618840.51679999998,51872.917200000004,4511503.0818999996,null,null,null,40,101430,0.43238874578804593,520.84944602354869,1204.5860376737594,1243.4383016523793,10433904.965979297,3745.272600555671,0.3320020821629634]
[10,22,8,17,955,65,203.06211074490176,176,219.75168292248102,1628.8137936673827,60,3804.2484429796068,353275,452062.68800000002,3094341.9599000001,618840.51679999998,51872.917200000004,4671823.0818999996,null,null,null,40,101430,0.42815652502223134,539.28486791122577,1259.5507399618032,1228.0541483910902,10911484.022505263,3709.1186037119305,0.33109055805390131]
[10,22,8,18,1015,65,203.06211074490176,176,219.75168292248102,1688.8137936673827,60,3980.2484429796068,353275,452062.68800000002,3254661.9599000001,618840.51679999998,51872.917200000004,4832143.0818999996,null,null,null,40,101430,0.4242985878547671,557.72028979890285,1314.4523827399694,1214.0305187316696,11388543.870349726,3676.1644205314415,0.33024380301144535]
[10,22,8,19,1075,65,203.06211074490176,176,219.75168292248102,1748.8137936673827,60,4156.2484429796068,353275,452062.68800000002,3414981.9599000001,618840.51679999998,51872.917200000004,4992463.0818999996,null,null,null,40,101430,0.42076738618003823,576.15571168657993,1369.2974565287579,1201.1945749644274,11865137.950057929,3646.0033268210491,0.32945515055570429]
[10,22,8,20,1135,65,203.06211074490176,176,219.75168292248102,1808.8137936673827,60,4332.2484429796068,353275,452062.68800000002,3575301.9599000001,618840.51679999998,51872.917200000004,5152783.0818999996,null,null,null,40,101430,0.41752309856526326,594.59113357425701,1424.0915906627765,1189.4015658916142,12341312.611489009,3618.2947190309096,0.32871881873961128]
[10,22,8,21,1195,65,203.06211074490176,176,219.75168292248102,1868.8137936673827,60,4508.2484429796068,353275,452062.68800000002,3735621.9599000001,618840.51679999998,51872.917200000004,5313103.0818999996,null,null,null,40,101430,0.41453212202126111,613.02655546193409,1478.8396915366004,1178.5293444031886,12817108.252081238,3592.7512037432734,0.3280297681551908]
[10,22,8,22,1255,65,203.06211074490176,176,219.75168292248102,1928.8137936673827,60,4684.2484429796068,353275,452062.68800000002,3895941.9599000001,618840.51679999998,51872.917200000004,5473423.0818999996,null,null,null,40,101430,0.4117659037829518,631.46197734961117,1533.5460550479781,1168.4741209904441,13292560.24266783,3569.1285983192802,0.3273835864419915]
[10,22,8,23,1315,65,203.06211074490176,176,219.75168292248102,1988.8137936673827,60,4860.2484429796068,353275,452062.68800000002,4056261.9599000001,618840.51679999998,51872.917200000004,5633743.0818999996,null,null,null,40,101430,0.40920002691223073,649.89739923728814,1588.2144586874247,1159.1471399058048,13767699.685708556,3547.2181046427718,0.32677639370092765]
[10,22,8,24,1375,65,203.06211074490176,176,219.75168292248102,2048.8137936673829,60,5036.2484429796068,353275,452062.68800000002,4216581.9599000001,618840.51679999998,51872.917200000004,5794063.0818999996,null,null,null,40,101430,0.4068134876315273,668.33282112496522,1642.8482374466157,1150.4720522650582,14242554.040291417,3526.8401242690743,0.32620476452798935]
[10,22,8,25,1435,65,203.06211074490176,176,219.75168292248102,2108.8137936673829,60,5212.2484429796068,353275,452062.68800000002,4376901.9599000001,618840.51679999998,51872.917200000004,5954383.0818999996,null,null,null,40,101430,0.4045881190693722,686.76824301264242,1697.4503467683057,1142.3828213583006,14717147.64043897,3507.8393269339022,0.32566566335774089]
[10,22,8,26,1495,65,203.06211074490176,176,219.75168292248102,2168.8137936673829,60,5388.2484429796068,353275,452062.68800000002,4537221.9599000001,618840.51679999998,51872.917200000004,6114703.0818999996,null,null,null,40,101430,0.40250812794149243,705.20366490031938,1752.0234150472261,1134.8220384823474,15191502.127381314,3490.0806857918788,0.32515639053910955]
[10,22,9,10,555,65,203.06211074490176,198,248.47064328779118,1279.532754032693,62,2893.779498352058,353275,508570.52399999998,2025541.9598999999,699715.69389999995,53493.945899999999,3742027.1236999999,null,null,null,40,101430,0.4421666387371111,429.20320690531872,970.68202189831027,1293.1279407437039,8462934.0973305684,3855.0493768827255,0.33543745211101667]
[10,22,9,11,617,65,203.06211074490176,198,248.47064328779118,1341.532754032693,62,3091.779498352058,353275,508570.52399999998,2191205.9599000001,699715.69389999995,53493.945899999999,3907691.1236999999,null,null,null,40,101430,0.43390311461336106,448.25314285591844,1033.0719641303895,1263.8970941340333,9005907.0609630905,3782.5933326529948,0.33413507162494116]
[10,22,9,12,679,65,203.06211074490176,198,248.47064328779118,1403.532754032693,62,3289.779498352058,353275,508570.52399999998,2356869.9599000001,699715.69389999995,53493.945899999999,4073355.1236999999,null,null,null,40,101430,0.42663429410261738,467.30307880651804,1095.3246967392608,1238.1848466472607,9547650.4818681795,3718.8562768616152,0.33294775448869429]
[10,22,9,13,741,65,203.06211074490176,198,248.47064328779118,1465.532754032693,62,3487.779498352058,353275,508570.52399999998,2522533.9599000001,699715.69389999995,53493.945899999999,4239019.1237000003,null,null,null,40,101430,0.42019077029529617,486.35301475711759,1157.4576338631255,1215.3919494260576,10088320.409063965,3662.353592608149,0.33186089728723189]
[10,22,9,14,803,65,203.06211074490176,198,248.47064328779118,1527.532754032693,62,3685.779498352058,353275,508570.52399999998,2688197.9599000001,699715.69389999995,53493.945899999999,4404683.1237000003,null,null,null,40,101430,0.4144395384248204,505.40295070771731,1219.4853623971924,1195.0479201590097,10628047.556493836,3611.9196338789002,0.3308622675182914]
[10,22,9,15,865,65,203.06211074490176,198,248.47064328779118,1589.532754032693,62,3883.779498352058,353275,508570.52399999998,2853861.9599000001,699715.69389999995,53493.945899999999,4570347.1237000003,null,null,null,40,101430,0.40927471673073973,524.45288665831697,1281.4201933791883,1176.7782196722567,11166942.244021291,3566.6264253398745,0.32994154120307623]
[10,22,9,16,927,65,203.06211074490176,198,248.47064328779118,1651.532754032693,62,4081.779498352058,353275,508570.52399999998,3019525.9599000001,699715.69389999995,53493.945899999999,4736011.1237000003,null,null,null,40,101430,0.40461096801026819,543.50282260891663,1343.2725891778684,1160.2809817586719,11705098.225488922,3525.7260230173802,0.32908994464796287]
[10,22,9,17,989,65,203.06211074490176,198,248.47064328779118,1713.532754032693,62,4279.779498352058,353275,508570.52399999998,3185189.9599000001,699715.69389999995,53493.945899999999,4901675.1237000003,null,null,null,40,101430,0.4003787472444536,562.55275855951618,1405.0514979408892,1145.3102024433151,12242595.685723545,3488.6088736631909,0.32829997397807725]
[10,22,9,18,1051,65,203.06211074490176,198,248.47064328779118,1775.532754032693,62,4477.779498352058,353275,508570.52399999998,3350853.9599000001,699715.69389999995,53493.945899999999,5067339.1237000003,null,null,null,40,101430,0.39652081007698936,581.60269451011595,1466.7646179709727,1131.6633893060748,12779503.609625077,3454.773220995864,0.32756517343267599]
[10,22,9,19,1113,65,203.06211074490176,198,248.47064328779118,1837.532754032693,62,4675.779498352058,353275,508570.52399999998,3516517.9599000001,699715.69389999995,53493.945899999999,5233003.1237000003,null,null,null,40,101430,0.39298960840226044,600.6526304607155,1528.4186085803399,1119.1723488061566,13315881.671644337,3423.8022844611796,0.32687995854360091]
[10,22,9,20,1175,65,203.06211074490176,198,248.47064328779118,1899.532754032693,62,4873.779498352058,353275,508570.52399999998,3682181.9599000001,699715.69389999995,53493.945899999999,5398667.1237000003,null,null,null,40,101430,0.38974532078748547,619.70256641131516,1590.0192596519134,1107.6962192269395,13851781.755229974,3395.3470002949648,0.32623947394204789]
[10,22,9,21,1237,65,203.06211074490176,198,248.47064328779118,1961.532754032693,62,5071.779498352058,353275,508570.52399999998,3847845.9599000001,699715.69389999995,53493.945899999999,5564331.1237000003,null,null,null,40,101430,0.38675434424348332,638.75250236191482,1651.5716290436408,1097.1161355651066,14387249.184115926,3369.112804930191,0.32563947813194083]
[10,22,9,22,1299,65,203.06211074490176,198,248.47064328779118,2023.532754032693,62,5269.779498352058,353275,508570.52399999998,4013509.9599000001,699715.69389999995,53493.945899999999,5729995.1237000003,null,null,null,40,101430,0.38398812600517407,657.80243831251448,1713.080154732834,1087.3310971478415,14922323.727252796,3344.8493976418608,0.32507624944621322]
[10,22,9,23,1361,65,203.06211074490176,198,248.47064328779118,2085.532754032693,62,5467.779498352058,353275,508570.52399999998,4179173.9599000001,699715.69389999995,53493.945899999999,5895659.1237000003,null,null,null,40,101430,0.381422249134453,676.85237426311414,1774.548746957131,1078.2547331045896,15457040.424487928,3322.3427272875983,0.32454650877782559]
[10,22,9,24,1423,65,203.06211074490176,198,248.47064328779118,2147.532754032693,62,5665.779498352058,353275,508570.52399999998,4344837.9599000001,699715.69389999995,53493.945899999999,6061323.1237000003,null,null,null,40,101430,0.37903570985374951,695.90231021371369,1835.9808643946155,1069.812746054331,15991430.269219488,3301.4086591087466,0.32404735569547433]
[10,22,9,25,1485,65,203.06211074490176,198,248.47064328779118,2209.532754032693,62,5863.779498352058,353275,508570.52399999998,4510501.9599000001,699715.69389999995,53493.945899999999,6226987.1237000003,null,null,null,40,101430,0.37681034129159435,714.95224616431335,1897.379577518145,1061.9408737010594,16525520.776117969,3281.8879245108747,0.32357621531494829]
[10,22,9,26,1547,65,203.06211074490176,198,248.47064328779118,2271.532754032693,62,6061.779498352058,353275,508570.52399999998,4676165.9599000001,699715.69389999995,53493.945899999999,6392651.1237000003,null,null,null,40,101430,0.37473035016371459,734.00218211491301,1958.7476215743866,1054.5832499199678,17059336.45587416,3263.6420604978762,0.32313079387115407]
[10,22,10,10,575,65,203.06211074490176,220,277.1896036531013,1350.2517143980031,64,3215.3105537245087,353275,565078.36,2078981.9598999999,780590.87100000004,55114.974600000001,3934471.1653999998,null,null,null,40,101430,0.4199444165148889,448.16949911315135,1067.2114724908165,1223.667543053245,9369028.4016188234,3686.6837237481959,0.33191551940592312]
[10,22,10,11,639,65,203.06211074490176,220,277.1896036531013,1414.2517143980031,64,3435.3105537245087,353275,565078.36,2249989.9599000001,780590.87100000004,55114.974600000001,4105479.1653999998,null,null,null,40,101430,0.41168089239113886,467.83394912667342,1136.3994729252177,1195.082395382899,9972479.2704943288,3612.7077345973089,0.33079963373126531]
[10,22,10,12,703,65,203.06211074490176,220,277.1896036531013,1478.2517143980031,64,3655.3105537245087,353275,565078.36,2420997.9599000001,780590.87100000004,55114.974600000001,4276487.1654000003,null,null,null,40,101430,0.40441207188039519,487.49839914019577,1205.4496713549474,1169.9381222402003,10574578.413410984,3547.6281316849909,0.32978037122637299]
[10,22,10,13,767,65,203.06211074490176,220,277.1896036531013,1542.2517143980031,64,3875.3105537245087,353275,565078.36,2592005.9599000001,780590.87100000004,55114.974600000001,4447495.1654000003,null,null,null,40,101430,0.39796854807307397,507.1628491537179,1274.3792232058347,1147.6487119605968,11175494.111189414,3489.9306928757819,0.32884570295432092]
[10,22,10,14,831,65,203.06211074490176,220,277.1896036531013,1606.2517143980031,64,4095.3105537245087,353275,565078.36,2763013.9599000001,780590.87100000004,55114.974600000001,4618503.1654000003,null,null,null,40,101430,0.3922173162025982,526.8272991672402,1343.2025497189161,1127.7540750185378,11775367.824513823,3438.4264431270813,0.3279855171172138]
[10,22,10,15,895,65,203.06211074490176,220,277.1896036531013,1670.2517143980031,64,4315.3105537245083,353275,565078.36,2934021.9599000001,780590.87100000004,55114.974600000001,4789511.1654000003,null,null,null,40,101430,0.38705249450851753,546.49174918076233,1411.9318617871254,1109.8879456764594,12374319.332345346,3392.1687689425808,0.32719125175556574]
[10,22,10,16,959,65,203.06211074490176,220,277.1896036531013,1734.2517143980031,64,4535.3105537245083,353275,565078.36,3105029.9599000001,780590.87100000004,55114.974600000001,4960519.1654000003,null,null,null,40,101430,0.38238874578804599,566.15619919428457,1480.5775678034702,1093.7551258437063,12972450.732581973,3350.3946522629549,0.32645560877580554]
[10,22,10,17,1023,65,203.06211074490176,220,277.1896036531013,1798.2517143980031,64,4755.3105537245083,353275,565078.36,3276037.9599000001,780590.87100000004,55114.974600000001,5131527.1654000003,null,null,null,40,101430,0.3781565250222314,585.82064920780681,1549.1485944169997,1079.1150456850953,13569849.588414645,3312.4822137287724,0.325772329044558]
[10,22,10,18,1087,65,203.06211074490176,220,277.1896036531013,1862.2517143980031,64,4975.3105537245083,353275,565078.36,3447045.9599000001,780590.87100000004,55114.974600000001,5302535.1654000003,null,null,null,40,101430,0.37429858785476716,605.48509922132894,1617.6526411482623,1065.7696857655994,14166591.425898442,3277.9195177929719,0.32513601385893198]
[10,22,10,19,1151,65,203.06211074490176,220,277.1896036531013,1926.2517143980031,64,5195.3105537245083,353275,565078.36,3618053.9599000001,780590.87100000004,55114.974600000001,5473543.1654000003,null,null,null,40,101430,0.37076738618003824,625.14954923485129,1686.0963842469398,1053.5545678795402,14762741.733630748,3246.2813019279943,0.3245419820068659]
[10,22,10,20,1215,65,203.06211074490176,220,277.1896036531013,1990.2517143980031,64,5415.3105537245083,353275,565078.36,3789061.9599000001,780590.87100000004,55114.974600000001,5644551.1654000003,null,null,null,40,101430,0.36752309856526333,644.81399924837342,1754.4856412171055,1042.3319418952003,15358357.576610662,3217.2113768417926,0.3239861544063094]
[10,22,10,21,1279,65,203.06211074490176,220,277.1896036531013,2054.2517143980031,64,5635.3105537245083,353275,565078.36,3960069.9599000001,780590.87100000004,55114.974600000001,5815559.1654000003,null,null,null,40,101430,0.36453212202126112,664.47844926189566,1822.8255045878791,1031.9855684946415,15953488.908420669,3190.4091482108561,0.32346496030873245]
[10,22,10,22,1343,65,203.06211074490176,220,277.1896036531013,2118.2517143980031,64,5855.3105537245083,353275,565078.36,4131077.9599000001,780590.87100000004,55114.974600000001,5986567.1654000003,null,null,null,40,101430,0.36176590378295187,684.1428992754179,1891.1204514339254,1022.4166780737598,16548179.645533955,3165.6191761291448,0.32297526050620856]
[10,22,10,23,1407,65,203.06211074490176,220,277.1896036531013,2182.2517143980031,64,6075.3105537245083,353275,565078.36,4302085.9599000001,780590.87100000004,55114.974600000001,6157575.1654000003,null,null,null,40,101430,0.3592000269122308,703.80734928894003,1959.3744336241734,1013.5408076636178,17142468.552581206,3142.6230024037968,0.32251428405136695]
[10,22,10,24,1471,65,203.06211074490176,220,277.1896036531013,2246.2517143980031,64,6295.3105537245083,353275,565078.36,4473093.9599000001,780590.87100000004,55114.974600000001,6328583.1654000003,null,null,null,40,101430,0.35681348763152732,723.47179930246216,2027.5909526423904,1005.2853010857496,17736389.97627975,3121.2326910325396,0.32207957579516111]
[10,22,10,25,1535,65,203.06211074490176,220,277.1896036531013,2310.2517143980031,64,6515.3105537245083,353275,565078.36,4644101.9599000001,780590.87100000004,55114.974600000001,6499591.1654000003,null,null,null,40,101430,0.35458811906937215,743.13624931598451,2095.7731219713996,997.5873155752671,18329974.457372185,3101.2856770084759,0.32166895264468109]
[10,22,10,26,1599,65,203.06211074490176,220,277.1896036531013,2374.2517143980026,64,6735.3105537245083,353275,565078.36,4815109.9599000001,780590.87100000004,55114.974600000001,6670599.1654000003,null,null,null,40,101430,0.35250812794149233,762.80069932950653,2163.9237193875783,990.39221907006424,18923249.24359303,3082.6406243733559,0.32128046689561579]
[10,22,11,10,595,65,203.06211074490176,242,305.90856401841143,1420.9706747633131,66,3536.8416090969595,353275,621586.196,2132421.9599000001,861466.04799999995,56736.003199999999,4126915.2072000001,null,null,null,40,101430,0.40176259833307071,467.1357913209838,1162.7159752031403,1166.8363085792334,10272024.385323249,3549.3751657339285,0.32874414624974102]
[10,22,11,11,661,65,203.06211074490176,242,305.90856401841143,1486.9706747633131,66,3778.8416090969595,353275,621586.196,2308773.9599000001,861466.04799999995,56736.003199999999,4303267.2072000001,null,null,null,40,101430,0.39349907420932068,487.41475539742862,1238.6681121850613,1138.7794600410616,10935901.732005147,3474.1083304364656,0.32779042900426553]
[10,22,11,12,727,65,203.06211074490176,242,305.90856401841143,1552.9706747633131,66,4020.8416090969595,353275,621586.196,2485125.9599000001,861466.04799999995,56736.003199999999,4479619.2072000001,null,null,null,40,101430,0.386230253698577,507.69371947387339,1314.4845972374017,1114.0998931798783,11598312.572075544,3407.8902229837945,0.32691777618482754]
[10,22,11,13,793,65,203.06211074490176,242,305.90856401841143,1618.9706747633131,66,4262.8416090969595,353275,621586.196,2661477.9599000001,861466.04799999995,56736.003199999999,4655971.2072000001,null,null,null,40,101430,0.37978672989125578,527.97268355031815,1390.1820205816364,1092.2224267615829,12259436.259190191,3349.1809980682433,0.32611627361780693]
[10,22,11,14,859,65,203.06211074490176,242,305.90856401841143,1684.9706747633131,66,4504.8416090969595,353275,621586.196,2837829.9599000001,861466.04799999995,56736.003199999999,4832323.2072000001,null,null,null,40,101430,0.37403549802078001,548.25164762676297,1465.7743730952088,1072.6954744490606,12919424.046002356,3296.7715194692182,0.32537756047521454]
[10,22,11,15,925,65,203.06211074490176,242,305.90856401841143,1750.9706747633131,66,4746.8416090969595,353275,621586.196,3014181.9599000001,861466.04799999995,56736.003199999999,5008675.2072000001,null,null,null,40,101430,0.36887067632669934,568.53061170320768,1541.2735362018168,1055.1595396798975,13578404.380271411,3249.6990894498094,0.32469453652046948]
[10,22,11,16,991,65,203.06211074490176,242,305.90856401841143,1816.9706747633131,66,4988.8416090969595,353275,621586.196,3190533.9599000001,861466.04799999995,56736.003199999999,5185027.2072000001,null,null,null,40,101430,0.36420692760622775,588.8095757796525,1616.689664992479,1039.3248800950978,14236487.046710066,3207.1876993240094,0.3240611331585489]
[10,22,11,17,1057,65,203.06211074490176,242,305.90856401841143,1882.9706747633131,66,5230.8416090969595,353275,621586.196,3366885.9599000001,861466.04799999995,56736.003199999999,5361379.2072000001,null,null,null,40,101430,0.35997470684041316,609.08853985609733,1692.0314907739428,1024.9553719738244,14893766.437776366,3168.6048613290368,0.32347213263566038]
[10,22,11,18,1123,65,203.06211074490176,242,305.90856401841143,1948.9706747633131,66,5472.8416090969595,353275,621586.196,3543237.9599000001,861466.04799999995,56736.003199999999,5537731.2072000001,null,null,null,40,101430,0.35611676967294892,629.36750393254204,1767.3065621440448,1011.856655596119,15550324.159892505,3133.4298903241315,0.3229230239746802]
[10,22,11,19,1189,65,203.06211074490176,242,305.90856401841143,2014.9706747633131,66,5714.8416090969595,353275,621586.196,3719589.9599000001,861466.04799999995,56736.003199999999,5714083.2072000001,null,null,null,40,101430,0.35258556799822,649.64646800898686,1842.5214386887965,999.8672925759447,16206231.127466282,3101.2302419962484,0.3224098872234441]
[10,22,11,20,1255,65,203.06211074490176,242,305.90856401841143,2080.9706747633131,66,5956.8416090969595,353275,621586.196,3895941.9599000001,861466.04799999995,56736.003199999999,5890435.2072000001,null,null,null,40,101430,0.34934128038344509,669.92543208543168,1917.6818478197195,988.85207862377695,16861549.258429047,3071.6436169457293,0.3219292997301022]
[10,22,11,21,1321,65,203.06211074490176,242,305.90856401841143,2146.9706747633131,66,6198.8416090969595,353275,621586.196,4072293.9599000001,861466.04799999995,56736.003199999999,6066787.2072000001,null,null,null,40,101430,0.34635030383944293,690.20439616187639,1992.7928126831769,978.69692270971495,17516332.857038587,3044.3642553184263,0.32147825970560406]
[10,22,11,22,1387,65,203.06211074490176,242,305.90856401841143,2212.9706747633131,66,6440.8416090969595,353275,621586.196,4248645.9599000001,861466.04799999995,56736.003199999999,6243139.2072000001,null,null,null,40,101430,0.34358408560113363,710.48336023832121,2067.8587571809726,969.30488064951078,18170629.74923636,3019.1323200909274,0.3210541234642933]
[10,22,11,23,1453,65,203.06211074490176,242,305.90856401841143,2278.9706747633131,66,6682.8416090969595,353275,621586.196,4424997.9599000001,861466.04799999995,56736.003199999999,6419491.2072000001,null,null,null,40,101430,0.34101820873041255,730.76232431476603,2142.8835927422879,960.59305048464046,18824482.220722049,2995.7255862755424,0.32065455356974293]
[10,22,11,24,1519,65,203.06211074490176,242,305.90856401841143,2344.9706747633131,66,6924.8416090969595,353275,621586.196,4601349.9599000001,861466.04799999995,56736.003199999999,6595843.2072000001,null,null,null,40,101430,0.33863166944970907,751.04128839121063,2217.8707904422668,952.49011883872799,19477927.796613526,2973.9528721025495,0.32027747573731008]
[10,22,11,25,1585,65,203.06211074490176,242,305.90856401841143,2410.9706747633127,66,7166.8416090969595,353275,621586.196,4777701.9599000001,861466.04799999995,56736.003199999999,6772195.2072000001,null,null,null,40,101430,0.33640630088755391,771.32025246765545,2292.8234412751813,944.93440438143648,20130999.893048327,2953.6488005468464,0.31992104281541156]
[10,22,11,26,1651,65,203.06211074490176,242,305.90856401841143,2476.9706747633127,66,7408.8416090969595,353275,621586.196,4954053.9599000001,861466.04799999995,56736.003199999999,6948547.2072000001,null,null,null,40,101430,0.33432630975967415,791.59921654410027,2367.7443067915606,937.87228473832465,20783728.364611804,2934.6695871075035,0.31958360452520967]
[10,22,12,10,615,65,203.06211074490176,264,334.62752438372155,1491.6896351286232,68,3858.3726644694107,353275,678094.03200000001,2185861.9599000001,942341.22510000004,58357.031900000002,4319359.2489,null,null,null,40,101430,0.38661108318155546,486.10208352881631,1257.3413041564022,1119.4769465175568,11172362.709836287,3435.3116649142826,0.32587347399977168]
[10,22,12,11,683,65,203.06211074490176,264,334.62752438372155,1559.6896351286232,68,4122.3726644694107,353275,678094.03200000001,2367557.9599000001,942341.22510000004,58357.031900000002,4501055.2489,null,null,null,40,101430,0.37834755905780548,506.99556166818371,1340.025988090815,1091.8603472561972,11896615.006995026,3358.9313109963236,0.32506182656421462]
[10,22,12,12,751,65,203.06211074490176,264,334.62752438372155,1627.6896351286232,68,4386.3726644694107,353275,678094.03200000001,2549253.9599000001,942341.22510000004,58357.031900000002,4682751.2489,null,null,null,40,101430,0.3710787385470618,527.88903980755106,1422.5795901820495,1067.5680356296095,12619292.787514795,3291.7323440214454,0.32431799552857399]
[10,22,12,13,819,65,203.06211074490176,264,334.62752438372155,1695.6896351286232,68,4650.3726644694107,353275,678094.03200000001,2730949.9599000001,942341.22510000004,58357.031900000002,4864447.2489,null,null,null,40,101430,0.36463521473974059,548.78251794691835,1505.0178802357677,1046.0338557624048,13340585.473674117,3232.1524633215572,0.32363382223852039]
[10,22,12,14,887,65,203.06211074490176,264,334.62752438372155,1763.6896351286232,68,4914.3726644694107,353275,678094.03200000001,2912645.9599000001,942341.22510000004,58357.031900000002,5046143.2489,null,null,null,40,101430,0.35888398286926482,569.67599608628575,1587.354196004364,1026.8133073078293,14060653.274641257,3178.9648848688034,0.32300240628490179]
[10,22,12,15,955,65,203.06211074490176,264,334.62752438372155,1831.6896351286232,68,5178.3726644694107,353275,678094.03200000001,3094341.9599000001,942341.22510000004,58357.031900000002,5227839.2489,null,null,null,40,101430,0.35371916117518415,590.56947422565304,1669.5998946270417,1009.5525346827627,14779632.609039994,3131.1928479217049,0.32241787194705757]
[10,22,12,16,1023,65,203.06211074490176,264,334.62752438372155,1899.6896351286232,68,5442.3726644694107,353275,678094.03200000001,3276037.9599000001,942341.22510000004,58357.031900000002,5409535.2489,null,null,null,40,101430,0.34905541245471255,611.46295236502033,1751.764707113239,993.96634197125729,15497640.362900471,3088.0489982364611,0.32187518479755234]
[10,22,12,17,1091,65,203.06211074490176,264,334.62752438372155,1967.6896351286232,68,5706.3726644694107,353275,678094.03200000001,3457733.9599000001,942341.22510000004,58357.031900000002,5591231.2489,null,null,null,40,101430,0.34482319168889797,632.35643050438784,1833.8570193239916,979.82231054776526,16214777.264724918,3048.8915929814975,0.32137000633387602]
[10,22,12,18,1159,65,203.06211074490176,264,334.62752438372155,2035.6896351286232,68,5970.3726644694107,353275,678094.03200000001,3639429.9599000001,942341.22510000004,58357.031900000002,5772927.2489,null,null,null,40,101430,0.34096525452143372,653.24990864375513,1915.884096638036,966.92913045488558,16931130.584110964,3013.1923215382753,0.32089857774536446]
[10,22,12,19,1227,65,203.06211074490176,264,334.62752438372155,2103.6896351286232,68,6234.3726644694107,353275,678094.03200000001,3821125.9599000001,942341.22510000004,58357.031900000002,5954623.2489,null,null,null,40,101430,0.33743405284670486,674.14338678312242,1997.8522650450561,955.12789648961507,17646776.306990542,2980.5122996983637,0.32045762622294049]
[10,22,12,20,1295,65,203.06211074490176,264,334.62752438372155,2171.6896351286232,68,6498.3726644694107,353275,678094.03200000001,4002821.9599000001,942341.22510000004,58357.031900000002,6136319.2489,null,null,null,40,101430,0.33418976523192989,695.03686492248971,2079.7670582165479,944.28552589759067,18361780.902202014,2950.4839134287818,0.32004428887064451]
[10,22,12,21,1363,65,203.06211074490176,264,334.62752438372155,2239.6896351286232,68,6762.3726644694107,353275,678094.03200000001,4184517.9599000001,942341.22510000004,58357.031900000002,6318015.2489,null,null,null,40,101430,0.33119878868792774,715.93034306185723,2161.6333377850697,934.28971788894296,19076202.766249184,2922.7969140320611,0.31965605047805745]
[10,22,12,22,1431,65,203.06211074490176,264,334.62752438372155,2307.6896351286232,68,7026.3726644694107,353275,678094.03200000001,4366213.9599000001,942341.22510000004,58357.031900000002,6499711.2489,null,null,null,40,101430,0.32843257044961849,736.82382120122452,2243.4553923580888,925.04504946263671,19790093.412626624,2897.1876468268879,0.31929069229457119]
[10,22,12,23,1499,65,203.06211074490176,264,334.62752438372155,2375.6896351286232,68,7290.3726644694107,353275,678094.03200000001,4547909.9599000001,942341.22510000004,58357.031900000002,6681407.2489,null,null,null,40,101430,0.32586669357889742,757.71729934059181,2325.2370195272401,916.46991950215943,20503498.45689078,2873.4306192602539,0.31894624960114704]
[10,22,12,24,1567,65,203.06211074490176,264,334.62752438372155,2443.6896351286232,68,7554.3726644694107,353275,678094.03200000001,4729605.9599000001,942341.22510000004,58357.031900000002,6863103.2489,null,null,null,40,101430,0.32348015429819393,778.61077747995932,2406.9815941852557,908.49413363287681,21216458.437262908,2851.3318363242952,0.31862097636591941]
[10,22,12,25,1635,65,203.06211074490176,264,334.62752438372155,2511.6896351286232,68,7818.3726644694107,353275,678094.03200000001,4911301.9599000001,942341.22510000004,58357.031900000002,7044799.2489,null,null,null,40,101430,0.32125478573603877,799.50425561932661,2488.692125745466,901.05697838657784,21929009.501932938,2830.7234856689297,0.31831331564115967]
[10,22,12,26,1703,65,203.06211074490176,264,334.62752438372155,2579.6896351286232,68,8082.3726644694107,353275,678094.03200000001,5092997.9599000001,942341.22510000004,58357.031900000002,7226495.2489,null,null,null,40,101430,0.31917479460815901,820.3977337586939,2570.3713063115483,894.10567279520853,22641183.98766033,2811.4596639023944,0.31802187464221404]
[10,22,13,10,635,65,203.06211074490176,286,363.34648474903167,1562.4085954939333,70,4179.9037198418609,353275,734601.86800000002,2239301.9599000001,1023216.4022,59978.060599999997,4511803.2906999998,null,null,null,40,101430,0.37379057036104268,505.06837573664887,1351.2068409023948,1079.4036401576766,12070404.254307399,3339.0915099961599,0.32326267097690836]
[10,22,13,11,705,65,203.06211074490176,286,363.34648474903167,1632.4085954939333,70,4465.9037198418609,353275,734601.86800000002,2426341.9599000001,1023216.4022,59978.060599999997,4698843.2906999998,null,null,null,40,101430,0.36552704623729265,526.5763679389388,1440.5948160593734,1052.159559515158,12854981.15413196,3261.7383030429132,0.32257632641269424]
[10,22,13,12,775,65,203.06211074490176,286,363.34648474903167,1702.4085954939333,70,4751.9037198418609,353275,734601.86800000002,2613381.9599000001,1023216.4022,59978.060599999997,4885883.2906999998,null,null,null,40,101430,0.35825822572654897,548.08436014122867,1529.8584115681128,1028.1949253947671,13637881.672632441,3193.6833198164154,0.32194642437305637]
[10,22,13,13,845,65,203.06211074490176,286,363.34648474903167,1772.4085954939333,70,5037.9037198418609,353275,734601.86800000002,2800421.9599000001,1023216.4022,59978.060599999997,5072923.2906999998,null,null,null,40,101430,0.35181470191922781,569.59235234351854,1619.0123642822912,1006.9512187631003,14419304.432225225,3133.3443787223623,0.32136627738751461]
[10,22,13,14,915,65,203.06211074490176,286,363.34648474903167,1842.4085954939333,70,5323.9037198418609,353275,734601.86800000002,2987461.9599000001,1023216.4022,59978.060599999997,5259963.2906999998,null,null,null,40,101430,0.34606347004875199,591.10034454580841,1708.0691714226195,987.98993511140316,15199417.869689964,3079.4790859230784,0.32083021431374709]
[10,22,13,15,985,65,203.06211074490176,286,363.34648474903167,1912.4085954939333,70,5609.9037198418609,353275,734601.86800000002,3174501.9599000001,1023216.4022,59978.060599999997,5447003.2906999998,null,null,null,40,101430,0.34089864835467132,612.6083367480984,1797.0395004639033,970.96199199287946,15978365.760602398,3031.0982531545806,0.32033339433400482]
[10,22,13,16,1055,65,203.06211074490176,286,363.34648474903167,1982.4085954939333,70,5895.9037198418609,353275,734601.86800000002,3361541.9599000001,1023216.4022,59978.060599999997,5634043.2906999998,null,null,null,40,101430,0.33623489963419978,634.11632895038838,1885.9325121819979,955.58604048185384,16756271.573341629,2987.4045090762061,0.31987166035889442]
[10,22,13,17,1125,65,203.06211074490176,286,363.34648474903167,2052.4085954939333,70,6181.9037198418609,353275,734601.86800000002,3548581.9599000001,1023216.4022,59978.060599999997,5821083.2906999998,null,null,null,40,101430,0.33200267886838519,655.62432115267825,1974.7561175932117,941.63279703340743,17533241.93210366,2947.7479466175919,0.31944142243026197]
[10,22,13,18,1195,65,203.06211074490176,286,363.34648474903167,2122.4085954939333,70,6467.9037198418609,353275,734601.86800000002,3735621.9599000001,1023216.4022,59978.060599999997,6008123.2906999998,null,null,null,40,101430,0.32814474170092095,677.13231335496812,2063.5171840483822,928.91353225845717,18309369.394624844,2911.5935341612585,0.31903956419729063]
[10,22,13,19,1265,65,203.06211074490176,286,363.34648474903167,2192.4085954939333,70,6753.9037198418609,353275,734601.86800000002,3922661.9599000001,1023216.4022,59978.060599999997,6195163.2906999998,null,null,null,40,101430,0.32461354002619203,698.6403055572581,2152.2217018454839,917.27148441656698,19084734.697776467,2878.4968042064152,0.31866336730898454]
[10,22,13,20,1335,65,203.06211074490176,286,363.34648474903167,2262.4085954939333,70,7039.9037198418609,353275,734601.86800000002,4109701.9599000001,1023216.4022,59978.060599999997,6382203.2906999998,null,null,null,40,101430,0.32136925241141712,720.14829775954797,2240.8749199117956,906.57536589851009,19859408.586280733,2848.0854660808695,0.31831044984264828]
[10,22,13,21,1405,65,203.06211074490176,286,363.34648474903167,2332.4085954939333,70,7325.9037198418609,353275,734601.86800000002,4296741.9599000001,1023216.4022,59978.060599999997,6569243.2906999998,null,null,null,40,101430,0.31837827586741496,741.65628996183796,2329.4814570535978,896.71439073290514,20633453.312127378,2820.0453241705154,0.31797871581963438]
[10,22,13,22,1475,65,203.06211074490176,286,363.34648474903167,2402.4085954939333,70,7611.9037198418609,353275,734601.86800000002,4483781.9599000001,1023216.4022,59978.060599999997,6756283.2906999998,null,null,null,40,101430,0.31561205762910566,763.16428216412771,2418.0453937566831,887.59442307374331,21406923.871855441,2794.1093695554382,0.31766631354697672]
[10,22,13,23,1545,65,203.06211074490176,286,363.34648474903167,2472.4085954939333,70,7897.9037198418609,353275,734601.86800000002,4670821.9599000001,1023216.4022,59978.060599999997,6943323.2906999998,null,null,null,40,101430,0.31304618075838458,784.67227436641781,2506.5703483922834,879.13496251698325,22179869.033651989,2770.0492408518962,0.31737160103573309]
[10,22,13,24,1615,65,203.06211074490176,286,363.34648474903167,2542.4085954939333,70,8183.9037198418609,353275,734601.86800000002,4857861.9599000001,1023216.4022,59978.060599999997,7130363.2906999998,null,null,null,40,101430,0.3106596414776811,806.18026656870768,2595.0595408339404,871.26676153561823,22952332.194776539,2747.6684748491457,0.31709311713213623]
[10,22,13,25,1685,65,203.06211074490176,286,363.34648474903167,2612.4085954939333,70,8469.9037198418609,353275,734601.86800000002,5044901.9599000001,1023216.4022,59978.060599999997,7317403.2906999998,null,null,null,40,101430,0.308434272915526,827.68825877099766,2683.515845846629,863.92992562169741,23724352.101136338,2726.7971240159873,0.31682955729002454]
[10,22,13,26,1755,65,203.06211074490176,286,363.34648474903167,2682.4085954939333,70,8755.9037198418609,353275,734601.86800000002,5231941.9599000001,1023216.4022,59978.060599999997,7504443.2906999998,null,null,null,40,101430,0.30635428178764623,849.19625097328753,2771.9418381164323,857.07238576641794,24495963.454193626,2707.2874284423215,0.31657975313672088]
[10,22,14,10,655,65,203.06211074490176,308,392.0654451143418,1633.1275558592436,72,4501.4347752143121,353275,791109.70400000003,2292741.9599000001,1104091.5793000001,61599.089200000002,4704247.3324999996,null,null,null,40,101430,0.36280155937203173,524.03466794448138,1444.4112887814647,1045.0550918492079,12966447.389606949,3256.861372520435,0.32087797800262396]
[10,22,14,11,727,65,203.06211074490176,308,392.0654451143418,1705.1275558592436,72,4809.4347752143121,353275,791109.70400000003,2485125.9599000001,1104091.5793000001,61599.089200000002,4896631.3324999996,null,null,null,40,101430,0.3545380352482817,546.15717420969395,1540.4755482080282,1018.1303128799816,13811300.468892479,3178.64917632796,0.32030282563492785]
[10,22,14,12,799,65,203.06211074490176,308,392.0654451143418,1777.1275558592436,72,5117.4347752143121,353275,791109.70400000003,2677509.9599000001,1104091.5793000001,61599.089200000002,5089015.3324999996,null,null,null,40,101430,0.34726921473753802,568.2796804749064,1636.4240086884911,994.4465451934733,14654380.856394164,3109.8390792636887,0.31977427765456173]
[10,22,14,13,871,65,203.06211074490176,308,392.0654451143418,1849.1275558592436,72,5425.4347752143121,353275,791109.70400000003,2869893.9599000001,1104091.5793000001,61599.089200000002,5281399.3324999996,null,null,null,40,101430,0.34082569093021681,590.40218674011885,1732.2701969113066,973.45181562083917,15495895.623508513,3048.8311476360423,0.31928689011709288]
[10,22,14,14,943,65,203.06211074490176,308,392.0654451143418,1921.1275558592436,72,5733.4347752143121,353275,791109.70400000003,3062277.9599000001,1104091.5793000001,61599.089200000002,5473783.3324999996,null,null,null,40,101430,0.33507445905974104,612.5246930053313,1828.0256117525305,954.7127589430379,16336020.799152829,2994.3690598607582,0.31883603519047621]
[10,22,14,15,1015,65,203.06211074490176,308,392.0654451143418,1993.1275558592436,72,6041.4347752143121,353275,791109.70400000003,3254661.9599000001,1104091.5793000001,61599.089200000002,5666167.3324999996,null,null,null,40,101430,0.32990963736566037,634.64719927054387,1923.7000905406198,937.88438397297966,17174906.97667807,2945.4525475810747,0.31841775374830211]
[10,22,14,16,1087,65,203.06211074490176,308,392.0654451143418,2065.1275558592433,72,6349.4347752143121,353275,791109.70400000003,3447045.9599000001,1104091.5793000001,61599.089200000002,5858551.3324999996,null,null,null,40,101430,0.32524588864518877,656.7697055357562,2019.3020987030131,922.68863920522267,18012683.74788256,2901.2753149851765,0.31802863879877491]
[10,22,14,17,1159,65,203.06211074490176,308,392.0654451143418,2137.1275558592433,72,6657.4347752143121,353275,791109.70400000003,3639429.9599000001,1104091.5793000001,61599.089200000002,6050935.3324999996,null,null,null,40,101430,0.32101366787937419,678.89221180096877,2114.8389608634138,908.89892830681538,18849463.240731992,2861.1801865019688,0.31766574247741453]
[10,22,14,18,1231,65,203.06211074490176,308,392.0654451143418,2209.1275558592433,72,6965.4347752143121,353275,791109.70400000003,3831813.9599000001,1104091.5793000001,61599.089200000002,6243319.3324999996,null,null,null,40,101430,0.31715573071190994,701.01471806618133,2210.3170467474592,896.32873380437593,19685342.965270154,2824.6261510999175,0.31732650122754935]
[10,22,14,19,1303,65,203.06211074490176,308,392.0654451143418,2281.1275558592433,72,7273.4347752143121,353275,791109.70400000003,4024197.9599000001,1104091.5793000001,61599.089200000002,6435703.3324999996,null,null,null,40,101430,0.31362452903718102,723.13722433139378,2305.7419218815753,884.82313121109746,20520408.120570961,2791.1637774330907,0.31700867515013037]
[10,22,14,20,1375,65,203.06211074490176,308,392.0654451143418,2353.1275558592433,72,7581.4347752143121,353275,791109.70400000003,4216581.9599000001,1104091.5793000001,61599.089200000002,6628087.3324999996,null,null,null,40,101430,0.31038024142240611,745.25973059660623,2401.1184706257095,874.25237161358393,21354733.478167642,2760.4166198170105,0.31671029848803711]
[10,22,14,21,1447,65,203.06211074490176,308,392.0654451143418,2425.1275558592433,72,7889.4347752143121,353275,791109.70400000003,4408965.9599000001,1104091.5793000001,61599.089200000002,6820471.3324999996,null,null,null,40,101430,0.3073892648784039,767.3822368618188,2496.4509972896335,864.50696745630137,22188384.92997741,2732.0669782301811,0.31642963893085974]
[10,22,14,22,1519,65,203.06211074490176,308,392.0654451143418,2497.1275558592433,72,8197.434775214313,353275,791109.70400000003,4601349.9599000001,1104091.5793000001,61599.089200000002,7012855.3324999996,null,null,null,40,101430,0.30462304664009465,789.50474312703125,2591.7433097562493,855.4938861689775,23021420.768436946,2705.8448674550114,0.31616516395990368]
[10,22,14,23,1591,65,203.06211074490176,308,392.0654451143418,2569.1275558592433,72,8505.434775214313,353275,791109.70400000003,4793733.9599000001,1104091.5793000001,61599.089200000002,7205239.3324999996,null,null,null,40,101430,0.30205716976937358,811.62724939224381,2686.9987890436,847.13357081540369,23853892.751382627,2681.5193820870372,0.31591551285229802]
[10,22,14,24,1663,65,203.06211074490176,308,392.0654451143418,2641.1275558592433,72,8813.434775214313,353275,791109.70400000003,4986117.9599000001,1104091.5793000001,61599.089200000002,7397623.3324999996,null,null,null,40,101430,0.29967063048867004,833.74975565745615,2782.220447488859,839.3575854522536,24685846.992751934,2658.8918714696615,0.31567947326429324]
[10,22,14,25,1735,65,203.06211074490176,308,392.0654451143418,2713.1275558592433,72,9121.434775214313,353275,791109.70400000003,5178501.9599000001,1104091.5793000001,61599.089200000002,7590007.3324999996,null,null,null,40,101430,0.29744526192651494,855.8722619226686,2877.4109776679361,832.10673753751416,25517324.711462218,2637.7904968640619,0.31545596154310379]
[10,22,14,26,1807,65,203.06211074490176,308,392.0654451143418,2785.1275558592438,72,9429.434775214313,353275,791109.70400000003,5370885.9599000001,1104091.5793000001,61599.089200000002,7782391.3324999996,null,null,null,40,101430,0.29536527079863523,877.99476818788128,2972.5727937271699,825.32956831316881,26348362.864131186,2618.0658549010113,0.31524400609257186]
[10,22,15,10,675,65,203.06211074490176,330,420.78440547965192,1703.8465162245536,74,4822.9658305867633,353275,847617.54,2346181.9599000001,1184966.7564000001,63220.117899999997,4896691.3742000004,null,null,null,40,101430,0.35327774984822219,543.00096015231395,1537.0369642175374,1015.2863499818683,13860740.950505536,3185.7993582584227,0.31869124066146265]
[10,22,15,11,749,65,203.06211074490176,330,420.78440547965192,1777.8465162245536,74,5152.9658305867633,353275,847617.54,2543909.9599000001,1184966.7564000001,63220.117899999997,5094419.3742000004,null,null,null,40,101430,0.34501422572447216,565.73798048044898,1639.7526197434147,988.63829912949529,14765824.115009392,3106.8219150159794,0.31821531010553927]
[10,22,15,12,823,65,203.06211074490176,330,420.78440547965192,1851.8465162245536,74,5482.9658305867633,353275,847617.54,2741637.9599000001,1184966.7564000001,63220.117899999997,5292147.3742000004,null,null,null,40,101430,0.33774540521372848,588.47500080858401,1742.3627138204636,965.19794901901878,15669043.28683549,3037.3396608216317,0.31777741602923748]
[10,22,15,13,897,65,203.06211074490176,330,420.78440547965192,1925.8465162245536,74,5812.9658305867633,353275,847617.54,2939365.9599000001,1184966.7564000001,63220.117899999997,5489875.3742000004,null,null,null,40,101430,0.33130188140640726,611.21202113671904,1844.8794149374198,944.41899956421287,16570613.335845463,2975.7366957286617,0.31737317381602376]
[10,22,15,14,971,65,203.06211074490176,330,420.78440547965192,1999.8465162245536,74,6142.9658305867633,353275,847617.54,3137093.9599000001,1184966.7564000001,63220.117899999997,5687603.3742000004,null,null,null,40,101430,0.32555064953593149,633.94904146485419,1947.3130905084688,925.87253959712098,17470717.328720782,2920.7441792211221,0.31699884782241505]
[10,22,15,15,1045,65,203.06211074490176,330,420.78440547965192,2073.8465162245539,74,6472.9658305867633,353275,847617.54,3334821.9599000001,1184966.7564000001,63220.117899999997,5885331.3742000004,null,null,null,40,101430,0.32038582784185082,656.68606179298922,2049.672628207335,909.21712368906617,18369512.203045473,2871.3518896776586,0.31665123559311847]
[10,22,15,16,1119,65,203.06211074490176,330,420.78440547965192,2147.8465162245539,74,6802.9658305867633,353275,847617.54,3532549.9599000001,1184966.7564000001,63220.117899999997,6083059.3742000004,null,null,null,40,101430,0.31572207912137928,679.42308212112425,2151.9656908756142,894.1775580988085,19267133.268449917,2826.7455192320313,0.31632757601106526]
[10,22,15,17,1193,65,203.06211074490176,330,420.78440547965192,2221.8465162245539,74,7132.9658305867633,353275,847617.54,3730277.9599000001,1184966.7564000001,63220.117899999997,6280787.3742000004,null,null,null,40,101430,0.3114898583555647,702.16010244925928,2254.1989204918054,880.52957541043509,20163697.808274083,2786.2613707815131,0.31602547580217039]
[10,22,15,18,1267,65,203.06211074490176,330,420.78440547965192,2295.8465162245539,74,7462.9658305867633,353275,847617.54,3928005.9599000001,1184966.7564000001,63220.117899999997,6478515.3742000004,null,null,null,40,101430,0.30763192118810045,724.89712277739432,2356.3781026942211,868.08857514417184,21059307.984695252,2749.3530714855733,0.31574285025353716]
[10,22,15,19,1341,65,203.06211074490176,330,420.78440547965192,2369.8465162245539,74,7792.9658305867633,353275,847617.54,4125733.9599000001,1184966.7564000001,63220.117899999997,6676243.3742000004,null,null,null,40,101430,0.30410071951337153,747.63414310552946,2458.5083004798853,856.70122509969019,21954053.199568786,2715.5667413937726,0.31547787503833757]
[10,22,15,20,1415,65,203.06211074490176,330,420.78440547965192,2443.8465162245539,74,8122.9658305867633,353275,847617.54,4323461.9599000001,1184966.7564000001,63220.117899999997,6873971.3742000004,null,null,null,40,101430,0.30085643189859662,770.37116343366449,2560.5939636129083,846.23910989998126,22848012.026349399,2684.5222131683745,0.31522894679318669]
[10,22,15,21,1489,65,203.06211074490176,330,420.78440547965192,2517.8465162245534,74,8452.9658305867633,353275,847617.54,4521189.9599000001,1184966.7564000001,63220.117899999997,7071699.3742000004,null,null,null,40,101430,0.29786545535459441,793.10818376179952,2662.639018739661,836.59386728324466,23741253.801335197,2655.8986495927779,0.31499465064734961]
[10,22,15,22,1563,65,203.06211074490176,330,420.78440547965192,2591.8465162245534,74,8782.9658305867633,353275,847617.54,4718917.9599000001,1184966.7564000001,63220.117899999997,7269427.3742000004,null,null,null,40,101430,0.29509923711628511,815.84520408993455,2764.6469440666401,827.67342085151392,24633839.942321356,2629.4234024438529,0.31477373331440395]
[10,22,15,23,1637,65,203.06211074490176,330,420.78440547965192,2665.8465162245534,74,9112.9658305867633,353275,847617.54,4916645.9599000001,1184966.7564000001,63220.117899999997,7467155.3742000004,null,null,null,40,101430,0.29253336024556403,838.58222441806947,2866.6208316006437,819.39903134070141,25525825.047630396,2604.8632912690605,0.31456508066551903]
[10,22,15,24,1711,65,203.06211074490176,330,420.78440547965192,2739.8465162245534,74,9442.9658305867633,353275,847617.54,5114373.9599000001,1184966.7564000001,63220.117899999997,7664883.3742000004,null,null,null,40,101430,0.29014682096486055,861.31924474620473,2968.5634393027462,811.70296618000441,26417257.817041505,2582.0177102309208,0.31436769893704963]
[10,22,15,25,1785,65,203.06211074490176,330,420.78440547965192,2813.8465162245539,74,9772.9658305867633,353275,847617.54,5312101.9599000001,1184966.7564000001,63220.117899999997,7862611.3742000004,null,null,null,40,101430,0.2879214524027055,884.05626507433976,3070.4772350128387,804.52664119788881,27308181.827405307,2560.7131310292316,0.31418069890340433]
[10,22,15,26,1859,65,203.06211074490176,330,420.78440547965192,2887.8465162245539,74,10102.965830586763,353275,847617.54,5509829.9599000001,1184966.7564000001,63220.117899999997,8060339.3742000004,null,null,null,40,101430,0.28584146127482574,906.79328540247479,3172.3644336208718,797.81912652035317,28198636.189009663,2540.7986827742229,0.31400328248330084]
[10,22,16,10,695,65,203.06211074490176,352,449.50336584496205,1774.5654765898637,76,5144.4968859592136,353275,904125.37600000005,2399621.9599000001,1265841.9335,64841.146500000003,5089135.4160000002,null,null,null,40,101430,0.34494441651488889,561.9672523601464,1629.1530619278487,989.23870084794623,14753494.106094437,3123.792070194067,0.31667879251210512]
[10,22,16,11,771,65,203.06211074490176,352,449.50336584496205,1850.5654765898637,76,5496.4968859592136,353275,904125.37600000005,2602693.9599000001,1265841.9335,64841.146500000003,5292207.4160000002,null,null,null,40,101430,0.33668089239113885,585.31878675120402,1738.4971941657154,962.83278709781985,15718763.77776253,3044.1276717287233,0.31629185465504434]
[10,22,16,12,847,65,203.06211074490176,352,449.50336584496205,1926.5654765898637,76,5848.4968859592136,353275,904125.37600000005,2805765.9599000001,1265841.9335,64841.146500000003,5495279.4160000002,null,null,null,40,101430,0.32941207188039517,608.67032114226163,1847.7474661683352,939.60542736637115,16682082.671147082,2974.0424579653904,0.31593544498661141]
[10,22,16,13,923,65,203.06211074490176,352,449.50336584496205,2002.5654765898637,76,6200.4968859592136,353275,904125.37600000005,3008837.9599000001,1265841.9335,64841.146500000003,5698351.4160000002,null,null,null,40,101430,0.32296854807307396,632.02185553331924,1956.9145642947242,919.01528551466492,17643672.89007134,2911.9060790659987,0.31560608775178678]
[10,22,16,14,999,65,203.06211074490176,352,449.50336584496205,2078.5654765898639,76,6552.4968859592136,353275,904125.37600000005,3211909.9599000001,1265841.9335,64841.146500000003,5901423.4160000002,null,null,null,40,101430,0.31721731620259819,655.37338992437697,2066.007611973514,900.63734766944401,18603724.054627322,2856.4383702078312,0.3153008155411085]
[10,22,16,15,1075,65,203.06211074490176,352,449.50336584496205,2154.5654765898639,76,6904.4968859592136,353275,904125.37600000005,3414981.9599000001,1265841.9335,64841.146500000003,6104495.4160000002,null,null,null,40,101430,0.31205249450851752,678.72492431543458,2175.0344453564644,884.13327094064221,19562399.03032076,2806.6201107827223,0.31501707963393422]
[10,22,16,16,1151,65,203.06211074490176,352,449.50336584496205,2230.5654765898639,76,7256.4968859592136,353275,904125.37600000005,3618053.9599000001,1265841.9335,64841.146500000003,6307567.4160000002,null,null,null,40,101430,0.30738874578804598,702.07645870649219,2284.0018326194531,869.23036213069634,20519838.485992782,2761.6297526121675,0.31475267867045159]
[10,22,16,17,1227,65,203.06211074490176,352,449.50336584496205,2306.5654765898639,76,7608.4968859592136,353275,904125.37600000005,3821125.9599000001,1265841.9335,64841.146500000003,6510639.4160000002,null,null,null,40,101430,0.30315652502223139,725.4279930975498,2392.9156499084161,855.70639162610269,21476164.550656307,2720.7977081146923,0.31450570142498491]
[10,22,16,18,1303,65,203.06211074490176,352,449.50336584496205,2382.5654765898639,76,7960.4968859592136,353275,904125.37600000005,4024197.9599000001,1265841.9335,64841.146500000003,6713711.4160000002,null,null,null,40,101430,0.29929858785476715,748.7795274886073,2501.7810236109372,843.37843631649355,22431483.770449281,2683.5727638114327,0.31427448053193741]
[10,22,16,19,1379,65,203.06211074490176,352,449.50336584496205,2458.5654765898639,76,8312.4968859592136,353275,904125.37600000005,4227269.9599000001,1265841.9335,64841.146500000003,6916783.4160000002,null,null,null,40,101430,0.29576738618003823,772.13106187966503,2610.6024462401574,832.0945572522088,23385889.517149948,2649.4970254640984,0.31405755479436898]
[10,22,16,20,1455,65,203.06211074490176,352,449.50336584496205,2534.5654765898635,76,8664.4968859592136,353275,904125.37600000005,4430341.9599000001,1265841.9335,64841.146500000003,7119855.4160000002,null,null,null,40,101430,0.29252309856526326,795.48259627072264,2719.3838714697154,821.72750590057888,24339463.963370141,2618.1869689969908,0.31385363827373142]
[10,22,16,21,1531,65,203.06211074490176,352,449.50336584496205,2610.5654765898635,76,9016.4968859592136,353275,904125.37600000005,4633413.9599000001,1265841.9335,64841.146500000003,7322927.4160000002,null,null,null,40,101430,0.28953212202126105,818.83413066178014,2828.1287925684846,812.16990463182003,25292279.712732032,2589.3189289063357,0.31366159477884809]
[10,22,16,22,1607,65,203.06211074490176,352,449.50336584496205,2686.5654765898635,76,9368.4968859592136,353275,904125.37600000005,4836485.9599000001,1265841.9335,64841.146500000003,7525999.4160000002,null,null,null,40,101430,0.2867659037829518,842.18566505283786,2936.8403075223118,803.33051369873317,26244401.153349444,2562.6178572616923,0.31348041668496718]
[10,22,16,23,1683,65,203.06211074490176,352,449.50336584496205,2762.5654765898635,76,9720.4968859592136,353275,904125.37600000005,5039557.9599000001,1265841.9335,64841.146500000003,7729071.4160000002,null,null,null,40,101430,0.28420002691223073,865.53719944389547,3045.5211734064992,795.13130930033685,27195885.587898131,2537.8485244078661,0.31330920724902517]
[10,22,16,24,1759,65,203.06211074490176,352,449.50336584496205,2838.5654765898635,76,10072.496885959214,353275,904125.37600000005,5242629.9599000001,1265841.9335,64841.146500000003,7932143.4160000002,null,null,null,40,101430,0.28181348763152725,888.8887338349532,3154.173852023649,787.50517431678622,28146784.182146452,2514.8085641802868,0.31314716576586699]
[10,22,16,25,1835,65,203.06211074490176,352,449.50336584496205,2914.5654765898639,76,10424.496885959214,353275,904125.37600000005,5445701.9599000001,1265841.9335,64841.146500000003,8135215.4160000002,null,null,null,40,101430,0.27958811906937214,912.24026822601081,3262.8005484012119,780.39405690071646,29097142.765083183,2493.3229277434357,0.31299357504685793]
[10,22,16,26,1911,65,203.06211074490176,352,449.50336584496205,2990.5654765898639,76,10776.496885959214,353275,904125.37600000005,5648773.9599000001,1265841.9335,64841.146500000003,8338287.4160000002,null,null,null,40,101430,0.27750812794149238,935.59180261706842,3371.4032434189498,773.7474899516393,30047002.507042162,2473.239424046682,0.31284779080775116]
[10,22,17,10,715,65,203.06211074490176,374,478.22232621027217,1845.284436955174,78,5466.0279413316648,353275,960633.21200000006,2453061.9599000001,1346717.1106,66462.175199999998,5281579.4577000001,null,null,null,40,101430,0.33759147533841827,580.93354456797897,1720.8181693143249,966.25548102389723,15644883.960553139,3069.2257624441413,0.31482059509836485]
[10,22,17,11,793,65,203.06211074490176,374,478.22232621027217,1923.284436955174,78,5840.0279413316648,353275,960633.21200000006,2661477.9599000001,1346717.1106,66462.175199999998,5489995.4577000001,null,null,null,40,101430,0.32932795121466824,604.89959302195916,1836.7696722701287,940.06321765810617,16670299.12733677,2988.9406062308349,0.31451385005724847]
[10,22,17,12,871,65,203.06211074490176,374,478.22232621027217,2001.284436955174,78,6214.0279413316648,353275,960633.21200000006,2869893.9599000001,1346717.1106,66462.175199999998,5698411.4577000001,null,null,null,40,101430,0.32205913070392456,628.86564147593924,1952.6403120489947,917.02379061403485,17693680.801058099,2918.31087506428,0.31423101577340901]
[10,22,17,13,949,65,203.06211074490176,374,478.22232621027217,2079.284436955174,78,6588.0279413316648,353275,960633.21200000006,3078309.9599000001,1346717.1106,66462.175199999998,5906827.4577000001,null,null,null,40,101430,0.3156156068966034,652.83168992991955,2068.4391888889991,896.60024370624024,18715257.828414626,2855.6930701521701,0.31396940136093249]
[10,22,17,14,1027,65,203.06211074490176,374,478.22232621027217,2157.284436955174,78,6962.0279413316648,353275,960633.21200000006,3286725.9599000001,1346717.1106,66462.175199999998,6115243.4577000001,null,null,null,40,101430,0.30986437502612757,676.79773838389974,2184.174086894734,878.37100185090537,19735225.958859764,2799.7967261096865,0.31372670510669559]
[10,22,17,15,1105,65,203.06211074490176,374,478.22232621027217,2235.284436955174,78,7336.0279413316648,353275,960633.21200000006,3495141.9599000001,1346717.1106,66462.175199999998,6323659.4577000001,null,null,null,40,101430,0.3046995533320469,700.76378683787993,2299.8517036689623,862.00045969203256,20753753.619225923,2749.5944402212249,0.31350094656966154]
[10,22,17,16,1183,65,203.06211074490176,374,478.22232621027217,2313.284436955174,78,7710.0279413316648,353275,960633.21200000006,3703557.9599000001,1346717.1106,66462.175199999998,6532075.4577000001,null,null,null,40,101430,0.30003580461157536,724.72983529186024,2415.4778334875441,847.21813039412666,21770986.520085089,2704.2580839213379,0.31329041241714961]
[10,22,17,17,1261,65,203.06211074490176,374,478.22232621027217,2391.284436955174,78,8084.0279413316648,353275,960633.21200000006,3911973.9599000001,1346717.1106,66462.175199999998,6740491.4577000001,null,null,null,40,101430,0.29580358384576078,748.69588374584021,2531.0575146250712,833.80358240463272,22787051.360595237,2663.1127182188779,0.31309361286152798]
[10,22,17,18,1339,65,203.06211074490176,374,478.22232621027217,2469.284436955174,78,8458.0279413316639,353275,960633.21200000006,4120389.9599000001,1346717.1106,66462.175199999998,6948907.4577000001,null,null,null,40,101430,0.29194564667829659,772.66193219982051,2646.5951487580815,821.57537264501264,23802058.831172414,2625.6027337623873,0.31290924635339895]
[10,22,17,19,1417,65,203.06211074490176,374,478.22232621027217,2547.2844369551735,78,8832.0279413316639,353275,960633.21200000006,4328805.9599000001,1346717.1106,66462.175199999998,7157323.4577000001,null,null,null,40,101430,0.28841444500356761,796.62798065380082,2762.0945984309028,810.38279150443145,24816106.064496722,2591.2665923199879,0.31273617076152993]
[10,22,17,20,1495,65,203.06211074490176,374,478.22232621027217,2625.2844369551735,78,9206.0279413316639,353275,960633.21200000006,4537221.9599000001,1346717.1106,66462.175199999998,7365739.4577000001,null,null,null,40,101430,0.28517015738879264,820.5940291077809,2877.5592671466211,800.0996200187534,25829278.649586242,2559.7177239186231,0.31257337969043558]
[10,22,17,21,1573,65,203.06211074490176,374,478.22232621027217,2703.2844369551735,78,9580.0279413316639,353275,960633.21200000006,4745637.9599000001,1346717.1106,66462.175199999998,7574155.4577000001,null,null,null,40,101430,0.28217918084479049,844.56007756176109,2992.9921655924782,790.61934935115141,26841652.297189035,2530.6298976703629,0.31241998289792461]
[10,22,17,22,1651,65,203.06211074490176,374,478.22232621027217,2781.2844369551735,78,9954.0279413316639,353275,960633.21200000006,4954053.9599000001,1346717.1106,66462.175199999998,7782571.4577000001,null,null,null,40,101430,0.27941296260648124,868.52612601574117,3108.3959667216773,781.85147797569141,27853294.224943615,2503.7258898355581,0.3122751900077379]
[10,22,17,23,1729,65,203.06211074490176,374,478.22232621027217,2859.2844369551735,78,10328.027941331664,353275,960633.21200000006,5162469.9599000001,1346717.1106,66462.175199999998,7990987.4577000001,null,null,null,40,101430,0.27684708573576017,892.49217446972148,3223.7730518195549,773.71861338236829,28864264.315820102,2478.7686134516307,0.31213829688805933]
[10,22,17,24,1807,65,203.06211074490176,374,478.22232621027217,2937.284436955174,78,10702.027941331664,353275,960633.21200000006,5370885.9599000001,1346717.1106,66462.175199999998,8199403.4577000001,null,null,null,40,101430,0.27446054645505669,916.45822292370167,3339.1255492299797,766.15418149629977,29874616.091985937,2455.554107461553,0.31200867420034872]
[10,22,17,25,1885,65,203.06211074490176,374,478.22232621027217,3015.284436955174,78,11076.027941331664,353275,960633.21200000006,5579301.9599000001,1346717.1106,66462.175199999998,8407819.4576999992,null,null,null,40,101430,0.27223517789290158,940.42427137768186,3454.455367071072,759.10060016791761,30884397.537518688,2433.9059458945121,0.31188575772550325]
[10,22,17,26,1963,65,203.06211074490176,374,478.22232621027217,3093.284436955174,78,11450.027941331664,353275,960633.21200000006,5787717.9599000001,1346717.1106,66462.175199999998,8616235.4576999992,null,null,null,40,101430,0.27015518676502182,964.39031983166217,3569.7642210011641,752.50781062630347,31893651.796646066,2413.6707424685351,0.31176904015362539]
[10,22,18,10,735,65,203.06211074490176,396,506.94128657558235,1916.0033973204841,80,5787.558996704116,353275,1017141.048,2506501.9599000001,1427592.2877,68083.203899999993,5474023.4994999999,null,null,null,40,101430,0.33105552762599993,599.89983677581142,1812.0822240235489,945.82595229140941,16535061.470668143,3020.8471927647179,0.31309956841139569]
[10,22,18,11,815,65,203.06211074490176,396,506.94128657558235,1996.0033973204841,80,6183.558996704116,353275,1017141.048,2720261.9599000001,1427592.2877,68083.203899999993,5687783.4994999999,null,null,null,40,101430,0.3227920035022499,624.4803992927142,1934.621652696429,919.82360037836077,17620583.650736999,2939.9978500048778,0.3128653989923274]
[10,22,18,12,895,65,203.06211074490176,396,506.94128657558235,2076.0033973204841,80,6579.558996704116,353275,1017141.048,2934021.9599000001,1427592.2877,68083.203899999993,5901543.4994999999,null,null,null,40,101430,0.31552318299150622,649.06096180961697,2057.0943651614007,896.95122461195831,18703993.296300042,2868.8734943072709,0.31264927728315173]
[10,22,18,13,975,65,203.06211074490176,396,506.94128657558235,2156.0033973204841,80,6975.558996704116,353275,1017141.048,3147781.9599000001,1427592.2877,68083.203899999993,6115303.4994999999,null,null,null,40,101430,0.30907965918418506,673.64152432651974,2179.507788071835,876.67576209875165,19785525.568527259,2805.8186040759533,0.31244919426552498]
[10,22,18,14,1055,65,203.06211074490176,396,506.94128657558235,2236.0033973204841,80,7371.558996704116,353275,1017141.048,3361541.9599000001,1427592.2877,68083.203899999993,6329063.4994999999,null,null,null,40,101430,0.30332842731370929,698.2220868434224,2301.8682852342918,858.57869445664892,20865381.974089492,2749.5332987118295,0.31226342843670868]
[10,22,18,15,1135,65,203.06211074490176,396,506.94128657558235,2316.0033973204841,80,7767.558996704116,353275,1017141.048,3575301.9599000001,1427592.2877,68083.203899999993,6542823.4994999999,null,null,null,40,101430,0.29816360561962862,722.80264936032529,2424.1813411741959,842.32684969326863,21943736.177671373,2698.9826991784576,0.31209049615237039]
[10,22,18,16,1215,65,203.06211074490176,396,506.94128657558235,2396.0033973204841,80,8163.558996704116,353275,1017141.048,3789061.9599000001,1427592.2877,68083.203899999993,6756583.4994999999,null,null,null,40,101430,0.29349985689915703,747.38321187722806,2546.4517079271345,827.65170218384264,23020738.65004256,2653.3326661829319,0.31192911191739003]
[10,22,18,17,1295,65,203.06211074490176,396,506.94128657558235,2476.0033973204841,80,8559.558996704116,353275,1017141.048,4002821.9599000001,1427592.2877,68083.203899999993,6970343.4994999999,null,null,null,40,101430,0.28926763613334244,771.96377439413072,2668.6835233730812,814.33441865221516,24096520.415050149,2611.9033742488214,0.31177815637472278]
[10,22,18,18,1375,65,203.06211074490176,396,506.94128657558235,2556.0033973204836,80,8955.558996704116,353275,1017141.048,4216581.9599000001,1427592.2877,68083.203899999993,7184103.4994999999,null,null,null,40,101430,0.28540969896587814,796.5443369110335,2790.880407348257,802.19487160369613,25171196.092951529,2574.1352014170784,0.31163665030573473]
[10,22,18,19,1455,65,203.06211074490176,396,506.94128657558235,2636.0033973204836,80,9351.558996704116,353275,1017141.048,4430341.9599000001,1427592.2877,68083.203899999993,7397863.4994999999,null,null,null,40,101430,0.28187849729114928,821.12489942793627,2913.0455402556131,791.08344417307353,26244866.389574971,2539.5632842908585,0.31150373336491738]
[10,22,18,20,1535,65,203.06211074490176,396,506.94128657558235,2716.0033973204836,80,9747.558996704116,353275,1017141.048,4644101.9599000001,1427592.2877,68083.203899999993,7611623.4994999999,null,null,null,40,101430,0.27863420967637431,845.70546194483904,3035.1817277824634,780.87483256824157,27317620.145570308,2507.7982744254059,0.3113786465728221]
[10,22,18,21,1615,65,203.06211074490176,396,506.94128657558235,2796.0033973204836,80,10143.558996704116,353275,1017141.048,4857861.9599000001,1427592.2877,68083.203899999993,7825383.4994999999,null,null,null,40,101430,0.27564323313237216,870.28602446174182,3157.291454507807,771.46330021277913,28389536.033857211,2478.5116015589033,0.31126071781449549]
[10,22,18,22,1695,65,203.06211074490176,396,506.94128657558235,2876.0033973204836,80,10539.558996704116,353275,1017141.048,5071621.9599000001,1427592.2877,68083.203899999993,8039143.4994999999,null,null,null,40,101430,0.27287701489406291,894.86658697864459,3279.37692856268,762.75900177743199,29460683.973772444,2451.4240584792624,0.31114934975820069]
[10,22,18,23,1775,65,203.06211074490176,396,506.94128657558235,2956.0033973204845,80,10935.558996704116,353275,1017141.048,5285381.9599000001,1427592.2877,68083.203899999993,8252903.4994999999,null,null,null,40,101430,0.27031113802334189,919.44714949554736,3401.4401190384961,754.68510589972936,30531126.315585744,2426.2968656444486,0.3110440097359139]
[10,22,18,24,1855,65,203.06211074490176,396,506.94128657558235,3036.0033973204845,80,11331.558996704116,353275,1017141.048,5499141.9599000001,1427592.2877,68083.203899999993,8466663.4995000008,null,null,null,40,101430,0.26792459874263841,944.02771201245014,3523.4827874810376,747.17552121142296,31600918.837740798,2402.9246090210827,0.31094422122374105]
[10,22,18,25,1935,65,203.06211074490176,396,506.94128657558235,3116.0033973204845,80,11727.558996704116,353275,1017141.048,5712901.9599000001,1427592.2877,68083.203899999993,8680423.4995000008,null,null,null,40,101430,0.2656992301804833,968.60827452935314,3645.5065145329932,740.17308307209635,32670111.590477612,2381.1296084358773,0.31084955663471975]
[10,22,18,26,2015,65,203.06211074490176,396,506.94128657558235,3196.0033973204845,80,12123.558996704116,353275,1017141.048,5926661.9599000001,1427592.2877,68083.203899999993,8894183.4995000008,null,null,null,40,101430,0.26361923905260354,993.18883704625568,3767.5127225751203,733.62809567044951,33738749.612753451,2360.7573894060142,0.31075963119405348]
[10,22,19,10,755,65,203.06211074490176,418,535.66024694089242,1986.7223576857941,82,6109.0900520765663,353275,1073648.8840000001,2559941.9599000001,1508467.4648,69704.232499999998,5666467.5412999997,null,null,null,40,101430,0.32520757440962572,618.86612898364388,1902.9880534213235,927.54690026760454,17424156.099519055,2977.668478302694,0.31150106434827735]
[10,22,19,11,837,65,203.06211074490176,418,535.66024694089242,2068.7223576857941,82,6527.0900520765663,353275,1073648.8840000001,2779045.9599000001,1508467.4648,69704.232499999998,5885571.5412999997,null,null,null,40,101430,0.31694405028587569,644.06120556346934,2032.0974789794668,901.71446912806232,18569749.253695212,2896.3037463217815,0.31133283940719703]
[10,22,19,12,919,65,203.06211074490176,418,535.66024694089242,2150.7223576857941,82,6945.0900520765663,353275,1073648.8840000001,2998149.9599000001,1508467.4648,69704.232499999998,6104675.5412999997,null,null,null,40,101430,0.30967522977513201,669.2562821432947,2161.1553582418242,878.99156029431083,19713154.150857124,2824.7277633134372,0.31117744219826837]
[10,22,19,13,1001,65,203.06211074490176,418,535.66024694089242,2232.7223576857941,82,7363.0900520765663,353275,1073648.8840000001,3217253.9599000001,1508467.4648,69704.232499999998,6323779.5412999997,null,null,null,40,101430,0.30323170596781079,694.45135872311994,2290.1673705481135,858.84859434468297,20854611.891840134,2761.2739673894603,0.31103345936971555]
[10,22,19,14,1083,65,203.06211074490176,418,535.66024694089242,2314.7223576857941,82,7781.0900520765663,353275,1073648.8840000001,3436357.9599000001,1508467.4648,69704.232499999998,6542883.5412999997,null,null,null,40,101430,0.29748047409733502,719.64643530294529,2419.138390466187,840.86978784073517,21994329.413091023,2704.6338345275121,0.3108996778440552]
[10,22,19,15,1165,65,203.06211074490176,418,535.66024694089242,2396.7223576857941,82,8199.0900520765663,353275,1073648.8840000001,3655461.9599000001,1508467.4648,69704.232499999998,6761987.5412999997,null,null,null,40,101430,0.29231565240325436,744.84151188277065,2548.0726254619076,824.72414601016408,23132485.331066027,2653.7656241385516,0.31077505055778265]
[10,22,19,16,1247,65,203.06211074490176,418,535.66024694089242,2478.7223576857941,82,8617.0900520765663,353275,1073648.8840000001,3874565.9599000001,1508467.4648,69704.232499999998,6981091.5412999997,null,null,null,40,101430,0.28765190368278276,770.036588462596,2676.9737262430153,810.14489799569378,24269234.626578022,2607.8296820106839,0.31065866900136574]
[10,22,19,17,1329,65,203.06211074490176,418,535.66024694089242,2560.7223576857941,82,9035.0900520765663,353275,1073648.8840000001,4093669.9599000001,1508467.4648,69704.232499999998,7200195.5412999997,null,null,null,40,101430,0.28341968291696817,795.23166504242135,2805.8448759022699,796.91464055794677,25404712.429124683,2566.1417005257376,0.31054974103521998]
[10,22,19,18,1411,65,203.06211074490176,418,535.66024694089242,2642.7223576857941,82,9453.0900520765663,353275,1073648.8840000001,4312773.9599000001,1508467.4648,69704.232499999998,7419299.5412999997,null,null,null,40,101430,0.27956174574950393,820.4267416222466,2934.6888624646608,784.85442330357091,26539037.096682038,2528.13837819532,0.31044757283572011]
[10,22,19,19,1493,65,203.06211074490176,418,535.66024694089242,2724.7223576857941,82,9871.0900520765663,353275,1073648.8840000001,4531877.9599000001,1508467.4648,69704.232499999998,7638403.5412999997,null,null,null,40,101430,0.27603054407477506,845.62181820207184,3063.5081383348574,773.81560708712175,27672312.739383209,2493.3518033384639,0.31035155410119997]
[10,22,19,20,1575,65,203.06211074490176,418,535.66024694089242,2806.7223576857941,82,10289.090052076566,353275,1073648.8840000001,4750981.9599000001,1508467.4648,69704.232499999998,7857507.5412999997,null,null,null,40,101430,0.2727862564600001,870.81689478189719,3192.3048693239025,763.67370695462591,28804631.300812837,2461.3900811182289,0.31026114585124315]
[10,22,19,21,1657,65,203.06211074490176,418,535.66024694089242,2888.7223576857941,82,10707.090052076566,353275,1073648.8840000001,4970085.9599000001,1508467.4648,69704.232499999998,8076611.5412999997,null,null,null,40,101430,0.26979527991599794,896.01197136172266,3321.0809753258109,754.32367729949874,29936074.284820583,2431.9224979050473,0.31017587030396837]
[10,22,19,22,1739,65,203.06211074490176,418,535.66024694089242,2970.7223576857941,82,11125.090052076566,353275,1073648.8840000001,5189189.9599000001,1508467.4648,69704.232499999998,8295715.5412999997,null,null,null,40,101430,0.26702906167768869,921.2070479415479,3449.8381642574541,745.67625991583145,31066714.196346276,2404.6680297088233,0.31009530242980105]
[10,22,19,23,1821,65,203.06211074490176,418,535.66024694089242,3052.7223576857941,82,11543.090052076566,353275,1073648.8840000001,5408293.9599000001,1508467.4648,69704.232499999998,8514819.5413000006,null,null,null,40,101430,0.26446318480696757,946.40212452137325,3578.5779605284374,737.65512552052633,32196615.750030648,2379.3863470846172,0.3100190628665036]
[10,22,19,24,1903,65,203.06211074490176,418,535.66024694089242,3134.7223576857941,82,11961.090052076566,353275,1073648.8840000001,5627397.9599000001,1508467.4648,69704.232499999998,8733923.5413000006,null,null,null,40,101430,0.26207664552626408,971.59720110119861,3707.3017290425814,730.19461464074357,33325836.889132522,2355.8707058664022,0.30994681194620355]
[10,22,19,25,1985,65,203.06211074490176,418,535.66024694089242,3216.7223576857941,82,12379.090052076566,353275,1073648.8840000001,5846501.9599000001,1508467.4648,69704.232499999998,8953027.5413000006,null,null,null,40,101430,0.25985127696410898,996.79227768102407,3836.0106955283591,723.23793619688774,34454429.648601972,2333.9422780274913,0.30987824463599217]
[10,22,19,26,2067,65,203.06211074490176,418,535.66024694089242,3298.7223576857941,82,12797.090052076566,353275,1073648.8840000001,6065605.9599000001,1508467.4648,69704.232499999998,9172131.5413000006,null,null,null,40,101430,0.25777128583622921,1021.9873542608494,3964.7059638370752,716.73571913100125,35582440.889427245,2313.445593423633,0.30981308623312592]
[10,22,20,10,775,65,203.06211074490176,440,564.3792073062026,2057.4413180511042,84,6430.6211074490175,353275,1130156.72,2613381.9599000001,1589342.6418999999,71325.261199999994,5858911.5829999996,null,null,null,40,101430,0.31994441651488886,637.83242119147644,1993.5725965756758,911.09575344617997,18312279.510417778,2938.900541210247,0.31001244876119161]
[10,22,20,11,859,65,203.06211074490176,440,564.3792073062026,2141.4413180511042,84,6870.6211074490175,353275,1130156.72,2837829.9599000001,1589342.6418999999,71325.261199999994,6083359.5829999996,null,null,null,40,101430,0.31168089239113883,663.64201183422438,2129.2354713916752,885.4162510027935,19517909.924949646,2857.062858830765,0.30990436499011598]
[10,22,20,12,943,65,203.06211074490176,440,564.3792073062026,2225.4413180511042,84,7310.6211074490175,353275,1130156.72,3062277.9599000001,1589342.6418999999,71325.261199999994,6307807.5829999996,null,null,null,40,101430,0.30441207188039515,689.45160247697231,2264.8628821391185,862.82786240842802,20721279.363377336,2785.0726120163931,0.30980444053260808]
[10,22,20,13,1027,65,203.06211074490176,440,564.3792073062026,2309.4413180511042,84,7750.6211074490175,353275,1130156.72,3286725.9599000001,1589342.6418999999,71325.261199999994,6532255.5829999996,null,null,null,40,101430,0.29796854807307394,715.26119311972025,2400.4586985613973,842.80414336602109,21922634.537307601,2721.2530617306488,0.30971178506640568]
[10,22,20,14,1111,65,203.06211074490176,440,564.3792073062026,2393.4413180511042,84,8190.6211074490175,353275,1130156.72,3511173.9599000001,1589342.6418999999,71325.261199999994,6756703.5829999996,null,null,null,40,101430,0.29221731620259817,741.07078376246807,2536.0262471532446,824.93177188641278,23122187.524074234,2664.2877180797109,0.30962563325592463]
[10,22,20,15,1195,65,203.06211074490176,440,564.3792073062026,2477.4413180511042,84,8630.6211074490166,353275,1130156.72,3735621.9599000001,1589342.6418999999,71325.261199999994,6981151.5829999996,null,null,null,40,101430,0.2870524945085175,766.880374405216,2671.5684032575473,808.88171269536986,24320121.638277642,2613.1285182538395,0.30954532356329939]
[10,22,20,16,1279,65,203.06211074490176,440,564.3792073062026,2561.4413180511042,84,9070.6211074490166,353275,1130156.72,3960069.9599000001,1589342.6418999999,71325.261199999994,7205599.5829999996,null,null,null,40,101430,0.28238874578804596,792.68996504796394,2807.0876650407931,794.38877422635983,25516596.148015462,2566.9307277987905,0.30947028122865189]
[10,22,20,17,1363,65,203.06211074490176,440,564.3792073062026,2645.4413180511042,84,9510.6211074490166,353275,1130156.72,4184517.9599000001,1589342.6418999999,71325.261199999994,7430047.5829999996,null,null,null,40,101430,0.27815652502223137,818.49955569071176,2942.5862133749838,781.23684027310526,26711750.092593845,2525.0059112104373,0.30940000449289878]
[10,22,20,18,1447,65,203.06211074490176,440,564.3792073062026,2729.4413180511042,84,9950.6211074490166,353275,1130156.72,4408965.9599000001,1589342.6418999999,71325.261199999994,7654495.5829999996,null,null,null,40,101430,0.27429858785476713,844.30914633345981,3078.0659606621675,769.24801983345833,27905705.395286236,2486.7873791020061,0.30933405336456166]
[10,22,20,19,1531,65,203.06211074490176,440,564.3792073062026,2813.4413180511042,84,10390.621107449017,353275,1130156.72,4633413.9599000001,1589342.6418999999,71325.261199999994,7878943.5829999996,null,null,null,40,101430,0.27076738618003821,870.11873697620763,3213.5285909125319,758.27455370976531,29098569.418472417,2451.804413783299,0.30927204039889006]
[10,22,20,20,1615,65,203.06211074490176,440,564.3792073062026,2897.4413180511042,84,10830.621107449017,353275,1130156.72,4857861.9599000001,1589342.6418999999,71325.261199999994,8103391.5829999996,null,null,null,40,101430,0.2675230985652633,895.92832761895556,3348.9755928510613,748.19269390237196,30290437.074319836,2419.6627769746042,0.30921362308092598]
[10,22,20,21,1699,65,203.06211074490176,440,564.3792073062026,2981.4413180511042,84,11270.621107449017,353275,1130156.72,5082309.9599000001,1589342.6418999999,71325.261199999994,8327839.5829999996,null,null,null,40,101430,0.26453212202126108,921.73791826170327,3484.4082874276455,738.89801667754648,31481392.578663252,2390.0297829810797,0.3091584974961778]
[10,22,20,22,1783,65,203.06211074490176,440,564.3792073062026,3065.4413180511046,84,11710.621107449017,353275,1130156.72,5306757.9599000001,1589342.6418999999,71325.261199999994,8552287.5830000006,null,null,null,40,101430,0.26176590378295189,947.54750890445155,3619.8278508041608,730.30179224039114,32671510.916522805,2362.6227366360094,0.30910639304192178]
[10,22,20,23,1867,65,203.06211074490176,440,564.3792073062026,3149.4413180511046,84,12150.621107449017,353275,1130156.72,5531205.9599000001,1589342.6418999999,71325.261199999994,8776735.5830000006,null,null,null,40,101430,0.25920002691223082,973.35709954719937,3755.2353336629608,722.32814317924363,33860859.073097676,2337.1998831447672,0.30905706798484478]
[10,22,20,24,1951,65,203.06211074490176,440,564.3792073062026,3233.4413180511046,84,12590.621107449017,353275,1130156.72,5755653.9599000001,1589342.6418999999,71325.261199999994,9001183.5830000006,null,null,null,40,101430,0.25681348763152728,999.16669018994719,3890.6316775057344,714.91179872713212,35049497.072883323,2313.5532553903404,0.30901030571112265]
[10,22,20,25,2035,65,203.06211074490176,440,564.3792073062026,3317.4413180511046,84,13030.621107449017,353275,1130156.72,5980101.9599000001,1589342.6418999999,71325.261199999994,9225631.5830000006,null,null,null,40,101430,0.25458811906937218,1024.9762808326952,4026.017728476173,707.9963040092,36237478.860921629,2291.5029702340698,0.30896591154620257]
[10,22,20,26,2119,65,203.06211074490176,440,564.3792073062026,3401.4413180511046,84,13470.621107449017,353275,1130156.72,6204549.9599000001,1589342.6418999999,71325.261199999994,9450079.5830000006,null,null,null,40,101430,0.25250812794149241,1050.7858714754432,4161.3942491344924,701.53258024549768,37424853.053474024,2270.8926425280774,0.30892371004580588]
[10,22,21,10,795,65,203.06211074490176,462,593.09816767151267,2128.1602784164143,86,6752.1521628214687,353275,1186664.5560000001,2666821.9599000001,1670217.8189999999,72946.289900000003,6051355.6248000003,null,null,null,40,101430,0.31518251175298406,656.79871339930901,2083.8678826002174,896.21138251251023,19199528.524347994,2903.9056051990583,0.30862276683786222]
[10,22,21,11,881,65,203.06211074490176,462,593.09816767151267,2214.1602784164143,86,7214.1521628214687,353275,1186664.5560000001,2896613.9599000001,1670217.8189999999,72946.289900000003,6281147.6248000003,null,null,null,40,101430,0.30691898762923403,683.22281810497952,2226.0689160435068,870.67024412755052,20465164.678455316,2821.6321514164229,0.30856972043307818]
[10,22,21,12,967,65,203.06211074490176,462,593.09816767151267,2300.1602784164143,86,7676.1521628214687,353275,1186664.5560000001,3126405.9599000001,1670217.8189999999,72946.289900000003,6510939.6248000003,null,null,null,40,101430,0.29965016711849035,709.64692281064993,2368.251383387465,848.20356432120082,21728469.859996609,2749.2603489854364,0.30852064070040319]
[10,22,21,13,1053,65,203.06211074490176,462,593.09816767151267,2386.1602784164143,86,8138.1521628214687,353275,1186664.5560000001,3356197.9599000001,1670217.8189999999,72946.289900000003,6740731.6248000003,null,null,null,40,101430,0.29320664331116919,736.07102751632033,2510.417292063727,828.287735337708,22989696.10188327,2685.1040446888187,0.30847509874936696]
[10,22,21,14,1139,65,203.06211074490176,462,593.09816767151267,2472.1602784164143,86,8600.1521628214687,353275,1186664.5560000001,3585989.9599000001,1670217.8189999999,72946.289900000003,6970523.6248000003,null,null,null,40,101430,0.28745541144069336,762.49513222199084,2652.5683701707098,810.51166221345454,24249060.366759505,2627.8393813194971,0.30843272536941679]
[10,22,21,15,1225,65,203.06211074490176,462,593.09816767151267,2558.1602784164143,86,9062.1521628214687,353275,1186664.5560000001,3815781.9599000001,1670217.8189999999,72946.289900000003,7200315.6248000003,null,null,null,40,101430,0.2822905897466127,788.91923692766136,2794.7061134266091,794.54808255341322,25506750.441947609,2576.4124500191924,0.30839320099834733]
[10,22,21,16,1311,65,203.06211074490176,462,593.09816767151267,2644.1602784164143,86,9524.1521628214687,353275,1186664.5560000001,4045573.9599000001,1670217.8189999999,72946.289900000003,7430107.6248000003,null,null,null,40,101430,0.27762684102614116,815.34334163333187,2936.831822959653,780.13323367315286,26762929.684012257,2529.9738196412009,0.30835624764836134]
[10,22,21,17,1397,65,203.06211074490176,462,593.09816767151267,2730.1602784164143,86,9986.1521628214687,353275,1186664.5560000001,4275365.9599000001,1670217.8189999999,72946.289900000003,7659899.6248000003,null,null,null,40,101430,0.27339462026032657,841.76744633900239,3078.9466359560065,767.05216382491517,28017740.866602648,2487.8312392051839,0.30832162235810423]
[10,22,21,18,1483,65,203.06211074490176,462,593.09816767151267,2816.1602784164143,86,10448.152162821469,353275,1186664.5560000001,4505157.9599000001,1670217.8189999999,72946.289900000003,7889691.6248000003,null,null,null,40,101430,0.26953668309286233,868.19155104467268,3221.0515506921124,755.12794050335629,29271309.323261436,2449.4148884645429,0.30828911184447033]
[10,22,21,19,1569,65,203.06211074490176,462,593.09816767151267,2902.1602784164143,86,10910.152162821469,353275,1186664.5560000001,4734949.9599000001,1670217.8189999999,72946.289900000003,8119483.6248000003,null,null,null,40,101430,0.2660054814181334,894.61565575034331,3363.147447116321,744.21360065406168,30523745.531446647,2414.2514571399447,0.30825852810531096]
[10,22,21,20,1655,65,203.06211074490176,462,593.09816767151267,2988.1602784164143,86,11372.152162821469,353275,1186664.5560000001,4964741.9599000001,1670217.8189999999,72946.289900000003,8349275.6248000003,null,null,null,40,101430,0.26276119380335849,921.03976045601371,3505.2351038764441,734.18606304557045,31775147.250340842,2381.9445421916462,0.30822970478147238]
[10,22,21,21,1741,65,203.06211074490176,462,593.09816767151267,3074.1602784164143,86,11834.152162821469,353275,1186664.5560000001,5194533.9599000001,1670217.8189999999,72946.289900000003,8579067.6248000003,null,null,null,40,101430,0.25977021725935628,947.46386516168423,3647.3152124892363,724.94146659101807,33025601.299827479,2352.1596366007484,0.30820249412946982]
[10,22,21,22,1827,65,203.06211074490176,462,593.09816767151267,3160.1602784164147,86,12296.152162821469,353275,1186664.5560000001,5424325.9599000001,1670217.8189999999,72946.289900000003,8808859.6248000003,null,null,null,40,101430,0.25700399902104709,973.88796986735474,3789.3883891962287,716.39155958165918,34275185.048990898,2324.612502083884,0.30817676448847048]
[10,22,21,23,1913,65,203.06211074490176,462,593.09816767151267,3246.1602784164147,86,12758.152162821469,353275,1186664.5560000001,5654117.9599000001,1670217.8189999999,72946.289900000003,9038651.6248000003,null,null,null,40,101430,0.25443812215032602,1000.3120745730251,3931.4551849350046,708.46087344189232,35523967.668008842,2299.0600679901922,0.30815239814991846]
[10,22,21,24,1999,65,203.06211074490176,462,593.09816767151267,3332.1602784164147,86,13220.152162821469,353275,1186664.5560000001,5883909.9599000001,1670217.8189999999,72946.289900000003,9268443.6248000003,null,null,null,40,101430,0.25205158286962254,1026.7361792786958,4073.5160937663723,701.08448909100741,36772011.186183691,2275.2932384286873,0.30812928955705721]
[10,22,21,25,2085,65,203.06211074490176,462,593.09816767151267,3418.1602784164147,86,13682.152162821469,353275,1186664.5560000001,6113701.9599000001,1670217.8189999999,72946.289900000003,9498235.6248000003,null,null,null,40,101430,0.2498262143074674,1053.1602839843663,4215.571560029387,694.20625583938727,38019371.390255101,2253.1311565995225,0.30810734377624932]
[10,22,21,26,2171,65,203.06211074490176,462,593.09816767151267,3504.1602784164147,86,14144.152162821469,353275,1186664.5560000001,6343493.9599000001,1670217.8189999999,72946.289900000003,9728027.6248000003,null,null,null,40,101430,0.24774622317958764,1079.5843886900366,4357.6219844427724,687.77735934908969,39266098.590432838,2232.4165931572952,0.30808647519340004]
[10,22,22,10,815,65,203.06211074490176,484,621.81712803682285,2198.8792387817248,88,7073.6832181939189,353275,1243172.392,2720261.9599000001,1751092.9961000001,74567.318499999994,6243799.6665000003,null,null,null,40,101430,0.31085350742397982,675.76500560714157,2173.9018202083566,882.68013620917407,20085987.50671294,2872.1626747327177,0.30732247305292898]
[10,22,22,11,903,65,203.06211074490176,484,621.81712803682285,2286.8792387817248,88,7557.6832181939189,353275,1243172.392,2955397.9599000001,1751092.9961000001,74567.318499999994,6478935.6665000003,null,null,null,40,101430,0.30258998330022979,702.80362437573444,2322.6268652733715,857.26478333187492,21411599.934250157,2789.4862336285732,0.30731995483510305]
[10,22,22,12,991,65,203.06211074490176,484,621.81712803682285,2374.8792387817248,88,8041.6832181939189,353275,1243172.392,3190533.9599000001,1751092.9961000001,74567.318499999994,6714071.6665000003,null,null,null,40,101430,0.29532116278948611,729.84224314432765,2471.3509734640365,834.90874787826692,22734813.865411844,2716.7616978032847,0.30731762323996109]
[10,22,22,13,1079,65,203.06211074490176,484,621.81712803682285,2462.8792387817248,88,8525.6832181939189,353275,1243172.392,3425669.9599000001,1751092.9961000001,74567.318499999994,6949207.6665000003,null,null,null,40,101430,0.2888776389821649,756.88086191292064,2620.0742452054237,815.09100076651418,24055886.398894988,2652.2941780190326,0.30731545826311624]
[10,22,22,14,1167,65,203.06211074490176,484,621.81712803682285,2550.8792387817248,88,9009.6832181939189,353275,1243172.392,3660805.9599000001,1751092.9961000001,74567.318499999994,7184343.6665000003,null,null,null,40,101430,0.28312640711168913,783.91948068151373,2768.7967670647877,797.40247160167416,25375039.155926704,2594.752981509765,0.30731344266062005]
[10,22,22,15,1255,65,203.06211074490176,484,621.81712803682285,2638.8792387817248,88,9493.6832181939189,353275,1243172.392,3895941.9599000001,1751092.9961000001,74567.318499999994,7419479.6665000003,null,null,null,40,101430,0.27796158541760846,810.95809945010683,2917.5186140621786,781.51750969708894,26692464.195687179,2543.0787761814881,0.30731156148869354]
[10,22,22,16,1343,65,203.06211074490176,484,621.81712803682285,2726.8792387817243,88,9977.6832181939189,353275,1243172.392,4131077.9599000001,1751092.9961000001,74567.318499999994,7654615.6665000003,null,null,null,40,101430,0.27329783669713681,837.9967182186997,3066.2398515336617,767.17365135205546,28008328.785341423,2496.4177745936267,0.30730980173257977]
[10,22,22,17,1431,65,203.06211074490176,484,621.81712803682285,2814.8792387817243,88,10461.683218193919,353275,1243172.392,4366213.9599000001,1751092.9961000001,74567.318499999994,7889751.6665000003,null,null,null,40,101430,0.26906561593132222,865.03533698729279,3214.9605366450432,754.1570034174697,29322779.275334015,2454.0741874142163,0.30730815200501421]
[10,22,22,18,1519,65,203.06211074490176,484,621.81712803682285,2902.8792387817243,88,10945.683218193919,353275,1243172.392,4601349.9599000001,1751092.9961000001,74567.318499999994,8124887.6665000003,null,null,null,40,101430,0.26520767876385798,892.07395575588589,3363.6807196302648,742.29150474871824,30635944.269812755,2415.4752914328456,0.30730660229953971]
[10,22,22,19,1607,65,203.06211074490176,484,621.81712803682285,2990.8792387817243,88,11429.683218193919,353275,1243172.392,4836485.9599000001,1751092.9961000001,74567.318499999994,8360023.6665000003,null,null,null,40,101430,0.26167647708912911,919.11257452447887,3512.4004448111773,731.43091605796758,31947937.237356134,2380.1453729133045,0.30730514378737045]
[10,22,22,20,1695,65,203.06211074490176,484,621.81712803682285,3078.8792387817243,88,11913.683218193919,353275,1243172.392,5071621.9599000001,1751092.9961000001,74567.318499999994,8595159.6665000003,null,null,null,40,101430,0.25843218947435415,946.15119329307174,3661.1197514424348,721.45276226666033,33258858.673984613,2347.6860223295275,0.30730376864909209]
[10,22,22,21,1783,65,203.06211074490176,484,621.81712803682285,3166.8792387817248,88,12397.683218193919,353275,1243172.392,5306757.9599000001,1751092.9961000001,74567.318499999994,8830295.6665000003,null,null,null,40,101430,0.25544121293035205,973.18981206166495,3809.83867441552,712.25369378508333,34568797.905542381,2317.761044800839,0.30730246993442162]
[10,22,22,22,1871,65,203.06211074490176,484,621.81712803682285,3254.8792387817248,88,12881.683218193919,353275,1243172.392,5541893.9599000001,1751092.9961000001,74567.318499999994,9065431.6665000003,null,null,null,40,101430,0.25267499469204274,1000.2284308302582,3958.5572448485636,703.74589352826683,35877834.597700492,2290.0847722571611,0.3073012414447166]
[10,22,22,23,1959,65,203.06211074490176,484,621.81712803682285,3342.8792387817248,88,13365.683218193919,353275,1243172.392,5777029.9599000001,1751092.9961000001,74567.318499999994,9300567.6665000003,null,null,null,40,101430,0.25010911782132167,1027.2670495988511,4107.2754905830034,695.85426458975496,37186040.027458325,2264.4129150479257,0.30730007763404199]
[10,22,22,24,2047,65,203.06211074490176,484,621.81712803682285,3430.8792387817248,88,13849.683218193919,353275,1243172.392,6012165.9599000001,1751092.9961000001,74567.318499999994,9535703.6665000003,null,null,null,40,101430,0.24772257854061819,1054.3056683674442,4255.993436603816,688.51420760362134,38493478.158965729,2240.5353317803115,0.30729897352546254]
[10,22,22,25,2135,65,203.06211074490176,484,621.81712803682285,3518.8792387817248,88,14333.683218193919,353275,1243172.392,6247301.9599000001,1751092.9961000001,74567.318499999994,9770839.6665000003,null,null,null,40,101430,0.24549720997846305,1081.3442871360371,4404.711105396681,681.66984841228475,39800206.557920285,2218.2702639827303,0.30729792463989486]
[10,22,22,26,2223,65,203.06211074490176,484,621.81712803682285,3606.8792387817248,88,14817.683218193919,353275,1243172.392,6482437.9599000001,1751092.9961000001,74567.318499999994,10005975.6665,null,null,null,40,101430,0.24341721885058332,1108.3829059046304,4553.4285172528762,675.27261307962794,41106277.172108859,2197.4597006680697,0.30729692693537547]

{"sheet":"Graf simulace","index":7,"n_rows":62,"n_cols":10,"rows_kept":62,"cut":false,"hidden":false,"merged":[[0,0,0,12],[57,0,58,8],[59,0,60,8],[61,0,62,8],[57,9,58,12],[59,9,60,12],[61,9,62,12]]}
["Grafy výsledné simulace"]
[]
[]
[]
[]
[]
[]
[]
[]
[]
[]
[]
[]
[]
[]
[]
[]
[]
[]
[]
[]
[]
[]
[]
[]
[]
[]
[]
[]
[]
[]
[]
[]
[]
[]
[]
[]
[]
[]
[]
[]
[]
[]
[]
[]
[]
[]
[]
[]
[]
[]
[]
[]
[]
[]
[]
[]
["Minimální cena objektu",null,null,null,null,null,null,null,null,{"$f":"'Výsledky simulace'!AF2","v":1832347.4212}]
[]
["Maximální cena objektu",null,null,null,null,null,null,null,null,{"$f":"'Výsledky simulace'!AF3","v":10005975.6665}]
[]
["Medián ceny objektu",null,null,null,null,null,null,null,null,{"$f":"'Výsledky simulace'!AG2","v":4953807.3267000001}]

{"sheet":"Výstup pro tisk","index":8,"n_rows":118,"n_cols":9,"rows_kept":118,"cut":false,"hidden":false,"merged":[[117,0,117,9],[102,0,102,9],[103,0,103,2],[104,0,104,2],[105,0,105,2],[106,0,106,2],[107,0,107,2],[108,0,108,2],[103,3,103,4],[109,3,109,4],[109,6,109,7],[109,8,109,9],[110,0,110,2],[110,3,110,4],[110,6,110,7],[110,8,110,9],[109,0,109,2],[103,6,103,7],[104,6,104,7],[105,6,105,7],[106,6,106,7],[107,6,107,7],[108,6,108,7],[106,8,106,9],[107,3,107,4],[108,3,108,4],[104,8,104,9],[105,8,105,9],[93,0,94,1],[93,2,94,3],[93,4,94,9],[107,8,107,9],[108,8,108,9],[103,8,103,9],[104,3,104,4],[105,3,105,4],[106,3,106,4],[99,0,99,1],[100,0,100,1],[96,0,96,1],[97,0,97,1],[100,2,100,3],[100,4,100,9],[95,0,95,1],[82,0,82,1],[82,2,82,8],[83,0,83,1],[83,2,83,8],[84,0,84,1],[84,2,84,8],[99,4,99,6],[99,7,99,9],[96,4,96,6],[96,7,96,9],[97,4,97,6],[97,7,97,9],[98,4,98,6],[98,7,98,9],[92,0,92,9],[95,2,95,3],[96,2,96,3],[97,2,97,3],[98,2,98,3],[99,2,99,3],[87,0,87,9],[95,4,95,6],[95,7,95,9],[98,0,98,1],[80,0,80,1],[80,2,80,8],[81,0,81,1],[81,2,81,8],[62,0,62,8],[70,0,71,1],[70,2,71,8],[72,0,72,1],[72,2,72,8],[75,0,75,8],[77,0,77,1],[77,2,77,8],[78,0,78,1],[78,2,78,8],[79,0,79,1],[79,2,79,8],[74,0,74,1],[74,2,74,8],[76,0,76,1],[76,2,76,8],[73,0,73,1],[73,2,73,8],[68,0,68,1],[68,2,68,8],[69,0,69,1],[69,2,69,8],[66,0,66,1],[66,2,66,8],[57,0,58,1],[57,2,58,8],[67,0,67,1],[67,2,67,8],[63,0,63,1],[63,2,63,8],[64,0,64,1],[64,2,64,8],[65,0,65,1],[65,2,65,8],[60,0,60,1],[60,2,60,8],[61,0,61,1],[61,2,61,8],[59,0,59,1],[59,2,59,8],[54,0,54,1],[54,2,54,8],[55,0,55,1],[55,2,55,8],[56,0,56,1],[56,2,56,8],[51,0,51,1],[51,2,51,8],[52,0,52,1],[52,2,52,8],[53,0,53,1],[53,2,53,8],[50,0,50,1],[50,2,50,8],[45,0,45,9],[41,0,42,1],[41,2,42,8],[43,0,43,1],[43,2,43,8],[44,0,44,1],[44,2,44,8],[36,2,36,8],[37,2,37,8],[18,0,18,8],[38,2,38,8],[39,2,39,8],[40,2,40,8],[39,0,39,1],[40,0,40,1],[29,2,30,8],[27,2,27,8],[31,2,31,8],[28,2,28,8],[33,2,33,8],[34,2,34,8],[35,2,35,8],[33,0,33,1],[34,0,34,1],[35,0,35,1],[36,0,36,1],[37,0,37,1],[38,0,38,1],[24,2,24,8],[28,0,28,1],[31,0,31,1],[29,0,30,1],[32,0,32,1],[24,0,24,1],[25,0,25,1],[26,0,26,1],[27,0,27,1],[22,0,23,1],[20,0,20,1],[19,0,19,1],[21,0,21,1],[20,2,20,8],[21,2,21,8],[22,2,23,8],[14,0,14,1],[15,0,15,1],[16,0,16,1],[14,2,14,9],[15,2,15,9],[16,2,16,9],[3,2,3,8],[3,0,3,1],[0,0,0,9],[1,0,1,9],[10,0,10,1],[11,0,11,1],[12,0,12,1],[10,2,10,9],[11,2,11,9],[12,2,12,9],[6,0,6,1],[7,0,7,1],[8,0,8,1],[6,2,6,9],[7,2,7,9],[8,2,8,9]]}
["Obálka 2015"]
[{"$f":"Úvod!B83","v":"Rodiný dům"}]
[]
["Adresa objektu :",null,{"$f":"Úvod!B81","v":"Krupská 308 Teplice"}]
[null,null,{"$f":"Úvod!B82","v":"417 12"}]
[]
["Objednatel :",null,{"$f":"Úvod!B72","v":" Petr Macháček"}]
["Tel:",null,{"$f":"Úvod!B74","v":712542454}]
["Email:",null,{"$f":"Úvod!B73","v":"machacek.petr@seznam.cz"}]
[]
["Projektant:",null,{"$f":"Úvod!B75","v":"Ing. Jan Skála"}]
["Tel:",null,{"$f":"Úvod!B77","v":743200119}]
["Email:",null,{"$f":"Úvod!B76","v":"skala.jan@archpra.com"}]
[]
["Dodavatel:",null,{"$f":"Úvod!B78","v":"RYCHLOSTAV s.r.o."}]
["Tel:",null,{"$f":"Úvod!B80","v":787492465}]
["Email:",null,{"$f":"Úvod!B79","v":"help@rychlostav.cz"}]
[]
["Parametry objektu"]
["Okna"]
["Typ oken :",null,{"$f":"Úvod!A16","v":"eurookno oknasirer.cz 2 sklo u=1"}]
["Plocha oken (m2):",null,{"$f":"Úvod!Q23","v":65}]
["Součinitel prostupu tepla oken W/(m2K):",null,{"$f":"Úvod!P35","v":1}]
[]
["Cena  oken:",null,{"$f":"Úvod!V52","v":353275}]
[]
["Střešní okna"]
["Typ oken :",null,{"$f":"Úvod!A18","v":"Velux GLU 00551 U=1,1"}]
["Plocha oken (m2):",null,{"$f":"Úvod!E11","v":10}]
["Součinitel prostupu tepla okenW/(m2K):",null,{"$f":"Úvod!P36","v":1.1000000000000001}]
[]
[{"$f":"A25","v":"Cena  oken:"},null,{"$f":"Úvod!V57","v":101430}]
[]
["Podlaha"]
["Skladba podlahy:",null,{"$f":"Úvod!A23","v":"Anhydritový potěr 50mm"}]
[null,null,{"$f":"Úvod!A24","v":"Separační vrstva z asfaltového pásu"}]
[null,null,{"$f":"Úvod!A25","v":"Polystyren EPS 100mm"}]
[null,null,{"$f":"Úvod!A26","v":"Asfaltový pás"}]
[null,null,{"$f":"Úvod!A27","v":"Asfaltový nátěr"}]
[null,null,{"$f":"Úvod!A28","v":"ŽLB deska 160mm"}]
["Plocha podlahy (m2):",null,{"$f":"Úvod!Q26","v":112}]
["Součinitel prostupu tepla podlahy W/(m2K):",null,{"$f":"Úvod!P37","v":0.35137827925270976}]
[]
["Tloušťka podlahy (mm):",null,{"$f":"Úvod!E32","v":314.7}]
["Cena podlahy:",null,{"$f":"Úvod!V53","v":287676.25599999994}]
[1]
[]
[]
[]
["Stěna"]
["Skladba stěny:",null,{"$f":"Úvod!A37","v":"Omítka vnější tenko. 2mm+ sklovlak."}]
[null,null,{"$f":"Úvod!A38","v":"ISOVER NF333 s kol.or.vlaken tl. 80mm"}]
[null,null,{"$f":"Úvod!A39","v":"Porotherm P8/P10 36,5"}]
[null,null,{"$f":"Úvod!A40","v":"Omítka vnitřní Cemix 032  10mm"}]
[null,null,{"$f":"Úvod!A41","v":"Nic"}]
[null,null,{"$f":"Úvod!A42","v":"Nic"}]
["Plocha stěn (m2):",null,{"$f":"Úvod!Q22+Úvod!Q25","v":809.2317638553734}]
["Součinitel prostupu tepla stěnou W/(m2K):",null,{"$f":"Úvod!P38","v":0.20725703146128455}]
[]
["Tloušťka stěny (mm):",null,{"$f":"Úvod!E46","v":460}]
["Cena stěny:",null,{"$f":"Úvod!V54","v":2162267.2730215578}]
[]
["Střecha nad vytápěným prostorem"]
["Skladba střechy:",null,{"$f":"Úvod!A51","v":"Taška betonová Moravská plus 33,5x42"}]
[null,null,{"$f":"Úvod!A52","v":"Laťování 30x50 150-360mm max60°"}]
[null,null,{"$f":"Úvod!A53","v":"Folie podstřešní difuzní JUTAFOL D"}]
[null,null,{"$f":"Úvod!A54","v":"Kontrolatě po 1m sklon do 60° 30x50"}]
[null,null,{"$f":"Úvod!A55","v":"Parotěsná folie JUTAFOL N 140g SDK podhled"}]
[null,null,{"$f":"Úvod!A56","v":"SDK podkroví +300 mm ISOVER ORSIK"}]
["Plocha střechy (m2):",null,{"$f":"Úvod!Q27","v":136.20561640521518}]
["Součinitel prostupu tepla střechou W/(m2K):",null,{"$f":"Úvod!P39","v":0.12206286237412269}]
[]
["Tloušťka střechy (mm):",null,{"$f":"Úvod!E60","v":390.5}]
["Cena střechy:",null,{"$f":"Úvod!V55","v":413941.1267609254}]
[]
["Přesahy střechy"]
["Skladba přesahů:",null,{"$f":"Střecha!L3","v":"Taška betonová Moravská plus 33,5x42"}]
[null,null,{"$f":"Střecha!L4","v":"Laťování 30x50 150-360mm max60°"}]
[null,null,{"$f":"Střecha!L5","v":"Folie podstřešní difuzní JUTAFOL D"}]
[null,null,{"$f":"Střecha!L6","v":""}]
[null,null,{"$f":"Střecha!L7","v":""}]
[null,null,{"$f":"Střecha!L8","v":"SDK podkroví +300 mm ISOVER ORSIK"}]
["Plocha přesahů (mm):",null,{"$f":"Úvod!K64","v":62.659549887949396}]
["Cena přesahů:",null,{"$f":"Úvod!V56","v":32742.121198449076}]
[]
[]
[]
[2]
[]
[]
[]
[]
["Posouzení konstrukcí"]
["Konstrukce:",null,"Součinitel prostupu tepla W/(m2K):",null,"Posouzení konstrukce:"]
[]
["Okno",null,{"$f":"Úvod!Q52","v":1},null,{"$f":"IF(Úvod!P35<=Úvod!R35,\"Konstrukce splňuje požadovánou hodnotu součinitele prostupu tepla.\",\"Konstrukce nesplňuje požadovanou hodnotu součinitele prostupu tepla.\")","v":"Konstrukce splňuje požadovánou hodnotu součinitele prostupu tepla."},null,null,{"$f":"IF(Úvod!P35<=Úvod!T35,\"Konstrukce splňuje doporučenou hodnotu součinitele prostupu tepla.\",\"Konstrukce nesplňuje doporučenou hodnotu součinitele prostupu tepla.\")","v":"Konstrukce splňuje doporučenou hodnotu součinitele prostupu tepla."}]
["Střešní okno",null,{"$f":"Úvod!Q57","v":1.1000000000000001},null,{"$f":"IF(Úvod!P36<=Úvod!R36,\"Konstrukce splňuje požadovánou hodnotu součinitele prostupu tepla.\",\"Konstrukce nesplňuje požadovanou hodnotu součinitele prostupu tepla.\")","v":"Konstrukce splňuje požadovánou hodnotu součinitele prostupu tepla."},null,null,{"$f":"IF(Úvod!P36<=Úvod!T36,\"Konstrukce splňuje doporučenou hodnotu součinitele prostupu tepla.\",\"Konstrukce nesplňuje doporučenou hodnotu součinitele prostupu tepla.\")","v":"Konstrukce splňuje doporučenou hodnotu součinitele prostupu tepla."}]
["Podlaha",null,{"$f":"Úvod!Q53","v":0.35137827925270976},null,{"$f":"IF(Úvod!P37<=Úvod!R37,\"Konstrukce splňuje požadovánou hodnotu součinitele prostupu tepla.\",\"Konstrukce nesplňuje požadovanou hodnotu součinitele prostupu tepla.\")","v":"Konstrukce splňuje požadovánou hodnotu součinitele prostupu tepla."},null,null,{"$f":"IF(Úvod!P37<=Úvod!T37,\"Konstrukce splňuje doporučenou hodnotu součinitele prostupu tepla.\",\"Konstrukce nesplňuje doporučenou hodnotu součinitele prostupu tepla.\")","v":"Konstrukce nesplňuje doporučenou hodnotu součinitele prostupu tepla."}]
["Stěna",null,{"$f":"Úvod!Q54","v":0.20725703146128455},null,{"$f":"IF(Úvod!P38<=Úvod!R38,\"Konstrukce splňuje požadovánou hodnotu součinitele prostupu tepla.\",\"Konstrukce nesplňuje požadovanou hodnotu součinitele prostupu tepla.\")","v":"Konstrukce splňuje požadovánou hodnotu součinitele prostupu tepla."},null,null,{"$f":"IF(Úvod!P38<=Úvod!T38,\"Konstrukce splňuje doporučenou hodnotu součinitele prostupu tepla.\",\"Konstrukce nesplňuje doporučenou hodnotu součinitele prostupu tepla.\")","v":"Konstrukce splňuje doporučenou hodnotu součinitele prostupu tepla."}]
["Střecha",null,{"$f":"Úvod!Q55","v":0.12206286237412269},null,{"$f":"IF(Úvod!P39<=Úvod!R39,\"Konstrukce splňuje požadovánou hodnotu součinitele prostupu tepla.\",\"Konstrukce nesplňuje požadovanou hodnotu součinitele prostupu tepla.\")","v":"Konstrukce splňuje požadovánou hodnotu součinitele prostupu tepla."},null,null,{"$f":"IF(Úvod!P39<=Úvod!T39,\"Konstrukce splňuje doporučenou hodnotu součinitele prostupu tepla.\",\"Konstrukce nesplňuje doporučenou hodnotu součinitele prostupu tepla.\")","v":"Konstrukce splňuje doporučenou hodnotu součinitele prostupu tepla."}]
["Všechny konstrukce jako celek",null,{"$f":"Úvod!V48","v":0.34398620055021428},null,{"$f":"IF(Úvod!V48<=Úvod!V45,\"Objekt splňuje požadavky na průměrný součinitel prostupu tepla.\",\"Objekt nesplňuje požadavky na průměrný součinitel prostupu tepla.\")","v":"Objekt splňuje požadavky na průměrný součinitel prostupu tepla."}]
[]
["Rekapitulace:"]
[null,null,null,"Cena bez DPH",null,"Sazba DPH","DPH",null,"Cena s DPH"]
[{"$f":"A25","v":"Cena  oken:"},null,null,{"$f":"C25","v":353275},null,{"$f":"Úvod!B84","v":0.21},{"$f":"D105*F105","v":74187.75},null,{"$f":"G105+D105","v":427462.75}]
["Cena střešních oken:",null,null,{"$f":"C32","v":101430},null,{"$f":"F105","v":0.21},{"$f":"D106*F106","v":21300.3},null,{"$f":"G106+D106","v":122730.3}]
["Cena podlahy:",null,null,{"$f":"C45","v":287676.25599999994},null,{"$f":"F106","v":0.21},60412.013759999987,null,348088.26975999994]
["Cena stěny:",null,null,{"$f":"C61","v":2162267.2730215578},null,0.21,454076.12733452715,null,2616343.400356085]
["Cena střechy nad vytápěným prostorem",null,null,{"$f":"C74","v":413941.1267609254},null,0.21,86927.636619794328,null,500868.7633807197]
["Cena přesahů střechy",null,null,{"$f":"Úvod!V56","v":32742.121198449076},null,0.21,6875.8454516743059,null,39617.966650123381]
["Celkem:",null,null,{"$f":"SUM(D105:E110)","v":3351331.7769809328},null,0.21,{"$f":"D111*F111","v":703779.67316599586},null,4055111.4501469284]
[]
[]
[]
[]
[]
[]
[3]