{"text_format":"1","workbook":"xlsx","n_sheets":11,"sheets":["Úvod","Skladby konstrukcí","Konstrukce","Panely","Data_fi","Výpočetní pomůcky_fi","Výsledek","Data","Data_ksi","Výpočet","Tabulky"],"not_rendered":{"charts":0,"images":23,"macros":1,"external_links":1,"defined_names":19,"comments":5,"pivot_tables":0},"unopened":[],"bounds":{"document_bytes":16777216,"sheet_cells":100000,"rows_first":2000,"rows_last":500,"rows_between":2000,"halvings":0,"cell_chars":16384,"cell_head_chars":4096},"cells_cut":0,"cells_raw":0,"read":"whole","date_system":"1900"}

{"sheet":"Úvod","index":0,"n_rows":27,"n_cols":8,"rows_kept":27,"cut":false,"hidden":false,"merged":[[2,0,2,8],[4,1,6,7],[10,1,11,7],[12,1,13,7],[20,1,22,7]]}
[]
[]
["Nástroj pro posuzování projektů sálavého vytápění"]
[]
[null,"Nástroj slouží k vypočítání povrchových teplot konstrukcí a vytvoření teplotní mapy v prostorech vytápěných závěsnými sálavými panely"]
[]
[]
[]
[null,"Uživatel vyplňuje pouze pole označená"]
[null,"S listy \"Data\", \"Data_ksi\", \"Výpočet\", \"Tabulky\" uživatel nijak nemanipuluje"]
[null,"Ve všech listech není doporučeno přidávat sloupce ani měnit obsahy buněk neoznačených k úpravě"]
[]
[null,"Více informací ohledně fungování výpočetního nástroje lze nalézt v diplomové práci"]
[]
[]
[]
[]
[]
[]
[]
[null,"Tato výpočetní pomůcka vznikla na základě vypracování diplomové práce s názvem: Nástroj pro posuzování projektů sálavého vytápění."]
[]
[]
[null,null,null,null,null,null,"vypracoval:"]
[null,null,null,null,null,null,null,"Jan Víša"]
[null,null,null,null,null,null,"rok:"]
[null,null,null,null,null,null,null,"2015-2016"]

{"sheet":"Skladby konstrukcí","index":1,"n_rows":42,"n_cols":9,"rows_kept":42,"cut":false,"hidden":false,"merged":[[13,4,16,4],[22,0,22,4],[23,4,26,4],[12,0,12,4],[2,0,2,4],[3,4,6,4],[7,0,7,4],[8,4,11,4],[17,0,17,4],[18,4,21,4],[38,4,41,4],[27,0,27,4],[28,4,31,4],[32,0,32,4],[33,4,36,4],[37,0,37,4]]}
[]
[null,"l            (W/mK)","d            (mm)","Ri        (m2K/W)","∑Ri        (m2K/W)",null,"Označení","R           (m2K/W)","ε [-]"]
["Konstrukce 1",null,null,null,null,null,"os1",{"$f":"E4","v":0},0.9]
["Materiál 1",999,0,{"$f":"C4/1000/B4","v":0},{"$f":"SUM(D4:D7)","v":0}]
["Materiál 2",999,0,{"$f":"C5/1000/B5","v":0}]
["Materiál 3",999,0,0]
["Materiál 4",999,0,0]
["Konstrukce 2",null,null,null,null,null,"os2",{"$f":"E9","v":0},0.9]
["Materiál 1",999,0,{"$f":"C9/1000/B9","v":0},{"$f":"SUM(D9:D12)","v":0}]
["Materiál 2",999,0,{"$f":"C10/1000/B10","v":0}]
["Materiál 3",999,0,0]
["Materiál 4",999,0,0]
["Konstrukce 3",null,null,null,null,null,"ns1",{"$f":"E14","v":0},0.9]
["Materiál 1",999,0,{"$f":"C14/1000/B14","v":0},{"$f":"SUM(D14:D17)","v":0}]
["Materiál 2",999,0,{"$f":"C15/1000/B15","v":0}]
["Materiál 3",999,0,0]
["Materiál 4",999,0,0]
["Konstrukce 4",null,null,null,null,null,"ns2",{"$f":"E19","v":0},0.9]
["Materiál 1",999,0,{"$f":"C19/1000/B19","v":0},{"$f":"SUM(D19:D22)","v":0}]
["Materiál 2",999,0,{"$f":"C20/1000/B20","v":0}]
["Materiál 3",999,0,0]
["Materiál 4",999,0,0]
["Konstrukce 5",null,null,null,null,null,"ostrech1",{"$f":"E24","v":0},0.9]
["Materiál 1",999,0,{"$f":"C24/1000/B24","v":0},{"$f":"SUM(D24:D27)","v":0}]
["Materiál 2",999,0,{"$f":"C25/1000/B25","v":0}]
["Materiál 3",999,0,0]
["Materiál 4",999,0,0]
["Konstrukce 6",null,null,null,null,null,"npdl1",{"$f":"E29","v":0},0.9]
["Materiál 1",999,0,{"$f":"C29/1000/B29","v":0},{"$f":"SUM(D29:D32)","v":0}]
["Materiál 2",999,0,{"$f":"C30/1000/B30","v":0}]
["Materiál 3",999,0,0]
["Materiál 4",999,0,0]
["Konstrukce 7",null,null,null,null,null,"ooz1",{"$f":"E34","v":0},0.9]
["Materiál 1",999,0,{"$f":"C34/1000/B34","v":0},{"$f":"SUM(D34:D37)","v":0}]
["Materiál 2",999,0,{"$f":"C35/1000/B35","v":0}]
["Materiál 3",999,0,0]
["Materiál 4",999,0,0]
["Konstrukce 8",null,null,null,null,null,"ooz2",{"$f":"E39","v":0},0.9]
["Materiál 1",999,0,{"$f":"C39/1000/B39","v":0},{"$f":"SUM(D39:D42)","v":0}]
["Materiál 2",999,0,{"$f":"C40/1000/B40","v":0}]
["Materiál 3",999,0,0]
["Materiál 4",999,0,0]

{"sheet":"Konstrukce","index":2,"n_rows":38,"n_cols":80,"rows_kept":38,"cut":false,"hidden":false,"merged":[]}
[null,null,"ti [°C]",15,null,"te [°C]",null,null,"Mv [kg/h]",{"$f":"M2*M1","v":0},null,"ρv [kg/m3]",1.2,null,"tp,vz [°C]"]
[null,null,"ti' [°C]",15,null,"tz [°C]",null,null,"cv [J/kgK]",1010,null,"Vv [m3/h]",null,null,"w [m/s]"]
[]
[]
[1,2,3,4,5,6,7,8,9,10,11,12,13,14,15,16,17,18,19,20,21,22,23,24,25,26,27,28,29,30,31,32,33,34,35,36,37,38,39,40,41,42,43,44,45,46,47,48,49,50,51,52,53,54,55,56,57,58,59,60,61,62,63,64,65,66,67,68,69,70,71,72,73,74,75,76,77,78,79,80]
[null,null,null,null,"rozměry",null,null,null,null,null,null,null,null,null,null,null,null,null,null,null,null,null,null,null,null,null,null,null,null,null,null,null,null,"součinitel přestupu tepla konvekcí na vnitřní straně",null,null,null,null,null,null,null,null,null,null,null,"součinitel přestupu tepla konvekcí na vnější straně"]
[null,null,null,null,"bod1",null,null,"bod2",null,null,"bod3",null,null,"bod4",null,null,null,null,null,null,null,null,null,null,null,null,null,null,null,null,null,null,null,null,"vlastnosti vzduchu",null,null,null,null,null,null,null,null,null,null,null,null,null,null,null,null,null,null,null,null,null,null,null,null,null,null,null,null,null,null,null,null,null,"součinitel přestupu tepla konvekcí na horní straně - ASHRAE"]
["index","skladba","te' [°C]","orientace","x","y","z","x","y","z","x","y","z","x","y","z","X [m]","Y [m]","Z [m]","S [m2]","S-SO [m2]","R [m2K/W]","tp [°C]","ε [-]","Λ [W/m2K]","αki [W/m2K]","αke [W/m2K]","obdelník",null,null,null,"g [m/s2]","L ","ts [°C]","β [1/K]","νvz [m2/s]","λvz [W/mK]","Pr [-]","Δt [°C]","Gr [-]","index","K","n","Nu [-]","αk [W/m2K]","ts [°C]","β [1/K]","νvz [m2/s]","λvz [W/mK]","Pr [-]","Δt [°C]","Gr [-]","index","K","n","Nu [-]","αk [W/m2K]",null,"plocha s/h?","fiktivni plocha/panel?","index navazujici plochy","orientace","otvor","L [m]","Re [-]","Nu [-]","αk [W/m2K]","index","K","n"]
[1,null,null,null,null,null,null,null,null,null,null,null,null,null,null,null,{"$f":"IF(OR(MID($D9,2,1)=\"1\",MID($D9,2,1)=\"2\"),0,ABS(E9-H9))","v":0},{"$f":"IF(OR(MID($D9,2,1)=\"3\",MID($D9,2,1)=\"4\"),0,ABS(F9-O9))","v":0},{"$f":"IF(OR(MID($D9,2,1)=\"5\",MID($D9,2,1)=\"6\"),0,ABS(G9-P9))","v":0},{"$f":"IF(OR(MID($D9,2,1)=\"1\",MID($D9,2,1)=\"2\"),R9*S9,IF(OR(MID($D9,2,1)=\"3\",MID($D9,2,1)=\"4\"),Q9*S9,Q9*R9))","v":0},{"$f":"IF(MID($B9,1,2)=\"oo\",T9,IF(MID($B10,1,2)=\"oo\",IF(MID($B11,1,2)=\"oo\",T9-U10-U11,T9-U10),T9))","v":0},{"$f":"VLOOKUP(B9,tabulka_konstrukce,2,FALSE)","v":{"$error":"#N/A"}},20,{"$f":"IF(MID(D9,3,1)=\"f\",1,VLOOKUP(B9,tabulka_konstrukce,3,FALSE))","v":{"$error":"#N/A"}},{"$f":"1/(V9+(1/AA9))","v":{"$error":"#N/A"}},{"$f":"IF(P2<=0.2,AS9,MAX(AS9,BO9))","v":{"$error":"#DIV/0!"}},{"$f":"IF(ISBLANK($C9),23,IF(MID($C9,1,1)=\"z\",10^15,BE9))","v":23},1,{"$f":"IF(BH9=\"f\",VLOOKUP(VALUE(BI9),tabulka_kce_def,23,FALSE),W9)","v":20},null,null,9.81,{"$f":"IF(OR(MID($D9,2,1)=\"1\",MID($D9,2,1)=\"2\",MID($D9,2,1)=\"3\",MID($D9,2,1)=\"4\"),$S9,(($Q9*$R9)/(2*($Q9+$R9))))","v":{"$error":"#DIV/0!"}},{"$f":"IF(($W9+$D$1)/2<0,0,($W9+$D$1)/2)","v":17.5},{"$f":"1/(273.15+(AH9))","v":3.4405642525374164E-3},{"$f":"VLOOKUP(ROUND(AH9,0),tabulka_FyzVl_vzduch,6,TRUE)*10^-6","v":1.5512E-5},{"$f":"VLOOKUP(ROUND(AH9,0),tabulka_FyzVl_vzduch,4,TRUE)","v":2.496E-2},{"$f":"VLOOKUP(ROUND(AH9,0),tabulka_FyzVl_vzduch,8,TRUE)","v":0.72},{"$f":"ABS($D$1-$W9)","v":5},{"$f":"$AF9*AI9*AM9*($AG9^3)/(AJ9^2)","v":{"$error":"#DIV/0!"}},{"$f":"IF(AN9*AL9>2*10^7,4,IF(AN9*AL9>5*10^2,3,IF(AN9*AL9>10^-3,2,1)))","v":{"$error":"#DIV/0!"}},{"$f":"VLOOKUP($AO9,tabulka_exponenty_Michejev,4,FALSE)","v":{"$error":"#DIV/0!"}},{"$f":"VLOOKUP($AO9,tabulka_exponenty_Michejev,5,FALSE)","v":{"$error":"#DIV/0!"}},{"$f":"IF(OR(MID($D9,2,1)=\"1\",MID($D9,2,1)=\"2\",MID($D9,2,1)=\"3\",MID($D9,2,1)=\"4\"),AP9*((AN9*AL9)^AQ9),IF(MID($D9,2,1)=\"5\",BQ9*((AN9*AL9)^BR9),0.27*(AN9*AL9)^(1/4)))","v":{"$error":"#DIV/0!"}},{"$f":"AR9*AK9/$AG9","v":{"$error":"#DIV/0!"}},{"$f":"IF(($W9+$C9)/2<0,0,($W9+$C9)/2)","v":10},{"$f":"1/(273.15+(AT9))","v":3.5316969803990822E-3},{"$f":"VLOOKUP(ROUND(AT9,0),tabulka_FyzVl_vzduch,6,TRUE)*10^-6","v":1.4805E-5},{"$f":"VLOOKUP(ROUND(AT9,0),tabulka_FyzVl_vzduch,4,TRUE)","v":2.4400000000000002E-2},{"$f":"VLOOKUP(ROUND(AT9,0),tabulka_FyzVl_vzduch,8,TRUE)","v":0.72},{"$f":"ABS($C9-$W9)","v":20},{"$f":"$AF9*AU9*AY9*($AG9^3)/(AV9^2)","v":{"$error":"#DIV/0!"}},{"$f":"IF(AZ9*AX9>2*10^7,4,IF(AZ9*AX9>5*10^2,3,IF(AZ9*AX9>10^-3,2,1)))","v":{"$error":"#DIV/0!"}},{"$f":"VLOOKUP($BA9,tabulka_exponenty_Michejev,4,FALSE)","v":{"$error":"#DIV/0!"}},{"$f":"VLOOKUP($BA9,tabulka_exponenty_Michejev,5,FALSE)","v":{"$error":"#DIV/0!"}},{"$f":"IF(OR(MID($D9,2,1)=\"1\",MID($D9,2,1)=\"2\",MID($D9,2,1)=\"3\",MID($D9,2,1)=\"4\"),BB9*((AZ9*AX9)^BC9),0.137*((AZ9*AX9)^(1/3)))","v":{"$error":"#DIV/0!"}},{"$f":"BD9*AW9/$AG9","v":{"$error":"#DIV/0!"}},null,{"$f":"MID($D9,1,1)","v":""},{"$f":"MID($D9,3,1)","v":""},{"$f":"MID($D9,4,2)","v":""},{"$f":"MID($D9,2,1)","v":""},{"$f":"IF(MID($B9,1,2)=\"oo\",0,IF(AND(MID($B10,1,2)=\"oo\",BJ9=BJ10),IF(AND(MID($B11,1,2)=\"oo\",BJ9=BJ11),2,1),0))","v":0},{"$f":"IF(OR(MID($D9,2,1)=\"1\",MID($D9,2,1)=\"2\",MID($D9,2,1)=\"3\",MID($D9,2,1)=\"4\"),$S9,0.5*($Q9+$R9))","v":0},{"$f":"$P$2*BL9/AJ9","v":0},{"$f":"IF(BM9<=4*10^5,0.664*(BM9^0.5)*(AL9^(1/3)),0.054*(BM9^0.78)*(AL9^0.78))","v":0},{"$f":"BN9*AK9/BL9","v":{"$error":"#DIV/0!"}},{"$f":"IF(AN9*AL9>8*10^6,4,IF(AN9*AL9>10^4,3,IF(AN9*AL9>200,2,1)))","v":{"$error":"#DIV/0!"}},{"$f":"VLOOKUP($BP9,tabulka_exponenty_ASHRAE,4,FALSE)","v":{"$error":"#DIV/0!"}},{"$f":"VLOOKUP($BP9,tabulka_exponenty_ASHRAE,5,FALSE)","v":{"$error":"#DIV/0!"}}]
[{"$f":"IF(ISNUMBER(A9),A9+1,\"=\")","v":2},null,null,null,null,null,null,null,null,null,null,null,null,null,null,null,{"$f":"IF(OR(MID($D10,2,1)=\"1\",MID($D10,2,1)=\"2\"),0,ABS(E10-H10))","v":0},{"$f":"IF(OR(MID($D10,2,1)=\"3\",MID($D10,2,1)=\"4\"),0,ABS(F10-O10))","v":0},{"$f":"IF(OR(MID($D10,2,1)=\"5\",MID($D10,2,1)=\"6\"),0,ABS(G10-P10))","v":0},{"$f":"IF(OR(MID($D10,2,1)=\"1\",MID($D10,2,1)=\"2\"),R10*S10,IF(OR(MID($D10,2,1)=\"3\",MID($D10,2,1)=\"4\"),Q10*S10,Q10*R10))","v":0},{"$f":"IF(MID($B10,1,2)=\"oo\",T10,IF(MID($B11,1,2)=\"oo\",IF(MID($B12,1,2)=\"oo\",T10-U11-U12,T10-U11),T10))","v":0},{"$error":"#N/A"},20,{"$error":"#N/A"},{"$f":"1/(V10+(1/AA10))","v":{"$error":"#N/A"}},{"$f":"MAX(AS10,BO10)","v":{"$error":"#DIV/0!"}},23,1,20,null,null,{"$f":"AF9","v":9.81},{"$f":"IF(OR(MID($D10,2,1)=\"1\",MID($D10,2,1)=\"2\",MID($D10,2,1)=\"3\",MID($D10,2,1)=\"4\"),$S10,(($Q10*$R10)/(2*($Q10+$R10))))","v":{"$error":"#DIV/0!"}},{"$f":"IF(($W10+$D$1)/2<0,0,($W10+$D$1)/2)","v":17.5},{"$f":"1/(273.15+(AH10))","v":3.4405642525374164E-3},1.5512E-5,2.496E-2,0.72,{"$f":"ABS($D$1-$W10)","v":5},{"$error":"#DIV/0!"},{"$f":"IF(AN10*AL10>2*10^7,4,IF(AN10*AL10>5*10^2,3,IF(AN10*AL10>10^-3,2,1)))","v":{"$error":"#DIV/0!"}},{"$f":"VLOOKUP($AO10,tabulka_exponenty_Michejev,4,FALSE)","v":{"$error":"#DIV/0!"}},{"$error":"#DIV/0!"},{"$f":"IF(OR(MID($D10,2,1)=\"1\",MID($D10,2,1)=\"2\",MID($D10,2,1)=\"3\",MID($D10,2,1)=\"4\"),AP10*((AN10*AL10)^AQ10),IF(MID($D10,2,1)=\"5\",BQ10*((AN10*AL10)^BR10),0.27*(AN10*AL10)^(1/4)))","v":{"$error":"#DIV/0!"}},{"$error":"#DIV/0!"},{"$f":"IF(($W10+$C10)/2<0,0,($W10+$C10)/2)","v":10},{"$f":"1/(273.15+(AT10))","v":3.5316969803990822E-3},1.4805E-5,2.4400000000000002E-2,0.72,{"$f":"ABS($C10-$W10)","v":20},{"$error":"#DIV/0!"},{"$f":"IF(AZ10*AX10>2*10^7,4,IF(AZ10*AX10>5*10^2,3,IF(AZ10*AX10>10^-3,2,1)))","v":{"$error":"#DIV/0!"}},{"$error":"#DIV/0!"},{"$error":"#DIV/0!"},{"$error":"#DIV/0!"},{"$f":"BD10*AW10/$AG10","v":{"$error":"#DIV/0!"}},null,{"$f":"MID($D10,1,1)","v":""},{"$f":"MID($D10,3,1)","v":""},{"$f":"MID($D10,4,2)","v":""},{"$f":"MID($D10,2,1)","v":""},0,{"$f":"IF(OR(MID($D10,2,1)=\"1\",MID($D10,2,1)=\"2\",MID($D10,2,1)=\"3\",MID($D10,2,1)=\"4\"),$S10,0.5*($Q10+$R10))","v":0},{"$f":"$P$2*BL10/AJ10","v":0},{"$f":"IF(BM10<=4*10^5,0.664*(BM10^0.5)*(AL10^(1/3)),0.054*(BM10^0.78)*(AL10^0.78))","v":0},{"$f":"BN10*AK10/BL10","v":{"$error":"#DIV/0!"}},{"$f":"IF(AN10*AL10>8*10^6,4,IF(AN10*AL10>10^4,3,IF(AN10*AL10>200,2,1)))","v":{"$error":"#DIV/0!"}},{"$error":"#DIV/0!"},{"$error":"#DIV/0!"}]
[3,null,null,null,null,null,null,null,null,null,null,null,null,null,null,null,0,0,0,0,0,{"$error":"#N/A"},20,{"$error":"#N/A"},{"$error":"#N/A"},{"$error":"#DIV/0!"},23,1,20,null,null,{"$f":"AF10","v":9.81},{"$error":"#DIV/0!"},17.5,3.4405642525374164E-3,1.5512E-5,2.496E-2,0.72,5,{"$error":"#DIV/0!"},{"$error":"#DIV/0!"},{"$error":"#DIV/0!"},{"$error":"#DIV/0!"},{"$error":"#DIV/0!"},{"$error":"#DIV/0!"},10,3.5316969803990822E-3,1.4805E-5,2.4400000000000002E-2,0.72,20,{"$error":"#DIV/0!"},{"$error":"#DIV/0!"},{"$error":"#DIV/0!"},{"$error":"#DIV/0!"},{"$error":"#DIV/0!"},{"$error":"#DIV/0!"},null,"","","","",{"$f":"IF(MID($B11,1,2)=\"oo\",0,IF(AND(MID($B12,1,2)=\"oo\",BJ11=BJ12),IF(AND(MID($B13,1,2)=\"oo\",BJ11=BJ13),2,1),0))","v":0},0,0,0,{"$error":"#DIV/0!"},{"$f":"IF(AN11*AL11>8*10^6,4,IF(AN11*AL11>10^4,3,IF(AN11*AL11>200,2,1)))","v":{"$error":"#DIV/0!"}},{"$error":"#DIV/0!"},{"$error":"#DIV/0!"}]
[4,null,null,null,null,null,null,null,null,null,null,null,null,null,null,null,0,0,0,0,0,{"$error":"#N/A"},20,{"$error":"#N/A"},{"$error":"#N/A"},{"$error":"#DIV/0!"},23,1,20,null,null,9.81,{"$error":"#DIV/0!"},17.5,3.4405642525374164E-3,1.5512E-5,2.496E-2,0.72,5,{"$error":"#DIV/0!"},{"$error":"#DIV/0!"},{"$error":"#DIV/0!"},{"$error":"#DIV/0!"},{"$error":"#DIV/0!"},{"$error":"#DIV/0!"},10,3.5316969803990822E-3,1.4805E-5,2.4400000000000002E-2,0.72,20,{"$error":"#DIV/0!"},{"$error":"#DIV/0!"},{"$error":"#DIV/0!"},{"$error":"#DIV/0!"},{"$error":"#DIV/0!"},{"$error":"#DIV/0!"},null,"","","","",{"$f":"IF(MID($B12,1,2)=\"oo\",0,IF(AND(MID($B13,1,2)=\"oo\",BJ12=BJ13),IF(AND(MID($B14,1,2)=\"oo\",BJ12=BJ14),2,1),0))","v":0},0,0,0,{"$error":"#DIV/0!"},{"$error":"#DIV/0!"},{"$error":"#DIV/0!"},{"$error":"#DIV/0!"}]
[5,null,null,null,null,null,null,null,null,null,null,null,null,null,null,null,0,0,0,0,0,{"$error":"#N/A"},20,{"$error":"#N/A"},{"$error":"#N/A"},{"$error":"#DIV/0!"},23,1,20,null,null,9.81,{"$error":"#DIV/0!"},17.5,3.4405642525374164E-3,1.5512E-5,2.496E-2,0.72,5,{"$error":"#DIV/0!"},{"$error":"#DIV/0!"},{"$error":"#DIV/0!"},{"$error":"#DIV/0!"},{"$error":"#DIV/0!"},{"$error":"#DIV/0!"},10,3.5316969803990822E-3,1.4805E-5,2.4400000000000002E-2,0.72,20,{"$error":"#DIV/0!"},{"$error":"#DIV/0!"},{"$error":"#DIV/0!"},{"$error":"#DIV/0!"},{"$error":"#DIV/0!"},{"$error":"#DIV/0!"},null,"","","","",0,0,0,0,{"$error":"#DIV/0!"},{"$error":"#DIV/0!"},{"$error":"#DIV/0!"},{"$error":"#DIV/0!"}]
[6,null,null,null,null,null,null,null,null,null,null,null,null,null,null,null,0,0,0,0,0,{"$error":"#N/A"},20,{"$error":"#N/A"},{"$error":"#N/A"},{"$error":"#DIV/0!"},23,1,20,null,null,9.81,{"$error":"#DIV/0!"},17.5,3.4405642525374164E-3,1.5512E-5,2.496E-2,0.72,5,{"$error":"#DIV/0!"},{"$error":"#DIV/0!"},{"$error":"#DIV/0!"},{"$error":"#DIV/0!"},{"$error":"#DIV/0!"},{"$error":"#DIV/0!"},10,3.5316969803990822E-3,1.4805E-5,2.4400000000000002E-2,0.72,20,{"$error":"#DIV/0!"},{"$error":"#DIV/0!"},{"$error":"#DIV/0!"},{"$error":"#DIV/0!"},{"$f":"IF(OR(MID($D14,2,1)=\"1\",MID($D14,2,1)=\"2\",MID($D14,2,1)=\"3\",MID($D14,2,1)=\"4\"),BB14*((AZ14*AX14)^BC14),0.137*((AZ14*AX14)^(1/3)))","v":{"$error":"#DIV/0!"}},{"$f":"BD14*AW14/$AG14","v":{"$error":"#DIV/0!"}},null,"","","","",0,0,0,0,{"$error":"#DIV/0!"},{"$error":"#DIV/0!"},{"$error":"#DIV/0!"},{"$error":"#DIV/0!"}]
[7,null,null,null,null,null,null,null,null,null,null,null,null,null,null,null,0,0,0,0,0,{"$error":"#N/A"},20,{"$error":"#N/A"},{"$error":"#N/A"},{"$error":"#DIV/0!"},23,1,20,null,null,9.81,{"$error":"#DIV/0!"},17.5,3.4405642525374164E-3,1.5512E-5,2.496E-2,0.72,5,{"$error":"#DIV/0!"},{"$error":"#DIV/0!"},{"$error":"#DIV/0!"},{"$error":"#DIV/0!"},{"$error":"#DIV/0!"},{"$error":"#DIV/0!"},10,3.5316969803990822E-3,1.4805E-5,2.4400000000000002E-2,0.72,20,{"$error":"#DIV/0!"},{"$error":"#DIV/0!"},{"$error":"#DIV/0!"},{"$error":"#DIV/0!"},{"$error":"#DIV/0!"},{"$error":"#DIV/0!"},null,"","","","",0,0,0,0,{"$error":"#DIV/0!"},{"$error":"#DIV/0!"},{"$error":"#DIV/0!"},{"$error":"#DIV/0!"}]
[8,null,null,null,null,null,null,null,null,null,null,null,null,null,null,null,0,0,0,0,0,{"$error":"#N/A"},20,{"$error":"#N/A"},{"$error":"#N/A"},{"$error":"#DIV/0!"},23,1,20,null,null,9.81,{"$error":"#DIV/0!"},17.5,3.4405642525374164E-3,1.5512E-5,2.496E-2,0.72,5,{"$error":"#DIV/0!"},{"$error":"#DIV/0!"},{"$error":"#DIV/0!"},{"$error":"#DIV/0!"},{"$error":"#DIV/0!"},{"$error":"#DIV/0!"},10,3.5316969803990822E-3,1.4805E-5,2.4400000000000002E-2,0.72,20,{"$error":"#DIV/0!"},{"$error":"#DIV/0!"},{"$error":"#DIV/0!"},{"$error":"#DIV/0!"},{"$error":"#DIV/0!"},{"$error":"#DIV/0!"},null,"","","","",0,0,0,0,{"$error":"#DIV/0!"},{"$error":"#DIV/0!"},{"$error":"#DIV/0!"},{"$error":"#DIV/0!"}]
[9,null,null,null,null,null,null,null,null,null,null,null,null,null,null,null,0,0,0,0,0,{"$error":"#N/A"},20,{"$error":"#N/A"},{"$error":"#N/A"},{"$error":"#DIV/0!"},23,1,20,null,null,9.81,{"$error":"#DIV/0!"},17.5,3.4405642525374164E-3,1.5512E-5,2.496E-2,0.72,5,{"$error":"#DIV/0!"},{"$error":"#DIV/0!"},{"$error":"#DIV/0!"},{"$error":"#DIV/0!"},{"$error":"#DIV/0!"},{"$error":"#DIV/0!"},10,3.5316969803990822E-3,1.4805E-5,2.4400000000000002E-2,0.72,20,{"$error":"#DIV/0!"},{"$error":"#DIV/0!"},{"$error":"#DIV/0!"},{"$error":"#DIV/0!"},{"$error":"#DIV/0!"},{"$error":"#DIV/0!"},null,"","","","",0,0,0,0,{"$error":"#DIV/0!"},{"$error":"#DIV/0!"},{"$error":"#DIV/0!"},{"$error":"#DIV/0!"}]
[10,null,null,null,null,null,null,null,null,null,null,null,null,null,null,null,0,0,0,0,0,{"$error":"#N/A"},20,{"$error":"#N/A"},{"$error":"#N/A"},{"$error":"#DIV/0!"},23,1,20,null,null,9.81,{"$error":"#DIV/0!"},17.5,3.4405642525374164E-3,1.5512E-5,2.496E-2,0.72,5,{"$error":"#DIV/0!"},{"$error":"#DIV/0!"},{"$error":"#DIV/0!"},{"$error":"#DIV/0!"},{"$error":"#DIV/0!"},{"$error":"#DIV/0!"},10,3.5316969803990822E-3,1.4805E-5,2.4400000000000002E-2,0.72,20,{"$error":"#DIV/0!"},{"$error":"#DIV/0!"},{"$error":"#DIV/0!"},{"$error":"#DIV/0!"},{"$error":"#DIV/0!"},{"$error":"#DIV/0!"},null,"","","","",0,0,0,0,{"$error":"#DIV/0!"},{"$error":"#DIV/0!"},{"$error":"#DIV/0!"},{"$error":"#DIV/0!"}]
[11,null,null,null,null,null,null,null,null,null,null,null,null,null,null,null,0,0,0,0,0,{"$error":"#N/A"},20,{"$error":"#N/A"},{"$error":"#N/A"},{"$error":"#DIV/0!"},23,1,20,null,null,9.81,{"$error":"#DIV/0!"},17.5,3.4405642525374164E-3,1.5512E-5,2.496E-2,0.72,5,{"$error":"#DIV/0!"},{"$error":"#DIV/0!"},{"$error":"#DIV/0!"},{"$error":"#DIV/0!"},{"$error":"#DIV/0!"},{"$error":"#DIV/0!"},10,3.5316969803990822E-3,1.4805E-5,2.4400000000000002E-2,0.72,20,{"$error":"#DIV/0!"},{"$error":"#DIV/0!"},{"$error":"#DIV/0!"},{"$error":"#DIV/0!"},{"$error":"#DIV/0!"},{"$error":"#DIV/0!"},null,"","","","",0,0,0,0,{"$error":"#DIV/0!"},{"$error":"#DIV/0!"},{"$error":"#DIV/0!"},{"$error":"#DIV/0!"}]
[12,null,null,null,null,null,null,null,null,null,null,null,null,null,null,null,0,0,0,0,0,{"$error":"#N/A"},20,{"$error":"#N/A"},{"$error":"#N/A"},{"$error":"#DIV/0!"},23,1,20,null,null,9.81,{"$error":"#DIV/0!"},17.5,3.4405642525374164E-3,1.5512E-5,2.496E-2,0.72,5,{"$error":"#DIV/0!"},{"$error":"#DIV/0!"},{"$error":"#DIV/0!"},{"$error":"#DIV/0!"},{"$error":"#DIV/0!"},{"$error":"#DIV/0!"},10,3.5316969803990822E-3,1.4805E-5,2.4400000000000002E-2,0.72,20,{"$error":"#DIV/0!"},{"$error":"#DIV/0!"},{"$error":"#DIV/0!"},{"$error":"#DIV/0!"},{"$error":"#DIV/0!"},{"$error":"#DIV/0!"},null,{"$f":"MID($D20,1,1)","v":""},"","","",0,0,0,0,{"$error":"#DIV/0!"},{"$error":"#DIV/0!"},{"$error":"#DIV/0!"},{"$error":"#DIV/0!"}]
[13,null,null,null,null,null,null,null,null,null,null,null,null,null,null,null,0,0,0,0,0,{"$error":"#N/A"},20,{"$error":"#N/A"},{"$error":"#N/A"},{"$error":"#DIV/0!"},23,1,20,null,null,9.81,{"$error":"#DIV/0!"},17.5,3.4405642525374164E-3,1.5512E-5,2.496E-2,0.72,5,{"$error":"#DIV/0!"},{"$error":"#DIV/0!"},{"$error":"#DIV/0!"},{"$error":"#DIV/0!"},{"$error":"#DIV/0!"},{"$error":"#DIV/0!"},10,3.5316969803990822E-3,1.4805E-5,2.4400000000000002E-2,0.72,20,{"$error":"#DIV/0!"},{"$error":"#DIV/0!"},{"$error":"#DIV/0!"},{"$error":"#DIV/0!"},{"$error":"#DIV/0!"},{"$error":"#DIV/0!"},null,"","","","",0,0,0,0,{"$error":"#DIV/0!"},{"$error":"#DIV/0!"},{"$error":"#DIV/0!"},{"$error":"#DIV/0!"}]
[14,null,null,null,null,null,null,null,null,null,null,null,null,null,null,null,0,0,0,0,0,{"$error":"#N/A"},20,{"$error":"#N/A"},{"$error":"#N/A"},{"$error":"#DIV/0!"},23,1,20,null,null,9.81,{"$error":"#DIV/0!"},17.5,3.4405642525374164E-3,1.5512E-5,2.496E-2,0.72,5,{"$error":"#DIV/0!"},{"$error":"#DIV/0!"},{"$error":"#DIV/0!"},{"$error":"#DIV/0!"},{"$error":"#DIV/0!"},{"$error":"#DIV/0!"},10,3.5316969803990822E-3,1.4805E-5,2.4400000000000002E-2,0.72,20,{"$error":"#DIV/0!"},{"$error":"#DIV/0!"},{"$error":"#DIV/0!"},{"$error":"#DIV/0!"},{"$error":"#DIV/0!"},{"$error":"#DIV/0!"},null,"","","","",0,0,0,0,{"$error":"#DIV/0!"},{"$error":"#DIV/0!"},{"$error":"#DIV/0!"},{"$error":"#DIV/0!"}]
[15,null,null,null,null,null,null,null,null,null,null,null,null,null,null,null,0,0,0,0,0,{"$error":"#N/A"},20,{"$error":"#N/A"},{"$error":"#N/A"},{"$error":"#DIV/0!"},23,1,20,null,null,9.81,{"$error":"#DIV/0!"},17.5,3.4405642525374164E-3,1.5512E-5,2.496E-2,0.72,5,{"$error":"#DIV/0!"},{"$error":"#DIV/0!"},{"$error":"#DIV/0!"},{"$error":"#DIV/0!"},{"$error":"#DIV/0!"},{"$error":"#DIV/0!"},10,3.5316969803990822E-3,1.4805E-5,2.4400000000000002E-2,0.72,20,{"$error":"#DIV/0!"},{"$error":"#DIV/0!"},{"$error":"#DIV/0!"},{"$error":"#DIV/0!"},{"$error":"#DIV/0!"},{"$error":"#DIV/0!"},null,"","","","",0,0,0,0,{"$error":"#DIV/0!"},{"$error":"#DIV/0!"},{"$error":"#DIV/0!"},{"$error":"#DIV/0!"}]
[16,null,null,null,null,null,null,null,null,null,null,null,null,null,null,null,0,0,0,0,0,{"$error":"#N/A"},20,{"$error":"#N/A"},{"$error":"#N/A"},{"$error":"#DIV/0!"},23,1,20,null,null,9.81,{"$error":"#DIV/0!"},17.5,3.4405642525374164E-3,1.5512E-5,2.496E-2,0.72,5,{"$error":"#DIV/0!"},{"$error":"#DIV/0!"},{"$error":"#DIV/0!"},{"$error":"#DIV/0!"},{"$error":"#DIV/0!"},{"$error":"#DIV/0!"},10,3.5316969803990822E-3,1.4805E-5,2.4400000000000002E-2,0.72,20,{"$error":"#DIV/0!"},{"$error":"#DIV/0!"},{"$error":"#DIV/0!"},{"$error":"#DIV/0!"},{"$error":"#DIV/0!"},{"$error":"#DIV/0!"},null,"","","","",0,0,0,0,{"$error":"#DIV/0!"},{"$error":"#DIV/0!"},{"$error":"#DIV/0!"},{"$error":"#DIV/0!"}]
[17,null,null,null,null,null,null,null,null,null,null,null,null,null,null,null,0,0,0,0,0,{"$error":"#N/A"},20,{"$error":"#N/A"},{"$error":"#N/A"},{"$error":"#DIV/0!"},23,1,20,null,null,9.81,{"$error":"#DIV/0!"},17.5,3.4405642525374164E-3,1.5512E-5,2.496E-2,0.72,5,{"$error":"#DIV/0!"},{"$error":"#DIV/0!"},{"$error":"#DIV/0!"},{"$error":"#DIV/0!"},{"$error":"#DIV/0!"},{"$error":"#DIV/0!"},10,3.5316969803990822E-3,1.4805E-5,2.4400000000000002E-2,0.72,20,{"$error":"#DIV/0!"},{"$error":"#DIV/0!"},{"$error":"#DIV/0!"},{"$error":"#DIV/0!"},{"$error":"#DIV/0!"},{"$error":"#DIV/0!"},null,"","","","",0,0,0,0,{"$error":"#DIV/0!"},{"$error":"#DIV/0!"},{"$error":"#DIV/0!"},{"$error":"#DIV/0!"}]
[18,null,null,null,null,null,null,null,null,null,null,null,null,null,null,null,0,0,0,0,0,{"$error":"#N/A"},20,{"$error":"#N/A"},{"$error":"#N/A"},{"$error":"#DIV/0!"},23,1,20,null,null,9.81,{"$error":"#DIV/0!"},17.5,3.4405642525374164E-3,1.5512E-5,2.496E-2,0.72,5,{"$error":"#DIV/0!"},{"$error":"#DIV/0!"},{"$error":"#DIV/0!"},{"$error":"#DIV/0!"},{"$error":"#DIV/0!"},{"$error":"#DIV/0!"},10,3.5316969803990822E-3,1.4805E-5,2.4400000000000002E-2,0.72,20,{"$error":"#DIV/0!"},{"$error":"#DIV/0!"},{"$error":"#DIV/0!"},{"$error":"#DIV/0!"},{"$error":"#DIV/0!"},{"$error":"#DIV/0!"},null,"","","","",0,0,0,0,{"$error":"#DIV/0!"},{"$error":"#DIV/0!"},{"$error":"#DIV/0!"},{"$error":"#DIV/0!"}]
[19,null,null,null,null,null,null,null,null,null,null,null,null,null,null,null,0,0,0,0,0,{"$error":"#N/A"},20,{"$error":"#N/A"},{"$error":"#N/A"},{"$error":"#DIV/0!"},23,1,20,null,null,9.81,{"$error":"#DIV/0!"},17.5,3.4405642525374164E-3,1.5512E-5,2.496E-2,0.72,5,{"$error":"#DIV/0!"},{"$error":"#DIV/0!"},{"$error":"#DIV/0!"},{"$error":"#DIV/0!"},{"$error":"#DIV/0!"},{"$error":"#DIV/0!"},10,3.5316969803990822E-3,1.4805E-5,2.4400000000000002E-2,0.72,20,{"$error":"#DIV/0!"},{"$error":"#DIV/0!"},{"$error":"#DIV/0!"},{"$error":"#DIV/0!"},{"$error":"#DIV/0!"},{"$error":"#DIV/0!"},null,"","","","",0,0,0,0,{"$error":"#DIV/0!"},{"$error":"#DIV/0!"},{"$error":"#DIV/0!"},{"$error":"#DIV/0!"}]
[20,null,null,null,null,null,null,null,null,null,null,null,null,null,null,null,0,0,0,0,0,{"$error":"#N/A"},20,{"$error":"#N/A"},{"$error":"#N/A"},{"$error":"#DIV/0!"},23,1,20,null,null,9.81,{"$f":"IF(OR(MID($D28,2,1)=\"1\",MID($D28,2,1)=\"2\",MID($D28,2,1)=\"3\",MID($D28,2,1)=\"4\"),$S28,(($Q28*$R28)/(2*($Q28+$R28))))","v":{"$error":"#DIV/0!"}},17.5,3.4405642525374164E-3,1.5512E-5,2.496E-2,0.72,5,{"$error":"#DIV/0!"},{"$error":"#DIV/0!"},{"$error":"#DIV/0!"},{"$error":"#DIV/0!"},{"$error":"#DIV/0!"},{"$error":"#DIV/0!"},10,3.5316969803990822E-3,1.4805E-5,2.4400000000000002E-2,0.72,20,{"$error":"#DIV/0!"},{"$error":"#DIV/0!"},{"$error":"#DIV/0!"},{"$error":"#DIV/0!"},{"$error":"#DIV/0!"},{"$error":"#DIV/0!"},null,"","","","",0,0,0,0,{"$error":"#DIV/0!"},{"$error":"#DIV/0!"},{"$error":"#DIV/0!"},{"$error":"#DIV/0!"}]
[21,null,null,null,null,null,null,null,null,null,null,null,null,null,null,null,{"$f":"IF(OR(MID($D29,2,1)=\"1\",MID($D29,2,1)=\"2\"),0,ABS(E29-H29))","v":0},{"$f":"IF(OR(MID($D29,2,1)=\"3\",MID($D29,2,1)=\"4\"),0,ABS(F29-O29))","v":0},{"$f":"IF(OR(MID($D29,2,1)=\"5\",MID($D29,2,1)=\"6\"),0,ABS(G29-P29))","v":0},{"$f":"IF(OR(MID($D29,2,1)=\"1\",MID($D29,2,1)=\"2\"),R29*S29,IF(OR(MID($D29,2,1)=\"3\",MID($D29,2,1)=\"4\"),Q29*S29,Q29*R29))","v":0},0,{"$f":"VLOOKUP(B29,tabulka_konstrukce,2,FALSE)","v":{"$error":"#N/A"}},20,{"$error":"#N/A"},{"$f":"1/(V29+(1/AA29))","v":{"$error":"#N/A"}},{"$error":"#DIV/0!"},{"$f":"IF(ISBLANK($C29),23,IF(MID($C29,1,1)=\"z\",10^15,BE29))","v":23},1,20,null,null,9.81,{"$error":"#DIV/0!"},17.5,{"$f":"1/(273.15+(AH29))","v":3.4405642525374164E-3},1.5512E-5,2.496E-2,0.72,5,{"$f":"$AF29*AI29*AM29*($AG29^3)/(AJ29^2)","v":{"$error":"#DIV/0!"}},{"$f":"IF(AN29*AL29>2*10^7,4,IF(AN29*AL29>5*10^2,3,IF(AN29*AL29>10^-3,2,1)))","v":{"$error":"#DIV/0!"}},{"$error":"#DIV/0!"},{"$error":"#DIV/0!"},{"$error":"#DIV/0!"},{"$f":"AR29*AK29/$AG29","v":{"$error":"#DIV/0!"}},10,{"$f":"1/(273.15+(AT29))","v":3.5316969803990822E-3},1.4805E-5,2.4400000000000002E-2,0.72,20,{"$f":"$AF29*AU29*AY29*($AG29^3)/(AV29^2)","v":{"$error":"#DIV/0!"}},{"$f":"IF(AZ29*AX29>2*10^7,4,IF(AZ29*AX29>5*10^2,3,IF(AZ29*AX29>10^-3,2,1)))","v":{"$error":"#DIV/0!"}},{"$error":"#DIV/0!"},{"$error":"#DIV/0!"},{"$f":"IF(OR(MID($D29,2,1)=\"1\",MID($D29,2,1)=\"2\",MID($D29,2,1)=\"3\",MID($D29,2,1)=\"4\"),BB29*((AZ29*AX29)^BC29),0.137*((AZ29*AX29)^(1/3)))","v":{"$error":"#DIV/0!"}},{"$f":"BD29*AW29/$AG29","v":{"$error":"#DIV/0!"}},null,"","","","",{"$f":"IF(MID($B29,1,2)=\"oo\",0,IF(AND(MID($B30,1,2)=\"oo\",BJ29=BJ30),IF(AND(MID($B31,1,2)=\"oo\",BJ29=BJ31),2,1),0))","v":0},0,0,0,{"$error":"#DIV/0!"},{"$error":"#DIV/0!"},{"$error":"#DIV/0!"},{"$error":"#DIV/0!"}]
[22,null,null,null,null,null,null,null,null,null,null,null,null,null,null,null,0,0,0,0,0,{"$error":"#N/A"},20,{"$error":"#N/A"},{"$error":"#N/A"},{"$error":"#DIV/0!"},23,1,20,null,null,9.81,{"$error":"#DIV/0!"},17.5,3.4405642525374164E-3,1.5512E-5,2.496E-2,0.72,5,{"$error":"#DIV/0!"},{"$error":"#DIV/0!"},{"$error":"#DIV/0!"},{"$error":"#DIV/0!"},{"$error":"#DIV/0!"},{"$error":"#DIV/0!"},10,3.5316969803990822E-3,1.4805E-5,2.4400000000000002E-2,0.72,20,{"$error":"#DIV/0!"},{"$error":"#DIV/0!"},{"$error":"#DIV/0!"},{"$error":"#DIV/0!"},{"$error":"#DIV/0!"},{"$error":"#DIV/0!"},null,"","","","",0,0,0,0,{"$error":"#DIV/0!"},{"$error":"#DIV/0!"},{"$error":"#DIV/0!"},{"$error":"#DIV/0!"}]
[23,null,null,null,null,null,null,null,null,null,null,null,null,null,null,null,0,0,0,0,0,{"$error":"#N/A"},20,{"$error":"#N/A"},{"$error":"#N/A"},{"$error":"#DIV/0!"},23,1,20,null,null,9.81,{"$error":"#DIV/0!"},17.5,3.4405642525374164E-3,1.5512E-5,2.496E-2,0.72,5,{"$error":"#DIV/0!"},{"$error":"#DIV/0!"},{"$error":"#DIV/0!"},{"$error":"#DIV/0!"},{"$error":"#DIV/0!"},{"$error":"#DIV/0!"},10,3.5316969803990822E-3,1.4805E-5,2.4400000000000002E-2,0.72,20,{"$error":"#DIV/0!"},{"$error":"#DIV/0!"},{"$error":"#DIV/0!"},{"$error":"#DIV/0!"},{"$error":"#DIV/0!"},{"$error":"#DIV/0!"},null,"","","","",0,0,0,0,{"$error":"#DIV/0!"},{"$error":"#DIV/0!"},{"$error":"#DIV/0!"},{"$error":"#DIV/0!"}]
[24,null,null,null,null,null,null,null,null,null,null,null,null,null,null,null,0,0,0,0,0,{"$error":"#N/A"},20,{"$error":"#N/A"},{"$error":"#N/A"},{"$error":"#DIV/0!"},23,1,20,null,null,9.81,{"$error":"#DIV/0!"},17.5,3.4405642525374164E-3,1.5512E-5,2.496E-2,0.72,5,{"$error":"#DIV/0!"},{"$error":"#DIV/0!"},{"$error":"#DIV/0!"},{"$error":"#DIV/0!"},{"$error":"#DIV/0!"},{"$error":"#DIV/0!"},10,3.5316969803990822E-3,1.4805E-5,2.4400000000000002E-2,0.72,20,{"$error":"#DIV/0!"},{"$error":"#DIV/0!"},{"$error":"#DIV/0!"},{"$error":"#DIV/0!"},{"$error":"#DIV/0!"},{"$error":"#DIV/0!"},null,"","","","",0,0,0,0,{"$error":"#DIV/0!"},{"$error":"#DIV/0!"},{"$error":"#DIV/0!"},{"$error":"#DIV/0!"}]
[25,null,null,null,null,null,null,null,null,null,null,null,null,null,null,null,0,0,0,0,0,{"$error":"#N/A"},20,{"$error":"#N/A"},{"$error":"#N/A"},{"$error":"#DIV/0!"},23,1,20,null,null,9.81,{"$error":"#DIV/0!"},17.5,3.4405642525374164E-3,1.5512E-5,2.496E-2,0.72,5,{"$error":"#DIV/0!"},{"$error":"#DIV/0!"},{"$error":"#DIV/0!"},{"$error":"#DIV/0!"},{"$error":"#DIV/0!"},{"$error":"#DIV/0!"},10,3.5316969803990822E-3,1.4805E-5,2.4400000000000002E-2,0.72,20,{"$error":"#DIV/0!"},{"$error":"#DIV/0!"},{"$error":"#DIV/0!"},{"$error":"#DIV/0!"},{"$error":"#DIV/0!"},{"$error":"#DIV/0!"},null,"","","","",0,0,0,0,{"$error":"#DIV/0!"},{"$error":"#DIV/0!"},{"$error":"#DIV/0!"},{"$error":"#DIV/0!"}]
[26,null,null,null,null,null,null,null,null,null,null,null,null,null,null,null,0,0,0,0,0,{"$error":"#N/A"},20,{"$error":"#N/A"},{"$error":"#N/A"},{"$error":"#DIV/0!"},23,1,20,null,null,9.81,{"$error":"#DIV/0!"},17.5,3.4405642525374164E-3,1.5512E-5,2.496E-2,0.72,5,{"$error":"#DIV/0!"},{"$error":"#DIV/0!"},{"$error":"#DIV/0!"},{"$error":"#DIV/0!"},{"$error":"#DIV/0!"},{"$error":"#DIV/0!"},10,3.5316969803990822E-3,1.4805E-5,2.4400000000000002E-2,0.72,20,{"$error":"#DIV/0!"},{"$error":"#DIV/0!"},{"$error":"#DIV/0!"},{"$error":"#DIV/0!"},{"$error":"#DIV/0!"},{"$error":"#DIV/0!"},null,"","","","",0,0,0,0,{"$error":"#DIV/0!"},{"$error":"#DIV/0!"},{"$error":"#DIV/0!"},{"$error":"#DIV/0!"}]
[27,null,null,null,null,null,null,null,null,null,null,null,null,null,null,null,0,0,0,0,0,{"$error":"#N/A"},20,{"$error":"#N/A"},{"$error":"#N/A"},{"$error":"#DIV/0!"},23,1,20,null,null,9.81,{"$error":"#DIV/0!"},17.5,3.4405642525374164E-3,1.5512E-5,2.496E-2,0.72,5,{"$error":"#DIV/0!"},{"$error":"#DIV/0!"},{"$error":"#DIV/0!"},{"$error":"#DIV/0!"},{"$error":"#DIV/0!"},{"$error":"#DIV/0!"},10,3.5316969803990822E-3,1.4805E-5,2.4400000000000002E-2,0.72,20,{"$error":"#DIV/0!"},{"$error":"#DIV/0!"},{"$error":"#DIV/0!"},{"$error":"#DIV/0!"},{"$error":"#DIV/0!"},{"$error":"#DIV/0!"},null,"","","","",0,0,0,0,{"$error":"#DIV/0!"},{"$error":"#DIV/0!"},{"$error":"#DIV/0!"},{"$error":"#DIV/0!"}]
[28,null,null,null,null,null,null,null,null,null,null,null,null,null,null,null,0,0,0,0,0,{"$error":"#N/A"},20,{"$error":"#N/A"},{"$error":"#N/A"},{"$error":"#DIV/0!"},23,1,20,null,null,9.81,{"$error":"#DIV/0!"},17.5,3.4405642525374164E-3,1.5512E-5,2.496E-2,0.72,5,{"$error":"#DIV/0!"},{"$error":"#DIV/0!"},{"$error":"#DIV/0!"},{"$error":"#DIV/0!"},{"$error":"#DIV/0!"},{"$error":"#DIV/0!"},10,3.5316969803990822E-3,1.4805E-5,2.4400000000000002E-2,0.72,20,{"$error":"#DIV/0!"},{"$error":"#DIV/0!"},{"$error":"#DIV/0!"},{"$error":"#DIV/0!"},{"$error":"#DIV/0!"},{"$error":"#DIV/0!"},null,"","","","",0,0,0,0,{"$error":"#DIV/0!"},{"$error":"#DIV/0!"},{"$error":"#DIV/0!"},{"$error":"#DIV/0!"}]
[29,null,null,null,null,null,null,null,null,null,null,null,null,null,null,null,0,0,0,0,0,{"$error":"#N/A"},20,{"$error":"#N/A"},{"$error":"#N/A"},{"$error":"#DIV/0!"},23,1,20,null,null,9.81,{"$error":"#DIV/0!"},17.5,3.4405642525374164E-3,1.5512E-5,2.496E-2,0.72,5,{"$error":"#DIV/0!"},{"$error":"#DIV/0!"},{"$error":"#DIV/0!"},{"$error":"#DIV/0!"},{"$error":"#DIV/0!"},{"$error":"#DIV/0!"},10,3.5316969803990822E-3,1.4805E-5,2.4400000000000002E-2,0.72,20,{"$error":"#DIV/0!"},{"$error":"#DIV/0!"},{"$error":"#DIV/0!"},{"$error":"#DIV/0!"},{"$error":"#DIV/0!"},{"$error":"#DIV/0!"},null,"","","","",0,0,0,0,{"$error":"#DIV/0!"},{"$error":"#DIV/0!"},{"$error":"#DIV/0!"},{"$error":"#DIV/0!"}]
["="]

{"sheet":"Panely","index":3,"n_rows":29,"n_cols":73,"rows_kept":29,"cut":false,"hidden":false,"merged":[]}
[null,null,"ti [°C]",{"$f":"Konstrukce!D1","v":15},null,"te [°C]",{"$f":"Konstrukce!G1","v":0}]
[null,null,"ti' [°C]",{"$f":"Konstrukce!D2","v":15},null,"tz [°C]",{"$f":"Konstrukce!G2","v":0}]
[]
[]
[1,2,3,4,5,6,7,8,9,10,11,12,13,14,15,16,17,18,19,20,21,22,23,24,25,26,27,28,29,30,31,32,33,34,35,36,37,38,39,40,41,42,43,44,45,46,47,48,49,50,51,52,53,54,55,56,57,58,59,60,61,62,63,64,65,66,67,68,69,70,71,72,73]
[null,null,null,null,null,null,"rozměry"]
[null,null,null,null,null,null,"bod1",null,null,"bod2",null,null,"bod3",null,null,"bod4",null,null,null,null,null,null,null,null,null,null,null,null,null,null,null,null,null,null,null,null,null,"součinitel přestupu tepla konvekcí na spodní straně",null,null,null,null,null,null,null,null,null,null,null,"součinitel přestupu tepla konvekcí na horní straně",null,null,null,null,null,null,"Michejev",null,null,null,null,null,null,null,null,null,"součinitel přestupu tepla konvekcí na horní straně - ASHRAE"]
["index","ID panelu","Typ panelu","orientace","tw1 [°C]","tw2 [°C]","x","y","z","x","y","z","x","y","z","x","y","z","X [m]","Y [m]","Z [m]","S [m2]","l [m]","tp [°C]","tp' [°C]","m [-]","aL [m]","λL [W/mK]","R2 [m2K/W]","Λ2 [W/m2K]","αks [W/m2K]","αkh [W/m2K]","ε [-]",null,null,"g [m/s2]","L ","ts [°C]","β [1/K]","νvz [m2/s]","λvz [W/mK]","Pr [-]","Δt [°C]","Gr [-]","index","K","n","Nu [-]","αk [W/m2K]","ts [°C]","β [1/K]","νvz [m2/s]","λvz [W/mK]","Pr [-]","Δt [°C]","Gr [-]","index","K","n","Nu [-]","αk [W/m2K]",{"$f":"MID(D9,4,2)","v":""},"plocha s/h?","fiktivni plocha/panel?","orientace","index","K","n"]
[{"$f":"MAX(Konstrukce!A9:A38)+1","v":30},null,{"$f":"VLOOKUP(B9,tabulka_panely,2,FALSE)","v":{"$error":"#N/A"}},null,null,null,null,null,null,null,null,null,null,null,null,null,null,null,{"$f":"IF(OR(MID($D9,2,1)=\"1\",MID($D9,2,1)=\"2\"),0,ABS(G9-J9))","v":0},{"$f":"IF(OR(MID($D9,2,1)=\"3\",MID($D9,2,1)=\"4\"),0,ABS(H9-Q9))","v":0},{"$f":"IF(OR(MID($D9,2,1)=\"5\",MID($D9,2,1)=\"6\"),0,ABS(I9-R9))","v":0},{"$f":"IF(OR(MID($D9,2,1)=\"1\",MID($D9,2,1)=\"2\"),T9*U9,IF(OR(MID($D9,2,1)=\"3\",MID($D9,2,1)=\"4\"),S9*U9,S9*T9))","v":0},{"$f":"VLOOKUP(B9,tabulka_panely,4,FALSE)","v":{"$error":"#N/A"}},{"$f":"($E9+$F9)/2","v":0},0,{"$f":"SQRT((AE9+AD9)/(AB9*AA9))","v":{"$error":"#DIV/0!"}},{"$f":"VLOOKUP($B9,tabulka_panely,5,FALSE)","v":{"$error":"#N/A"}},{"$f":"VLOOKUP($B9,tabulka_panely,6,FALSE)","v":{"$error":"#N/A"}},{"$f":"VLOOKUP($B9,tabulka_panely,9,FALSE)","v":{"$error":"#N/A"}},{"$f":"1/(AC9+(1/AF9))","v":{"$error":"#N/A"}},{"$f":"AW9","v":{"$error":"#DIV/0!"}},{"$f":"BI9","v":{"$error":"#DIV/0!"}},{"$f":"VLOOKUP(B9,tabulka_panely,10)","v":{"$error":"#N/A"}},null,null,9.81,{"$f":"IF(OR(MID($D9,2,1)=\"1\",MID($D9,2,1)=\"2\",MID($D9,2,1)=\"3\",MID($D9,2,1)=\"4\"),U9,((S9*T9)/(2*(S9+T9))))","v":{"$error":"#DIV/0!"}},{"$f":"($X9+$D$1)/2","v":7.5},{"$f":"1/(273.15+(AL9))","v":3.5631569570639589E-3},{"$f":"VLOOKUP(ROUND(AL9,0),tabulka_FyzVl_vzduch,6,TRUE)*10^-6","v":1.4628E-5},{"$f":"VLOOKUP(ROUND(AL9,0),tabulka_FyzVl_vzduch,4,TRUE)","v":2.426E-2},{"$f":"VLOOKUP(ROUND(AL9,0),tabulka_FyzVl_vzduch,8,TRUE)","v":0.72},{"$f":"ABS($X9-$D$1)","v":15},{"$f":"$AJ9*AM9*AQ9*($AK9^3)/(AN9^2)","v":{"$error":"#DIV/0!"}},{"$f":"IF(AR9*AP9>2*10^7,4,IF(AR9*AP9>5*10^2,3,IF(AR9*AP9>10^-3,2,1)))","v":{"$error":"#DIV/0!"}},{"$f":"VLOOKUP($AS9,tabulka_exponenty_Michejev,4,FALSE)","v":{"$error":"#DIV/0!"}},{"$f":"VLOOKUP($AS9,tabulka_exponenty_Michejev,5,FALSE)","v":{"$error":"#DIV/0!"}},{"$f":"IF(OR(MID($D9,2,1)=\"1\",MID($D9,2,1)=\"2\",MID($D9,2,1)=\"3\",MID($D9,2,1)=\"4\"),AT9*((AR9*AP9)^AU9),0.27*((AR9*AP9)^(1/4)))","v":{"$error":"#DIV/0!"}},{"$f":"AV9*AO9/$AK9","v":{"$error":"#DIV/0!"}},{"$f":"IF(($Y9+$D$1)/2<0,0,($Y9+$D$1)/2)","v":7.5},{"$f":"1/(273.15+(AX9))","v":3.5631569570639589E-3},{"$f":"VLOOKUP(ROUND(AX9,0),tabulka_FyzVl_vzduch,6,TRUE)*10^-6","v":1.4628E-5},{"$f":"VLOOKUP(ROUND(AX9,0),tabulka_FyzVl_vzduch,4,TRUE)","v":2.426E-2},{"$f":"VLOOKUP(ROUND(AX9,0),tabulka_FyzVl_vzduch,8,TRUE)","v":0.72},{"$f":"ABS($Y9-$D$1)","v":15},{"$f":"$AJ9*AY9*BC9*($AK9^3)/(AZ9^2)","v":{"$error":"#DIV/0!"}},{"$f":"IF(BD9*BB9>2*10^7,4,IF(BD9*BB9>5*10^2,3,IF(BD9*BB9>10^-3,2,1)))","v":{"$error":"#DIV/0!"}},{"$f":"VLOOKUP($BE9,tabulka_exponenty_Michejev,4,FALSE)","v":{"$error":"#DIV/0!"}},{"$f":"VLOOKUP($BE9,tabulka_exponenty_Michejev,5,FALSE)","v":{"$error":"#DIV/0!"}},{"$f":"IF(OR(MID($D9,2,1)=\"1\",MID($D9,2,1)=\"2\",MID($D9,2,1)=\"3\",MID($D9,2,1)=\"4\"),BF9*((BD9*BB9)^BG9),BO9*((BD9*BB9)^BP9))","v":{"$error":"#DIV/0!"}},{"$f":"BH9*BA9/$AK9","v":{"$error":"#DIV/0!"}},null,{"$f":"MID($D9,1,1)","v":""},{"$f":"MID($D9,3,1)","v":""},{"$f":"MID($D9,2,1)","v":""},{"$f":"IF(BD9*BB9>8*10^6,4,IF(BD9*BB9>10^4,3,IF(BD9*BB9>200,2,1)))","v":{"$error":"#DIV/0!"}},{"$f":"VLOOKUP($AS9,tabulka_exponenty_ASHRAE,4,FALSE)","v":{"$error":"#DIV/0!"}},{"$f":"VLOOKUP($AS9,tabulka_exponenty_ASHRAE,5,FALSE)","v":{"$error":"#DIV/0!"}}]
[{"$f":"IF(ISNUMBER(A9),A9+1,\"=\")","v":31},null,{"$error":"#N/A"},null,null,null,null,null,null,null,null,null,null,null,null,null,null,null,{"$f":"IF(OR(MID($D10,2,1)=\"1\",MID($D10,2,1)=\"2\"),0,ABS(G10-J10))","v":0},{"$f":"IF(OR(MID($D10,2,1)=\"3\",MID($D10,2,1)=\"4\"),0,ABS(H10-Q10))","v":0},{"$f":"IF(OR(MID($D10,2,1)=\"5\",MID($D10,2,1)=\"6\"),0,ABS(I10-R10))","v":0},{"$f":"IF(OR(MID($D10,2,1)=\"1\",MID($D10,2,1)=\"2\"),T10*U10,IF(OR(MID($D10,2,1)=\"3\",MID($D10,2,1)=\"4\"),S10*U10,S10*T10))","v":0},{"$error":"#N/A"},0,0,{"$f":"SQRT((AE10+AD10)/(AB10*AA10))","v":{"$error":"#DIV/0!"}},{"$error":"#N/A"},{"$error":"#N/A"},{"$error":"#N/A"},{"$f":"1/(AC10+(1/AF10))","v":{"$error":"#N/A"}},{"$f":"AW10","v":{"$error":"#DIV/0!"}},{"$f":"BI10","v":{"$error":"#DIV/0!"}},{"$error":"#N/A"},null,null,9.81,{"$f":"IF(OR(MID($D10,2,1)=\"1\",MID($D10,2,1)=\"2\",MID($D10,2,1)=\"3\",MID($D10,2,1)=\"4\"),U10,((S10*T10)/(2*(S10+T10))))","v":{"$error":"#DIV/0!"}},{"$f":"($X10+$D$1)/2","v":7.5},{"$f":"1/(273.15+(AL10))","v":3.5631569570639589E-3},1.4628E-5,2.426E-2,0.72,15,{"$f":"$AJ10*AM10*AQ10*($AK10^3)/(AN10^2)","v":{"$error":"#DIV/0!"}},{"$f":"IF(AR10*AP10>2*10^7,4,IF(AR10*AP10>5*10^2,3,IF(AR10*AP10>10^-3,2,1)))","v":{"$error":"#DIV/0!"}},{"$error":"#DIV/0!"},{"$error":"#DIV/0!"},{"$f":"IF(OR(MID($D10,2,1)=\"1\",MID($D10,2,1)=\"2\",MID($D10,2,1)=\"3\",MID($D10,2,1)=\"4\"),AT10*((AR10*AP10)^AU10),0.27*((AR10*AP10)^(1/4)))","v":{"$error":"#DIV/0!"}},{"$error":"#DIV/0!"},{"$f":"IF(($Y10+$D$1)/2<0,0,($Y10+$D$1)/2)","v":7.5},{"$f":"1/(273.15+(AX10))","v":3.5631569570639589E-3},1.4628E-5,2.426E-2,0.72,15,{"$f":"$AJ10*AY10*BC10*($AK10^3)/(AZ10^2)","v":{"$error":"#DIV/0!"}},{"$f":"IF(BD10*BB10>2*10^7,4,IF(BD10*BB10>5*10^2,3,IF(BD10*BB10>10^-3,2,1)))","v":{"$error":"#DIV/0!"}},{"$error":"#DIV/0!"},{"$error":"#DIV/0!"},{"$f":"IF(OR(MID($D10,2,1)=\"1\",MID($D10,2,1)=\"2\",MID($D10,2,1)=\"3\",MID($D10,2,1)=\"4\"),BF10*((BD10*BB10)^BG10),BO10*((BD10*BB10)^BP10))","v":{"$error":"#DIV/0!"}},{"$f":"BH10*BA10/$AK10","v":{"$error":"#DIV/0!"}},null,{"$f":"MID($D10,1,1)","v":""},{"$f":"MID($D10,3,1)","v":""},{"$f":"MID($D10,2,1)","v":""},{"$f":"IF(BD10*BB10>8*10^6,4,IF(BD10*BB10>10^4,3,IF(BD10*BB10>200,2,1)))","v":{"$error":"#DIV/0!"}},{"$error":"#DIV/0!"},{"$error":"#DIV/0!"}]
[32,null,{"$error":"#N/A"},null,null,null,null,null,null,null,null,null,null,null,null,null,null,null,0,0,0,0,{"$error":"#N/A"},0,0,{"$error":"#DIV/0!"},{"$error":"#N/A"},{"$error":"#N/A"},{"$error":"#N/A"},{"$error":"#N/A"},{"$error":"#DIV/0!"},{"$error":"#DIV/0!"},{"$error":"#N/A"},null,null,9.81,{"$f":"IF(OR(MID($D11,2,1)=\"1\",MID($D11,2,1)=\"2\",MID($D11,2,1)=\"3\",MID($D11,2,1)=\"4\"),U11,((S11*T11)/(2*(S11+T11))))","v":{"$error":"#DIV/0!"}},7.5,3.5631569570639589E-3,1.4628E-5,2.426E-2,0.72,15,{"$f":"$AJ11*AM11*AQ11*($AK11^3)/(AN11^2)","v":{"$error":"#DIV/0!"}},{"$error":"#DIV/0!"},{"$error":"#DIV/0!"},{"$error":"#DIV/0!"},{"$error":"#DIV/0!"},{"$error":"#DIV/0!"},7.5,3.5631569570639589E-3,1.4628E-5,2.426E-2,0.72,15,{"$f":"$AJ11*AY11*BC11*($AK11^3)/(AZ11^2)","v":{"$error":"#DIV/0!"}},{"$error":"#DIV/0!"},{"$error":"#DIV/0!"},{"$error":"#DIV/0!"},{"$f":"IF(OR(MID($D11,2,1)=\"1\",MID($D11,2,1)=\"2\",MID($D11,2,1)=\"3\",MID($D11,2,1)=\"4\"),BF11*((BD11*BB11)^BG11),BO11*((BD11*BB11)^BP11))","v":{"$error":"#DIV/0!"}},{"$f":"BH11*BA11/$AK11","v":{"$error":"#DIV/0!"}},null,"","","",{"$error":"#DIV/0!"},{"$error":"#DIV/0!"},{"$error":"#DIV/0!"}]
[33,null,{"$error":"#N/A"},null,null,null,null,null,null,null,null,null,null,null,null,null,null,null,0,0,0,0,{"$error":"#N/A"},0,0,{"$error":"#DIV/0!"},{"$error":"#N/A"},{"$error":"#N/A"},{"$error":"#N/A"},{"$error":"#N/A"},{"$error":"#DIV/0!"},{"$error":"#DIV/0!"},{"$error":"#N/A"},null,null,9.81,{"$error":"#DIV/0!"},7.5,3.5631569570639589E-3,1.4628E-5,2.426E-2,0.72,15,{"$f":"$AJ12*AM12*AQ12*($AK12^3)/(AN12^2)","v":{"$error":"#DIV/0!"}},{"$error":"#DIV/0!"},{"$error":"#DIV/0!"},{"$error":"#DIV/0!"},{"$error":"#DIV/0!"},{"$error":"#DIV/0!"},7.5,3.5631569570639589E-3,1.4628E-5,2.426E-2,0.72,15,{"$error":"#DIV/0!"},{"$error":"#DIV/0!"},{"$error":"#DIV/0!"},{"$error":"#DIV/0!"},{"$f":"IF(OR(MID($D12,2,1)=\"1\",MID($D12,2,1)=\"2\",MID($D12,2,1)=\"3\",MID($D12,2,1)=\"4\"),BF12*((BD12*BB12)^BG12),BO12*((BD12*BB12)^BP12))","v":{"$error":"#DIV/0!"}},{"$f":"BH12*BA12/$AK12","v":{"$error":"#DIV/0!"}},null,"","","",{"$error":"#DIV/0!"},{"$error":"#DIV/0!"},{"$error":"#DIV/0!"}]
[34,null,{"$error":"#N/A"},null,null,null,null,null,null,null,null,null,null,null,null,null,null,null,0,0,0,0,{"$error":"#N/A"},0,0,{"$error":"#DIV/0!"},{"$error":"#N/A"},{"$error":"#N/A"},{"$error":"#N/A"},{"$error":"#N/A"},{"$error":"#DIV/0!"},{"$error":"#DIV/0!"},{"$error":"#N/A"},null,null,9.81,{"$error":"#DIV/0!"},7.5,3.5631569570639589E-3,1.4628E-5,2.426E-2,0.72,15,{"$f":"$AJ13*AM13*AQ13*($AK13^3)/(AN13^2)","v":{"$error":"#DIV/0!"}},{"$error":"#DIV/0!"},{"$error":"#DIV/0!"},{"$error":"#DIV/0!"},{"$error":"#DIV/0!"},{"$error":"#DIV/0!"},7.5,3.5631569570639589E-3,1.4628E-5,2.426E-2,0.72,15,{"$error":"#DIV/0!"},{"$error":"#DIV/0!"},{"$error":"#DIV/0!"},{"$error":"#DIV/0!"},{"$error":"#DIV/0!"},{"$error":"#DIV/0!"},null,"","","",{"$error":"#DIV/0!"},{"$error":"#DIV/0!"},{"$error":"#DIV/0!"}]
[35,null,{"$error":"#N/A"},null,null,null,null,null,null,null,null,null,null,null,null,null,null,null,0,0,0,0,{"$error":"#N/A"},0,0,{"$error":"#DIV/0!"},{"$error":"#N/A"},{"$error":"#N/A"},{"$error":"#N/A"},{"$error":"#N/A"},{"$error":"#DIV/0!"},{"$error":"#DIV/0!"},{"$error":"#N/A"},null,null,9.81,{"$error":"#DIV/0!"},7.5,3.5631569570639589E-3,1.4628E-5,2.426E-2,0.72,15,{"$error":"#DIV/0!"},{"$error":"#DIV/0!"},{"$error":"#DIV/0!"},{"$error":"#DIV/0!"},{"$error":"#DIV/0!"},{"$error":"#DIV/0!"},7.5,3.5631569570639589E-3,1.4628E-5,2.426E-2,0.72,15,{"$error":"#DIV/0!"},{"$error":"#DIV/0!"},{"$error":"#DIV/0!"},{"$error":"#DIV/0!"},{"$error":"#DIV/0!"},{"$error":"#DIV/0!"},null,"","","",{"$error":"#DIV/0!"},{"$error":"#DIV/0!"},{"$error":"#DIV/0!"}]
[36,null,{"$error":"#N/A"},null,null,null,null,null,null,null,null,null,null,null,null,null,null,null,0,0,0,0,{"$error":"#N/A"},0,0,{"$error":"#DIV/0!"},{"$error":"#N/A"},{"$error":"#N/A"},{"$error":"#N/A"},{"$error":"#N/A"},{"$error":"#DIV/0!"},{"$error":"#DIV/0!"},{"$error":"#N/A"},null,null,9.81,{"$error":"#DIV/0!"},7.5,3.5631569570639589E-3,1.4628E-5,2.426E-2,0.72,15,{"$error":"#DIV/0!"},{"$error":"#DIV/0!"},{"$error":"#DIV/0!"},{"$error":"#DIV/0!"},{"$error":"#DIV/0!"},{"$error":"#DIV/0!"},7.5,3.5631569570639589E-3,1.4628E-5,2.426E-2,0.72,15,{"$error":"#DIV/0!"},{"$error":"#DIV/0!"},{"$error":"#DIV/0!"},{"$error":"#DIV/0!"},{"$error":"#DIV/0!"},{"$error":"#DIV/0!"},null,"","","",{"$error":"#DIV/0!"},{"$error":"#DIV/0!"},{"$error":"#DIV/0!"}]
[37,null,{"$error":"#N/A"},null,null,null,null,null,null,null,null,null,null,null,null,null,null,null,0,0,0,0,{"$error":"#N/A"},0,0,{"$error":"#DIV/0!"},{"$error":"#N/A"},{"$error":"#N/A"},{"$error":"#N/A"},{"$error":"#N/A"},{"$error":"#DIV/0!"},{"$error":"#DIV/0!"},{"$error":"#N/A"},null,null,9.81,{"$error":"#DIV/0!"},7.5,3.5631569570639589E-3,1.4628E-5,2.426E-2,0.72,15,{"$error":"#DIV/0!"},{"$error":"#DIV/0!"},{"$error":"#DIV/0!"},{"$error":"#DIV/0!"},{"$error":"#DIV/0!"},{"$error":"#DIV/0!"},7.5,3.5631569570639589E-3,1.4628E-5,2.426E-2,0.72,15,{"$error":"#DIV/0!"},{"$error":"#DIV/0!"},{"$error":"#DIV/0!"},{"$error":"#DIV/0!"},{"$error":"#DIV/0!"},{"$error":"#DIV/0!"},null,"","","",{"$error":"#DIV/0!"},{"$error":"#DIV/0!"},{"$error":"#DIV/0!"}]
[38,null,{"$error":"#N/A"},null,null,null,null,null,null,null,null,null,null,null,null,null,null,null,0,0,0,0,{"$error":"#N/A"},0,0,{"$error":"#DIV/0!"},{"$error":"#N/A"},{"$error":"#N/A"},{"$error":"#N/A"},{"$error":"#N/A"},{"$error":"#DIV/0!"},{"$error":"#DIV/0!"},{"$error":"#N/A"},null,null,9.81,{"$error":"#DIV/0!"},7.5,3.5631569570639589E-3,1.4628E-5,2.426E-2,0.72,15,{"$error":"#DIV/0!"},{"$error":"#DIV/0!"},{"$error":"#DIV/0!"},{"$error":"#DIV/0!"},{"$error":"#DIV/0!"},{"$error":"#DIV/0!"},7.5,3.5631569570639589E-3,1.4628E-5,2.426E-2,0.72,15,{"$error":"#DIV/0!"},{"$error":"#DIV/0!"},{"$error":"#DIV/0!"},{"$error":"#DIV/0!"},{"$error":"#DIV/0!"},{"$error":"#DIV/0!"},null,"","","",{"$error":"#DIV/0!"},{"$error":"#DIV/0!"},{"$error":"#DIV/0!"}]
[39,null,{"$error":"#N/A"},null,null,null,null,null,null,null,null,null,null,null,null,null,null,null,0,0,0,0,{"$error":"#N/A"},0,0,{"$error":"#DIV/0!"},{"$error":"#N/A"},{"$error":"#N/A"},{"$error":"#N/A"},{"$error":"#N/A"},{"$error":"#DIV/0!"},{"$error":"#DIV/0!"},{"$error":"#N/A"},null,null,9.81,{"$error":"#DIV/0!"},7.5,3.5631569570639589E-3,1.4628E-5,2.426E-2,0.72,15,{"$error":"#DIV/0!"},{"$error":"#DIV/0!"},{"$error":"#DIV/0!"},{"$error":"#DIV/0!"},{"$error":"#DIV/0!"},{"$error":"#DIV/0!"},7.5,3.5631569570639589E-3,1.4628E-5,2.426E-2,0.72,15,{"$error":"#DIV/0!"},{"$error":"#DIV/0!"},{"$error":"#DIV/0!"},{"$error":"#DIV/0!"},{"$error":"#DIV/0!"},{"$error":"#DIV/0!"},null,"","","",{"$error":"#DIV/0!"},{"$error":"#DIV/0!"},{"$error":"#DIV/0!"}]
[40,null,{"$error":"#N/A"},null,null,null,null,null,null,null,null,null,null,null,null,null,null,null,0,0,0,0,{"$error":"#N/A"},0,0,{"$error":"#DIV/0!"},{"$error":"#N/A"},{"$error":"#N/A"},{"$error":"#N/A"},{"$error":"#N/A"},{"$error":"#DIV/0!"},{"$error":"#DIV/0!"},{"$error":"#N/A"},null,null,9.81,{"$error":"#DIV/0!"},7.5,3.5631569570639589E-3,1.4628E-5,2.426E-2,0.72,15,{"$error":"#DIV/0!"},{"$error":"#DIV/0!"},{"$error":"#DIV/0!"},{"$error":"#DIV/0!"},{"$error":"#DIV/0!"},{"$error":"#DIV/0!"},7.5,3.5631569570639589E-3,1.4628E-5,2.426E-2,0.72,15,{"$error":"#DIV/0!"},{"$error":"#DIV/0!"},{"$error":"#DIV/0!"},{"$error":"#DIV/0!"},{"$error":"#DIV/0!"},{"$error":"#DIV/0!"},null,"","","",{"$error":"#DIV/0!"},{"$error":"#DIV/0!"},{"$error":"#DIV/0!"}]
[41,null,{"$error":"#N/A"},null,null,null,null,null,null,null,null,null,null,null,null,null,null,null,0,0,0,0,{"$error":"#N/A"},0,0,{"$error":"#DIV/0!"},{"$error":"#N/A"},{"$error":"#N/A"},{"$error":"#N/A"},{"$error":"#N/A"},{"$error":"#DIV/0!"},{"$error":"#DIV/0!"},{"$error":"#N/A"},null,null,9.81,{"$error":"#DIV/0!"},7.5,3.5631569570639589E-3,1.4628E-5,2.426E-2,0.72,15,{"$error":"#DIV/0!"},{"$error":"#DIV/0!"},{"$error":"#DIV/0!"},{"$error":"#DIV/0!"},{"$error":"#DIV/0!"},{"$error":"#DIV/0!"},7.5,3.5631569570639589E-3,1.4628E-5,2.426E-2,0.72,15,{"$error":"#DIV/0!"},{"$error":"#DIV/0!"},{"$error":"#DIV/0!"},{"$error":"#DIV/0!"},{"$error":"#DIV/0!"},{"$error":"#DIV/0!"},null,"","","",{"$error":"#DIV/0!"},{"$error":"#DIV/0!"},{"$error":"#DIV/0!"}]
[42,null,{"$error":"#N/A"},null,null,null,null,null,null,null,null,null,null,null,null,null,null,null,0,0,0,0,{"$error":"#N/A"},0,0,{"$error":"#DIV/0!"},{"$error":"#N/A"},{"$error":"#N/A"},{"$error":"#N/A"},{"$error":"#N/A"},{"$error":"#DIV/0!"},{"$error":"#DIV/0!"},{"$error":"#N/A"},null,null,9.81,{"$error":"#DIV/0!"},7.5,3.5631569570639589E-3,1.4628E-5,2.426E-2,0.72,15,{"$error":"#DIV/0!"},{"$error":"#DIV/0!"},{"$error":"#DIV/0!"},{"$error":"#DIV/0!"},{"$error":"#DIV/0!"},{"$error":"#DIV/0!"},7.5,3.5631569570639589E-3,1.4628E-5,2.426E-2,0.72,15,{"$error":"#DIV/0!"},{"$error":"#DIV/0!"},{"$error":"#DIV/0!"},{"$error":"#DIV/0!"},{"$error":"#DIV/0!"},{"$error":"#DIV/0!"},null,"","","",{"$error":"#DIV/0!"},{"$error":"#DIV/0!"},{"$error":"#DIV/0!"}]
[43,null,{"$error":"#N/A"},null,null,null,null,null,null,null,null,null,null,null,null,null,null,null,0,0,0,0,{"$error":"#N/A"},0,0,{"$error":"#DIV/0!"},{"$error":"#N/A"},{"$error":"#N/A"},{"$error":"#N/A"},{"$error":"#N/A"},{"$error":"#DIV/0!"},{"$error":"#DIV/0!"},{"$error":"#N/A"},null,null,9.81,{"$error":"#DIV/0!"},7.5,3.5631569570639589E-3,1.4628E-5,2.426E-2,0.72,15,{"$error":"#DIV/0!"},{"$error":"#DIV/0!"},{"$error":"#DIV/0!"},{"$error":"#DIV/0!"},{"$error":"#DIV/0!"},{"$error":"#DIV/0!"},7.5,3.5631569570639589E-3,1.4628E-5,2.426E-2,0.72,15,{"$error":"#DIV/0!"},{"$error":"#DIV/0!"},{"$error":"#DIV/0!"},{"$error":"#DIV/0!"},{"$error":"#DIV/0!"},{"$error":"#DIV/0!"},null,"","","",{"$error":"#DIV/0!"},{"$error":"#DIV/0!"},{"$error":"#DIV/0!"}]
[44,null,{"$error":"#N/A"},null,null,null,null,null,null,null,null,null,null,null,null,null,null,null,0,0,0,0,{"$error":"#N/A"},0,0,{"$error":"#DIV/0!"},{"$error":"#N/A"},{"$error":"#N/A"},{"$error":"#N/A"},{"$error":"#N/A"},{"$error":"#DIV/0!"},{"$error":"#DIV/0!"},{"$error":"#N/A"},null,null,9.81,{"$error":"#DIV/0!"},7.5,3.5631569570639589E-3,1.4628E-5,2.426E-2,0.72,15,{"$error":"#DIV/0!"},{"$error":"#DIV/0!"},{"$error":"#DIV/0!"},{"$error":"#DIV/0!"},{"$error":"#DIV/0!"},{"$error":"#DIV/0!"},7.5,3.5631569570639589E-3,1.4628E-5,2.426E-2,0.72,15,{"$error":"#DIV/0!"},{"$error":"#DIV/0!"},{"$error":"#DIV/0!"},{"$error":"#DIV/0!"},{"$error":"#DIV/0!"},{"$error":"#DIV/0!"},null,"","","",{"$error":"#DIV/0!"},{"$error":"#DIV/0!"},{"$error":"#DIV/0!"}]
[45,null,{"$error":"#N/A"},null,null,null,null,null,null,null,null,null,null,null,null,null,null,null,0,0,0,0,{"$error":"#N/A"},0,0,{"$error":"#DIV/0!"},{"$error":"#N/A"},{"$error":"#N/A"},{"$error":"#N/A"},{"$error":"#N/A"},{"$error":"#DIV/0!"},{"$error":"#DIV/0!"},{"$error":"#N/A"},null,null,9.81,{"$error":"#DIV/0!"},7.5,3.5631569570639589E-3,1.4628E-5,2.426E-2,0.72,15,{"$error":"#DIV/0!"},{"$error":"#DIV/0!"},{"$error":"#DIV/0!"},{"$error":"#DIV/0!"},{"$error":"#DIV/0!"},{"$error":"#DIV/0!"},7.5,3.5631569570639589E-3,1.4628E-5,2.426E-2,0.72,15,{"$error":"#DIV/0!"},{"$error":"#DIV/0!"},{"$error":"#DIV/0!"},{"$error":"#DIV/0!"},{"$error":"#DIV/0!"},{"$error":"#DIV/0!"},null,"","","",{"$error":"#DIV/0!"},{"$error":"#DIV/0!"},{"$error":"#DIV/0!"}]
[46,null,{"$error":"#N/A"},null,null,null,null,null,null,null,null,null,null,null,null,null,null,null,0,0,0,0,{"$error":"#N/A"},0,0,{"$error":"#DIV/0!"},{"$error":"#N/A"},{"$error":"#N/A"},{"$error":"#N/A"},{"$error":"#N/A"},{"$error":"#DIV/0!"},{"$error":"#DIV/0!"},{"$error":"#N/A"},null,null,9.81,{"$error":"#DIV/0!"},7.5,3.5631569570639589E-3,1.4628E-5,2.426E-2,0.72,15,{"$error":"#DIV/0!"},{"$error":"#DIV/0!"},{"$error":"#DIV/0!"},{"$error":"#DIV/0!"},{"$error":"#DIV/0!"},{"$error":"#DIV/0!"},7.5,3.5631569570639589E-3,1.4628E-5,2.426E-2,0.72,15,{"$error":"#DIV/0!"},{"$error":"#DIV/0!"},{"$error":"#DIV/0!"},{"$error":"#DIV/0!"},{"$error":"#DIV/0!"},{"$error":"#DIV/0!"},null,"","","",{"$error":"#DIV/0!"},{"$error":"#DIV/0!"},{"$error":"#DIV/0!"}]
[47,null,{"$error":"#N/A"},null,null,null,null,null,null,null,null,null,null,null,null,null,null,null,0,0,0,0,{"$error":"#N/A"},0,0,{"$error":"#DIV/0!"},{"$error":"#N/A"},{"$error":"#N/A"},{"$error":"#N/A"},{"$error":"#N/A"},{"$error":"#DIV/0!"},{"$error":"#DIV/0!"},{"$error":"#N/A"},null,null,9.81,{"$error":"#DIV/0!"},7.5,3.5631569570639589E-3,1.4628E-5,2.426E-2,0.72,15,{"$error":"#DIV/0!"},{"$error":"#DIV/0!"},{"$error":"#DIV/0!"},{"$error":"#DIV/0!"},{"$error":"#DIV/0!"},{"$error":"#DIV/0!"},7.5,3.5631569570639589E-3,1.4628E-5,2.426E-2,0.72,15,{"$error":"#DIV/0!"},{"$error":"#DIV/0!"},{"$error":"#DIV/0!"},{"$error":"#DIV/0!"},{"$error":"#DIV/0!"},{"$error":"#DIV/0!"},null,"","","",{"$error":"#DIV/0!"},{"$error":"#DIV/0!"},{"$error":"#DIV/0!"}]
[48,null,{"$error":"#N/A"},null,null,null,null,null,null,null,null,null,null,null,null,null,null,null,0,0,0,0,{"$error":"#N/A"},0,0,{"$error":"#DIV/0!"},{"$error":"#N/A"},{"$error":"#N/A"},{"$error":"#N/A"},{"$error":"#N/A"},{"$error":"#DIV/0!"},{"$error":"#DIV/0!"},{"$error":"#N/A"},null,null,9.81,{"$error":"#DIV/0!"},7.5,3.5631569570639589E-3,1.4628E-5,2.426E-2,0.72,15,{"$error":"#DIV/0!"},{"$error":"#DIV/0!"},{"$error":"#DIV/0!"},{"$error":"#DIV/0!"},{"$error":"#DIV/0!"},{"$error":"#DIV/0!"},7.5,3.5631569570639589E-3,1.4628E-5,2.426E-2,0.72,15,{"$error":"#DIV/0!"},{"$error":"#DIV/0!"},{"$error":"#DIV/0!"},{"$error":"#DIV/0!"},{"$error":"#DIV/0!"},{"$error":"#DIV/0!"},null,"","","",{"$error":"#DIV/0!"},{"$error":"#DIV/0!"},{"$error":"#DIV/0!"}]
[49,null,{"$error":"#N/A"},null,null,null,null,null,null,null,null,null,null,null,null,null,null,null,0,0,0,0,{"$error":"#N/A"},0,0,{"$error":"#DIV/0!"},{"$error":"#N/A"},{"$error":"#N/A"},{"$error":"#N/A"},{"$error":"#N/A"},{"$error":"#DIV/0!"},{"$error":"#DIV/0!"},{"$error":"#N/A"},null,null,9.81,{"$error":"#DIV/0!"},7.5,3.5631569570639589E-3,1.4628E-5,2.426E-2,0.72,15,{"$error":"#DIV/0!"},{"$f":"IF(AR28*AP28>2*10^7,4,IF(AR28*AP28>5*10^2,3,IF(AR28*AP28>10^-3,2,1)))","v":{"$error":"#DIV/0!"}},{"$error":"#DIV/0!"},{"$error":"#DIV/0!"},{"$error":"#DIV/0!"},{"$error":"#DIV/0!"},7.5,3.5631569570639589E-3,1.4628E-5,2.426E-2,0.72,15,{"$error":"#DIV/0!"},{"$error":"#DIV/0!"},{"$error":"#DIV/0!"},{"$error":"#DIV/0!"},{"$error":"#DIV/0!"},{"$error":"#DIV/0!"},null,"","","",{"$error":"#DIV/0!"},{"$error":"#DIV/0!"},{"$error":"#DIV/0!"}]
["="]

{"sheet":"Data_fi","index":4,"n_rows":46,"n_cols":42,"rows_kept":46,"cut":false,"hidden":false,"merged":[]}
[null,null,1,2,3,4,5,6,7,8,9,10,11,12,13,14,15,16,17,18,19,20,21,22,23,24,25,26,27,28,29,30,31,32,33,34,35,36,37,38,39,40]
["index","Sp [m2]",{"$f":"B3","v":"="},{"$f":"B4","v":"="},{"$f":"B5","v":"="},{"$f":"B6","v":"="},{"$f":"B7","v":"="},{"$f":"B8","v":"="},{"$f":"B9","v":"="},{"$f":"B10","v":"="},{"$f":"B11","v":"="},{"$f":"B12","v":"="},{"$f":"B13","v":"="},{"$f":"B14","v":"="},{"$f":"B15","v":"="},{"$f":"B16","v":"="},{"$f":"B17","v":"="},{"$f":"B18","v":"="},{"$f":"B19","v":"="},{"$f":"B20","v":"="},{"$f":"B21","v":"="},{"$f":"B22","v":"="},{"$f":"B23","v":"="},{"$f":"B24","v":"="},{"$f":"B25","v":"="},{"$f":"B26","v":"="},{"$f":"B27","v":"="},{"$f":"B28","v":"="},{"$f":"B29","v":"="},{"$f":"B30","v":"="},{"$f":"B31","v":"="},{"$f":"B32","v":"="},{"$f":"B33","v":"="},{"$f":"B34","v":"="},{"$f":"B35","v":"="},{"$f":"B36","v":"="},{"$f":"B37","v":"="},{"$f":"B38","v":"="},{"$f":"B39","v":"="},{"$f":"B40","v":"="},{"$f":"B41","v":"="},{"$f":"B42","v":"="}]
[1,"=",0]
[2,"=",{"$f":"D$3*$B4/$B$3","v":{"$error":"#VALUE!"}},{"$f":"$C$3","v":0}]
[3,"=",{"$f":"E$3*$B5/$B$3","v":{"$error":"#VALUE!"}},{"$f":"E$4*$B5/$B$4","v":{"$error":"#VALUE!"}},{"$f":"$C$3","v":0}]
[4,"=",{"$f":"F$3*$B6/$B$3","v":{"$error":"#VALUE!"}},{"$f":"F$4*$B6/$B$4","v":{"$error":"#VALUE!"}},{"$f":"F$5*$B6/$B$5","v":{"$error":"#VALUE!"}},{"$f":"$C$3","v":0}]
[5,"=",{"$f":"G$3*$B7/$B$3","v":{"$error":"#VALUE!"}},{"$f":"G$4*$B7/$B$4","v":{"$error":"#VALUE!"}},{"$f":"G$5*$B7/$B$5","v":{"$error":"#VALUE!"}},{"$f":"G$6*$B7/$B$6","v":{"$error":"#VALUE!"}},{"$f":"$C$3","v":0}]
[6,"=",{"$f":"H$3*$B8/$B$3","v":{"$error":"#VALUE!"}},{"$f":"H$4*$B8/$B$4","v":{"$error":"#VALUE!"}},{"$f":"H$5*$B8/$B$5","v":{"$error":"#VALUE!"}},{"$f":"H$6*$B8/$B$6","v":{"$error":"#VALUE!"}},{"$f":"H$7*$B8/$B$7","v":{"$error":"#VALUE!"}},{"$f":"$C$3","v":0}]
[7,"=",{"$f":"I$3*$B9/$B$3","v":{"$error":"#VALUE!"}},{"$f":"I$4*$B9/$B$4","v":{"$error":"#VALUE!"}},{"$f":"I$5*$B9/$B$5","v":{"$error":"#VALUE!"}},{"$f":"I$6*$B9/$B$6","v":{"$error":"#VALUE!"}},{"$f":"I$7*$B9/$B$7","v":{"$error":"#VALUE!"}},{"$f":"I$8*$B9/$B$8","v":{"$error":"#VALUE!"}},{"$f":"$C$3","v":0}]
[8,"=",{"$f":"J$3*$B10/$B$3","v":{"$error":"#VALUE!"}},{"$f":"J$4*$B10/$B$4","v":{"$error":"#VALUE!"}},{"$f":"J$5*$B10/$B$5","v":{"$error":"#VALUE!"}},{"$f":"J$6*$B10/$B$6","v":{"$error":"#VALUE!"}},{"$f":"J$7*$B10/$B$7","v":{"$error":"#VALUE!"}},{"$f":"J$8*$B10/$B$8","v":{"$error":"#VALUE!"}},{"$f":"J$9*$B10/$B$9","v":{"$error":"#VALUE!"}},{"$f":"$C$3","v":0}]
[9,"=",{"$f":"K$3*$B11/$B$3","v":{"$error":"#VALUE!"}},{"$f":"K$4*$B11/$B$4","v":{"$error":"#VALUE!"}},{"$f":"K$5*$B11/$B$5","v":{"$error":"#VALUE!"}},{"$f":"K$6*$B11/$B$6","v":{"$error":"#VALUE!"}},{"$f":"K$7*$B11/$B$7","v":{"$error":"#VALUE!"}},{"$f":"K$8*$B11/$B$8","v":{"$error":"#VALUE!"}},{"$f":"K$9*$B11/$B$9","v":{"$error":"#VALUE!"}},{"$f":"K$10*$B11/$B$10","v":{"$error":"#VALUE!"}},{"$f":"$C$3","v":0}]
[10,"=",{"$f":"L$3*$B12/$B$3","v":{"$error":"#VALUE!"}},{"$f":"L$4*$B12/$B$4","v":{"$error":"#VALUE!"}},{"$f":"L$5*$B12/$B$5","v":{"$error":"#VALUE!"}},{"$f":"L$6*$B12/$B$6","v":{"$error":"#VALUE!"}},{"$f":"L$7*$B12/$B$7","v":{"$error":"#VALUE!"}},{"$f":"L$8*$B12/$B$8","v":{"$error":"#VALUE!"}},{"$f":"L$9*$B12/$B$9","v":{"$error":"#VALUE!"}},{"$f":"L$10*$B12/$B$10","v":{"$error":"#VALUE!"}},{"$f":"L$11*$B12/$B$11","v":{"$error":"#VALUE!"}},{"$f":"$C$3","v":0}]
[11,"=",{"$f":"M$3*$B13/$B$3","v":{"$error":"#VALUE!"}},{"$f":"M$4*$B13/$B$4","v":{"$error":"#VALUE!"}},{"$f":"M$5*$B13/$B$5","v":{"$error":"#VALUE!"}},{"$f":"M$6*$B13/$B$6","v":{"$error":"#VALUE!"}},{"$f":"M$7*$B13/$B$7","v":{"$error":"#VALUE!"}},{"$f":"M$8*$B13/$B$8","v":{"$error":"#VALUE!"}},{"$f":"M$9*$B13/$B$9","v":{"$error":"#VALUE!"}},{"$f":"M$10*$B13/$B$10","v":{"$error":"#VALUE!"}},{"$f":"M$11*$B13/$B$11","v":{"$error":"#VALUE!"}},{"$f":"M$12*$B13/$B$12","v":{"$error":"#VALUE!"}},{"$f":"$C$3","v":0}]
[12,"=",{"$f":"N$3*$B14/$B$3","v":{"$error":"#VALUE!"}},{"$f":"N$4*$B14/$B$4","v":{"$error":"#VALUE!"}},{"$f":"N$5*$B14/$B$5","v":{"$error":"#VALUE!"}},{"$f":"N$6*$B14/$B$6","v":{"$error":"#VALUE!"}},{"$f":"N$7*$B14/$B$7","v":{"$error":"#VALUE!"}},{"$f":"N$8*$B14/$B$8","v":{"$error":"#VALUE!"}},{"$f":"N$9*$B14/$B$9","v":{"$error":"#VALUE!"}},{"$f":"N$10*$B14/$B$10","v":{"$error":"#VALUE!"}},{"$f":"N$11*$B14/$B$11","v":{"$error":"#VALUE!"}},{"$f":"N$12*$B14/$B$12","v":{"$error":"#VALUE!"}},{"$f":"N$13*$B14/$B$13","v":{"$error":"#VALUE!"}},{"$f":"$C$3","v":0}]
[13,"=",{"$f":"O$3*$B15/$B$3","v":{"$error":"#VALUE!"}},{"$f":"O$4*$B15/$B$4","v":{"$error":"#VALUE!"}},{"$f":"O$5*$B15/$B$5","v":{"$error":"#VALUE!"}},{"$f":"O$6*$B15/$B$6","v":{"$error":"#VALUE!"}},{"$f":"O$7*$B15/$B$7","v":{"$error":"#VALUE!"}},{"$f":"O$8*$B15/$B$8","v":{"$error":"#VALUE!"}},{"$f":"O$9*$B15/$B$9","v":{"$error":"#VALUE!"}},{"$f":"O$10*$B15/$B$10","v":{"$error":"#VALUE!"}},{"$f":"O$11*$B15/$B$11","v":{"$error":"#VALUE!"}},{"$f":"O$12*$B15/$B$12","v":{"$error":"#VALUE!"}},{"$f":"O$13*$B15/$B$13","v":{"$error":"#VALUE!"}},{"$f":"O$14*$B15/$B$14","v":{"$error":"#VALUE!"}},{"$f":"$C$3","v":0}]
[14,"=",{"$f":"P$3*$B16/$B$3","v":{"$error":"#VALUE!"}},{"$f":"P$4*$B16/$B$4","v":{"$error":"#VALUE!"}},{"$f":"P$5*$B16/$B$5","v":{"$error":"#VALUE!"}},{"$f":"P$6*$B16/$B$6","v":{"$error":"#VALUE!"}},{"$f":"P$7*$B16/$B$7","v":{"$error":"#VALUE!"}},{"$f":"P$8*$B16/$B$8","v":{"$error":"#VALUE!"}},{"$f":"P$9*$B16/$B$9","v":{"$error":"#VALUE!"}},{"$f":"P$10*$B16/$B$10","v":{"$error":"#VALUE!"}},{"$f":"P$11*$B16/$B$11","v":{"$error":"#VALUE!"}},{"$f":"P$12*$B16/$B$12","v":{"$error":"#VALUE!"}},{"$f":"P$13*$B16/$B$13","v":{"$error":"#VALUE!"}},{"$f":"P$14*$B16/$B$14","v":{"$error":"#VALUE!"}},{"$f":"P$15*$B16/$B$15","v":{"$error":"#VALUE!"}},{"$f":"$C$3","v":0}]
[15,"=",{"$f":"Q$3*$B17/$B$3","v":{"$error":"#VALUE!"}},{"$f":"Q$4*$B17/$B$4","v":{"$error":"#VALUE!"}},{"$f":"Q$5*$B17/$B$5","v":{"$error":"#VALUE!"}},{"$f":"Q$6*$B17/$B$6","v":{"$error":"#VALUE!"}},{"$f":"Q$7*$B17/$B$7","v":{"$error":"#VALUE!"}},{"$f":"Q$8*$B17/$B$8","v":{"$error":"#VALUE!"}},{"$f":"Q$9*$B17/$B$9","v":{"$error":"#VALUE!"}},{"$f":"Q$10*$B17/$B$10","v":{"$error":"#VALUE!"}},{"$f":"Q$11*$B17/$B$11","v":{"$error":"#VALUE!"}},{"$f":"Q$12*$B17/$B$12","v":{"$error":"#VALUE!"}},{"$f":"Q$13*$B17/$B$13","v":{"$error":"#VALUE!"}},{"$f":"Q$14*$B17/$B$14","v":{"$error":"#VALUE!"}},{"$f":"Q$15*$B17/$B$15","v":{"$error":"#VALUE!"}},{"$f":"Q$16*$B17/$B$16","v":{"$error":"#VALUE!"}},{"$f":"$C$3","v":0}]
[16,"=",{"$f":"R$3*$B18/$B$3","v":{"$error":"#VALUE!"}},{"$f":"R$4*$B18/$B$4","v":{"$error":"#VALUE!"}},{"$f":"R$5*$B18/$B$5","v":{"$error":"#VALUE!"}},{"$f":"R$6*$B18/$B$6","v":{"$error":"#VALUE!"}},{"$f":"R$7*$B18/$B$7","v":{"$error":"#VALUE!"}},{"$f":"R$8*$B18/$B$8","v":{"$error":"#VALUE!"}},{"$f":"R$9*$B18/$B$9","v":{"$error":"#VALUE!"}},{"$f":"R$10*$B18/$B$10","v":{"$error":"#VALUE!"}},{"$f":"R$11*$B18/$B$11","v":{"$error":"#VALUE!"}},{"$f":"R$12*$B18/$B$12","v":{"$error":"#VALUE!"}},{"$f":"R$13*$B18/$B$13","v":{"$error":"#VALUE!"}},{"$f":"R$14*$B18/$B$14","v":{"$error":"#VALUE!"}},{"$f":"R$15*$B18/$B$15","v":{"$error":"#VALUE!"}},{"$f":"R$16*$B18/$B$16","v":{"$error":"#VALUE!"}},{"$f":"R$17*$B18/$B$17","v":{"$error":"#VALUE!"}},{"$f":"$C$3","v":0}]
[17,"=",{"$f":"S$3*$B19/$B$3","v":{"$error":"#VALUE!"}},{"$f":"S$4*$B19/$B$4","v":{"$error":"#VALUE!"}},{"$f":"S$5*$B19/$B$5","v":{"$error":"#VALUE!"}},{"$f":"S$6*$B19/$B$6","v":{"$error":"#VALUE!"}},{"$f":"S$7*$B19/$B$7","v":{"$error":"#VALUE!"}},{"$f":"S$8*$B19/$B$8","v":{"$error":"#VALUE!"}},{"$f":"S$9*$B19/$B$9","v":{"$error":"#VALUE!"}},{"$f":"S$10*$B19/$B$10","v":{"$error":"#VALUE!"}},{"$f":"S$11*$B19/$B$11","v":{"$error":"#VALUE!"}},{"$f":"S$12*$B19/$B$12","v":{"$error":"#VALUE!"}},{"$f":"S$13*$B19/$B$13","v":{"$error":"#VALUE!"}},{"$f":"S$14*$B19/$B$14","v":{"$error":"#VALUE!"}},{"$f":"S$15*$B19/$B$15","v":{"$error":"#VALUE!"}},{"$f":"S$16*$B19/$B$16","v":{"$error":"#VALUE!"}},{"$f":"S$17*$B19/$B$17","v":{"$error":"#VALUE!"}},{"$f":"S$18*$B19/$B$18","v":{"$error":"#VALUE!"}},{"$f":"$C$3","v":0}]
[18,"=",{"$f":"T$3*$B20/$B$3","v":{"$error":"#VALUE!"}},{"$f":"T$4*$B20/$B$4","v":{"$error":"#VALUE!"}},{"$f":"T$5*$B20/$B$5","v":{"$error":"#VALUE!"}},{"$f":"T$6*$B20/$B$6","v":{"$error":"#VALUE!"}},{"$f":"T$7*$B20/$B$7","v":{"$error":"#VALUE!"}},{"$f":"T$8*$B20/$B$8","v":{"$error":"#VALUE!"}},{"$f":"T$9*$B20/$B$9","v":{"$error":"#VALUE!"}},{"$f":"T$10*$B20/$B$10","v":{"$error":"#VALUE!"}},{"$f":"T$11*$B20/$B$11","v":{"$error":"#VALUE!"}},{"$f":"T$12*$B20/$B$12","v":{"$error":"#VALUE!"}},{"$f":"T$13*$B20/$B$13","v":{"$error":"#VALUE!"}},{"$f":"T$14*$B20/$B$14","v":{"$error":"#VALUE!"}},{"$f":"T$15*$B20/$B$15","v":{"$error":"#VALUE!"}},{"$f":"T$16*$B20/$B$16","v":{"$error":"#VALUE!"}},{"$f":"T$17*$B20/$B$17","v":{"$error":"#VALUE!"}},{"$f":"T$18*$B20/$B$18","v":{"$error":"#VALUE!"}},{"$f":"T$19*$B20/$B$19","v":{"$error":"#VALUE!"}},{"$f":"$C$3","v":0}]
[19,"=",{"$f":"U$3*$B21/$B$3","v":{"$error":"#VALUE!"}},{"$f":"U$4*$B21/$B$4","v":{"$error":"#VALUE!"}},{"$f":"U$5*$B21/$B$5","v":{"$error":"#VALUE!"}},{"$f":"U$6*$B21/$B$6","v":{"$error":"#VALUE!"}},{"$f":"U$7*$B21/$B$7","v":{"$error":"#VALUE!"}},{"$f":"U$8*$B21/$B$8","v":{"$error":"#VALUE!"}},{"$f":"U$9*$B21/$B$9","v":{"$error":"#VALUE!"}},{"$f":"U$10*$B21/$B$10","v":{"$error":"#VALUE!"}},{"$f":"U$11*$B21/$B$11","v":{"$error":"#VALUE!"}},{"$f":"U$12*$B21/$B$12","v":{"$error":"#VALUE!"}},{"$f":"U$13*$B21/$B$13","v":{"$error":"#VALUE!"}},{"$f":"U$14*$B21/$B$14","v":{"$error":"#VALUE!"}},{"$f":"U$15*$B21/$B$15","v":{"$error":"#VALUE!"}},{"$f":"U$16*$B21/$B$16","v":{"$error":"#VALUE!"}},{"$f":"U$17*$B21/$B$17","v":{"$error":"#VALUE!"}},{"$f":"U$18*$B21/$B$18","v":{"$error":"#VALUE!"}},{"$f":"U$19*$B21/$B$19","v":{"$error":"#VALUE!"}},{"$f":"U$20*$B21/$B$20","v":{"$error":"#VALUE!"}},{"$f":"$C$3","v":0}]
[20,"=",{"$f":"V$3*$B22/$B$3","v":{"$error":"#VALUE!"}},{"$f":"V$4*$B22/$B$4","v":{"$error":"#VALUE!"}},{"$f":"V$5*$B22/$B$5","v":{"$error":"#VALUE!"}},{"$f":"V$6*$B22/$B$6","v":{"$error":"#VALUE!"}},{"$f":"V$7*$B22/$B$7","v":{"$error":"#VALUE!"}},{"$f":"V$8*$B22/$B$8","v":{"$error":"#VALUE!"}},{"$f":"V$9*$B22/$B$9","v":{"$error":"#VALUE!"}},{"$f":"V$10*$B22/$B$10","v":{"$error":"#VALUE!"}},{"$f":"V$11*$B22/$B$11","v":{"$error":"#VALUE!"}},{"$f":"V$12*$B22/$B$12","v":{"$error":"#VALUE!"}},{"$f":"V$13*$B22/$B$13","v":{"$error":"#VALUE!"}},{"$f":"V$14*$B22/$B$14","v":{"$error":"#VALUE!"}},{"$f":"V$15*$B22/$B$15","v":{"$error":"#VALUE!"}},{"$f":"V$16*$B22/$B$16","v":{"$error":"#VALUE!"}},{"$f":"V$17*$B22/$B$17","v":{"$error":"#VALUE!"}},{"$f":"V$18*$B22/$B$18","v":{"$error":"#VALUE!"}},{"$f":"V$19*$B22/$B$19","v":{"$error":"#VALUE!"}},{"$f":"V$20*$B22/$B$20","v":{"$error":"#VALUE!"}},{"$f":"V$21*$B22/$B$21","v":{"$error":"#VALUE!"}},{"$f":"$C$3","v":0}]
[21,"=",{"$f":"W$3*$B23/$B$3","v":{"$error":"#VALUE!"}},{"$f":"W$4*$B23/$B$4","v":{"$error":"#VALUE!"}},{"$f":"W$5*$B23/$B$5","v":{"$error":"#VALUE!"}},{"$f":"W$6*$B23/$B$6","v":{"$error":"#VALUE!"}},{"$f":"W$7*$B23/$B$7","v":{"$error":"#VALUE!"}},{"$f":"W$8*$B23/$B$8","v":{"$error":"#VALUE!"}},{"$f":"W$9*$B23/$B$9","v":{"$error":"#VALUE!"}},{"$f":"W$10*$B23/$B$10","v":{"$error":"#VALUE!"}},{"$f":"W$11*$B23/$B$11","v":{"$error":"#VALUE!"}},{"$f":"W$12*$B23/$B$12","v":{"$error":"#VALUE!"}},{"$f":"W$13*$B23/$B$13","v":{"$error":"#VALUE!"}},{"$f":"W$14*$B23/$B$14","v":{"$error":"#VALUE!"}},{"$f":"W$15*$B23/$B$15","v":{"$error":"#VALUE!"}},{"$f":"W$16*$B23/$B$16","v":{"$error":"#VALUE!"}},{"$f":"W$17*$B23/$B$17","v":{"$error":"#VALUE!"}},{"$f":"W$18*$B23/$B$18","v":{"$error":"#VALUE!"}},{"$f":"W$19*$B23/$B$19","v":{"$error":"#VALUE!"}},{"$f":"W$20*$B23/$B$20","v":{"$error":"#VALUE!"}},{"$f":"W$21*$B23/$B$21","v":{"$error":"#VALUE!"}},{"$f":"W$22*$B23/$B$22","v":{"$error":"#VALUE!"}},{"$f":"$C$3","v":0}]
[22,"=",{"$f":"X$3*$B24/$B$3","v":{"$error":"#VALUE!"}},{"$f":"X$4*$B24/$B$4","v":{"$error":"#VALUE!"}},{"$f":"X$5*$B24/$B$5","v":{"$error":"#VALUE!"}},{"$f":"X$6*$B24/$B$6","v":{"$error":"#VALUE!"}},{"$f":"X$7*$B24/$B$7","v":{"$error":"#VALUE!"}},{"$f":"X$8*$B24/$B$8","v":{"$error":"#VALUE!"}},{"$f":"X$9*$B24/$B$9","v":{"$error":"#VALUE!"}},{"$f":"X$10*$B24/$B$10","v":{"$error":"#VALUE!"}},{"$f":"X$11*$B24/$B$11","v":{"$error":"#VALUE!"}},{"$f":"X$12*$B24/$B$12","v":{"$error":"#VALUE!"}},{"$f":"X$13*$B24/$B$13","v":{"$error":"#VALUE!"}},{"$f":"X$14*$B24/$B$14","v":{"$error":"#VALUE!"}},{"$f":"X$15*$B24/$B$15","v":{"$error":"#VALUE!"}},{"$f":"X$16*$B24/$B$16","v":{"$error":"#VALUE!"}},{"$f":"X$17*$B24/$B$17","v":{"$error":"#VALUE!"}},{"$f":"X$18*$B24/$B$18","v":{"$error":"#VALUE!"}},{"$f":"X$19*$B24/$B$19","v":{"$error":"#VALUE!"}},{"$f":"X$20*$B24/$B$20","v":{"$error":"#VALUE!"}},{"$f":"X$21*$B24/$B$21","v":{"$error":"#VALUE!"}},{"$f":"X$22*$B24/$B$22","v":{"$error":"#VALUE!"}},{"$f":"X$23*$B24/$B$23","v":{"$error":"#VALUE!"}},{"$f":"$C$3","v":0}]
[23,"=",{"$f":"Y$3*$B25/$B$3","v":{"$error":"#VALUE!"}},{"$f":"Y$4*$B25/$B$4","v":{"$error":"#VALUE!"}},{"$f":"Y$5*$B25/$B$5","v":{"$error":"#VALUE!"}},{"$f":"Y$6*$B25/$B$6","v":{"$error":"#VALUE!"}},{"$f":"Y$7*$B25/$B$7","v":{"$error":"#VALUE!"}},{"$f":"Y$8*$B25/$B$8","v":{"$error":"#VALUE!"}},{"$f":"Y$9*$B25/$B$9","v":{"$error":"#VALUE!"}},{"$f":"Y$10*$B25/$B$10","v":{"$error":"#VALUE!"}},{"$f":"Y$11*$B25/$B$11","v":{"$error":"#VALUE!"}},{"$f":"Y$12*$B25/$B$12","v":{"$error":"#VALUE!"}},{"$f":"Y$13*$B25/$B$13","v":{"$error":"#VALUE!"}},{"$f":"Y$14*$B25/$B$14","v":{"$error":"#VALUE!"}},{"$f":"Y$15*$B25/$B$15","v":{"$error":"#VALUE!"}},{"$f":"Y$16*$B25/$B$16","v":{"$error":"#VALUE!"}},{"$f":"Y$17*$B25/$B$17","v":{"$error":"#VALUE!"}},{"$f":"Y$18*$B25/$B$18","v":{"$error":"#VALUE!"}},{"$f":"Y$19*$B25/$B$19","v":{"$error":"#VALUE!"}},{"$f":"Y$20*$B25/$B$20","v":{"$error":"#VALUE!"}},{"$f":"Y$21*$B25/$B$21","v":{"$error":"#VALUE!"}},{"$f":"Y$22*$B25/$B$22","v":{"$error":"#VALUE!"}},{"$f":"Y$23*$B25/$B$23","v":{"$error":"#VALUE!"}},{"$f":"Y$24*$B25/$B$24","v":{"$error":"#VALUE!"}},{"$f":"$C$3","v":0}]
[24,"=",{"$f":"Z$3*$B26/$B$3","v":{"$error":"#VALUE!"}},{"$f":"Z$4*$B26/$B$4","v":{"$error":"#VALUE!"}},{"$f":"Z$5*$B26/$B$5","v":{"$error":"#VALUE!"}},{"$f":"Z$6*$B26/$B$6","v":{"$error":"#VALUE!"}},{"$f":"Z$7*$B26/$B$7","v":{"$error":"#VALUE!"}},{"$f":"Z$8*$B26/$B$8","v":{"$error":"#VALUE!"}},{"$f":"Z$9*$B26/$B$9","v":{"$error":"#VALUE!"}},{"$f":"Z$10*$B26/$B$10","v":{"$error":"#VALUE!"}},{"$f":"Z$11*$B26/$B$11","v":{"$error":"#VALUE!"}},{"$f":"Z$12*$B26/$B$12","v":{"$error":"#VALUE!"}},{"$f":"Z$13*$B26/$B$13","v":{"$error":"#VALUE!"}},{"$f":"Z$14*$B26/$B$14","v":{"$error":"#VALUE!"}},{"$f":"Z$15*$B26/$B$15","v":{"$error":"#VALUE!"}},{"$f":"Z$16*$B26/$B$16","v":{"$error":"#VALUE!"}},{"$f":"Z$17*$B26/$B$17","v":{"$error":"#VALUE!"}},{"$f":"Z$18*$B26/$B$18","v":{"$error":"#VALUE!"}},{"$f":"Z$19*$B26/$B$19","v":{"$error":"#VALUE!"}},{"$f":"Z$20*$B26/$B$20","v":{"$error":"#VALUE!"}},{"$f":"Z$21*$B26/$B$21","v":{"$error":"#VALUE!"}},{"$f":"Z$22*$B26/$B$22","v":{"$error":"#VALUE!"}},{"$f":"Z$23*$B26/$B$23","v":{"$error":"#VALUE!"}},{"$f":"Z$24*$B26/$B$24","v":{"$error":"#VALUE!"}},{"$f":"Z$25*$B26/$B$25","v":{"$error":"#VALUE!"}},{"$f":"$C$3","v":0}]
[25,"=",{"$f":"AA$3*$B27/$B$3","v":{"$error":"#VALUE!"}},{"$f":"AA$4*$B27/$B$4","v":{"$error":"#VALUE!"}},{"$f":"AA$5*$B27/$B$5","v":{"$error":"#VALUE!"}},{"$f":"AA$6*$B27/$B$6","v":{"$error":"#VALUE!"}},{"$f":"AA$7*$B27/$B$7","v":{"$error":"#VALUE!"}},{"$f":"AA$8*$B27/$B$8","v":{"$error":"#VALUE!"}},{"$f":"AA$9*$B27/$B$9","v":{"$error":"#VALUE!"}},{"$f":"AA$10*$B27/$B$10","v":{"$error":"#VALUE!"}},{"$f":"AA$11*$B27/$B$11","v":{"$error":"#VALUE!"}},{"$f":"AA$12*$B27/$B$12","v":{"$error":"#VALUE!"}},{"$f":"AA$13*$B27/$B$13","v":{"$error":"#VALUE!"}},{"$f":"AA$14*$B27/$B$14","v":{"$error":"#VALUE!"}},{"$f":"AA$15*$B27/$B$15","v":{"$error":"#VALUE!"}},{"$f":"AA$16*$B27/$B$16","v":{"$error":"#VALUE!"}},{"$f":"AA$17*$B27/$B$17","v":{"$error":"#VALUE!"}},{"$f":"AA$18*$B27/$B$18","v":{"$error":"#VALUE!"}},{"$f":"AA$19*$B27/$B$19","v":{"$error":"#VALUE!"}},{"$f":"AA$20*$B27/$B$20","v":{"$error":"#VALUE!"}},{"$f":"AA$21*$B27/$B$21","v":{"$error":"#VALUE!"}},{"$f":"AA$22*$B27/$B$22","v":{"$error":"#VALUE!"}},{"$f":"AA$23*$B27/$B$23","v":{"$error":"#VALUE!"}},{"$f":"AA$24*$B27/$B$24","v":{"$error":"#VALUE!"}},{"$f":"AA$25*$B27/$B$25","v":{"$error":"#VALUE!"}},{"$f":"AA$26*$B27/$B$26","v":{"$error":"#VALUE!"}},{"$f":"$C$3","v":0}]
[26,"=",{"$f":"AB$3*$B28/$B$3","v":{"$error":"#VALUE!"}},{"$f":"AB$4*$B28/$B$4","v":{"$error":"#VALUE!"}},{"$f":"AB$5*$B28/$B$5","v":{"$error":"#VALUE!"}},{"$f":"AB$6*$B28/$B$6","v":{"$error":"#VALUE!"}},{"$f":"AB$7*$B28/$B$7","v":{"$error":"#VALUE!"}},{"$f":"AB$8*$B28/$B$8","v":{"$error":"#VALUE!"}},{"$f":"AB$9*$B28/$B$9","v":{"$error":"#VALUE!"}},{"$f":"AB$10*$B28/$B$10","v":{"$error":"#VALUE!"}},{"$f":"AB$11*$B28/$B$11","v":{"$error":"#VALUE!"}},{"$f":"AB$12*$B28/$B$12","v":{"$error":"#VALUE!"}},{"$f":"AB$13*$B28/$B$13","v":{"$error":"#VALUE!"}},{"$f":"AB$14*$B28/$B$14","v":{"$error":"#VALUE!"}},{"$f":"AB$15*$B28/$B$15","v":{"$error":"#VALUE!"}},{"$f":"AB$16*$B28/$B$16","v":{"$error":"#VALUE!"}},{"$f":"AB$17*$B28/$B$17","v":{"$error":"#VALUE!"}},{"$f":"AB$18*$B28/$B$18","v":{"$error":"#VALUE!"}},{"$f":"AB$19*$B28/$B$19","v":{"$error":"#VALUE!"}},{"$f":"AB$20*$B28/$B$20","v":{"$error":"#VALUE!"}},{"$f":"AB$21*$B28/$B$21","v":{"$error":"#VALUE!"}},{"$f":"AB$22*$B28/$B$22","v":{"$error":"#VALUE!"}},{"$f":"AB$23*$B28/$B$23","v":{"$error":"#VALUE!"}},{"$f":"AB$24*$B28/$B$24","v":{"$error":"#VALUE!"}},{"$f":"AB$25*$B28/$B$25","v":{"$error":"#VALUE!"}},{"$f":"AB$26*$B28/$B$26","v":{"$error":"#VALUE!"}},{"$f":"AB$27*$B28/$B$27","v":{"$error":"#VALUE!"}},{"$f":"$C$3","v":0}]
[27,"=",{"$f":"AC$3*$B29/$B$3","v":{"$error":"#VALUE!"}},{"$f":"AC$4*$B29/$B$4","v":{"$error":"#VALUE!"}},{"$f":"AC$5*$B29/$B$5","v":{"$error":"#VALUE!"}},{"$f":"AC$6*$B29/$B$6","v":{"$error":"#VALUE!"}},{"$f":"AC$7*$B29/$B$7","v":{"$error":"#VALUE!"}},{"$f":"AC$8*$B29/$B$8","v":{"$error":"#VALUE!"}},{"$f":"AC$9*$B29/$B$9","v":{"$error":"#VALUE!"}},{"$f":"AC$10*$B29/$B$10","v":{"$error":"#VALUE!"}},{"$f":"AC$11*$B29/$B$11","v":{"$error":"#VALUE!"}},{"$f":"AC$12*$B29/$B$12","v":{"$error":"#VALUE!"}},{"$f":"AC$13*$B29/$B$13","v":{"$error":"#VALUE!"}},{"$f":"AC$14*$B29/$B$14","v":{"$error":"#VALUE!"}},{"$f":"AC$15*$B29/$B$15","v":{"$error":"#VALUE!"}},{"$f":"AC$16*$B29/$B$16","v":{"$error":"#VALUE!"}},{"$f":"AC$17*$B29/$B$17","v":{"$error":"#VALUE!"}},{"$f":"AC$18*$B29/$B$18","v":{"$error":"#VALUE!"}},{"$f":"AC$19*$B29/$B$19","v":{"$error":"#VALUE!"}},{"$f":"AC$20*$B29/$B$20","v":{"$error":"#VALUE!"}},{"$f":"AC$21*$B29/$B$21","v":{"$error":"#VALUE!"}},{"$f":"AC$22*$B29/$B$22","v":{"$error":"#VALUE!"}},{"$f":"AC$23*$B29/$B$23","v":{"$error":"#VALUE!"}},{"$f":"AC$24*$B29/$B$24","v":{"$error":"#VALUE!"}},{"$f":"AC$25*$B29/$B$25","v":{"$error":"#VALUE!"}},{"$f":"AC$26*$B29/$B$26","v":{"$error":"#VALUE!"}},{"$f":"AC$27*$B29/$B$27","v":{"$error":"#VALUE!"}},{"$f":"AC$28*$B29/$B$28","v":{"$error":"#VALUE!"}},{"$f":"$C$3","v":0}]
[28,"=",{"$f":"AD$3*$B30/$B$3","v":{"$error":"#VALUE!"}},{"$f":"AD$4*$B30/$B$4","v":{"$error":"#VALUE!"}},{"$f":"AD$5*$B30/$B$5","v":{"$error":"#VALUE!"}},{"$f":"AD$6*$B30/$B$6","v":{"$error":"#VALUE!"}},{"$f":"AD$7*$B30/$B$7","v":{"$error":"#VALUE!"}},{"$f":"AD$8*$B30/$B$8","v":{"$error":"#VALUE!"}},{"$f":"AD$9*$B30/$B$9","v":{"$error":"#VALUE!"}},{"$f":"AD$10*$B30/$B$10","v":{"$error":"#VALUE!"}},{"$f":"AD$11*$B30/$B$11","v":{"$error":"#VALUE!"}},{"$f":"AD$12*$B30/$B$12","v":{"$error":"#VALUE!"}},{"$f":"AD$13*$B30/$B$13","v":{"$error":"#VALUE!"}},{"$f":"AD$14*$B30/$B$14","v":{"$error":"#VALUE!"}},{"$f":"AD$15*$B30/$B$15","v":{"$error":"#VALUE!"}},{"$f":"AD$16*$B30/$B$16","v":{"$error":"#VALUE!"}},{"$f":"AD$17*$B30/$B$17","v":{"$error":"#VALUE!"}},{"$f":"AD$18*$B30/$B$18","v":{"$error":"#VALUE!"}},{"$f":"AD$19*$B30/$B$19","v":{"$error":"#VALUE!"}},{"$f":"AD$20*$B30/$B$20","v":{"$error":"#VALUE!"}},{"$f":"AD$21*$B30/$B$21","v":{"$error":"#VALUE!"}},{"$f":"AD$22*$B30/$B$22","v":{"$error":"#VALUE!"}},{"$f":"AD$23*$B30/$B$23","v":{"$error":"#VALUE!"}},{"$f":"AD$24*$B30/$B$24","v":{"$error":"#VALUE!"}},{"$f":"AD$25*$B30/$B$25","v":{"$error":"#VALUE!"}},{"$f":"AD$26*$B30/$B$26","v":{"$error":"#VALUE!"}},{"$f":"AD$27*$B30/$B$27","v":{"$error":"#VALUE!"}},{"$f":"AD$28*$B30/$B$28","v":{"$error":"#VALUE!"}},{"$f":"AD$29*$B30/$B$29","v":{"$error":"#VALUE!"}},{"$f":"$C$3","v":0}]
[29,"=",{"$f":"AE$3*$B31/$B$3","v":{"$error":"#VALUE!"}},{"$f":"AE$4*$B31/$B$4","v":{"$error":"#VALUE!"}},{"$f":"AE$5*$B31/$B$5","v":{"$error":"#VALUE!"}},{"$f":"AE$6*$B31/$B$6","v":{"$error":"#VALUE!"}},{"$f":"AE$7*$B31/$B$7","v":{"$error":"#VALUE!"}},{"$f":"AE$8*$B31/$B$8","v":{"$error":"#VALUE!"}},{"$f":"AE$9*$B31/$B$9","v":{"$error":"#VALUE!"}},{"$f":"AE$10*$B31/$B$10","v":{"$error":"#VALUE!"}},{"$f":"AE$11*$B31/$B$11","v":{"$error":"#VALUE!"}},{"$f":"AE$12*$B31/$B$12","v":{"$error":"#VALUE!"}},{"$f":"AE$13*$B31/$B$13","v":{"$error":"#VALUE!"}},{"$f":"AE$14*$B31/$B$14","v":{"$error":"#VALUE!"}},{"$f":"AE$15*$B31/$B$15","v":{"$error":"#VALUE!"}},{"$f":"AE$16*$B31/$B$16","v":{"$error":"#VALUE!"}},{"$f":"AE$17*$B31/$B$17","v":{"$error":"#VALUE!"}},{"$f":"AE$18*$B31/$B$18","v":{"$error":"#VALUE!"}},{"$f":"AE$19*$B31/$B$19","v":{"$error":"#VALUE!"}},{"$f":"AE$20*$B31/$B$20","v":{"$error":"#VALUE!"}},{"$f":"AE$21*$B31/$B$21","v":{"$error":"#VALUE!"}},{"$f":"AE$22*$B31/$B$22","v":{"$error":"#VALUE!"}},{"$f":"AE$23*$B31/$B$23","v":{"$error":"#VALUE!"}},{"$f":"AE$24*$B31/$B$24","v":{"$error":"#VALUE!"}},{"$f":"AE$25*$B31/$B$25","v":{"$error":"#VALUE!"}},{"$f":"AE$26*$B31/$B$26","v":{"$error":"#VALUE!"}},{"$f":"AE$27*$B31/$B$27","v":{"$error":"#VALUE!"}},{"$f":"AE$28*$B31/$B$28","v":{"$error":"#VALUE!"}},{"$f":"AE$29*$B31/$B$29","v":{"$error":"#VALUE!"}},{"$f":"AE$30*$B31/$B$30","v":{"$error":"#VALUE!"}},{"$f":"$C$3","v":0}]
[30,"=",{"$f":"AF$3*$B32/$B$3","v":{"$error":"#VALUE!"}},{"$f":"AF$4*$B32/$B$4","v":{"$error":"#VALUE!"}},{"$f":"AF$5*$B32/$B$5","v":{"$error":"#VALUE!"}},{"$f":"AF$6*$B32/$B$6","v":{"$error":"#VALUE!"}},{"$f":"AF$7*$B32/$B$7","v":{"$error":"#VALUE!"}},{"$f":"AF$8*$B32/$B$8","v":{"$error":"#VALUE!"}},{"$f":"AF$9*$B32/$B$9","v":{"$error":"#VALUE!"}},{"$f":"AF$10*$B32/$B$10","v":{"$error":"#VALUE!"}},{"$f":"AF$11*$B32/$B$11","v":{"$error":"#VALUE!"}},{"$f":"AF$12*$B32/$B$12","v":{"$error":"#VALUE!"}},{"$f":"AF$13*$B32/$B$13","v":{"$error":"#VALUE!"}},{"$f":"AF$14*$B32/$B$14","v":{"$error":"#VALUE!"}},{"$f":"AF$15*$B32/$B$15","v":{"$error":"#VALUE!"}},{"$f":"AF$16*$B32/$B$16","v":{"$error":"#VALUE!"}},{"$f":"AF$17*$B32/$B$17","v":{"$error":"#VALUE!"}},{"$f":"AF$18*$B32/$B$18","v":{"$error":"#VALUE!"}},{"$f":"AF$19*$B32/$B$19","v":{"$error":"#VALUE!"}},{"$f":"AF$20*$B32/$B$20","v":{"$error":"#VALUE!"}},{"$f":"AF$21*$B32/$B$21","v":{"$error":"#VALUE!"}},{"$f":"AF$22*$B32/$B$22","v":{"$error":"#VALUE!"}},{"$f":"AF$23*$B32/$B$23","v":{"$error":"#VALUE!"}},{"$f":"AF$24*$B32/$B$24","v":{"$error":"#VALUE!"}},{"$f":"AF$25*$B32/$B$25","v":{"$error":"#VALUE!"}},{"$f":"AF$26*$B32/$B$26","v":{"$error":"#VALUE!"}},{"$f":"AF$27*$B32/$B$27","v":{"$error":"#VALUE!"}},{"$f":"AF$28*$B32/$B$28","v":{"$error":"#VALUE!"}},{"$f":"AF$29*$B32/$B$29","v":{"$error":"#VALUE!"}},{"$f":"AF$30*$B32/$B$30","v":{"$error":"#VALUE!"}},{"$f":"AF$31*$B32/$B$31","v":{"$error":"#VALUE!"}},{"$f":"$C$3","v":0}]
[31,"=",{"$f":"AG$3*$B33/$B$3","v":{"$error":"#VALUE!"}},{"$f":"AG$4*$B33/$B$4","v":{"$error":"#VALUE!"}},{"$f":"AG$5*$B33/$B$5","v":{"$error":"#VALUE!"}},{"$f":"AG$6*$B33/$B$6","v":{"$error":"#VALUE!"}},{"$f":"AG$7*$B33/$B$7","v":{"$error":"#VALUE!"}},{"$f":"AG$8*$B33/$B$8","v":{"$error":"#VALUE!"}},{"$f":"AG$9*$B33/$B$9","v":{"$error":"#VALUE!"}},{"$f":"AG$10*$B33/$B$10","v":{"$error":"#VALUE!"}},{"$f":"AG$11*$B33/$B$11","v":{"$error":"#VALUE!"}},{"$f":"AG$12*$B33/$B$12","v":{"$error":"#VALUE!"}},{"$f":"AG$13*$B33/$B$13","v":{"$error":"#VALUE!"}},{"$f":"AG$14*$B33/$B$14","v":{"$error":"#VALUE!"}},{"$f":"AG$15*$B33/$B$15","v":{"$error":"#VALUE!"}},{"$f":"AG$16*$B33/$B$16","v":{"$error":"#VALUE!"}},{"$f":"AG$17*$B33/$B$17","v":{"$error":"#VALUE!"}},{"$f":"AG$18*$B33/$B$18","v":{"$error":"#VALUE!"}},{"$f":"AG$19*$B33/$B$19","v":{"$error":"#VALUE!"}},{"$f":"AG$20*$B33/$B$20","v":{"$error":"#VALUE!"}},{"$f":"AG$21*$B33/$B$21","v":{"$error":"#VALUE!"}},{"$f":"AG$22*$B33/$B$22","v":{"$error":"#VALUE!"}},{"$f":"AG$23*$B33/$B$23","v":{"$error":"#VALUE!"}},{"$f":"AG$24*$B33/$B$24","v":{"$error":"#VALUE!"}},{"$f":"AG$25*$B33/$B$25","v":{"$error":"#VALUE!"}},{"$f":"AG$26*$B33/$B$26","v":{"$error":"#VALUE!"}},{"$f":"AG$27*$B33/$B$27","v":{"$error":"#VALUE!"}},{"$f":"AG$28*$B33/$B$28","v":{"$error":"#VALUE!"}},{"$f":"AG$29*$B33/$B$29","v":{"$error":"#VALUE!"}},{"$f":"AG$30*$B33/$B$30","v":{"$error":"#VALUE!"}},{"$f":"AG$31*$B33/$B$31","v":{"$error":"#VALUE!"}},{"$f":"AG$32*$B33/$B$32","v":{"$error":"#VALUE!"}},{"$f":"$C$3","v":0}]
[32,"=",{"$f":"AH$3*$B34/$B$3","v":{"$error":"#VALUE!"}},{"$f":"AH$4*$B34/$B$4","v":{"$error":"#VALUE!"}},{"$f":"AH$5*$B34/$B$5","v":{"$error":"#VALUE!"}},{"$f":"AH$6*$B34/$B$6","v":{"$error":"#VALUE!"}},{"$f":"AH$7*$B34/$B$7","v":{"$error":"#VALUE!"}},{"$f":"AH$8*$B34/$B$8","v":{"$error":"#VALUE!"}},{"$f":"AH$9*$B34/$B$9","v":{"$error":"#VALUE!"}},{"$f":"AH$10*$B34/$B$10","v":{"$error":"#VALUE!"}},{"$f":"AH$11*$B34/$B$11","v":{"$error":"#VALUE!"}},{"$f":"AH$12*$B34/$B$12","v":{"$error":"#VALUE!"}},{"$f":"AH$13*$B34/$B$13","v":{"$error":"#VALUE!"}},{"$f":"AH$14*$B34/$B$14","v":{"$error":"#VALUE!"}},{"$f":"AH$15*$B34/$B$15","v":{"$error":"#VALUE!"}},{"$f":"AH$16*$B34/$B$16","v":{"$error":"#VALUE!"}},{"$f":"AH$17*$B34/$B$17","v":{"$error":"#VALUE!"}},{"$f":"AH$18*$B34/$B$18","v":{"$error":"#VALUE!"}},{"$f":"AH$19*$B34/$B$19","v":{"$error":"#VALUE!"}},{"$f":"AH$20*$B34/$B$20","v":{"$error":"#VALUE!"}},{"$f":"AH$21*$B34/$B$21","v":{"$error":"#VALUE!"}},{"$f":"AH$22*$B34/$B$22","v":{"$error":"#VALUE!"}},{"$f":"AH$23*$B34/$B$23","v":{"$error":"#VALUE!"}},{"$f":"AH$24*$B34/$B$24","v":{"$error":"#VALUE!"}},{"$f":"AH$25*$B34/$B$25","v":{"$error":"#VALUE!"}},{"$f":"AH$26*$B34/$B$26","v":{"$error":"#VALUE!"}},{"$f":"AH$27*$B34/$B$27","v":{"$error":"#VALUE!"}},{"$f":"AH$28*$B34/$B$28","v":{"$error":"#VALUE!"}},{"$f":"AH$29*$B34/$B$29","v":{"$error":"#VALUE!"}},{"$f":"AH$30*$B34/$B$30","v":{"$error":"#VALUE!"}},{"$f":"AH$31*$B34/$B$31","v":{"$error":"#VALUE!"}},{"$f":"AH$32*$B34/$B$32","v":{"$error":"#VALUE!"}},{"$f":"AH$33*$B34/$B$33","v":{"$error":"#VALUE!"}},{"$f":"$C$3","v":0}]
[33,"=",{"$f":"AI$3*$B35/$B$3","v":{"$error":"#VALUE!"}},{"$f":"AI$4*$B35/$B$4","v":{"$error":"#VALUE!"}},{"$f":"AI$5*$B35/$B$5","v":{"$error":"#VALUE!"}},{"$f":"AI$6*$B35/$B$6","v":{"$error":"#VALUE!"}},{"$f":"AI$7*$B35/$B$7","v":{"$error":"#VALUE!"}},{"$f":"AI$8*$B35/$B$8","v":{"$error":"#VALUE!"}},{"$f":"AI$9*$B35/$B$9","v":{"$error":"#VALUE!"}},{"$f":"AI$10*$B35/$B$10","v":{"$error":"#VALUE!"}},{"$f":"AI$11*$B35/$B$11","v":{"$error":"#VALUE!"}},{"$f":"AI$12*$B35/$B$12","v":{"$error":"#VALUE!"}},{"$f":"AI$13*$B35/$B$13","v":{"$error":"#VALUE!"}},{"$f":"AI$14*$B35/$B$14","v":{"$error":"#VALUE!"}},{"$f":"AI$15*$B35/$B$15","v":{"$error":"#VALUE!"}},{"$f":"AI$16*$B35/$B$16","v":{"$error":"#VALUE!"}},{"$f":"AI$17*$B35/$B$17","v":{"$error":"#VALUE!"}},{"$f":"AI$18*$B35/$B$18","v":{"$error":"#VALUE!"}},{"$f":"AI$19*$B35/$B$19","v":{"$error":"#VALUE!"}},{"$f":"AI$20*$B35/$B$20","v":{"$error":"#VALUE!"}},{"$f":"AI$21*$B35/$B$21","v":{"$error":"#VALUE!"}},{"$f":"AI$22*$B35/$B$22","v":{"$error":"#VALUE!"}},{"$f":"AI$23*$B35/$B$23","v":{"$error":"#VALUE!"}},{"$f":"AI$24*$B35/$B$24","v":{"$error":"#VALUE!"}},{"$f":"AI$25*$B35/$B$25","v":{"$error":"#VALUE!"}},{"$f":"AI$26*$B35/$B$26","v":{"$error":"#VALUE!"}},{"$f":"AI$27*$B35/$B$27","v":{"$error":"#VALUE!"}},{"$f":"AI$28*$B35/$B$28","v":{"$error":"#VALUE!"}},{"$f":"AI$29*$B35/$B$29","v":{"$error":"#VALUE!"}},{"$f":"AI$30*$B35/$B$30","v":{"$error":"#VALUE!"}},{"$f":"AI$31*$B35/$B$31","v":{"$error":"#VALUE!"}},{"$f":"AI$32*$B35/$B$32","v":{"$error":"#VALUE!"}},{"$f":"AI$33*$B35/$B$33","v":{"$error":"#VALUE!"}},{"$f":"AI$34*$B35/$B$34","v":{"$error":"#VALUE!"}},{"$f":"$C$3","v":0}]
[34,"=",{"$f":"AJ$3*$B36/$B$3","v":{"$error":"#VALUE!"}},{"$f":"AJ$4*$B36/$B$4","v":{"$error":"#VALUE!"}},{"$f":"AJ$5*$B36/$B$5","v":{"$error":"#VALUE!"}},{"$f":"AJ$6*$B36/$B$6","v":{"$error":"#VALUE!"}},{"$f":"AJ$7*$B36/$B$7","v":{"$error":"#VALUE!"}},{"$f":"AJ$8*$B36/$B$8","v":{"$error":"#VALUE!"}},{"$f":"AJ$9*$B36/$B$9","v":{"$error":"#VALUE!"}},{"$f":"AJ$10*$B36/$B$10","v":{"$error":"#VALUE!"}},{"$f":"AJ$11*$B36/$B$11","v":{"$error":"#VALUE!"}},{"$f":"AJ$12*$B36/$B$12","v":{"$error":"#VALUE!"}},{"$f":"AJ$13*$B36/$B$13","v":{"$error":"#VALUE!"}},{"$f":"AJ$14*$B36/$B$14","v":{"$error":"#VALUE!"}},{"$f":"AJ$15*$B36/$B$15","v":{"$error":"#VALUE!"}},{"$f":"AJ$16*$B36/$B$16","v":{"$error":"#VALUE!"}},{"$f":"AJ$17*$B36/$B$17","v":{"$error":"#VALUE!"}},{"$f":"AJ$18*$B36/$B$18","v":{"$error":"#VALUE!"}},{"$f":"AJ$19*$B36/$B$19","v":{"$error":"#VALUE!"}},{"$f":"AJ$20*$B36/$B$20","v":{"$error":"#VALUE!"}},{"$f":"AJ$21*$B36/$B$21","v":{"$error":"#VALUE!"}},{"$f":"AJ$22*$B36/$B$22","v":{"$error":"#VALUE!"}},{"$f":"AJ$23*$B36/$B$23","v":{"$error":"#VALUE!"}},{"$f":"AJ$24*$B36/$B$24","v":{"$error":"#VALUE!"}},{"$f":"AJ$25*$B36/$B$25","v":{"$error":"#VALUE!"}},{"$f":"AJ$26*$B36/$B$26","v":{"$error":"#VALUE!"}},{"$f":"AJ$27*$B36/$B$27","v":{"$error":"#VALUE!"}},{"$f":"AJ$28*$B36/$B$28","v":{"$error":"#VALUE!"}},{"$f":"AJ$29*$B36/$B$29","v":{"$error":"#VALUE!"}},{"$f":"AJ$30*$B36/$B$30","v":{"$error":"#VALUE!"}},{"$f":"AJ$31*$B36/$B$31","v":{"$error":"#VALUE!"}},{"$f":"AJ$32*$B36/$B$32","v":{"$error":"#VALUE!"}},{"$f":"AJ$33*$B36/$B$33","v":{"$error":"#VALUE!"}},{"$f":"AJ$34*$B36/$B$34","v":{"$error":"#VALUE!"}},{"$f":"AJ$35*$B36/$B$35","v":{"$error":"#VALUE!"}},{"$f":"$C$3","v":0}]
[35,"=",{"$f":"AK$3*$B37/$B$3","v":{"$error":"#VALUE!"}},{"$f":"AK$4*$B37/$B$4","v":{"$error":"#VALUE!"}},{"$f":"AK$5*$B37/$B$5","v":{"$error":"#VALUE!"}},{"$f":"AK$6*$B37/$B$6","v":{"$error":"#VALUE!"}},{"$f":"AK$7*$B37/$B$7","v":{"$error":"#VALUE!"}},{"$f":"AK$8*$B37/$B$8","v":{"$error":"#VALUE!"}},{"$f":"AK$9*$B37/$B$9","v":{"$error":"#VALUE!"}},{"$f":"AK$10*$B37/$B$10","v":{"$error":"#VALUE!"}},{"$f":"AK$11*$B37/$B$11","v":{"$error":"#VALUE!"}},{"$f":"AK$12*$B37/$B$12","v":{"$error":"#VALUE!"}},{"$f":"AK$13*$B37/$B$13","v":{"$error":"#VALUE!"}},{"$f":"AK$14*$B37/$B$14","v":{"$error":"#VALUE!"}},{"$f":"AK$15*$B37/$B$15","v":{"$error":"#VALUE!"}},{"$f":"AK$16*$B37/$B$16","v":{"$error":"#VALUE!"}},{"$f":"AK$17*$B37/$B$17","v":{"$error":"#VALUE!"}},{"$f":"AK$18*$B37/$B$18","v":{"$error":"#VALUE!"}},{"$f":"AK$19*$B37/$B$19","v":{"$error":"#VALUE!"}},{"$f":"AK$20*$B37/$B$20","v":{"$error":"#VALUE!"}},{"$f":"AK$21*$B37/$B$21","v":{"$error":"#VALUE!"}},{"$f":"AK$22*$B37/$B$22","v":{"$error":"#VALUE!"}},{"$f":"AK$23*$B37/$B$23","v":{"$error":"#VALUE!"}},{"$f":"AK$24*$B37/$B$24","v":{"$error":"#VALUE!"}},{"$f":"AK$25*$B37/$B$25","v":{"$error":"#VALUE!"}},{"$f":"AK$26*$B37/$B$26","v":{"$error":"#VALUE!"}},{"$f":"AK$27*$B37/$B$27","v":{"$error":"#VALUE!"}},{"$f":"AK$28*$B37/$B$28","v":{"$error":"#VALUE!"}},{"$f":"AK$29*$B37/$B$29","v":{"$error":"#VALUE!"}},{"$f":"AK$30*$B37/$B$30","v":{"$error":"#VALUE!"}},{"$f":"AK$31*$B37/$B$31","v":{"$error":"#VALUE!"}},{"$f":"AK$32*$B37/$B$32","v":{"$error":"#VALUE!"}},{"$f":"AK$33*$B37/$B$33","v":{"$error":"#VALUE!"}},{"$f":"AK$34*$B37/$B$34","v":{"$error":"#VALUE!"}},{"$f":"AK$35*$B37/$B$35","v":{"$error":"#VALUE!"}},{"$f":"AK$36*$B37/$B$36","v":{"$error":"#VALUE!"}},{"$f":"$C$3","v":0}]
[36,"=",{"$f":"AL$3*$B38/$B$3","v":{"$error":"#VALUE!"}},{"$f":"AL$4*$B38/$B$4","v":{"$error":"#VALUE!"}},{"$f":"AL$5*$B38/$B$5","v":{"$error":"#VALUE!"}},{"$f":"AL$6*$B38/$B$6","v":{"$error":"#VALUE!"}},{"$f":"AL$7*$B38/$B$7","v":{"$error":"#VALUE!"}},{"$f":"AL$8*$B38/$B$8","v":{"$error":"#VALUE!"}},{"$f":"AL$9*$B38/$B$9","v":{"$error":"#VALUE!"}},{"$f":"AL$10*$B38/$B$10","v":{"$error":"#VALUE!"}},{"$f":"AL$11*$B38/$B$11","v":{"$error":"#VALUE!"}},{"$f":"AL$12*$B38/$B$12","v":{"$error":"#VALUE!"}},{"$f":"AL$13*$B38/$B$13","v":{"$error":"#VALUE!"}},{"$f":"AL$14*$B38/$B$14","v":{"$error":"#VALUE!"}},{"$f":"AL$15*$B38/$B$15","v":{"$error":"#VALUE!"}},{"$f":"AL$16*$B38/$B$16","v":{"$error":"#VALUE!"}},{"$f":"AL$17*$B38/$B$17","v":{"$error":"#VALUE!"}},{"$f":"AL$18*$B38/$B$18","v":{"$error":"#VALUE!"}},{"$f":"AL$19*$B38/$B$19","v":{"$error":"#VALUE!"}},{"$f":"AL$20*$B38/$B$20","v":{"$error":"#VALUE!"}},{"$f":"AL$21*$B38/$B$21","v":{"$error":"#VALUE!"}},{"$f":"AL$22*$B38/$B$22","v":{"$error":"#VALUE!"}},{"$f":"AL$23*$B38/$B$23","v":{"$error":"#VALUE!"}},{"$f":"AL$24*$B38/$B$24","v":{"$error":"#VALUE!"}},{"$f":"AL$25*$B38/$B$25","v":{"$error":"#VALUE!"}},{"$f":"AL$26*$B38/$B$26","v":{"$error":"#VALUE!"}},{"$f":"AL$27*$B38/$B$27","v":{"$error":"#VALUE!"}},{"$f":"AL$28*$B38/$B$28","v":{"$error":"#VALUE!"}},{"$f":"AL$29*$B38/$B$29","v":{"$error":"#VALUE!"}},{"$f":"AL$30*$B38/$B$30","v":{"$error":"#VALUE!"}},{"$f":"AL$31*$B38/$B$31","v":{"$error":"#VALUE!"}},{"$f":"AL$32*$B38/$B$32","v":{"$error":"#VALUE!"}},{"$f":"AL$33*$B38/$B$33","v":{"$error":"#VALUE!"}},{"$f":"AL$34*$B38/$B$34","v":{"$error":"#VALUE!"}},{"$f":"AL$35*$B38/$B$35","v":{"$error":"#VALUE!"}},{"$f":"AL$36*$B38/$B$36","v":{"$error":"#VALUE!"}},{"$f":"AL$37*$B38/$B$37","v":{"$error":"#VALUE!"}},{"$f":"$C$3","v":0}]
[37,"=",{"$f":"AM$3*$B39/$B$3","v":{"$error":"#VALUE!"}},{"$f":"AM$4*$B39/$B$4","v":{"$error":"#VALUE!"}},{"$f":"AM$5*$B39/$B$5","v":{"$error":"#VALUE!"}},{"$f":"AM$6*$B39/$B$6","v":{"$error":"#VALUE!"}},{"$f":"AM$7*$B39/$B$7","v":{"$error":"#VALUE!"}},{"$f":"AM$8*$B39/$B$8","v":{"$error":"#VALUE!"}},{"$f":"AM$9*$B39/$B$9","v":{"$error":"#VALUE!"}},{"$f":"AM$10*$B39/$B$10","v":{"$error":"#VALUE!"}},{"$f":"AM$11*$B39/$B$11","v":{"$error":"#VALUE!"}},{"$f":"AM$12*$B39/$B$12","v":{"$error":"#VALUE!"}},{"$f":"AM$13*$B39/$B$13","v":{"$error":"#VALUE!"}},{"$f":"AM$14*$B39/$B$14","v":{"$error":"#VALUE!"}},{"$f":"AM$15*$B39/$B$15","v":{"$error":"#VALUE!"}},{"$f":"AM$16*$B39/$B$16","v":{"$error":"#VALUE!"}},{"$f":"AM$17*$B39/$B$17","v":{"$error":"#VALUE!"}},{"$f":"AM$18*$B39/$B$18","v":{"$error":"#VALUE!"}},{"$f":"AM$19*$B39/$B$19","v":{"$error":"#VALUE!"}},{"$f":"AM$20*$B39/$B$20","v":{"$error":"#VALUE!"}},{"$f":"AM$21*$B39/$B$21","v":{"$error":"#VALUE!"}},{"$f":"AM$22*$B39/$B$22","v":{"$error":"#VALUE!"}},{"$f":"AM$23*$B39/$B$23","v":{"$error":"#VALUE!"}},{"$f":"AM$24*$B39/$B$24","v":{"$error":"#VALUE!"}},{"$f":"AM$25*$B39/$B$25","v":{"$error":"#VALUE!"}},{"$f":"AM$26*$B39/$B$26","v":{"$error":"#VALUE!"}},{"$f":"AM$27*$B39/$B$27","v":{"$error":"#VALUE!"}},{"$f":"AM$28*$B39/$B$28","v":{"$error":"#VALUE!"}},{"$f":"AM$29*$B39/$B$29","v":{"$error":"#VALUE!"}},{"$f":"AM$30*$B39/$B$30","v":{"$error":"#VALUE!"}},{"$f":"AM$31*$B39/$B$31","v":{"$error":"#VALUE!"}},{"$f":"AM$32*$B39/$B$32","v":{"$error":"#VALUE!"}},{"$f":"AM$33*$B39/$B$33","v":{"$error":"#VALUE!"}},{"$f":"AM$34*$B39/$B$34","v":{"$error":"#VALUE!"}},{"$f":"AM$35*$B39/$B$35","v":{"$error":"#VALUE!"}},{"$f":"AM$36*$B39/$B$36","v":{"$error":"#VALUE!"}},{"$f":"AM$37*$B39/$B$37","v":{"$error":"#VALUE!"}},{"$f":"AM$38*$B39/$B$38","v":{"$error":"#VALUE!"}},{"$f":"$C$3","v":0}]
[38,"=",{"$f":"AN$3*$B40/$B$3","v":{"$error":"#VALUE!"}},{"$f":"AN$4*$B40/$B$4","v":{"$error":"#VALUE!"}},{"$f":"AN$5*$B40/$B$5","v":{"$error":"#VALUE!"}},{"$f":"AN$6*$B40/$B$6","v":{"$error":"#VALUE!"}},{"$f":"AN$7*$B40/$B$7","v":{"$error":"#VALUE!"}},{"$f":"AN$8*$B40/$B$8","v":{"$error":"#VALUE!"}},{"$f":"AN$9*$B40/$B$9","v":{"$error":"#VALUE!"}},{"$f":"AN$10*$B40/$B$10","v":{"$error":"#VALUE!"}},{"$f":"AN$11*$B40/$B$11","v":{"$error":"#VALUE!"}},{"$f":"AN$12*$B40/$B$12","v":{"$error":"#VALUE!"}},{"$f":"AN$13*$B40/$B$13","v":{"$error":"#VALUE!"}},{"$f":"AN$14*$B40/$B$14","v":{"$error":"#VALUE!"}},{"$f":"AN$15*$B40/$B$15","v":{"$error":"#VALUE!"}},{"$f":"AN$16*$B40/$B$16","v":{"$error":"#VALUE!"}},{"$f":"AN$17*$B40/$B$17","v":{"$error":"#VALUE!"}},{"$f":"AN$18*$B40/$B$18","v":{"$error":"#VALUE!"}},{"$f":"AN$19*$B40/$B$19","v":{"$error":"#VALUE!"}},{"$f":"AN$20*$B40/$B$20","v":{"$error":"#VALUE!"}},{"$f":"AN$21*$B40/$B$21","v":{"$error":"#VALUE!"}},{"$f":"AN$22*$B40/$B$22","v":{"$error":"#VALUE!"}},{"$f":"AN$23*$B40/$B$23","v":{"$error":"#VALUE!"}},{"$f":"AN$24*$B40/$B$24","v":{"$error":"#VALUE!"}},{"$f":"AN$25*$B40/$B$25","v":{"$error":"#VALUE!"}},{"$f":"AN$26*$B40/$B$26","v":{"$error":"#VALUE!"}},{"$f":"AN$27*$B40/$B$27","v":{"$error":"#VALUE!"}},{"$f":"AN$28*$B40/$B$28","v":{"$error":"#VALUE!"}},{"$f":"AN$29*$B40/$B$29","v":{"$error":"#VALUE!"}},{"$f":"AN$30*$B40/$B$30","v":{"$error":"#VALUE!"}},{"$f":"AN$31*$B40/$B$31","v":{"$error":"#VALUE!"}},{"$f":"AN$32*$B40/$B$32","v":{"$error":"#VALUE!"}},{"$f":"AN$33*$B40/$B$33","v":{"$error":"#VALUE!"}},{"$f":"AN$34*$B40/$B$34","v":{"$error":"#VALUE!"}},{"$f":"AN$35*$B40/$B$35","v":{"$error":"#VALUE!"}},{"$f":"AN$36*$B40/$B$36","v":{"$error":"#VALUE!"}},{"$f":"AN$37*$B40/$B$37","v":{"$error":"#VALUE!"}},{"$f":"AN$38*$B40/$B$38","v":{"$error":"#VALUE!"}},{"$f":"AN$39*$B40/$B$39","v":{"$error":"#VALUE!"}},{"$f":"$C$3","v":0}]
[39,"=",{"$f":"AO$3*$B41/$B$3","v":{"$error":"#VALUE!"}},{"$f":"AO$4*$B41/$B$4","v":{"$error":"#VALUE!"}},{"$f":"AO$5*$B41/$B$5","v":{"$error":"#VALUE!"}},{"$f":"AO$6*$B41/$B$6","v":{"$error":"#VALUE!"}},{"$f":"AO$7*$B41/$B$7","v":{"$error":"#VALUE!"}},{"$f":"AO$8*$B41/$B$8","v":{"$error":"#VALUE!"}},{"$f":"AO$9*$B41/$B$9","v":{"$error":"#VALUE!"}},{"$f":"AO$10*$B41/$B$10","v":{"$error":"#VALUE!"}},{"$f":"AO$11*$B41/$B$11","v":{"$error":"#VALUE!"}},{"$f":"AO$12*$B41/$B$12","v":{"$error":"#VALUE!"}},{"$f":"AO$13*$B41/$B$13","v":{"$error":"#VALUE!"}},{"$f":"AO$14*$B41/$B$14","v":{"$error":"#VALUE!"}},{"$f":"AO$15*$B41/$B$15","v":{"$error":"#VALUE!"}},{"$f":"AO$16*$B41/$B$16","v":{"$error":"#VALUE!"}},{"$f":"AO$17*$B41/$B$17","v":{"$error":"#VALUE!"}},{"$f":"AO$18*$B41/$B$18","v":{"$error":"#VALUE!"}},{"$f":"AO$19*$B41/$B$19","v":{"$error":"#VALUE!"}},{"$f":"AO$20*$B41/$B$20","v":{"$error":"#VALUE!"}},{"$f":"AO$21*$B41/$B$21","v":{"$error":"#VALUE!"}},{"$f":"AO$22*$B41/$B$22","v":{"$error":"#VALUE!"}},{"$f":"AO$23*$B41/$B$23","v":{"$error":"#VALUE!"}},{"$f":"AO$24*$B41/$B$24","v":{"$error":"#VALUE!"}},{"$f":"AO$25*$B41/$B$25","v":{"$error":"#VALUE!"}},{"$f":"AO$26*$B41/$B$26","v":{"$error":"#VALUE!"}},{"$f":"AO$27*$B41/$B$27","v":{"$error":"#VALUE!"}},{"$f":"AO$28*$B41/$B$28","v":{"$error":"#VALUE!"}},{"$f":"AO$29*$B41/$B$29","v":{"$error":"#VALUE!"}},{"$f":"AO$30*$B41/$B$30","v":{"$error":"#VALUE!"}},{"$f":"AO$31*$B41/$B$31","v":{"$error":"#VALUE!"}},{"$f":"AO$32*$B41/$B$32","v":{"$error":"#VALUE!"}},{"$f":"AO$33*$B41/$B$33","v":{"$error":"#VALUE!"}},{"$f":"AO$34*$B41/$B$34","v":{"$error":"#VALUE!"}},{"$f":"AO$35*$B41/$B$35","v":{"$error":"#VALUE!"}},{"$f":"AO$36*$B41/$B$36","v":{"$error":"#VALUE!"}},{"$f":"AO$37*$B41/$B$37","v":{"$error":"#VALUE!"}},{"$f":"AO$38*$B41/$B$38","v":{"$error":"#VALUE!"}},{"$f":"AO$39*$B41/$B$39","v":{"$error":"#VALUE!"}},{"$f":"AO$40*$B41/$B$40","v":{"$error":"#VALUE!"}},{"$f":"$C$3","v":0}]
[40,"=",{"$f":"AP$3*$B42/$B$3","v":{"$error":"#VALUE!"}},{"$f":"AP$4*$B42/$B$4","v":{"$error":"#VALUE!"}},{"$f":"AP$5*$B42/$B$5","v":{"$error":"#VALUE!"}},{"$f":"AP$6*$B42/$B$6","v":{"$error":"#VALUE!"}},{"$f":"AP$7*$B42/$B$7","v":{"$error":"#VALUE!"}},{"$f":"AP$8*$B42/$B$8","v":{"$error":"#VALUE!"}},{"$f":"AP$9*$B42/$B$9","v":{"$error":"#VALUE!"}},{"$f":"AP$10*$B42/$B$10","v":{"$error":"#VALUE!"}},{"$f":"AP$11*$B42/$B$11","v":{"$error":"#VALUE!"}},{"$f":"AP$12*$B42/$B$12","v":{"$error":"#VALUE!"}},{"$f":"AP$13*$B42/$B$13","v":{"$error":"#VALUE!"}},{"$f":"AP$14*$B42/$B$14","v":{"$error":"#VALUE!"}},{"$f":"AP$15*$B42/$B$15","v":{"$error":"#VALUE!"}},{"$f":"AP$16*$B42/$B$16","v":{"$error":"#VALUE!"}},{"$f":"AP$17*$B42/$B$17","v":{"$error":"#VALUE!"}},{"$f":"AP$18*$B42/$B$18","v":{"$error":"#VALUE!"}},{"$f":"AP$19*$B42/$B$19","v":{"$error":"#VALUE!"}},{"$f":"AP$20*$B42/$B$20","v":{"$error":"#VALUE!"}},{"$f":"AP$21*$B42/$B$21","v":{"$error":"#VALUE!"}},{"$f":"AP$22*$B42/$B$22","v":{"$error":"#VALUE!"}},{"$f":"AP$23*$B42/$B$23","v":{"$error":"#VALUE!"}},{"$f":"AP$24*$B42/$B$24","v":{"$error":"#VALUE!"}},{"$f":"AP$25*$B42/$B$25","v":{"$error":"#VALUE!"}},{"$f":"AP$26*$B42/$B$26","v":{"$error":"#VALUE!"}},{"$f":"AP$27*$B42/$B$27","v":{"$error":"#VALUE!"}},{"$f":"AP$28*$B42/$B$28","v":{"$error":"#VALUE!"}},{"$f":"AP$29*$B42/$B$29","v":{"$error":"#VALUE!"}},{"$f":"AP$30*$B42/$B$30","v":{"$error":"#VALUE!"}},{"$f":"AP$31*$B42/$B$31","v":{"$error":"#VALUE!"}},{"$f":"AP$32*$B42/$B$32","v":{"$error":"#VALUE!"}},{"$f":"AP$33*$B42/$B$33","v":{"$error":"#VALUE!"}},{"$f":"AP$34*$B42/$B$34","v":{"$error":"#VALUE!"}},{"$f":"AP$35*$B42/$B$35","v":{"$error":"#VALUE!"}},{"$f":"AP$36*$B42/$B$36","v":{"$error":"#VALUE!"}},{"$f":"AP$37*$B42/$B$37","v":{"$error":"#VALUE!"}},{"$f":"AP$38*$B42/$B$38","v":{"$error":"#VALUE!"}},{"$f":"AP$39*$B42/$B$39","v":{"$error":"#VALUE!"}},{"$f":"AP$40*$B42/$B$40","v":{"$error":"#VALUE!"}},{"$f":"AP$41*$B42/$B$41","v":{"$error":"#VALUE!"}},{"$f":"$C$3","v":0}]
[null,"="]
[]
["Vloží plochy jednotlivých konstrukcí předtím, než bude poprvé spuštěn výpočet"]
["Slouží k usnadnění práce uživateli, aby mohl kontrolovat poměry osálání dopočítané pravidlem reciprocity"]

{"sheet":"Výpočetní pomůcky_fi","index":5,"n_rows":115,"n_cols":31,"rows_kept":115,"cut":false,"hidden":false,"merged":[]}
[null,"Případ poměru osálání","Vzorec","Řešení","Vstupní hodnoty"]
[null,null,null,"ϕ2,1","a [m]","b [m]","c [m]"]
[null,null,null,{"$f":"(1/(E3*F3*PI()))*(E3*F3*ATAN(E3/F3)-E3*SQRT(F3^2+G3^2)*ATAN(E3/(SQRT(F3^2+G3^2)))+E3*G3*ATAN(E3/G3)+((F3^2)/4)*LN(((E3^2+F3^2+G3^2)*F3^2)/((E3^2+F3^2)*(F3^2+G3^2)))+((G3^2)/4)*LN(((E3^2+F3^2+G3^2)*G3^2)/((E3^2+G3^2)*(F3^2+G3^2)))-((E3^2)/4)*LN(((E3^2+F3^2+G3^2)*E3^2)/((E3^2+F3^2)*(E3^2+G3^2))))","v":{"$error":"#DIV/0!"}}]
[]
[]
[]
[]
[]
[]
[]
[]
[]
[null,null,null,"ϕD,A","AA [m2]","AB [m2]","AAB [m2]","ϕ(CD),(AB)","ϕC,A","ϕD,B"]
[null,null,null,{"$f":"(1/(2*E14))*(H14*G14-E14*I14-F14*J14)","v":{"$error":"#DIV/0!"}}]
[]
[]
[]
[]
[]
[]
[]
[]
[]
[null,null,null,"ϕD,A","AA [m2]","AB [m2]","AAB [m2]","ϕ(CD),(AB)","ϕC,A","ϕD,B"]
[null,null,null,{"$f":"(1/(2*E25))*(H25*G25-E25*I25-F25*J25)","v":{"$error":"#DIV/0!"}}]
[]
[]
[]
[]
[]
[]
[]
[]
[]
[null,null,null,"ϕD,A","AA [m2]","AB [m2]","AAB [m2]","ϕ(CD),(AB)","ϕ(CD),B","ϕC,(AB)","ϕC,B"]
[null,null,null,{"$f":"(1/E36)*(G36*H36-F36*I36-G36*J36+F36*K36)","v":{"$error":"#DIV/0!"}}]
[]
[]
[]
[]
[]
[]
[]
[]
[]
[null,null,null,"ϕC,A","AA [m2]","AB [m2]","AAB [m2]","ϕC,(AB)","ϕC,B"]
[null,null,null,{"$f":"(1/E47)*(G47*H47-F47*I47)","v":{"$error":"#DIV/0!"}}]
[]
[]
[]
[]
[]
[]
[]
[]
[]
[null,null,null,"ϕ2,1","K1","K2","a [m]","b [m]","L [m]"]
[null,null,null,{"$f":"(2/PI())*((((1+F58^2)^0.5)/F58)*ATAN(E58/((1+F58^2)^0.5))+(((1+E58^2)^0.5)/E58)*ATAN(F58/((1+E58^2)^0.5))-(1/F58)*ATAN(E58)-(1/E58)*ATAN(F58)+(1/(2*E58*F58))*LN(((1+E58^2)*(1+F58^2))/(1+E58^2+F58^2)))","v":{"$error":"#DIV/0!"}},{"$f":"G58/I58","v":{"$error":"#DIV/0!"}},{"$f":"H58/I58","v":{"$error":"#DIV/0!"}}]
[]
[]
[]
[]
[]
[]
[]
[]
[]
[null,null,null,"ϕB',A","AA [m2]","AB [m2]","AAB [m2]","ϕ(A'B'),(AB)","ϕA',A","ϕB',B"]
[null,null,null,{"$f":"(1/(2*E69))*(G69*H69-E69*I69-F69*J69)","v":{"$error":"#DIV/0!"}}]
[]
[]
[]
[]
[]
[]
[]
[]
[]
[null,null,null,"ϕD',A","AA [m2]","AB [m2]","AC [m2]","AD [m2]","AS [m2]"]
[null,null,null,{"$f":"(1/(4*E80))*(E82*I80-(F82+G82+H82)*E80-(F84+G84+H84)*F80-(F86+G86+H86)*G80-(F88+G88+H88)*H80)","v":{"$error":"#DIV/0!"}}]
[null,null,null,null,"ϕS',S","ϕA',A","ϕB',A","ϕC',A"]
[]
[null,null,null,null,null,"ϕA',B","ϕB',B","ϕD',B"]
[]
[null,null,null,null,null,"ϕA',C","ϕC',C","ϕD',C"]
[]
[null,null,null,null,null,"ϕB',D","ϕC',D","ϕD',D"]
[]
[]
[null,null,null,"ϕ1,2","A1"]
[null,null,null,{"$f":"SUM(AE98:AE113)/((F92-F91)*(F94-F93))","v":{"$error":"#DIV/0!"}},"x1"]
[null,null,null,"ϕ2,1","x2"]
[null,null,null,{"$f":"(D91*(F92-F91)*(F94-F93))/((F97-F96)*(F99-F98))","v":{"$error":"#DIV/0!"}},"y1"]
[null,null,null,null,"y2"]
[null,null,null,null,"A2"]
[null,null,null,null,"ξ1",null,null,null,null,null,null,null,null,"rovnobezne",null,null,null,null,null,null,null,null,null,null,null,"kolme"]
[null,null,null,null,"ξ2",null,null,null,null,null,null,null,null,"i","j","k","l","(-1)i+j+k+l","z","h","x","x","y","G","iG","h","x","x","y","G","iG"]
[null,null,null,null,"η1",null,null,null,null,null,null,null,null,1,1,1,1,{"$f":"(-1)^(N98+O98+P98+Q98)","v":1},{"$f":"$F$113","v":0},{"$f":"$F$111","v":0},{"$f":"$F$109","v":0},{"$f":"$F$104","v":0},{"$f":"$F$106","v":0},{"$f":"1/2/PI()*((W98-T98)*((V98-U98)^2+S98^2)^0.5*ATAN((W98-T98)/((V98-U98)^2+S98^2)^0.5)+(V98-U98)*((W98-T98)^2+S98^2)^0.5*ATAN((V98-U98)/((W98-T98)^2+S98^2)^0.5)-S98^2/2*LN((V98-U98)^2+(W98-T98)^2+S98^2))","v":{"$error":"#DIV/0!"}},{"$f":"X98*R98","v":{"$error":"#DIV/0!"}},{"$f":"$F$98","v":0},{"$f":"$F$96","v":0},{"$f":"$F$91","v":0},{"$f":"$F$93","v":0},{"$f":"1/2/PI()*((AC98-Z98)*(AB98^2+AA98^2)^0.5*ATAN((AC98-Z98)/(AB98^2+AA98^2)^0.5)-1/4*(AB98^2+AA98^2-(AC98-Z98)^2)*LN(AB98^2+(AC98-Z98)^2+AA98^2))","v":{"$error":"#DIV/0!"}},{"$f":"AD98*R98","v":{"$error":"#DIV/0!"}}]
[null,null,null,null,"η2",null,null,null,null,null,null,null,null,1,1,1,2,{"$f":"(-1)^(N99+O99+P99+Q99)","v":-1},{"$f":"$F$113","v":0},{"$f":"$F$111","v":0},0,{"$f":"$F$104","v":0},{"$f":"$F$107","v":0},{"$f":"1/2/PI()*((W99-T99)*((V99-U99)^2+S99^2)^0.5*ATAN((W99-T99)/((V99-U99)^2+S99^2)^0.5)+(V99-U99)*((W99-T99)^2+S99^2)^0.5*ATAN((V99-U99)/((W99-T99)^2+S99^2)^0.5)-S99^2/2*LN((V99-U99)^2+(W99-T99)^2+S99^2))","v":{"$error":"#DIV/0!"}},{"$f":"X99*R99","v":{"$error":"#DIV/0!"}},{"$f":"Z98","v":0},{"$f":"AA98","v":0},{"$f":"AB98","v":0},{"$f":"$F$94","v":0},{"$f":"1/2/PI()*((AC99-Z99)*(AB99^2+AA99^2)^0.5*ATAN((AC99-Z99)/(AB99^2+AA99^2)^0.5)-1/4*(AB99^2+AA99^2-(AC99-Z99)^2)*LN(AB99^2+(AC99-Z99)^2+AA99^2))","v":{"$error":"#DIV/0!"}},{"$error":"#DIV/0!"}]
[null,null,null,null,null,null,null,null,null,null,null,null,null,1,1,2,1,{"$f":"(-1)^(N100+O100+P100+Q100)","v":-1},0,0,0,{"$f":"$F$105","v":0},{"$f":"$F$106","v":0},{"$f":"1/2/PI()*((W100-T100)*((V100-U100)^2+S100^2)^0.5*ATAN((W100-T100)/((V100-U100)^2+S100^2)^0.5)+(V100-U100)*((W100-T100)^2+S100^2)^0.5*ATAN((V100-U100)/((W100-T100)^2+S100^2)^0.5)-S100^2/2*LN((V100-U100)^2+(W100-T100)^2+S100^2))","v":{"$error":"#DIV/0!"}},{"$error":"#DIV/0!"},{"$f":"Z99","v":0},{"$f":"AA99","v":0},{"$f":"$F$92","v":0},{"$f":"$F$93","v":0},{"$error":"#DIV/0!"},{"$error":"#DIV/0!"}]
[null,null,null,null,null,null,null,null,null,null,null,null,null,1,1,2,2,{"$f":"(-1)^(N101+O101+P101+Q101)","v":1},0,0,{"$f":"$F$109","v":0},{"$f":"$F$105","v":0},{"$f":"$F$107","v":0},{"$f":"1/2/PI()*((W101-T101)*((V101-U101)^2+S101^2)^0.5*ATAN((W101-T101)/((V101-U101)^2+S101^2)^0.5)+(V101-U101)*((W101-T101)^2+S101^2)^0.5*ATAN((V101-U101)/((W101-T101)^2+S101^2)^0.5)-S101^2/2*LN((V101-U101)^2+(W101-T101)^2+S101^2))","v":{"$error":"#DIV/0!"}},{"$error":"#DIV/0!"},0,0,{"$f":"$F$92","v":0},{"$f":"$F$94","v":0},{"$error":"#DIV/0!"},{"$error":"#DIV/0!"}]
[null,"Převzato z  [7]",null,null,null,null,null,null,null,null,null,null,null,1,2,1,1,{"$f":"(-1)^(N102+O102+P102+Q102)","v":-1},0,0,{"$f":"$F$110","v":0},{"$f":"$F$104","v":0},{"$f":"$F$106","v":0},{"$error":"#DIV/0!"},{"$error":"#DIV/0!"},0,{"$f":"$F$97","v":0},{"$f":"$F$91","v":0},{"$f":"$F$93","v":0},{"$error":"#DIV/0!"},{"$error":"#DIV/0!"}]
[null,null,null,"ϕ1,2","A1",null,null,null,null,null,null,null,null,1,2,1,2,1,0,0,{"$f":"$F$110","v":0},{"$f":"$F$104","v":0},{"$f":"$F$107","v":0},{"$error":"#DIV/0!"},{"$error":"#DIV/0!"},0,{"$f":"AA102","v":0},{"$f":"AB102","v":0},{"$f":"$F$94","v":0},{"$error":"#DIV/0!"},{"$error":"#DIV/0!"}]
[null,null,null,{"$f":"SUM(Y98:Y113)/((F105-F104)*(F107-F106))","v":{"$error":"#DIV/0!"}},"x1",null,null,null,null,null,null,null,null,1,2,2,1,1,0,0,{"$f":"$F$110","v":0},{"$f":"$F$105","v":0},{"$f":"$F$106","v":0},{"$error":"#DIV/0!"},{"$error":"#DIV/0!"},0,{"$f":"AA103","v":0},{"$f":"$F$92","v":0},{"$f":"$F$93","v":0},{"$error":"#DIV/0!"},{"$error":"#DIV/0!"}]
[null,null,null,"ϕ2,1","x2",null,null,null,null,null,null,null,null,1,2,2,2,-1,0,0,{"$f":"$F$110","v":0},{"$f":"$F$105","v":0},{"$f":"$F$107","v":0},{"$error":"#DIV/0!"},{"$error":"#DIV/0!"},0,{"$f":"AA104","v":0},{"$f":"$F$92","v":0},{"$f":"$F$94","v":0},{"$error":"#DIV/0!"},{"$error":"#DIV/0!"}]
[null,null,null,{"$f":"(D104*(F105-F104)*(F107-F106))/((F110-F109)*(F112-F111))","v":{"$error":"#DIV/0!"}},"y1",null,null,null,null,null,null,null,null,2,1,1,1,-1,0,{"$f":"$F$112","v":0},{"$f":"$F$109","v":0},{"$f":"$F$104","v":0},{"$f":"$F$106","v":0},{"$error":"#DIV/0!"},{"$error":"#DIV/0!"},{"$f":"$F$99","v":0},{"$f":"AA98","v":0},{"$f":"$F$91","v":0},{"$f":"$F$93","v":0},{"$error":"#DIV/0!"},{"$error":"#DIV/0!"}]
[null,null,null,null,"y2",null,null,null,null,null,null,null,null,2,1,1,2,1,0,{"$f":"$F$112","v":0},0,{"$f":"$F$104","v":0},{"$f":"$F$107","v":0},{"$error":"#DIV/0!"},{"$error":"#DIV/0!"},{"$f":"Z106","v":0},{"$f":"AA99","v":0},{"$f":"AB106","v":0},{"$f":"$F$94","v":0},{"$error":"#DIV/0!"},{"$error":"#DIV/0!"}]
[null,null,null,null,"A2",null,null,null,null,null,null,null,null,2,1,2,1,1,0,0,0,{"$f":"$F$105","v":0},{"$f":"$F$106","v":0},{"$error":"#DIV/0!"},{"$error":"#DIV/0!"},{"$f":"Z107","v":0},{"$f":"AA100","v":0},{"$f":"$F$92","v":0},{"$f":"$F$93","v":0},{"$error":"#DIV/0!"},{"$error":"#DIV/0!"}]
[null,null,null,null,"ξ1",null,null,null,null,null,null,null,null,2,1,2,2,-1,0,0,0,{"$f":"$F$105","v":0},{"$f":"$F$107","v":0},{"$error":"#DIV/0!"},{"$error":"#DIV/0!"},0,{"$f":"AA101","v":0},{"$f":"$F$92","v":0},{"$f":"$F$94","v":0},{"$error":"#DIV/0!"},{"$error":"#DIV/0!"}]
[null,null,null,null,"ξ2",null,null,null,null,null,null,null,null,2,2,1,1,1,0,0,{"$f":"$F$110","v":0},{"$f":"$F$104","v":0},{"$f":"$F$106","v":0},{"$error":"#DIV/0!"},{"$error":"#DIV/0!"},0,{"$f":"AA102","v":0},{"$f":"$F$91","v":0},{"$f":"$F$93","v":0},{"$error":"#DIV/0!"},{"$error":"#DIV/0!"}]
[null,null,null,null,"η1",null,null,null,null,null,null,null,null,2,2,1,2,-1,0,0,{"$f":"$F$110","v":0},{"$f":"$F$104","v":0},{"$f":"$F$107","v":0},{"$error":"#DIV/0!"},{"$error":"#DIV/0!"},0,{"$f":"AA103","v":0},{"$f":"AB110","v":0},{"$f":"$F$94","v":0},{"$error":"#DIV/0!"},{"$error":"#DIV/0!"}]
[null,null,null,null,"η2",null,null,null,null,null,null,null,null,2,2,2,1,-1,0,0,{"$f":"$F$110","v":0},{"$f":"$F$105","v":0},{"$f":"$F$106","v":0},{"$error":"#DIV/0!"},{"$error":"#DIV/0!"},0,0,{"$f":"$F$92","v":0},{"$f":"$F$93","v":0},{"$error":"#DIV/0!"},{"$error":"#DIV/0!"}]
[null,null,null,null,"z",null,null,null,null,null,null,null,null,2,2,2,2,1,0,0,{"$f":"$F$110","v":0},{"$f":"$F$105","v":0},{"$f":"$F$107","v":0},{"$error":"#DIV/0!"},{"$error":"#DIV/0!"},0,{"$f":"AA105","v":0},{"$f":"$F$92","v":0},{"$f":"$F$94","v":0},{"$error":"#DIV/0!"},{"$error":"#DIV/0!"}]
[]
[null,"Převzato z  [7]"]

{"sheet":"Výsledek","index":6,"n_rows":0,"n_cols":0,"rows_kept":0,"cut":false,"hidden":false,"merged":[]}

{"sheet":"Data","index":7,"n_rows":190,"n_cols":53,"rows_kept":190,"cut":false,"hidden":false,"merged":[[12,24,12,38],[13,24,13,26],[13,27,13,29],[13,30,13,32],[13,33,13,35]]}
[1,2,3,4,5,6,7,8,9,10,11,12,13,14,15,16,17,18,19,20,21,22,23,24,25,26,27,28,29,30,31,32,33,34,35,36,37,38,39,40,41,42,43,44,45,46,47,48,49,50,51,52,53]
[null,"index","orientace","tp [°C]","S [m2]","αki [W/m2K]","αke [W/m2K]","te' [°C]","tp' [°C]","ε [-]","ti [°C]","ti' [°C]","te [°C]","plocha s/h?","fiktivni plocha/panel?","index navazujici plochy","Λ [W/m2K]",null,null,null,null,null,"tp,vz [°C]",{"$f":"IF(ISBLANK(Konstrukce!P1),Konstrukce!G1,Konstrukce!P1)","v":0},null,"ksi'",null,null,null,null,null,null,null,null,null,null,"Vykreslovani vysledku:"]
[null,"=",{"$f":"IF(Data!$B3<MIN(Panely!$A$9:$A$28),VLOOKUP(Data!$B3,tabulka_kce_def,4,FALSE),VLOOKUP(Data!$B3,tabulka_panely_def,4,FALSE))","v":{"$error":"#N/A"}},{"$f":"IF(Data!$B3<MIN(Panely!$A$9:$A$28),VLOOKUP(Data!$B3,tabulka_kce_def,23,FALSE),VLOOKUP(Data!$B3,tabulka_panely_def,24,FALSE))","v":{"$error":"#N/A"}},{"$f":"IF(Data!$B3<MIN(Panely!$A$9:$A$28),VLOOKUP(Data!$B3,tabulka_kce_def,21,FALSE),VLOOKUP(Data!$B3,tabulka_panely_def,22,FALSE))","v":{"$error":"#N/A"}},{"$f":"IF(Data!$B3<MIN(Panely!$A$9:$A$28),VLOOKUP(Data!$B3,tabulka_kce_def,26,FALSE),VLOOKUP(Data!$B3,tabulka_panely_def,31,FALSE))","v":{"$error":"#N/A"}},{"$f":"IF(Data!$B3<MIN(Panely!$A$9:$A$28),VLOOKUP(Data!$B3,tabulka_kce_def,27,FALSE),VLOOKUP(Data!$B3,tabulka_panely_def,32,FALSE))","v":{"$error":"#N/A"}},{"$f":"IF(VLOOKUP(Data!$B3,tabulka_kce_def,3,FALSE)=\"\",Konstrukce!$G$1,IF(VLOOKUP(Data!$B3,tabulka_kce_def,3,FALSE)=\"z\",Konstrukce!$G$2,VLOOKUP(Data!$B3,tabulka_kce_def,3,FALSE)))","v":{"$error":"#N/A"}},{"$f":"IF(Data!$B3<MIN(Panely!$A$9:$A$28),0,VLOOKUP(Data!$B3,tabulka_panely_def,25,FALSE))","v":{"$error":"#N/A"}},{"$f":"IF(Data!$B3<MIN(Panely!$A$9:$A$28),VLOOKUP(Data!$B3,tabulka_kce_def,24,FALSE),VLOOKUP(Data!$B3,tabulka_panely_def,33,FALSE))","v":{"$error":"#N/A"}},{"$f":"Konstrukce!$D$1","v":15},{"$f":"Konstrukce!$D$2","v":15},{"$f":"Konstrukce!$G$1","v":0},{"$f":"IF(Data!$B3<MIN(Panely!$A$9:$A$28),VLOOKUP(Data!$B3,tabulka_kce_def,59,FALSE),VLOOKUP(Data!$B3,tabulka_panely_def,63,FALSE))","v":{"$error":"#N/A"}},{"$f":"IF(Data!$B3<MIN(Panely!$A$9:$A$28),VLOOKUP(Data!$B3,tabulka_kce_def,60,FALSE),VLOOKUP(Data!$B3,tabulka_panely_def,64,FALSE))","v":{"$error":"#N/A"}},{"$f":"IF(Data!$B3<MIN(Panely!$A$9:$A$28),VLOOKUP(Data!$B3,tabulka_kce_def,61,FALSE),VLOOKUP(Data!$B3,tabulka_panely_def,65,FALSE))","v":{"$error":"#N/A"}},{"$f":"IF(Data!$B3<MIN(Panely!$A$9:$A$28),VLOOKUP(Data!$B3,tabulka_kce_def,25,FALSE),0)","v":0},{"$f":"IF(O3=\"f\",VLOOKUP(VALUE(P3),tabulka_data,3,FALSE),D3)","v":{"$error":"#N/A"}},null,null,null,null,"ti [°C]",{"$f":"K3","v":15},null,null,null,{"$f":"(((273.15+Z3)^4)-((273.15+AA3)^4))/((10^8)*(Z3-AA3))","v":{"$error":"#DIV/0!"}},null,null,null,null,null,null,null,null,"intervaly"]
[null,"=",{"$f":"IF(Data!$B4<MIN(Panely!$A$9:$A$28),VLOOKUP(Data!$B4,tabulka_kce_def,4,FALSE),VLOOKUP(Data!$B4,tabulka_panely_def,4,FALSE))","v":{"$error":"#N/A"}},{"$f":"IF(Data!$B4<MIN(Panely!$A$9:$A$28),VLOOKUP(Data!$B4,tabulka_kce_def,23,FALSE),VLOOKUP(Data!$B4,tabulka_panely_def,24,FALSE))","v":{"$error":"#N/A"}},{"$f":"IF(Data!$B4<MIN(Panely!$A$9:$A$28),VLOOKUP(Data!$B4,tabulka_kce_def,21,FALSE),VLOOKUP(Data!$B4,tabulka_panely_def,22,FALSE))","v":{"$error":"#N/A"}},{"$f":"IF(Data!$B4<MIN(Panely!$A$9:$A$28),VLOOKUP(Data!$B4,tabulka_kce_def,26,FALSE),VLOOKUP(Data!$B4,tabulka_panely_def,31,FALSE))","v":{"$error":"#N/A"}},{"$f":"IF(Data!$B4<MIN(Panely!$A$9:$A$28),VLOOKUP(Data!$B4,tabulka_kce_def,27,FALSE),VLOOKUP(Data!$B4,tabulka_panely_def,32,FALSE))","v":{"$error":"#N/A"}},{"$f":"IF(VLOOKUP(Data!$B4,tabulka_kce_def,3,FALSE)=\"\",Konstrukce!$G$1,IF(VLOOKUP(Data!$B4,tabulka_kce_def,3,FALSE)=\"z\",Konstrukce!$G$2,VLOOKUP(Data!$B4,tabulka_kce_def,3,FALSE)))","v":{"$error":"#N/A"}},{"$f":"IF(Data!$B4<MIN(Panely!$A$9:$A$28),0,VLOOKUP(Data!$B4,tabulka_panely_def,25,FALSE))","v":{"$error":"#N/A"}},{"$f":"IF(Data!$B4<MIN(Panely!$A$9:$A$28),VLOOKUP(Data!$B4,tabulka_kce_def,24,FALSE),VLOOKUP(Data!$B4,tabulka_panely_def,33,FALSE))","v":{"$error":"#N/A"}},{"$f":"Konstrukce!$D$1","v":15},{"$f":"Konstrukce!$D$2","v":15},{"$f":"Konstrukce!$G$1","v":0},{"$f":"IF(Data!$B4<MIN(Panely!$A$9:$A$28),VLOOKUP(Data!$B4,tabulka_kce_def,59,FALSE),VLOOKUP(Data!$B4,tabulka_panely_def,63,FALSE))","v":{"$error":"#N/A"}},{"$f":"IF(Data!$B4<MIN(Panely!$A$9:$A$28),VLOOKUP(Data!$B4,tabulka_kce_def,60,FALSE),VLOOKUP(Data!$B4,tabulka_panely_def,64,FALSE))","v":{"$error":"#N/A"}},{"$f":"IF(Data!$B4<MIN(Panely!$A$9:$A$28),VLOOKUP(Data!$B4,tabulka_kce_def,61,FALSE),VLOOKUP(Data!$B4,tabulka_panely_def,65,FALSE))","v":{"$error":"#N/A"}},{"$f":"IF(Data!$B4<MIN(Panely!$A$9:$A$28),VLOOKUP(Data!$B4,tabulka_kce_def,25,FALSE),0)","v":0},{"$error":"#N/A"},null,null,null,null,"ti' [°C]",{"$f":"L3","v":15},null,null,null,null,null,null,null,null,null,null,null,null,"od","do"]
[null,"=",{"$f":"IF(Data!$B5<MIN(Panely!$A$9:$A$28),VLOOKUP(Data!$B5,tabulka_kce_def,4,FALSE),VLOOKUP(Data!$B5,tabulka_panely_def,4,FALSE))","v":{"$error":"#N/A"}},{"$f":"IF(Data!$B5<MIN(Panely!$A$9:$A$28),VLOOKUP(Data!$B5,tabulka_kce_def,23,FALSE),VLOOKUP(Data!$B5,tabulka_panely_def,24,FALSE))","v":{"$error":"#N/A"}},{"$f":"IF(Data!$B5<MIN(Panely!$A$9:$A$28),VLOOKUP(Data!$B5,tabulka_kce_def,21,FALSE),VLOOKUP(Data!$B5,tabulka_panely_def,22,FALSE))","v":{"$error":"#N/A"}},{"$f":"IF(Data!$B5<MIN(Panely!$A$9:$A$28),VLOOKUP(Data!$B5,tabulka_kce_def,26,FALSE),VLOOKUP(Data!$B5,tabulka_panely_def,31,FALSE))","v":{"$error":"#N/A"}},{"$f":"IF(Data!$B5<MIN(Panely!$A$9:$A$28),VLOOKUP(Data!$B5,tabulka_kce_def,27,FALSE),VLOOKUP(Data!$B5,tabulka_panely_def,32,FALSE))","v":{"$error":"#N/A"}},{"$f":"IF(VLOOKUP(Data!$B5,tabulka_kce_def,3,FALSE)=\"\",Konstrukce!$G$1,IF(VLOOKUP(Data!$B5,tabulka_kce_def,3,FALSE)=\"z\",Konstrukce!$G$2,VLOOKUP(Data!$B5,tabulka_kce_def,3,FALSE)))","v":{"$error":"#N/A"}},{"$f":"IF(Data!$B5<MIN(Panely!$A$9:$A$28),0,VLOOKUP(Data!$B5,tabulka_panely_def,25,FALSE))","v":{"$error":"#N/A"}},{"$f":"IF(Data!$B5<MIN(Panely!$A$9:$A$28),VLOOKUP(Data!$B5,tabulka_kce_def,24,FALSE),VLOOKUP(Data!$B5,tabulka_panely_def,33,FALSE))","v":{"$error":"#N/A"}},{"$f":"Konstrukce!$D$1","v":15},{"$f":"Konstrukce!$D$2","v":15},{"$f":"Konstrukce!$G$1","v":0},{"$f":"IF(Data!$B5<MIN(Panely!$A$9:$A$28),VLOOKUP(Data!$B5,tabulka_kce_def,59,FALSE),VLOOKUP(Data!$B5,tabulka_panely_def,63,FALSE))","v":{"$error":"#N/A"}},{"$f":"IF(Data!$B5<MIN(Panely!$A$9:$A$28),VLOOKUP(Data!$B5,tabulka_kce_def,60,FALSE),VLOOKUP(Data!$B5,tabulka_panely_def,64,FALSE))","v":{"$error":"#N/A"}},{"$f":"IF(Data!$B5<MIN(Panely!$A$9:$A$28),VLOOKUP(Data!$B5,tabulka_kce_def,61,FALSE),VLOOKUP(Data!$B5,tabulka_panely_def,65,FALSE))","v":{"$error":"#N/A"}},{"$f":"IF(Data!$B5<MIN(Panely!$A$9:$A$28),VLOOKUP(Data!$B5,tabulka_kce_def,25,FALSE),0)","v":0},{"$error":"#N/A"},null,null,null,null,"te [°C]",{"$f":"M3","v":0},null,"index","tm","m","l","Λ2 [W/m2K]","αkh [W/m2K]","tw1 [°C]","tw2 [°C]","tp","tp'",null,null,-12]
[null,"=",{"$f":"IF(Data!$B6<MIN(Panely!$A$9:$A$28),VLOOKUP(Data!$B6,tabulka_kce_def,4,FALSE),VLOOKUP(Data!$B6,tabulka_panely_def,4,FALSE))","v":{"$error":"#N/A"}},{"$f":"IF(Data!$B6<MIN(Panely!$A$9:$A$28),VLOOKUP(Data!$B6,tabulka_kce_def,23,FALSE),VLOOKUP(Data!$B6,tabulka_panely_def,24,FALSE))","v":{"$error":"#N/A"}},{"$f":"IF(Data!$B6<MIN(Panely!$A$9:$A$28),VLOOKUP(Data!$B6,tabulka_kce_def,21,FALSE),VLOOKUP(Data!$B6,tabulka_panely_def,22,FALSE))","v":{"$error":"#N/A"}},{"$f":"IF(Data!$B6<MIN(Panely!$A$9:$A$28),VLOOKUP(Data!$B6,tabulka_kce_def,26,FALSE),VLOOKUP(Data!$B6,tabulka_panely_def,31,FALSE))","v":{"$error":"#N/A"}},{"$f":"IF(Data!$B6<MIN(Panely!$A$9:$A$28),VLOOKUP(Data!$B6,tabulka_kce_def,27,FALSE),VLOOKUP(Data!$B6,tabulka_panely_def,32,FALSE))","v":{"$error":"#N/A"}},{"$f":"IF(VLOOKUP(Data!$B6,tabulka_kce_def,3,FALSE)=\"\",Konstrukce!$G$1,IF(VLOOKUP(Data!$B6,tabulka_kce_def,3,FALSE)=\"z\",Konstrukce!$G$2,VLOOKUP(Data!$B6,tabulka_kce_def,3,FALSE)))","v":{"$error":"#N/A"}},{"$f":"IF(Data!$B6<MIN(Panely!$A$9:$A$28),0,VLOOKUP(Data!$B6,tabulka_panely_def,25,FALSE))","v":{"$error":"#N/A"}},{"$f":"IF(Data!$B6<MIN(Panely!$A$9:$A$28),VLOOKUP(Data!$B6,tabulka_kce_def,24,FALSE),VLOOKUP(Data!$B6,tabulka_panely_def,33,FALSE))","v":{"$error":"#N/A"}},{"$f":"Konstrukce!$D$1","v":15},{"$f":"Konstrukce!$D$2","v":15},{"$f":"Konstrukce!$G$1","v":0},{"$f":"IF(Data!$B6<MIN(Panely!$A$9:$A$28),VLOOKUP(Data!$B6,tabulka_kce_def,59,FALSE),VLOOKUP(Data!$B6,tabulka_panely_def,63,FALSE))","v":{"$error":"#N/A"}},{"$f":"IF(Data!$B6<MIN(Panely!$A$9:$A$28),VLOOKUP(Data!$B6,tabulka_kce_def,60,FALSE),VLOOKUP(Data!$B6,tabulka_panely_def,64,FALSE))","v":{"$error":"#N/A"}},{"$f":"IF(Data!$B6<MIN(Panely!$A$9:$A$28),VLOOKUP(Data!$B6,tabulka_kce_def,61,FALSE),VLOOKUP(Data!$B6,tabulka_panely_def,65,FALSE))","v":{"$error":"#N/A"}},{"$f":"IF(Data!$B6<MIN(Panely!$A$9:$A$28),VLOOKUP(Data!$B6,tabulka_kce_def,25,FALSE),0)","v":0},{"$error":"#N/A"},null,null,null,null,"Mv [kg/s]",{"$f":"Konstrukce!J1/3600","v":0},null,31,{"$f":"(AF6+AG6)/2","v":0},{"$f":"VLOOKUP($Z$6,tabulka_panely_def,26,FALSE)","v":{"$error":"#DIV/0!"}},{"$f":"VLOOKUP($Z$6,tabulka_panely_def,23,FALSE)","v":{"$error":"#N/A"}},{"$f":"VLOOKUP($Z$6,tabulka_panely_def,30,FALSE)","v":{"$error":"#N/A"}},{"$f":"VLOOKUP($Z$6,tabulka_panely_def,32,FALSE)","v":{"$error":"#DIV/0!"}},{"$f":"VLOOKUP($Z$6,tabulka_panely_def,5,FALSE)","v":0},{"$f":"VLOOKUP($Z$6,tabulka_panely_def,6,FALSE)","v":0},{"$f":"X3+(-X3+AA6)*((TANH(AB6*AC6/2))/(AB6*AC6/2))","v":{"$error":"#DIV/0!"}},{"$f":"X4+(AD6/AE6)*(AA6-X4)*((TANH(AB6*AC6/2))/(AB6*AC6/2))","v":{"$error":"#N/A"}},null,{"$f":"AL5","v":-12},-8]
[null,"=",{"$f":"IF(Data!$B7<MIN(Panely!$A$9:$A$28),VLOOKUP(Data!$B7,tabulka_kce_def,4,FALSE),VLOOKUP(Data!$B7,tabulka_panely_def,4,FALSE))","v":{"$error":"#N/A"}},{"$f":"IF(Data!$B7<MIN(Panely!$A$9:$A$28),VLOOKUP(Data!$B7,tabulka_kce_def,23,FALSE),VLOOKUP(Data!$B7,tabulka_panely_def,24,FALSE))","v":{"$error":"#N/A"}},{"$f":"IF(Data!$B7<MIN(Panely!$A$9:$A$28),VLOOKUP(Data!$B7,tabulka_kce_def,21,FALSE),VLOOKUP(Data!$B7,tabulka_panely_def,22,FALSE))","v":{"$error":"#N/A"}},{"$f":"IF(Data!$B7<MIN(Panely!$A$9:$A$28),VLOOKUP(Data!$B7,tabulka_kce_def,26,FALSE),VLOOKUP(Data!$B7,tabulka_panely_def,31,FALSE))","v":{"$error":"#N/A"}},{"$f":"IF(Data!$B7<MIN(Panely!$A$9:$A$28),VLOOKUP(Data!$B7,tabulka_kce_def,27,FALSE),VLOOKUP(Data!$B7,tabulka_panely_def,32,FALSE))","v":{"$error":"#N/A"}},{"$f":"IF(VLOOKUP(Data!$B7,tabulka_kce_def,3,FALSE)=\"\",Konstrukce!$G$1,IF(VLOOKUP(Data!$B7,tabulka_kce_def,3,FALSE)=\"z\",Konstrukce!$G$2,VLOOKUP(Data!$B7,tabulka_kce_def,3,FALSE)))","v":{"$error":"#N/A"}},{"$f":"IF(Data!$B7<MIN(Panely!$A$9:$A$28),0,VLOOKUP(Data!$B7,tabulka_panely_def,25,FALSE))","v":{"$error":"#N/A"}},{"$f":"IF(Data!$B7<MIN(Panely!$A$9:$A$28),VLOOKUP(Data!$B7,tabulka_kce_def,24,FALSE),VLOOKUP(Data!$B7,tabulka_panely_def,33,FALSE))","v":{"$error":"#N/A"}},{"$f":"Konstrukce!$D$1","v":15},{"$f":"Konstrukce!$D$2","v":15},{"$f":"Konstrukce!$G$1","v":0},{"$f":"IF(Data!$B7<MIN(Panely!$A$9:$A$28),VLOOKUP(Data!$B7,tabulka_kce_def,59,FALSE),VLOOKUP(Data!$B7,tabulka_panely_def,63,FALSE))","v":{"$error":"#N/A"}},{"$f":"IF(Data!$B7<MIN(Panely!$A$9:$A$28),VLOOKUP(Data!$B7,tabulka_kce_def,60,FALSE),VLOOKUP(Data!$B7,tabulka_panely_def,64,FALSE))","v":{"$error":"#N/A"}},{"$f":"IF(Data!$B7<MIN(Panely!$A$9:$A$28),VLOOKUP(Data!$B7,tabulka_kce_def,61,FALSE),VLOOKUP(Data!$B7,tabulka_panely_def,65,FALSE))","v":{"$error":"#N/A"}},{"$f":"IF(Data!$B7<MIN(Panely!$A$9:$A$28),VLOOKUP(Data!$B7,tabulka_kce_def,25,FALSE),0)","v":0},{"$error":"#N/A"},null,null,null,null,"cv [J/kgK]",{"$f":"Konstrukce!J2","v":1010},null,null,null,null,null,null,null,null,null,null,null,null,-8,-3]
[null,"=",{"$f":"IF(Data!$B8<MIN(Panely!$A$9:$A$28),VLOOKUP(Data!$B8,tabulka_kce_def,4,FALSE),VLOOKUP(Data!$B8,tabulka_panely_def,4,FALSE))","v":{"$error":"#N/A"}},{"$f":"IF(Data!$B8<MIN(Panely!$A$9:$A$28),VLOOKUP(Data!$B8,tabulka_kce_def,23,FALSE),VLOOKUP(Data!$B8,tabulka_panely_def,24,FALSE))","v":{"$error":"#N/A"}},{"$f":"IF(Data!$B8<MIN(Panely!$A$9:$A$28),VLOOKUP(Data!$B8,tabulka_kce_def,21,FALSE),VLOOKUP(Data!$B8,tabulka_panely_def,22,FALSE))","v":{"$error":"#N/A"}},{"$f":"IF(Data!$B8<MIN(Panely!$A$9:$A$28),VLOOKUP(Data!$B8,tabulka_kce_def,26,FALSE),VLOOKUP(Data!$B8,tabulka_panely_def,31,FALSE))","v":{"$error":"#N/A"}},{"$f":"IF(Data!$B8<MIN(Panely!$A$9:$A$28),VLOOKUP(Data!$B8,tabulka_kce_def,27,FALSE),VLOOKUP(Data!$B8,tabulka_panely_def,32,FALSE))","v":{"$error":"#N/A"}},{"$f":"IF(VLOOKUP(Data!$B8,tabulka_kce_def,3,FALSE)=\"\",Konstrukce!$G$1,IF(VLOOKUP(Data!$B8,tabulka_kce_def,3,FALSE)=\"z\",Konstrukce!$G$2,VLOOKUP(Data!$B8,tabulka_kce_def,3,FALSE)))","v":{"$error":"#N/A"}},{"$f":"IF(Data!$B8<MIN(Panely!$A$9:$A$28),0,VLOOKUP(Data!$B8,tabulka_panely_def,25,FALSE))","v":{"$error":"#N/A"}},{"$f":"IF(Data!$B8<MIN(Panely!$A$9:$A$28),VLOOKUP(Data!$B8,tabulka_kce_def,24,FALSE),VLOOKUP(Data!$B8,tabulka_panely_def,33,FALSE))","v":{"$error":"#N/A"}},{"$f":"Konstrukce!$D$1","v":15},{"$f":"Konstrukce!$D$2","v":15},{"$f":"Konstrukce!$G$1","v":0},{"$f":"IF(Data!$B8<MIN(Panely!$A$9:$A$28),VLOOKUP(Data!$B8,tabulka_kce_def,59,FALSE),VLOOKUP(Data!$B8,tabulka_panely_def,63,FALSE))","v":{"$error":"#N/A"}},{"$f":"IF(Data!$B8<MIN(Panely!$A$9:$A$28),VLOOKUP(Data!$B8,tabulka_kce_def,60,FALSE),VLOOKUP(Data!$B8,tabulka_panely_def,64,FALSE))","v":{"$error":"#N/A"}},{"$f":"IF(Data!$B8<MIN(Panely!$A$9:$A$28),VLOOKUP(Data!$B8,tabulka_kce_def,61,FALSE),VLOOKUP(Data!$B8,tabulka_panely_def,65,FALSE))","v":{"$error":"#N/A"}},{"$f":"IF(Data!$B8<MIN(Panely!$A$9:$A$28),VLOOKUP(Data!$B8,tabulka_kce_def,25,FALSE),0)","v":0},{"$error":"#N/A"},null,null,null,null,"w [m/s]",{"$f":"Konstrukce!P2","v":0},null,null,null,null,null,null,null,null,null,null,null,null,-3,3]
[null,"=",{"$f":"IF(Data!$B9<MIN(Panely!$A$9:$A$28),VLOOKUP(Data!$B9,tabulka_kce_def,4,FALSE),VLOOKUP(Data!$B9,tabulka_panely_def,4,FALSE))","v":{"$error":"#N/A"}},{"$f":"IF(Data!$B9<MIN(Panely!$A$9:$A$28),VLOOKUP(Data!$B9,tabulka_kce_def,23,FALSE),VLOOKUP(Data!$B9,tabulka_panely_def,24,FALSE))","v":{"$error":"#N/A"}},{"$f":"IF(Data!$B9<MIN(Panely!$A$9:$A$28),VLOOKUP(Data!$B9,tabulka_kce_def,21,FALSE),VLOOKUP(Data!$B9,tabulka_panely_def,22,FALSE))","v":{"$error":"#N/A"}},{"$f":"IF(Data!$B9<MIN(Panely!$A$9:$A$28),VLOOKUP(Data!$B9,tabulka_kce_def,26,FALSE),VLOOKUP(Data!$B9,tabulka_panely_def,31,FALSE))","v":{"$error":"#N/A"}},{"$f":"IF(Data!$B9<MIN(Panely!$A$9:$A$28),VLOOKUP(Data!$B9,tabulka_kce_def,27,FALSE),VLOOKUP(Data!$B9,tabulka_panely_def,32,FALSE))","v":{"$error":"#N/A"}},{"$f":"IF(VLOOKUP(Data!$B9,tabulka_kce_def,3,FALSE)=\"\",Konstrukce!$G$1,IF(VLOOKUP(Data!$B9,tabulka_kce_def,3,FALSE)=\"z\",Konstrukce!$G$2,VLOOKUP(Data!$B9,tabulka_kce_def,3,FALSE)))","v":{"$error":"#N/A"}},{"$f":"IF(Data!$B9<MIN(Panely!$A$9:$A$28),0,VLOOKUP(Data!$B9,tabulka_panely_def,25,FALSE))","v":{"$error":"#N/A"}},{"$f":"IF(Data!$B9<MIN(Panely!$A$9:$A$28),VLOOKUP(Data!$B9,tabulka_kce_def,24,FALSE),VLOOKUP(Data!$B9,tabulka_panely_def,33,FALSE))","v":{"$error":"#N/A"}},{"$f":"Konstrukce!$D$1","v":15},{"$f":"Konstrukce!$D$2","v":15},{"$f":"Konstrukce!$G$1","v":0},{"$f":"IF(Data!$B9<MIN(Panely!$A$9:$A$28),VLOOKUP(Data!$B9,tabulka_kce_def,59,FALSE),VLOOKUP(Data!$B9,tabulka_panely_def,63,FALSE))","v":{"$error":"#N/A"}},{"$f":"IF(Data!$B9<MIN(Panely!$A$9:$A$28),VLOOKUP(Data!$B9,tabulka_kce_def,60,FALSE),VLOOKUP(Data!$B9,tabulka_panely_def,64,FALSE))","v":{"$error":"#N/A"}},{"$f":"IF(Data!$B9<MIN(Panely!$A$9:$A$28),VLOOKUP(Data!$B9,tabulka_kce_def,61,FALSE),VLOOKUP(Data!$B9,tabulka_panely_def,65,FALSE))","v":{"$error":"#N/A"}},{"$f":"IF(Data!$B9<MIN(Panely!$A$9:$A$28),VLOOKUP(Data!$B9,tabulka_kce_def,25,FALSE),0)","v":0},{"$error":"#N/A"},null,null,null,null,"A [-]",{"$f":"IF(X8>1,0.75*X8^0.16,VLOOKUP(ROUND(X8,1),tab_NarVl361_2007_koef_A,2,FALSE))","v":0.5},null,null,0,0,3,null,null,null,null,null,null,null,3,8]
[null,"=",{"$f":"IF(Data!$B10<MIN(Panely!$A$9:$A$28),VLOOKUP(Data!$B10,tabulka_kce_def,4,FALSE),VLOOKUP(Data!$B10,tabulka_panely_def,4,FALSE))","v":{"$error":"#N/A"}},{"$f":"IF(Data!$B10<MIN(Panely!$A$9:$A$28),VLOOKUP(Data!$B10,tabulka_kce_def,23,FALSE),VLOOKUP(Data!$B10,tabulka_panely_def,24,FALSE))","v":{"$error":"#N/A"}},{"$f":"IF(Data!$B10<MIN(Panely!$A$9:$A$28),VLOOKUP(Data!$B10,tabulka_kce_def,21,FALSE),VLOOKUP(Data!$B10,tabulka_panely_def,22,FALSE))","v":{"$error":"#N/A"}},{"$f":"IF(Data!$B10<MIN(Panely!$A$9:$A$28),VLOOKUP(Data!$B10,tabulka_kce_def,26,FALSE),VLOOKUP(Data!$B10,tabulka_panely_def,31,FALSE))","v":{"$error":"#N/A"}},{"$f":"IF(Data!$B10<MIN(Panely!$A$9:$A$28),VLOOKUP(Data!$B10,tabulka_kce_def,27,FALSE),VLOOKUP(Data!$B10,tabulka_panely_def,32,FALSE))","v":{"$error":"#N/A"}},{"$f":"IF(VLOOKUP(Data!$B10,tabulka_kce_def,3,FALSE)=\"\",Konstrukce!$G$1,IF(VLOOKUP(Data!$B10,tabulka_kce_def,3,FALSE)=\"z\",Konstrukce!$G$2,VLOOKUP(Data!$B10,tabulka_kce_def,3,FALSE)))","v":{"$error":"#N/A"}},{"$f":"IF(Data!$B10<MIN(Panely!$A$9:$A$28),0,VLOOKUP(Data!$B10,tabulka_panely_def,25,FALSE))","v":{"$error":"#N/A"}},{"$f":"IF(Data!$B10<MIN(Panely!$A$9:$A$28),VLOOKUP(Data!$B10,tabulka_kce_def,24,FALSE),VLOOKUP(Data!$B10,tabulka_panely_def,33,FALSE))","v":{"$error":"#N/A"}},{"$f":"Konstrukce!$D$1","v":15},{"$f":"Konstrukce!$D$2","v":15},{"$f":"Konstrukce!$G$1","v":0},{"$f":"IF(Data!$B10<MIN(Panely!$A$9:$A$28),VLOOKUP(Data!$B10,tabulka_kce_def,59,FALSE),VLOOKUP(Data!$B10,tabulka_panely_def,63,FALSE))","v":{"$error":"#N/A"}},{"$f":"IF(Data!$B10<MIN(Panely!$A$9:$A$28),VLOOKUP(Data!$B10,tabulka_kce_def,60,FALSE),VLOOKUP(Data!$B10,tabulka_panely_def,64,FALSE))","v":{"$error":"#N/A"}},{"$f":"IF(Data!$B10<MIN(Panely!$A$9:$A$28),VLOOKUP(Data!$B10,tabulka_kce_def,61,FALSE),VLOOKUP(Data!$B10,tabulka_panely_def,65,FALSE))","v":{"$error":"#N/A"}},{"$f":"IF(Data!$B10<MIN(Panely!$A$9:$A$28),VLOOKUP(Data!$B10,tabulka_kce_def,25,FALSE),0)","v":0},{"$error":"#N/A"},null,null,null,null,null,null,null,null,null,null,null,null,null,null,null,null,null,null,8,12]
[null,"=",{"$f":"IF(Data!$B11<MIN(Panely!$A$9:$A$28),VLOOKUP(Data!$B11,tabulka_kce_def,4,FALSE),VLOOKUP(Data!$B11,tabulka_panely_def,4,FALSE))","v":{"$error":"#N/A"}},{"$f":"IF(Data!$B11<MIN(Panely!$A$9:$A$28),VLOOKUP(Data!$B11,tabulka_kce_def,23,FALSE),VLOOKUP(Data!$B11,tabulka_panely_def,24,FALSE))","v":{"$error":"#N/A"}},{"$f":"IF(Data!$B11<MIN(Panely!$A$9:$A$28),VLOOKUP(Data!$B11,tabulka_kce_def,21,FALSE),VLOOKUP(Data!$B11,tabulka_panely_def,22,FALSE))","v":{"$error":"#N/A"}},{"$f":"IF(Data!$B11<MIN(Panely!$A$9:$A$28),VLOOKUP(Data!$B11,tabulka_kce_def,26,FALSE),VLOOKUP(Data!$B11,tabulka_panely_def,31,FALSE))","v":{"$error":"#N/A"}},{"$f":"IF(Data!$B11<MIN(Panely!$A$9:$A$28),VLOOKUP(Data!$B11,tabulka_kce_def,27,FALSE),VLOOKUP(Data!$B11,tabulka_panely_def,32,FALSE))","v":{"$error":"#N/A"}},{"$f":"IF(VLOOKUP(Data!$B11,tabulka_kce_def,3,FALSE)=\"\",Konstrukce!$G$1,IF(VLOOKUP(Data!$B11,tabulka_kce_def,3,FALSE)=\"z\",Konstrukce!$G$2,VLOOKUP(Data!$B11,tabulka_kce_def,3,FALSE)))","v":{"$error":"#N/A"}},{"$f":"IF(Data!$B11<MIN(Panely!$A$9:$A$28),0,VLOOKUP(Data!$B11,tabulka_panely_def,25,FALSE))","v":{"$error":"#N/A"}},{"$f":"IF(Data!$B11<MIN(Panely!$A$9:$A$28),VLOOKUP(Data!$B11,tabulka_kce_def,24,FALSE),VLOOKUP(Data!$B11,tabulka_panely_def,33,FALSE))","v":{"$error":"#N/A"}},{"$f":"Konstrukce!$D$1","v":15},{"$f":"Konstrukce!$D$2","v":15},{"$f":"Konstrukce!$G$1","v":0},{"$f":"IF(Data!$B11<MIN(Panely!$A$9:$A$28),VLOOKUP(Data!$B11,tabulka_kce_def,59,FALSE),VLOOKUP(Data!$B11,tabulka_panely_def,63,FALSE))","v":{"$error":"#N/A"}},{"$f":"IF(Data!$B11<MIN(Panely!$A$9:$A$28),VLOOKUP(Data!$B11,tabulka_kce_def,60,FALSE),VLOOKUP(Data!$B11,tabulka_panely_def,64,FALSE))","v":{"$error":"#N/A"}},{"$f":"IF(Data!$B11<MIN(Panely!$A$9:$A$28),VLOOKUP(Data!$B11,tabulka_kce_def,61,FALSE),VLOOKUP(Data!$B11,tabulka_panely_def,65,FALSE))","v":{"$error":"#N/A"}},{"$f":"IF(Data!$B11<MIN(Panely!$A$9:$A$28),VLOOKUP(Data!$B11,tabulka_kce_def,25,FALSE),0)","v":0},{"$error":"#N/A"},null,null,null,null,null,null,null,null,null,null,null,null,null,null,null,null,null,null,12]
[null,"=",{"$f":"IF(Data!$B12<MIN(Panely!$A$9:$A$28),VLOOKUP(Data!$B12,tabulka_kce_def,4,FALSE),VLOOKUP(Data!$B12,tabulka_panely_def,4,FALSE))","v":{"$error":"#N/A"}},{"$f":"IF(Data!$B12<MIN(Panely!$A$9:$A$28),VLOOKUP(Data!$B12,tabulka_kce_def,23,FALSE),VLOOKUP(Data!$B12,tabulka_panely_def,24,FALSE))","v":{"$error":"#N/A"}},{"$f":"IF(Data!$B12<MIN(Panely!$A$9:$A$28),VLOOKUP(Data!$B12,tabulka_kce_def,21,FALSE),VLOOKUP(Data!$B12,tabulka_panely_def,22,FALSE))","v":{"$error":"#N/A"}},{"$f":"IF(Data!$B12<MIN(Panely!$A$9:$A$28),VLOOKUP(Data!$B12,tabulka_kce_def,26,FALSE),VLOOKUP(Data!$B12,tabulka_panely_def,31,FALSE))","v":{"$error":"#N/A"}},{"$f":"IF(Data!$B12<MIN(Panely!$A$9:$A$28),VLOOKUP(Data!$B12,tabulka_kce_def,27,FALSE),VLOOKUP(Data!$B12,tabulka_panely_def,32,FALSE))","v":{"$error":"#N/A"}},{"$f":"IF(VLOOKUP(Data!$B12,tabulka_kce_def,3,FALSE)=\"\",Konstrukce!$G$1,IF(VLOOKUP(Data!$B12,tabulka_kce_def,3,FALSE)=\"z\",Konstrukce!$G$2,VLOOKUP(Data!$B12,tabulka_kce_def,3,FALSE)))","v":{"$error":"#N/A"}},{"$f":"IF(Data!$B12<MIN(Panely!$A$9:$A$28),0,VLOOKUP(Data!$B12,tabulka_panely_def,25,FALSE))","v":{"$error":"#N/A"}},{"$f":"IF(Data!$B12<MIN(Panely!$A$9:$A$28),VLOOKUP(Data!$B12,tabulka_kce_def,24,FALSE),VLOOKUP(Data!$B12,tabulka_panely_def,33,FALSE))","v":{"$error":"#N/A"}},{"$f":"Konstrukce!$D$1","v":15},{"$f":"Konstrukce!$D$2","v":15},{"$f":"Konstrukce!$G$1","v":0},{"$f":"IF(Data!$B12<MIN(Panely!$A$9:$A$28),VLOOKUP(Data!$B12,tabulka_kce_def,59,FALSE),VLOOKUP(Data!$B12,tabulka_panely_def,63,FALSE))","v":{"$error":"#N/A"}},{"$f":"IF(Data!$B12<MIN(Panely!$A$9:$A$28),VLOOKUP(Data!$B12,tabulka_kce_def,60,FALSE),VLOOKUP(Data!$B12,tabulka_panely_def,64,FALSE))","v":{"$error":"#N/A"}},{"$f":"IF(Data!$B12<MIN(Panely!$A$9:$A$28),VLOOKUP(Data!$B12,tabulka_kce_def,61,FALSE),VLOOKUP(Data!$B12,tabulka_panely_def,65,FALSE))","v":{"$error":"#N/A"}},{"$f":"IF(Data!$B12<MIN(Panely!$A$9:$A$28),VLOOKUP(Data!$B12,tabulka_kce_def,25,FALSE),0)","v":0},{"$error":"#N/A"}]
[null,"=",{"$f":"IF(Data!$B13<MIN(Panely!$A$9:$A$28),VLOOKUP(Data!$B13,tabulka_kce_def,4,FALSE),VLOOKUP(Data!$B13,tabulka_panely_def,4,FALSE))","v":{"$error":"#N/A"}},{"$f":"IF(Data!$B13<MIN(Panely!$A$9:$A$28),VLOOKUP(Data!$B13,tabulka_kce_def,23,FALSE),VLOOKUP(Data!$B13,tabulka_panely_def,24,FALSE))","v":{"$error":"#N/A"}},{"$f":"IF(Data!$B13<MIN(Panely!$A$9:$A$28),VLOOKUP(Data!$B13,tabulka_kce_def,21,FALSE),VLOOKUP(Data!$B13,tabulka_panely_def,22,FALSE))","v":{"$error":"#N/A"}},{"$f":"IF(Data!$B13<MIN(Panely!$A$9:$A$28),VLOOKUP(Data!$B13,tabulka_kce_def,26,FALSE),VLOOKUP(Data!$B13,tabulka_panely_def,31,FALSE))","v":{"$error":"#N/A"}},{"$f":"IF(Data!$B13<MIN(Panely!$A$9:$A$28),VLOOKUP(Data!$B13,tabulka_kce_def,27,FALSE),VLOOKUP(Data!$B13,tabulka_panely_def,32,FALSE))","v":{"$error":"#N/A"}},{"$f":"IF(VLOOKUP(Data!$B13,tabulka_kce_def,3,FALSE)=\"\",Konstrukce!$G$1,IF(VLOOKUP(Data!$B13,tabulka_kce_def,3,FALSE)=\"z\",Konstrukce!$G$2,VLOOKUP(Data!$B13,tabulka_kce_def,3,FALSE)))","v":{"$error":"#N/A"}},{"$f":"IF(Data!$B13<MIN(Panely!$A$9:$A$28),0,VLOOKUP(Data!$B13,tabulka_panely_def,25,FALSE))","v":{"$error":"#N/A"}},{"$f":"IF(Data!$B13<MIN(Panely!$A$9:$A$28),VLOOKUP(Data!$B13,tabulka_kce_def,24,FALSE),VLOOKUP(Data!$B13,tabulka_panely_def,33,FALSE))","v":{"$error":"#N/A"}},{"$f":"Konstrukce!$D$1","v":15},{"$f":"Konstrukce!$D$2","v":15},{"$f":"Konstrukce!$G$1","v":0},{"$f":"IF(Data!$B13<MIN(Panely!$A$9:$A$28),VLOOKUP(Data!$B13,tabulka_kce_def,59,FALSE),VLOOKUP(Data!$B13,tabulka_panely_def,63,FALSE))","v":{"$error":"#N/A"}},{"$f":"IF(Data!$B13<MIN(Panely!$A$9:$A$28),VLOOKUP(Data!$B13,tabulka_kce_def,60,FALSE),VLOOKUP(Data!$B13,tabulka_panely_def,64,FALSE))","v":{"$error":"#N/A"}},{"$f":"IF(Data!$B13<MIN(Panely!$A$9:$A$28),VLOOKUP(Data!$B13,tabulka_kce_def,61,FALSE),VLOOKUP(Data!$B13,tabulka_panely_def,65,FALSE))","v":{"$error":"#N/A"}},{"$f":"IF(Data!$B13<MIN(Panely!$A$9:$A$28),VLOOKUP(Data!$B13,tabulka_kce_def,25,FALSE),0)","v":0},{"$error":"#N/A"},null,null,null,null,null,null,"rozměry"]
[null,"=",{"$f":"IF(Data!$B14<MIN(Panely!$A$9:$A$28),VLOOKUP(Data!$B14,tabulka_kce_def,4,FALSE),VLOOKUP(Data!$B14,tabulka_panely_def,4,FALSE))","v":{"$error":"#N/A"}},{"$f":"IF(Data!$B14<MIN(Panely!$A$9:$A$28),VLOOKUP(Data!$B14,tabulka_kce_def,23,FALSE),VLOOKUP(Data!$B14,tabulka_panely_def,24,FALSE))","v":{"$error":"#N/A"}},{"$f":"IF(Data!$B14<MIN(Panely!$A$9:$A$28),VLOOKUP(Data!$B14,tabulka_kce_def,21,FALSE),VLOOKUP(Data!$B14,tabulka_panely_def,22,FALSE))","v":{"$error":"#N/A"}},{"$f":"IF(Data!$B14<MIN(Panely!$A$9:$A$28),VLOOKUP(Data!$B14,tabulka_kce_def,26,FALSE),VLOOKUP(Data!$B14,tabulka_panely_def,31,FALSE))","v":{"$error":"#N/A"}},{"$f":"IF(Data!$B14<MIN(Panely!$A$9:$A$28),VLOOKUP(Data!$B14,tabulka_kce_def,27,FALSE),VLOOKUP(Data!$B14,tabulka_panely_def,32,FALSE))","v":{"$error":"#N/A"}},{"$f":"IF(VLOOKUP(Data!$B14,tabulka_kce_def,3,FALSE)=\"\",Konstrukce!$G$1,IF(VLOOKUP(Data!$B14,tabulka_kce_def,3,FALSE)=\"z\",Konstrukce!$G$2,VLOOKUP(Data!$B14,tabulka_kce_def,3,FALSE)))","v":{"$error":"#N/A"}},{"$f":"IF(Data!$B14<MIN(Panely!$A$9:$A$28),0,VLOOKUP(Data!$B14,tabulka_panely_def,25,FALSE))","v":{"$error":"#N/A"}},{"$f":"IF(Data!$B14<MIN(Panely!$A$9:$A$28),VLOOKUP(Data!$B14,tabulka_kce_def,24,FALSE),VLOOKUP(Data!$B14,tabulka_panely_def,33,FALSE))","v":{"$error":"#N/A"}},{"$f":"Konstrukce!$D$1","v":15},{"$f":"Konstrukce!$D$2","v":15},{"$f":"Konstrukce!$G$1","v":0},{"$f":"IF(Data!$B14<MIN(Panely!$A$9:$A$28),VLOOKUP(Data!$B14,tabulka_kce_def,59,FALSE),VLOOKUP(Data!$B14,tabulka_panely_def,63,FALSE))","v":{"$error":"#N/A"}},{"$f":"IF(Data!$B14<MIN(Panely!$A$9:$A$28),VLOOKUP(Data!$B14,tabulka_kce_def,60,FALSE),VLOOKUP(Data!$B14,tabulka_panely_def,64,FALSE))","v":{"$error":"#N/A"}},{"$f":"IF(Data!$B14<MIN(Panely!$A$9:$A$28),VLOOKUP(Data!$B14,tabulka_kce_def,61,FALSE),VLOOKUP(Data!$B14,tabulka_panely_def,65,FALSE))","v":{"$error":"#N/A"}},{"$f":"IF(Data!$B14<MIN(Panely!$A$9:$A$28),VLOOKUP(Data!$B14,tabulka_kce_def,25,FALSE),0)","v":0},{"$error":"#N/A"},null,null,null,null,null,null,"bod1",null,null,"bod2",null,null,"bod3",null,null,"bod4"]
[null,"=",{"$f":"IF(Data!$B15<MIN(Panely!$A$9:$A$28),VLOOKUP(Data!$B15,tabulka_kce_def,4,FALSE),VLOOKUP(Data!$B15,tabulka_panely_def,4,FALSE))","v":{"$error":"#N/A"}},{"$f":"IF(Data!$B15<MIN(Panely!$A$9:$A$28),VLOOKUP(Data!$B15,tabulka_kce_def,23,FALSE),VLOOKUP(Data!$B15,tabulka_panely_def,24,FALSE))","v":{"$error":"#N/A"}},{"$f":"IF(Data!$B15<MIN(Panely!$A$9:$A$28),VLOOKUP(Data!$B15,tabulka_kce_def,21,FALSE),VLOOKUP(Data!$B15,tabulka_panely_def,22,FALSE))","v":{"$error":"#N/A"}},{"$f":"IF(Data!$B15<MIN(Panely!$A$9:$A$28),VLOOKUP(Data!$B15,tabulka_kce_def,26,FALSE),VLOOKUP(Data!$B15,tabulka_panely_def,31,FALSE))","v":{"$error":"#N/A"}},{"$f":"IF(Data!$B15<MIN(Panely!$A$9:$A$28),VLOOKUP(Data!$B15,tabulka_kce_def,27,FALSE),VLOOKUP(Data!$B15,tabulka_panely_def,32,FALSE))","v":{"$error":"#N/A"}},{"$f":"IF(VLOOKUP(Data!$B15,tabulka_kce_def,3,FALSE)=\"\",Konstrukce!$G$1,IF(VLOOKUP(Data!$B15,tabulka_kce_def,3,FALSE)=\"z\",Konstrukce!$G$2,VLOOKUP(Data!$B15,tabulka_kce_def,3,FALSE)))","v":{"$error":"#N/A"}},{"$f":"IF(Data!$B15<MIN(Panely!$A$9:$A$28),0,VLOOKUP(Data!$B15,tabulka_panely_def,25,FALSE))","v":{"$error":"#N/A"}},{"$f":"IF(Data!$B15<MIN(Panely!$A$9:$A$28),VLOOKUP(Data!$B15,tabulka_kce_def,24,FALSE),VLOOKUP(Data!$B15,tabulka_panely_def,33,FALSE))","v":{"$error":"#N/A"}},{"$f":"Konstrukce!$D$1","v":15},{"$f":"Konstrukce!$D$2","v":15},{"$f":"Konstrukce!$G$1","v":0},{"$f":"IF(Data!$B15<MIN(Panely!$A$9:$A$28),VLOOKUP(Data!$B15,tabulka_kce_def,59,FALSE),VLOOKUP(Data!$B15,tabulka_panely_def,63,FALSE))","v":{"$error":"#N/A"}},{"$f":"IF(Data!$B15<MIN(Panely!$A$9:$A$28),VLOOKUP(Data!$B15,tabulka_kce_def,60,FALSE),VLOOKUP(Data!$B15,tabulka_panely_def,64,FALSE))","v":{"$error":"#N/A"}},{"$f":"IF(Data!$B15<MIN(Panely!$A$9:$A$28),VLOOKUP(Data!$B15,tabulka_kce_def,61,FALSE),VLOOKUP(Data!$B15,tabulka_panely_def,65,FALSE))","v":{"$error":"#N/A"}},{"$f":"IF(Data!$B15<MIN(Panely!$A$9:$A$28),VLOOKUP(Data!$B15,tabulka_kce_def,25,FALSE),0)","v":0},{"$error":"#N/A"},null,null,null,null,"index","orientace","x","y","z","x","y","z","x","y","z","x","y","z","X [m]","Y [m]","Z [m]","celli","ma otvor?","obdelnik","tp [°C]","ϕi","ϕi.Tp4","tr [°C]","jsem otvor?","jsem fiktivni otvor?","index","jsem fiktivni okno?","jsem panel?"]
[null,"=",{"$f":"IF(Data!$B16<MIN(Panely!$A$9:$A$28),VLOOKUP(Data!$B16,tabulka_kce_def,4,FALSE),VLOOKUP(Data!$B16,tabulka_panely_def,4,FALSE))","v":{"$error":"#N/A"}},{"$f":"IF(Data!$B16<MIN(Panely!$A$9:$A$28),VLOOKUP(Data!$B16,tabulka_kce_def,23,FALSE),VLOOKUP(Data!$B16,tabulka_panely_def,24,FALSE))","v":{"$error":"#N/A"}},{"$f":"IF(Data!$B16<MIN(Panely!$A$9:$A$28),VLOOKUP(Data!$B16,tabulka_kce_def,21,FALSE),VLOOKUP(Data!$B16,tabulka_panely_def,22,FALSE))","v":{"$error":"#N/A"}},{"$f":"IF(Data!$B16<MIN(Panely!$A$9:$A$28),VLOOKUP(Data!$B16,tabulka_kce_def,26,FALSE),VLOOKUP(Data!$B16,tabulka_panely_def,31,FALSE))","v":{"$error":"#N/A"}},{"$f":"IF(Data!$B16<MIN(Panely!$A$9:$A$28),VLOOKUP(Data!$B16,tabulka_kce_def,27,FALSE),VLOOKUP(Data!$B16,tabulka_panely_def,32,FALSE))","v":{"$error":"#N/A"}},{"$f":"IF(VLOOKUP(Data!$B16,tabulka_kce_def,3,FALSE)=\"\",Konstrukce!$G$1,IF(VLOOKUP(Data!$B16,tabulka_kce_def,3,FALSE)=\"z\",Konstrukce!$G$2,VLOOKUP(Data!$B16,tabulka_kce_def,3,FALSE)))","v":{"$error":"#N/A"}},{"$f":"IF(Data!$B16<MIN(Panely!$A$9:$A$28),0,VLOOKUP(Data!$B16,tabulka_panely_def,25,FALSE))","v":{"$error":"#N/A"}},{"$f":"IF(Data!$B16<MIN(Panely!$A$9:$A$28),VLOOKUP(Data!$B16,tabulka_kce_def,24,FALSE),VLOOKUP(Data!$B16,tabulka_panely_def,33,FALSE))","v":{"$error":"#N/A"}},{"$f":"Konstrukce!$D$1","v":15},{"$f":"Konstrukce!$D$2","v":15},{"$f":"Konstrukce!$G$1","v":0},{"$f":"IF(Data!$B16<MIN(Panely!$A$9:$A$28),VLOOKUP(Data!$B16,tabulka_kce_def,59,FALSE),VLOOKUP(Data!$B16,tabulka_panely_def,63,FALSE))","v":{"$error":"#N/A"}},{"$f":"IF(Data!$B16<MIN(Panely!$A$9:$A$28),VLOOKUP(Data!$B16,tabulka_kce_def,60,FALSE),VLOOKUP(Data!$B16,tabulka_panely_def,64,FALSE))","v":{"$error":"#N/A"}},{"$f":"IF(Data!$B16<MIN(Panely!$A$9:$A$28),VLOOKUP(Data!$B16,tabulka_kce_def,61,FALSE),VLOOKUP(Data!$B16,tabulka_panely_def,65,FALSE))","v":{"$error":"#N/A"}},{"$f":"IF(Data!$B16<MIN(Panely!$A$9:$A$28),VLOOKUP(Data!$B16,tabulka_kce_def,25,FALSE),0)","v":0},{"$error":"#N/A"},null,null,null,null,"=",{"$f":"IF(Data!$W16<MIN(Panely!$A$9:$A$28),VLOOKUP(Data!$W16,tabulka_kce_def,62,FALSE),VLOOKUP(Data!$W16,tabulka_panely_def,65,FALSE))","v":{"$error":"#N/A"}},{"$f":"IF(Data!$W16<MIN(Panely!$A$9:$A$28),VLOOKUP(Data!$W16,tabulka_kce_def,Y$1-20,FALSE),VLOOKUP(Data!$W16,tabulka_panely_def,Y$1-18,FALSE))","v":{"$error":"#N/A"}},{"$f":"IF(Data!$W16<MIN(Panely!$A$9:$A$28),VLOOKUP(Data!$W16,tabulka_kce_def,Z$1-20,FALSE),VLOOKUP(Data!$W16,tabulka_panely_def,Z$1-18,FALSE))","v":{"$error":"#N/A"}},{"$f":"IF(Data!$W16<MIN(Panely!$A$9:$A$28),VLOOKUP(Data!$W16,tabulka_kce_def,AA$1-20,FALSE),VLOOKUP(Data!$W16,tabulka_panely_def,AA$1-18,FALSE))","v":{"$error":"#N/A"}},{"$f":"IF(Data!$W16<MIN(Panely!$A$9:$A$28),VLOOKUP(Data!$W16,tabulka_kce_def,AB$1-20,FALSE),VLOOKUP(Data!$W16,tabulka_panely_def,AB$1-18,FALSE))","v":{"$error":"#N/A"}},{"$f":"IF(Data!$W16<MIN(Panely!$A$9:$A$28),VLOOKUP(Data!$W16,tabulka_kce_def,AC$1-20,FALSE),VLOOKUP(Data!$W16,tabulka_panely_def,AC$1-18,FALSE))","v":{"$error":"#N/A"}},{"$f":"IF(Data!$W16<MIN(Panely!$A$9:$A$28),VLOOKUP(Data!$W16,tabulka_kce_def,AD$1-20,FALSE),VLOOKUP(Data!$W16,tabulka_panely_def,AD$1-18,FALSE))","v":{"$error":"#N/A"}},{"$f":"IF(Data!$W16<MIN(Panely!$A$9:$A$28),VLOOKUP(Data!$W16,tabulka_kce_def,AE$1-20,FALSE),VLOOKUP(Data!$W16,tabulka_panely_def,AE$1-18,FALSE))","v":{"$error":"#N/A"}},{"$f":"IF(Data!$W16<MIN(Panely!$A$9:$A$28),VLOOKUP(Data!$W16,tabulka_kce_def,AF$1-20,FALSE),VLOOKUP(Data!$W16,tabulka_panely_def,AF$1-18,FALSE))","v":{"$error":"#N/A"}},{"$f":"IF(Data!$W16<MIN(Panely!$A$9:$A$28),VLOOKUP(Data!$W16,tabulka_kce_def,AG$1-20,FALSE),VLOOKUP(Data!$W16,tabulka_panely_def,AG$1-18,FALSE))","v":{"$error":"#N/A"}},{"$f":"IF(Data!$W16<MIN(Panely!$A$9:$A$28),VLOOKUP(Data!$W16,tabulka_kce_def,AH$1-20,FALSE),VLOOKUP(Data!$W16,tabulka_panely_def,AH$1-18,FALSE))","v":{"$error":"#N/A"}},{"$f":"IF(Data!$W16<MIN(Panely!$A$9:$A$28),VLOOKUP(Data!$W16,tabulka_kce_def,AI$1-20,FALSE),VLOOKUP(Data!$W16,tabulka_panely_def,AI$1-18,FALSE))","v":{"$error":"#N/A"}},{"$f":"IF(Data!$W16<MIN(Panely!$A$9:$A$28),VLOOKUP(Data!$W16,tabulka_kce_def,AJ$1-20,FALSE),VLOOKUP(Data!$W16,tabulka_panely_def,AJ$1-18,FALSE))","v":{"$error":"#N/A"}},{"$f":"IF(Data!$W16<MIN(Panely!$A$9:$A$28),VLOOKUP(Data!$W16,tabulka_kce_def,AK$1-20,FALSE),VLOOKUP(Data!$W16,tabulka_panely_def,AK$1-18,FALSE))","v":{"$error":"#N/A"}},{"$f":"IF(Data!$W16<MIN(Panely!$A$9:$A$28),VLOOKUP(Data!$W16,tabulka_kce_def,AL$1-20,FALSE),VLOOKUP(Data!$W16,tabulka_panely_def,AL$1-18,FALSE))","v":{"$error":"#N/A"}},{"$f":"IF(Data!$W16<MIN(Panely!$A$9:$A$28),VLOOKUP(Data!$W16,tabulka_kce_def,AM$1-20,FALSE),VLOOKUP(Data!$W16,tabulka_panely_def,AM$1-18,FALSE))","v":{"$error":"#N/A"}},16,{"$f":"IF(Data!$W16<MIN(Panely!$A$9:$A$28),VLOOKUP(Data!$W16,tabulka_kce_def,63,FALSE),0)","v":0},{"$f":"IF(Data!$W16<MIN(Panely!$A$9:$A$28),VLOOKUP(Data!$W16,tabulka_kce_def,28,FALSE),1)","v":1},{"$f":"IF(Data!$W16<MIN(Panely!$A$9:$A$28),VLOOKUP(Data!$W16,tabulka_kce_def,23,FALSE),VLOOKUP(Data!$W16,tabulka_panely_def,24,FALSE))","v":{"$error":"#N/A"}},null,{"$f":"IF(ISERROR(AR16*(273.15+AQ16)^4),0,AR16*((273.15+AQ16)^4))","v":0},{"$f":"(((1/SUM(AR16:AR190))*SUM(AS16:AS190))^0.25)-273.15","v":{"$error":"#DIV/0!"}},{"$f":"IF(ISERROR(MID(VLOOKUP($W16,tabulka_kce_def,2,FALSE),1,3)=\"ooz\"),0,IF(MID(VLOOKUP($W16,tabulka_kce_def,2,FALSE),1,3)=\"ooz\",1,0))","v":0},{"$f":"IF(ISERROR(MID(VLOOKUP($W16,tabulka_kce_def,60,FALSE),1,1)=\"f\"),0,IF(MID(VLOOKUP($W16,tabulka_kce_def,60,FALSE),1,1)=\"f\",1,0))","v":0},{"$f":"VALUE(VLOOKUP($W16,tabulka_kce_def,61,FALSE))","v":{"$error":"#N/A"}},{"$f":"IF(AV16=1,IF(MID(VLOOKUP(AW16,tabulka_kce_def,2,FALSE),1,3)=\"ooz\",1,0),0)","v":0},{"$f":"IF(AND(W16>MAX(Konstrukce!A:A),ISNUMBER(W16)),1,0)","v":0}]
[null,"=",{"$f":"IF(Data!$B17<MIN(Panely!$A$9:$A$28),VLOOKUP(Data!$B17,tabulka_kce_def,4,FALSE),VLOOKUP(Data!$B17,tabulka_panely_def,4,FALSE))","v":{"$error":"#N/A"}},{"$f":"IF(Data!$B17<MIN(Panely!$A$9:$A$28),VLOOKUP(Data!$B17,tabulka_kce_def,23,FALSE),VLOOKUP(Data!$B17,tabulka_panely_def,24,FALSE))","v":{"$error":"#N/A"}},{"$f":"IF(Data!$B17<MIN(Panely!$A$9:$A$28),VLOOKUP(Data!$B17,tabulka_kce_def,21,FALSE),VLOOKUP(Data!$B17,tabulka_panely_def,22,FALSE))","v":{"$error":"#N/A"}},{"$f":"IF(Data!$B17<MIN(Panely!$A$9:$A$28),VLOOKUP(Data!$B17,tabulka_kce_def,26,FALSE),VLOOKUP(Data!$B17,tabulka_panely_def,31,FALSE))","v":{"$error":"#N/A"}},{"$f":"IF(Data!$B17<MIN(Panely!$A$9:$A$28),VLOOKUP(Data!$B17,tabulka_kce_def,27,FALSE),VLOOKUP(Data!$B17,tabulka_panely_def,32,FALSE))","v":{"$error":"#N/A"}},{"$f":"IF(VLOOKUP(Data!$B17,tabulka_kce_def,3,FALSE)=\"\",Konstrukce!$G$1,IF(VLOOKUP(Data!$B17,tabulka_kce_def,3,FALSE)=\"z\",Konstrukce!$G$2,VLOOKUP(Data!$B17,tabulka_kce_def,3,FALSE)))","v":{"$error":"#N/A"}},{"$f":"IF(Data!$B17<MIN(Panely!$A$9:$A$28),0,VLOOKUP(Data!$B17,tabulka_panely_def,25,FALSE))","v":{"$error":"#N/A"}},{"$f":"IF(Data!$B17<MIN(Panely!$A$9:$A$28),VLOOKUP(Data!$B17,tabulka_kce_def,24,FALSE),VLOOKUP(Data!$B17,tabulka_panely_def,33,FALSE))","v":{"$error":"#N/A"}},{"$f":"Konstrukce!$D$1","v":15},{"$f":"Konstrukce!$D$2","v":15},{"$f":"Konstrukce!$G$1","v":0},{"$f":"IF(Data!$B17<MIN(Panely!$A$9:$A$28),VLOOKUP(Data!$B17,tabulka_kce_def,59,FALSE),VLOOKUP(Data!$B17,tabulka_panely_def,63,FALSE))","v":{"$error":"#N/A"}},{"$f":"IF(Data!$B17<MIN(Panely!$A$9:$A$28),VLOOKUP(Data!$B17,tabulka_kce_def,60,FALSE),VLOOKUP(Data!$B17,tabulka_panely_def,64,FALSE))","v":{"$error":"#N/A"}},{"$f":"IF(Data!$B17<MIN(Panely!$A$9:$A$28),VLOOKUP(Data!$B17,tabulka_kce_def,61,FALSE),VLOOKUP(Data!$B17,tabulka_panely_def,65,FALSE))","v":{"$error":"#N/A"}},{"$f":"IF(Data!$B17<MIN(Panely!$A$9:$A$28),VLOOKUP(Data!$B17,tabulka_kce_def,25,FALSE),0)","v":0},{"$error":"#N/A"},null,null,null,null,"=",{"$f":"IF(Data!$W17<MIN(Panely!$A$9:$A$28),VLOOKUP(Data!$W17,tabulka_kce_def,62,FALSE),VLOOKUP(Data!$W17,tabulka_panely_def,65,FALSE))","v":{"$error":"#N/A"}},{"$f":"IF(Data!$W17<MIN(Panely!$A$9:$A$28),VLOOKUP(Data!$W17,tabulka_kce_def,Y$1-20,FALSE),VLOOKUP(Data!$W17,tabulka_panely_def,Y$1-18,FALSE))","v":{"$error":"#N/A"}},{"$f":"IF(Data!$W17<MIN(Panely!$A$9:$A$28),VLOOKUP(Data!$W17,tabulka_kce_def,Z$1-20,FALSE),VLOOKUP(Data!$W17,tabulka_panely_def,Z$1-18,FALSE))","v":{"$error":"#N/A"}},{"$f":"IF(Data!$W17<MIN(Panely!$A$9:$A$28),VLOOKUP(Data!$W17,tabulka_kce_def,AA$1-20,FALSE),VLOOKUP(Data!$W17,tabulka_panely_def,AA$1-18,FALSE))","v":{"$error":"#N/A"}},{"$f":"IF(Data!$W17<MIN(Panely!$A$9:$A$28),VLOOKUP(Data!$W17,tabulka_kce_def,AB$1-20,FALSE),VLOOKUP(Data!$W17,tabulka_panely_def,AB$1-18,FALSE))","v":{"$error":"#N/A"}},{"$f":"IF(Data!$W17<MIN(Panely!$A$9:$A$28),VLOOKUP(Data!$W17,tabulka_kce_def,AC$1-20,FALSE),VLOOKUP(Data!$W17,tabulka_panely_def,AC$1-18,FALSE))","v":{"$error":"#N/A"}},{"$f":"IF(Data!$W17<MIN(Panely!$A$9:$A$28),VLOOKUP(Data!$W17,tabulka_kce_def,AD$1-20,FALSE),VLOOKUP(Data!$W17,tabulka_panely_def,AD$1-18,FALSE))","v":{"$error":"#N/A"}},{"$f":"IF(Data!$W17<MIN(Panely!$A$9:$A$28),VLOOKUP(Data!$W17,tabulka_kce_def,AE$1-20,FALSE),VLOOKUP(Data!$W17,tabulka_panely_def,AE$1-18,FALSE))","v":{"$error":"#N/A"}},{"$f":"IF(Data!$W17<MIN(Panely!$A$9:$A$28),VLOOKUP(Data!$W17,tabulka_kce_def,AF$1-20,FALSE),VLOOKUP(Data!$W17,tabulka_panely_def,AF$1-18,FALSE))","v":{"$error":"#N/A"}},{"$f":"IF(Data!$W17<MIN(Panely!$A$9:$A$28),VLOOKUP(Data!$W17,tabulka_kce_def,AG$1-20,FALSE),VLOOKUP(Data!$W17,tabulka_panely_def,AG$1-18,FALSE))","v":{"$error":"#N/A"}},{"$f":"IF(Data!$W17<MIN(Panely!$A$9:$A$28),VLOOKUP(Data!$W17,tabulka_kce_def,AH$1-20,FALSE),VLOOKUP(Data!$W17,tabulka_panely_def,AH$1-18,FALSE))","v":{"$error":"#N/A"}},{"$f":"IF(Data!$W17<MIN(Panely!$A$9:$A$28),VLOOKUP(Data!$W17,tabulka_kce_def,AI$1-20,FALSE),VLOOKUP(Data!$W17,tabulka_panely_def,AI$1-18,FALSE))","v":{"$error":"#N/A"}},{"$f":"IF(Data!$W17<MIN(Panely!$A$9:$A$28),VLOOKUP(Data!$W17,tabulka_kce_def,AJ$1-20,FALSE),VLOOKUP(Data!$W17,tabulka_panely_def,AJ$1-18,FALSE))","v":{"$error":"#N/A"}},{"$f":"IF(Data!$W17<MIN(Panely!$A$9:$A$28),VLOOKUP(Data!$W17,tabulka_kce_def,AK$1-20,FALSE),VLOOKUP(Data!$W17,tabulka_panely_def,AK$1-18,FALSE))","v":{"$error":"#N/A"}},{"$f":"IF(Data!$W17<MIN(Panely!$A$9:$A$28),VLOOKUP(Data!$W17,tabulka_kce_def,AL$1-20,FALSE),VLOOKUP(Data!$W17,tabulka_panely_def,AL$1-18,FALSE))","v":{"$error":"#N/A"}},{"$f":"IF(Data!$W17<MIN(Panely!$A$9:$A$28),VLOOKUP(Data!$W17,tabulka_kce_def,AM$1-20,FALSE),VLOOKUP(Data!$W17,tabulka_panely_def,AM$1-18,FALSE))","v":{"$error":"#N/A"}},{"$f":"AN16+1","v":17},{"$f":"IF(Data!$W17<MIN(Panely!$A$9:$A$28),VLOOKUP(Data!$W17,tabulka_kce_def,63,FALSE),0)","v":0},{"$f":"IF(Data!$W17<MIN(Panely!$A$9:$A$28),VLOOKUP(Data!$W17,tabulka_kce_def,28,FALSE),1)","v":1},{"$f":"IF(Data!$W17<MIN(Panely!$A$9:$A$28),VLOOKUP(Data!$W17,tabulka_kce_def,23,FALSE),VLOOKUP(Data!$W17,tabulka_panely_def,24,FALSE))","v":{"$error":"#N/A"}},null,{"$f":"IF(ISERROR(AR17*(273.15+AQ17)^4),0,AR17*((273.15+AQ17)^4))","v":0},null,0,0,{"$error":"#N/A"},0,{"$f":"IF(AND(W17>MAX(Konstrukce!A:A),ISNUMBER(W17)),1,0)","v":0}]
[null,"=",{"$f":"IF(Data!$B18<MIN(Panely!$A$9:$A$28),VLOOKUP(Data!$B18,tabulka_kce_def,4,FALSE),VLOOKUP(Data!$B18,tabulka_panely_def,4,FALSE))","v":{"$error":"#N/A"}},{"$f":"IF(Data!$B18<MIN(Panely!$A$9:$A$28),VLOOKUP(Data!$B18,tabulka_kce_def,23,FALSE),VLOOKUP(Data!$B18,tabulka_panely_def,24,FALSE))","v":{"$error":"#N/A"}},{"$f":"IF(Data!$B18<MIN(Panely!$A$9:$A$28),VLOOKUP(Data!$B18,tabulka_kce_def,21,FALSE),VLOOKUP(Data!$B18,tabulka_panely_def,22,FALSE))","v":{"$error":"#N/A"}},{"$f":"IF(Data!$B18<MIN(Panely!$A$9:$A$28),VLOOKUP(Data!$B18,tabulka_kce_def,26,FALSE),VLOOKUP(Data!$B18,tabulka_panely_def,31,FALSE))","v":{"$error":"#N/A"}},{"$f":"IF(Data!$B18<MIN(Panely!$A$9:$A$28),VLOOKUP(Data!$B18,tabulka_kce_def,27,FALSE),VLOOKUP(Data!$B18,tabulka_panely_def,32,FALSE))","v":{"$error":"#N/A"}},{"$f":"IF(VLOOKUP(Data!$B18,tabulka_kce_def,3,FALSE)=\"\",Konstrukce!$G$1,IF(VLOOKUP(Data!$B18,tabulka_kce_def,3,FALSE)=\"z\",Konstrukce!$G$2,VLOOKUP(Data!$B18,tabulka_kce_def,3,FALSE)))","v":{"$error":"#N/A"}},{"$f":"IF(Data!$B18<MIN(Panely!$A$9:$A$28),0,VLOOKUP(Data!$B18,tabulka_panely_def,25,FALSE))","v":{"$error":"#N/A"}},{"$f":"IF(Data!$B18<MIN(Panely!$A$9:$A$28),VLOOKUP(Data!$B18,tabulka_kce_def,24,FALSE),VLOOKUP(Data!$B18,tabulka_panely_def,33,FALSE))","v":{"$error":"#N/A"}},{"$f":"Konstrukce!$D$1","v":15},{"$f":"Konstrukce!$D$2","v":15},{"$f":"Konstrukce!$G$1","v":0},{"$f":"IF(Data!$B18<MIN(Panely!$A$9:$A$28),VLOOKUP(Data!$B18,tabulka_kce_def,59,FALSE),VLOOKUP(Data!$B18,tabulka_panely_def,63,FALSE))","v":{"$error":"#N/A"}},{"$f":"IF(Data!$B18<MIN(Panely!$A$9:$A$28),VLOOKUP(Data!$B18,tabulka_kce_def,60,FALSE),VLOOKUP(Data!$B18,tabulka_panely_def,64,FALSE))","v":{"$error":"#N/A"}},{"$f":"IF(Data!$B18<MIN(Panely!$A$9:$A$28),VLOOKUP(Data!$B18,tabulka_kce_def,61,FALSE),VLOOKUP(Data!$B18,tabulka_panely_def,65,FALSE))","v":{"$error":"#N/A"}},{"$f":"IF(Data!$B18<MIN(Panely!$A$9:$A$28),VLOOKUP(Data!$B18,tabulka_kce_def,25,FALSE),0)","v":0},{"$error":"#N/A"},null,null,null,null,"=",{"$f":"IF(Data!$W18<MIN(Panely!$A$9:$A$28),VLOOKUP(Data!$W18,tabulka_kce_def,62,FALSE),VLOOKUP(Data!$W18,tabulka_panely_def,65,FALSE))","v":{"$error":"#N/A"}},{"$f":"IF(Data!$W18<MIN(Panely!$A$9:$A$28),VLOOKUP(Data!$W18,tabulka_kce_def,Y$1-20,FALSE),VLOOKUP(Data!$W18,tabulka_panely_def,Y$1-18,FALSE))","v":{"$error":"#N/A"}},{"$f":"IF(Data!$W18<MIN(Panely!$A$9:$A$28),VLOOKUP(Data!$W18,tabulka_kce_def,Z$1-20,FALSE),VLOOKUP(Data!$W18,tabulka_panely_def,Z$1-18,FALSE))","v":{"$error":"#N/A"}},{"$f":"IF(Data!$W18<MIN(Panely!$A$9:$A$28),VLOOKUP(Data!$W18,tabulka_kce_def,AA$1-20,FALSE),VLOOKUP(Data!$W18,tabulka_panely_def,AA$1-18,FALSE))","v":{"$error":"#N/A"}},{"$f":"IF(Data!$W18<MIN(Panely!$A$9:$A$28),VLOOKUP(Data!$W18,tabulka_kce_def,AB$1-20,FALSE),VLOOKUP(Data!$W18,tabulka_panely_def,AB$1-18,FALSE))","v":{"$error":"#N/A"}},{"$f":"IF(Data!$W18<MIN(Panely!$A$9:$A$28),VLOOKUP(Data!$W18,tabulka_kce_def,AC$1-20,FALSE),VLOOKUP(Data!$W18,tabulka_panely_def,AC$1-18,FALSE))","v":{"$error":"#N/A"}},{"$f":"IF(Data!$W18<MIN(Panely!$A$9:$A$28),VLOOKUP(Data!$W18,tabulka_kce_def,AD$1-20,FALSE),VLOOKUP(Data!$W18,tabulka_panely_def,AD$1-18,FALSE))","v":{"$error":"#N/A"}},{"$f":"IF(Data!$W18<MIN(Panely!$A$9:$A$28),VLOOKUP(Data!$W18,tabulka_kce_def,AE$1-20,FALSE),VLOOKUP(Data!$W18,tabulka_panely_def,AE$1-18,FALSE))","v":{"$error":"#N/A"}},{"$f":"IF(Data!$W18<MIN(Panely!$A$9:$A$28),VLOOKUP(Data!$W18,tabulka_kce_def,AF$1-20,FALSE),VLOOKUP(Data!$W18,tabulka_panely_def,AF$1-18,FALSE))","v":{"$error":"#N/A"}},{"$f":"IF(Data!$W18<MIN(Panely!$A$9:$A$28),VLOOKUP(Data!$W18,tabulka_kce_def,AG$1-20,FALSE),VLOOKUP(Data!$W18,tabulka_panely_def,AG$1-18,FALSE))","v":{"$error":"#N/A"}},{"$f":"IF(Data!$W18<MIN(Panely!$A$9:$A$28),VLOOKUP(Data!$W18,tabulka_kce_def,AH$1-20,FALSE),VLOOKUP(Data!$W18,tabulka_panely_def,AH$1-18,FALSE))","v":{"$error":"#N/A"}},{"$f":"IF(Data!$W18<MIN(Panely!$A$9:$A$28),VLOOKUP(Data!$W18,tabulka_kce_def,AI$1-20,FALSE),VLOOKUP(Data!$W18,tabulka_panely_def,AI$1-18,FALSE))","v":{"$error":"#N/A"}},{"$f":"IF(Data!$W18<MIN(Panely!$A$9:$A$28),VLOOKUP(Data!$W18,tabulka_kce_def,AJ$1-20,FALSE),VLOOKUP(Data!$W18,tabulka_panely_def,AJ$1-18,FALSE))","v":{"$error":"#N/A"}},{"$f":"IF(Data!$W18<MIN(Panely!$A$9:$A$28),VLOOKUP(Data!$W18,tabulka_kce_def,AK$1-20,FALSE),VLOOKUP(Data!$W18,tabulka_panely_def,AK$1-18,FALSE))","v":{"$error":"#N/A"}},{"$f":"IF(Data!$W18<MIN(Panely!$A$9:$A$28),VLOOKUP(Data!$W18,tabulka_kce_def,AL$1-20,FALSE),VLOOKUP(Data!$W18,tabulka_panely_def,AL$1-18,FALSE))","v":{"$error":"#N/A"}},{"$f":"IF(Data!$W18<MIN(Panely!$A$9:$A$28),VLOOKUP(Data!$W18,tabulka_kce_def,AM$1-20,FALSE),VLOOKUP(Data!$W18,tabulka_panely_def,AM$1-18,FALSE))","v":{"$error":"#N/A"}},{"$f":"AN17+1","v":18},{"$f":"IF(Data!$W18<MIN(Panely!$A$9:$A$28),VLOOKUP(Data!$W18,tabulka_kce_def,63,FALSE),0)","v":0},{"$f":"IF(Data!$W18<MIN(Panely!$A$9:$A$28),VLOOKUP(Data!$W18,tabulka_kce_def,28,FALSE),1)","v":1},{"$f":"IF(Data!$W18<MIN(Panely!$A$9:$A$28),VLOOKUP(Data!$W18,tabulka_kce_def,23,FALSE),VLOOKUP(Data!$W18,tabulka_panely_def,24,FALSE))","v":{"$error":"#N/A"}},null,0,null,0,0,{"$error":"#N/A"},0,{"$f":"IF(AND(W18>MAX(Konstrukce!A:A),ISNUMBER(W18)),1,0)","v":0}]
[null,"=",{"$f":"IF(Data!$B19<MIN(Panely!$A$9:$A$28),VLOOKUP(Data!$B19,tabulka_kce_def,4,FALSE),VLOOKUP(Data!$B19,tabulka_panely_def,4,FALSE))","v":{"$error":"#N/A"}},{"$f":"IF(Data!$B19<MIN(Panely!$A$9:$A$28),VLOOKUP(Data!$B19,tabulka_kce_def,23,FALSE),VLOOKUP(Data!$B19,tabulka_panely_def,24,FALSE))","v":{"$error":"#N/A"}},{"$f":"IF(Data!$B19<MIN(Panely!$A$9:$A$28),VLOOKUP(Data!$B19,tabulka_kce_def,21,FALSE),VLOOKUP(Data!$B19,tabulka_panely_def,22,FALSE))","v":{"$error":"#N/A"}},{"$f":"IF(Data!$B19<MIN(Panely!$A$9:$A$28),VLOOKUP(Data!$B19,tabulka_kce_def,26,FALSE),VLOOKUP(Data!$B19,tabulka_panely_def,31,FALSE))","v":{"$error":"#N/A"}},{"$f":"IF(Data!$B19<MIN(Panely!$A$9:$A$28),VLOOKUP(Data!$B19,tabulka_kce_def,27,FALSE),VLOOKUP(Data!$B19,tabulka_panely_def,32,FALSE))","v":{"$error":"#N/A"}},{"$f":"IF(VLOOKUP(Data!$B19,tabulka_kce_def,3,FALSE)=\"\",Konstrukce!$G$1,IF(VLOOKUP(Data!$B19,tabulka_kce_def,3,FALSE)=\"z\",Konstrukce!$G$2,VLOOKUP(Data!$B19,tabulka_kce_def,3,FALSE)))","v":{"$error":"#N/A"}},{"$f":"IF(Data!$B19<MIN(Panely!$A$9:$A$28),0,VLOOKUP(Data!$B19,tabulka_panely_def,25,FALSE))","v":{"$error":"#N/A"}},{"$f":"IF(Data!$B19<MIN(Panely!$A$9:$A$28),VLOOKUP(Data!$B19,tabulka_kce_def,24,FALSE),VLOOKUP(Data!$B19,tabulka_panely_def,33,FALSE))","v":{"$error":"#N/A"}},{"$f":"Konstrukce!$D$1","v":15},{"$f":"Konstrukce!$D$2","v":15},{"$f":"Konstrukce!$G$1","v":0},{"$f":"IF(Data!$B19<MIN(Panely!$A$9:$A$28),VLOOKUP(Data!$B19,tabulka_kce_def,59,FALSE),VLOOKUP(Data!$B19,tabulka_panely_def,63,FALSE))","v":{"$error":"#N/A"}},{"$f":"IF(Data!$B19<MIN(Panely!$A$9:$A$28),VLOOKUP(Data!$B19,tabulka_kce_def,60,FALSE),VLOOKUP(Data!$B19,tabulka_panely_def,64,FALSE))","v":{"$error":"#N/A"}},{"$f":"IF(Data!$B19<MIN(Panely!$A$9:$A$28),VLOOKUP(Data!$B19,tabulka_kce_def,61,FALSE),VLOOKUP(Data!$B19,tabulka_panely_def,65,FALSE))","v":{"$error":"#N/A"}},{"$f":"IF(Data!$B19<MIN(Panely!$A$9:$A$28),VLOOKUP(Data!$B19,tabulka_kce_def,25,FALSE),0)","v":0},{"$error":"#N/A"},null,null,null,null,"=",{"$f":"IF(Data!$W19<MIN(Panely!$A$9:$A$28),VLOOKUP(Data!$W19,tabulka_kce_def,62,FALSE),VLOOKUP(Data!$W19,tabulka_panely_def,65,FALSE))","v":{"$error":"#N/A"}},{"$f":"IF(Data!$W19<MIN(Panely!$A$9:$A$28),VLOOKUP(Data!$W19,tabulka_kce_def,Y$1-20,FALSE),VLOOKUP(Data!$W19,tabulka_panely_def,Y$1-18,FALSE))","v":{"$error":"#N/A"}},{"$f":"IF(Data!$W19<MIN(Panely!$A$9:$A$28),VLOOKUP(Data!$W19,tabulka_kce_def,Z$1-20,FALSE),VLOOKUP(Data!$W19,tabulka_panely_def,Z$1-18,FALSE))","v":{"$error":"#N/A"}},{"$f":"IF(Data!$W19<MIN(Panely!$A$9:$A$28),VLOOKUP(Data!$W19,tabulka_kce_def,AA$1-20,FALSE),VLOOKUP(Data!$W19,tabulka_panely_def,AA$1-18,FALSE))","v":{"$error":"#N/A"}},{"$f":"IF(Data!$W19<MIN(Panely!$A$9:$A$28),VLOOKUP(Data!$W19,tabulka_kce_def,AB$1-20,FALSE),VLOOKUP(Data!$W19,tabulka_panely_def,AB$1-18,FALSE))","v":{"$error":"#N/A"}},{"$f":"IF(Data!$W19<MIN(Panely!$A$9:$A$28),VLOOKUP(Data!$W19,tabulka_kce_def,AC$1-20,FALSE),VLOOKUP(Data!$W19,tabulka_panely_def,AC$1-18,FALSE))","v":{"$error":"#N/A"}},{"$f":"IF(Data!$W19<MIN(Panely!$A$9:$A$28),VLOOKUP(Data!$W19,tabulka_kce_def,AD$1-20,FALSE),VLOOKUP(Data!$W19,tabulka_panely_def,AD$1-18,FALSE))","v":{"$error":"#N/A"}},{"$f":"IF(Data!$W19<MIN(Panely!$A$9:$A$28),VLOOKUP(Data!$W19,tabulka_kce_def,AE$1-20,FALSE),VLOOKUP(Data!$W19,tabulka_panely_def,AE$1-18,FALSE))","v":{"$error":"#N/A"}},{"$f":"IF(Data!$W19<MIN(Panely!$A$9:$A$28),VLOOKUP(Data!$W19,tabulka_kce_def,AF$1-20,FALSE),VLOOKUP(Data!$W19,tabulka_panely_def,AF$1-18,FALSE))","v":{"$error":"#N/A"}},{"$f":"IF(Data!$W19<MIN(Panely!$A$9:$A$28),VLOOKUP(Data!$W19,tabulka_kce_def,AG$1-20,FALSE),VLOOKUP(Data!$W19,tabulka_panely_def,AG$1-18,FALSE))","v":{"$error":"#N/A"}},{"$f":"IF(Data!$W19<MIN(Panely!$A$9:$A$28),VLOOKUP(Data!$W19,tabulka_kce_def,AH$1-20,FALSE),VLOOKUP(Data!$W19,tabulka_panely_def,AH$1-18,FALSE))","v":{"$error":"#N/A"}},{"$f":"IF(Data!$W19<MIN(Panely!$A$9:$A$28),VLOOKUP(Data!$W19,tabulka_kce_def,AI$1-20,FALSE),VLOOKUP(Data!$W19,tabulka_panely_def,AI$1-18,FALSE))","v":{"$error":"#N/A"}},{"$f":"IF(Data!$W19<MIN(Panely!$A$9:$A$28),VLOOKUP(Data!$W19,tabulka_kce_def,AJ$1-20,FALSE),VLOOKUP(Data!$W19,tabulka_panely_def,AJ$1-18,FALSE))","v":{"$error":"#N/A"}},{"$f":"IF(Data!$W19<MIN(Panely!$A$9:$A$28),VLOOKUP(Data!$W19,tabulka_kce_def,AK$1-20,FALSE),VLOOKUP(Data!$W19,tabulka_panely_def,AK$1-18,FALSE))","v":{"$error":"#N/A"}},{"$f":"IF(Data!$W19<MIN(Panely!$A$9:$A$28),VLOOKUP(Data!$W19,tabulka_kce_def,AL$1-20,FALSE),VLOOKUP(Data!$W19,tabulka_panely_def,AL$1-18,FALSE))","v":{"$error":"#N/A"}},{"$f":"IF(Data!$W19<MIN(Panely!$A$9:$A$28),VLOOKUP(Data!$W19,tabulka_kce_def,AM$1-20,FALSE),VLOOKUP(Data!$W19,tabulka_panely_def,AM$1-18,FALSE))","v":{"$error":"#N/A"}},19,{"$f":"IF(Data!$W19<MIN(Panely!$A$9:$A$28),VLOOKUP(Data!$W19,tabulka_kce_def,63,FALSE),0)","v":0},{"$f":"IF(Data!$W19<MIN(Panely!$A$9:$A$28),VLOOKUP(Data!$W19,tabulka_kce_def,28,FALSE),1)","v":1},{"$f":"IF(Data!$W19<MIN(Panely!$A$9:$A$28),VLOOKUP(Data!$W19,tabulka_kce_def,23,FALSE),VLOOKUP(Data!$W19,tabulka_panely_def,24,FALSE))","v":{"$error":"#N/A"}},null,0,null,0,0,{"$error":"#N/A"},0,{"$f":"IF(AND(W19>MAX(Konstrukce!A:A),ISNUMBER(W19)),1,0)","v":0}]
[null,"=",{"$f":"IF(Data!$B20<MIN(Panely!$A$9:$A$28),VLOOKUP(Data!$B20,tabulka_kce_def,4,FALSE),VLOOKUP(Data!$B20,tabulka_panely_def,4,FALSE))","v":{"$error":"#N/A"}},{"$f":"IF(Data!$B20<MIN(Panely!$A$9:$A$28),VLOOKUP(Data!$B20,tabulka_kce_def,23,FALSE),VLOOKUP(Data!$B20,tabulka_panely_def,24,FALSE))","v":{"$error":"#N/A"}},{"$f":"IF(Data!$B20<MIN(Panely!$A$9:$A$28),VLOOKUP(Data!$B20,tabulka_kce_def,21,FALSE),VLOOKUP(Data!$B20,tabulka_panely_def,22,FALSE))","v":{"$error":"#N/A"}},{"$f":"IF(Data!$B20<MIN(Panely!$A$9:$A$28),VLOOKUP(Data!$B20,tabulka_kce_def,26,FALSE),VLOOKUP(Data!$B20,tabulka_panely_def,31,FALSE))","v":{"$error":"#N/A"}},{"$f":"IF(Data!$B20<MIN(Panely!$A$9:$A$28),VLOOKUP(Data!$B20,tabulka_kce_def,27,FALSE),VLOOKUP(Data!$B20,tabulka_panely_def,32,FALSE))","v":{"$error":"#N/A"}},{"$f":"IF(VLOOKUP(Data!$B20,tabulka_kce_def,3,FALSE)=\"\",Konstrukce!$G$1,IF(VLOOKUP(Data!$B20,tabulka_kce_def,3,FALSE)=\"z\",Konstrukce!$G$2,VLOOKUP(Data!$B20,tabulka_kce_def,3,FALSE)))","v":{"$error":"#N/A"}},{"$f":"IF(Data!$B20<MIN(Panely!$A$9:$A$28),0,VLOOKUP(Data!$B20,tabulka_panely_def,25,FALSE))","v":{"$error":"#N/A"}},{"$f":"IF(Data!$B20<MIN(Panely!$A$9:$A$28),VLOOKUP(Data!$B20,tabulka_kce_def,24,FALSE),VLOOKUP(Data!$B20,tabulka_panely_def,33,FALSE))","v":{"$error":"#N/A"}},{"$f":"Konstrukce!$D$1","v":15},{"$f":"Konstrukce!$D$2","v":15},{"$f":"Konstrukce!$G$1","v":0},{"$f":"IF(Data!$B20<MIN(Panely!$A$9:$A$28),VLOOKUP(Data!$B20,tabulka_kce_def,59,FALSE),VLOOKUP(Data!$B20,tabulka_panely_def,63,FALSE))","v":{"$error":"#N/A"}},{"$f":"IF(Data!$B20<MIN(Panely!$A$9:$A$28),VLOOKUP(Data!$B20,tabulka_kce_def,60,FALSE),VLOOKUP(Data!$B20,tabulka_panely_def,64,FALSE))","v":{"$error":"#N/A"}},{"$f":"IF(Data!$B20<MIN(Panely!$A$9:$A$28),VLOOKUP(Data!$B20,tabulka_kce_def,61,FALSE),VLOOKUP(Data!$B20,tabulka_panely_def,65,FALSE))","v":{"$error":"#N/A"}},{"$f":"IF(Data!$B20<MIN(Panely!$A$9:$A$28),VLOOKUP(Data!$B20,tabulka_kce_def,25,FALSE),0)","v":0},{"$error":"#N/A"},null,null,null,null,"=",{"$f":"IF(Data!$W20<MIN(Panely!$A$9:$A$28),VLOOKUP(Data!$W20,tabulka_kce_def,62,FALSE),VLOOKUP(Data!$W20,tabulka_panely_def,65,FALSE))","v":{"$error":"#N/A"}},{"$f":"IF(Data!$W20<MIN(Panely!$A$9:$A$28),VLOOKUP(Data!$W20,tabulka_kce_def,Y$1-20,FALSE),VLOOKUP(Data!$W20,tabulka_panely_def,Y$1-18,FALSE))","v":{"$error":"#N/A"}},{"$f":"IF(Data!$W20<MIN(Panely!$A$9:$A$28),VLOOKUP(Data!$W20,tabulka_kce_def,Z$1-20,FALSE),VLOOKUP(Data!$W20,tabulka_panely_def,Z$1-18,FALSE))","v":{"$error":"#N/A"}},{"$f":"IF(Data!$W20<MIN(Panely!$A$9:$A$28),VLOOKUP(Data!$W20,tabulka_kce_def,AA$1-20,FALSE),VLOOKUP(Data!$W20,tabulka_panely_def,AA$1-18,FALSE))","v":{"$error":"#N/A"}},{"$f":"IF(Data!$W20<MIN(Panely!$A$9:$A$28),VLOOKUP(Data!$W20,tabulka_kce_def,AB$1-20,FALSE),VLOOKUP(Data!$W20,tabulka_panely_def,AB$1-18,FALSE))","v":{"$error":"#N/A"}},{"$f":"IF(Data!$W20<MIN(Panely!$A$9:$A$28),VLOOKUP(Data!$W20,tabulka_kce_def,AC$1-20,FALSE),VLOOKUP(Data!$W20,tabulka_panely_def,AC$1-18,FALSE))","v":{"$error":"#N/A"}},{"$f":"IF(Data!$W20<MIN(Panely!$A$9:$A$28),VLOOKUP(Data!$W20,tabulka_kce_def,AD$1-20,FALSE),VLOOKUP(Data!$W20,tabulka_panely_def,AD$1-18,FALSE))","v":{"$error":"#N/A"}},{"$f":"IF(Data!$W20<MIN(Panely!$A$9:$A$28),VLOOKUP(Data!$W20,tabulka_kce_def,AE$1-20,FALSE),VLOOKUP(Data!$W20,tabulka_panely_def,AE$1-18,FALSE))","v":{"$error":"#N/A"}},{"$f":"IF(Data!$W20<MIN(Panely!$A$9:$A$28),VLOOKUP(Data!$W20,tabulka_kce_def,AF$1-20,FALSE),VLOOKUP(Data!$W20,tabulka_panely_def,AF$1-18,FALSE))","v":{"$error":"#N/A"}},{"$f":"IF(Data!$W20<MIN(Panely!$A$9:$A$28),VLOOKUP(Data!$W20,tabulka_kce_def,AG$1-20,FALSE),VLOOKUP(Data!$W20,tabulka_panely_def,AG$1-18,FALSE))","v":{"$error":"#N/A"}},{"$f":"IF(Data!$W20<MIN(Panely!$A$9:$A$28),VLOOKUP(Data!$W20,tabulka_kce_def,AH$1-20,FALSE),VLOOKUP(Data!$W20,tabulka_panely_def,AH$1-18,FALSE))","v":{"$error":"#N/A"}},{"$f":"IF(Data!$W20<MIN(Panely!$A$9:$A$28),VLOOKUP(Data!$W20,tabulka_kce_def,AI$1-20,FALSE),VLOOKUP(Data!$W20,tabulka_panely_def,AI$1-18,FALSE))","v":{"$error":"#N/A"}},{"$f":"IF(Data!$W20<MIN(Panely!$A$9:$A$28),VLOOKUP(Data!$W20,tabulka_kce_def,AJ$1-20,FALSE),VLOOKUP(Data!$W20,tabulka_panely_def,AJ$1-18,FALSE))","v":{"$error":"#N/A"}},{"$f":"IF(Data!$W20<MIN(Panely!$A$9:$A$28),VLOOKUP(Data!$W20,tabulka_kce_def,AK$1-20,FALSE),VLOOKUP(Data!$W20,tabulka_panely_def,AK$1-18,FALSE))","v":{"$error":"#N/A"}},{"$f":"IF(Data!$W20<MIN(Panely!$A$9:$A$28),VLOOKUP(Data!$W20,tabulka_kce_def,AL$1-20,FALSE),VLOOKUP(Data!$W20,tabulka_panely_def,AL$1-18,FALSE))","v":{"$error":"#N/A"}},{"$f":"IF(Data!$W20<MIN(Panely!$A$9:$A$28),VLOOKUP(Data!$W20,tabulka_kce_def,AM$1-20,FALSE),VLOOKUP(Data!$W20,tabulka_panely_def,AM$1-18,FALSE))","v":{"$error":"#N/A"}},20,{"$f":"IF(Data!$W20<MIN(Panely!$A$9:$A$28),VLOOKUP(Data!$W20,tabulka_kce_def,63,FALSE),0)","v":0},{"$f":"IF(Data!$W20<MIN(Panely!$A$9:$A$28),VLOOKUP(Data!$W20,tabulka_kce_def,28,FALSE),1)","v":1},{"$f":"IF(Data!$W20<MIN(Panely!$A$9:$A$28),VLOOKUP(Data!$W20,tabulka_kce_def,23,FALSE),VLOOKUP(Data!$W20,tabulka_panely_def,24,FALSE))","v":{"$error":"#N/A"}},null,0,null,0,0,{"$error":"#N/A"},0,{"$f":"IF(AND(W20>MAX(Konstrukce!A:A),ISNUMBER(W20)),1,0)","v":0}]
[null,"=",{"$f":"IF(Data!$B21<MIN(Panely!$A$9:$A$28),VLOOKUP(Data!$B21,tabulka_kce_def,4,FALSE),VLOOKUP(Data!$B21,tabulka_panely_def,4,FALSE))","v":{"$error":"#N/A"}},{"$f":"IF(Data!$B21<MIN(Panely!$A$9:$A$28),VLOOKUP(Data!$B21,tabulka_kce_def,23,FALSE),VLOOKUP(Data!$B21,tabulka_panely_def,24,FALSE))","v":{"$error":"#N/A"}},{"$f":"IF(Data!$B21<MIN(Panely!$A$9:$A$28),VLOOKUP(Data!$B21,tabulka_kce_def,21,FALSE),VLOOKUP(Data!$B21,tabulka_panely_def,22,FALSE))","v":{"$error":"#N/A"}},{"$f":"IF(Data!$B21<MIN(Panely!$A$9:$A$28),VLOOKUP(Data!$B21,tabulka_kce_def,26,FALSE),VLOOKUP(Data!$B21,tabulka_panely_def,31,FALSE))","v":{"$error":"#N/A"}},{"$f":"IF(Data!$B21<MIN(Panely!$A$9:$A$28),VLOOKUP(Data!$B21,tabulka_kce_def,27,FALSE),VLOOKUP(Data!$B21,tabulka_panely_def,32,FALSE))","v":{"$error":"#N/A"}},{"$f":"IF(VLOOKUP(Data!$B21,tabulka_kce_def,3,FALSE)=\"\",Konstrukce!$G$1,IF(VLOOKUP(Data!$B21,tabulka_kce_def,3,FALSE)=\"z\",Konstrukce!$G$2,VLOOKUP(Data!$B21,tabulka_kce_def,3,FALSE)))","v":{"$error":"#N/A"}},{"$f":"IF(Data!$B21<MIN(Panely!$A$9:$A$28),0,VLOOKUP(Data!$B21,tabulka_panely_def,25,FALSE))","v":{"$error":"#N/A"}},{"$f":"IF(Data!$B21<MIN(Panely!$A$9:$A$28),VLOOKUP(Data!$B21,tabulka_kce_def,24,FALSE),VLOOKUP(Data!$B21,tabulka_panely_def,33,FALSE))","v":{"$error":"#N/A"}},{"$f":"Konstrukce!$D$1","v":15},{"$f":"Konstrukce!$D$2","v":15},{"$f":"Konstrukce!$G$1","v":0},{"$f":"IF(Data!$B21<MIN(Panely!$A$9:$A$28),VLOOKUP(Data!$B21,tabulka_kce_def,59,FALSE),VLOOKUP(Data!$B21,tabulka_panely_def,63,FALSE))","v":{"$error":"#N/A"}},{"$f":"IF(Data!$B21<MIN(Panely!$A$9:$A$28),VLOOKUP(Data!$B21,tabulka_kce_def,60,FALSE),VLOOKUP(Data!$B21,tabulka_panely_def,64,FALSE))","v":{"$error":"#N/A"}},{"$f":"IF(Data!$B21<MIN(Panely!$A$9:$A$28),VLOOKUP(Data!$B21,tabulka_kce_def,61,FALSE),VLOOKUP(Data!$B21,tabulka_panely_def,65,FALSE))","v":{"$error":"#N/A"}},{"$f":"IF(Data!$B21<MIN(Panely!$A$9:$A$28),VLOOKUP(Data!$B21,tabulka_kce_def,25,FALSE),0)","v":0},{"$error":"#N/A"},null,null,null,null,"=",{"$f":"IF(Data!$W21<MIN(Panely!$A$9:$A$28),VLOOKUP(Data!$W21,tabulka_kce_def,62,FALSE),VLOOKUP(Data!$W21,tabulka_panely_def,65,FALSE))","v":{"$error":"#N/A"}},{"$f":"IF(Data!$W21<MIN(Panely!$A$9:$A$28),VLOOKUP(Data!$W21,tabulka_kce_def,Y$1-20,FALSE),VLOOKUP(Data!$W21,tabulka_panely_def,Y$1-18,FALSE))","v":{"$error":"#N/A"}},{"$f":"IF(Data!$W21<MIN(Panely!$A$9:$A$28),VLOOKUP(Data!$W21,tabulka_kce_def,Z$1-20,FALSE),VLOOKUP(Data!$W21,tabulka_panely_def,Z$1-18,FALSE))","v":{"$error":"#N/A"}},{"$f":"IF(Data!$W21<MIN(Panely!$A$9:$A$28),VLOOKUP(Data!$W21,tabulka_kce_def,AA$1-20,FALSE),VLOOKUP(Data!$W21,tabulka_panely_def,AA$1-18,FALSE))","v":{"$error":"#N/A"}},{"$f":"IF(Data!$W21<MIN(Panely!$A$9:$A$28),VLOOKUP(Data!$W21,tabulka_kce_def,AB$1-20,FALSE),VLOOKUP(Data!$W21,tabulka_panely_def,AB$1-18,FALSE))","v":{"$error":"#N/A"}},{"$f":"IF(Data!$W21<MIN(Panely!$A$9:$A$28),VLOOKUP(Data!$W21,tabulka_kce_def,AC$1-20,FALSE),VLOOKUP(Data!$W21,tabulka_panely_def,AC$1-18,FALSE))","v":{"$error":"#N/A"}},{"$f":"IF(Data!$W21<MIN(Panely!$A$9:$A$28),VLOOKUP(Data!$W21,tabulka_kce_def,AD$1-20,FALSE),VLOOKUP(Data!$W21,tabulka_panely_def,AD$1-18,FALSE))","v":{"$error":"#N/A"}},{"$f":"IF(Data!$W21<MIN(Panely!$A$9:$A$28),VLOOKUP(Data!$W21,tabulka_kce_def,AE$1-20,FALSE),VLOOKUP(Data!$W21,tabulka_panely_def,AE$1-18,FALSE))","v":{"$error":"#N/A"}},{"$f":"IF(Data!$W21<MIN(Panely!$A$9:$A$28),VLOOKUP(Data!$W21,tabulka_kce_def,AF$1-20,FALSE),VLOOKUP(Data!$W21,tabulka_panely_def,AF$1-18,FALSE))","v":{"$error":"#N/A"}},{"$f":"IF(Data!$W21<MIN(Panely!$A$9:$A$28),VLOOKUP(Data!$W21,tabulka_kce_def,AG$1-20,FALSE),VLOOKUP(Data!$W21,tabulka_panely_def,AG$1-18,FALSE))","v":{"$error":"#N/A"}},{"$f":"IF(Data!$W21<MIN(Panely!$A$9:$A$28),VLOOKUP(Data!$W21,tabulka_kce_def,AH$1-20,FALSE),VLOOKUP(Data!$W21,tabulka_panely_def,AH$1-18,FALSE))","v":{"$error":"#N/A"}},{"$f":"IF(Data!$W21<MIN(Panely!$A$9:$A$28),VLOOKUP(Data!$W21,tabulka_kce_def,AI$1-20,FALSE),VLOOKUP(Data!$W21,tabulka_panely_def,AI$1-18,FALSE))","v":{"$error":"#N/A"}},{"$f":"IF(Data!$W21<MIN(Panely!$A$9:$A$28),VLOOKUP(Data!$W21,tabulka_kce_def,AJ$1-20,FALSE),VLOOKUP(Data!$W21,tabulka_panely_def,AJ$1-18,FALSE))","v":{"$error":"#N/A"}},{"$f":"IF(Data!$W21<MIN(Panely!$A$9:$A$28),VLOOKUP(Data!$W21,tabulka_kce_def,AK$1-20,FALSE),VLOOKUP(Data!$W21,tabulka_panely_def,AK$1-18,FALSE))","v":{"$error":"#N/A"}},{"$f":"IF(Data!$W21<MIN(Panely!$A$9:$A$28),VLOOKUP(Data!$W21,tabulka_kce_def,AL$1-20,FALSE),VLOOKUP(Data!$W21,tabulka_panely_def,AL$1-18,FALSE))","v":{"$error":"#N/A"}},{"$f":"IF(Data!$W21<MIN(Panely!$A$9:$A$28),VLOOKUP(Data!$W21,tabulka_kce_def,AM$1-20,FALSE),VLOOKUP(Data!$W21,tabulka_panely_def,AM$1-18,FALSE))","v":{"$error":"#N/A"}},21,{"$f":"IF(Data!$W21<MIN(Panely!$A$9:$A$28),VLOOKUP(Data!$W21,tabulka_kce_def,63,FALSE),0)","v":0},{"$f":"IF(Data!$W21<MIN(Panely!$A$9:$A$28),VLOOKUP(Data!$W21,tabulka_kce_def,28,FALSE),1)","v":1},{"$f":"IF(Data!$W21<MIN(Panely!$A$9:$A$28),VLOOKUP(Data!$W21,tabulka_kce_def,23,FALSE),VLOOKUP(Data!$W21,tabulka_panely_def,24,FALSE))","v":{"$error":"#N/A"}},null,0,null,0,0,{"$error":"#N/A"},0,{"$f":"IF(AND(W21>MAX(Konstrukce!A:A),ISNUMBER(W21)),1,0)","v":0}]
[null,"=",{"$f":"IF(Data!$B22<MIN(Panely!$A$9:$A$28),VLOOKUP(Data!$B22,tabulka_kce_def,4,FALSE),VLOOKUP(Data!$B22,tabulka_panely_def,4,FALSE))","v":{"$error":"#N/A"}},{"$f":"IF(Data!$B22<MIN(Panely!$A$9:$A$28),VLOOKUP(Data!$B22,tabulka_kce_def,23,FALSE),VLOOKUP(Data!$B22,tabulka_panely_def,24,FALSE))","v":{"$error":"#N/A"}},{"$f":"IF(Data!$B22<MIN(Panely!$A$9:$A$28),VLOOKUP(Data!$B22,tabulka_kce_def,21,FALSE),VLOOKUP(Data!$B22,tabulka_panely_def,22,FALSE))","v":{"$error":"#N/A"}},{"$f":"IF(Data!$B22<MIN(Panely!$A$9:$A$28),VLOOKUP(Data!$B22,tabulka_kce_def,26,FALSE),VLOOKUP(Data!$B22,tabulka_panely_def,31,FALSE))","v":{"$error":"#N/A"}},{"$f":"IF(Data!$B22<MIN(Panely!$A$9:$A$28),VLOOKUP(Data!$B22,tabulka_kce_def,27,FALSE),VLOOKUP(Data!$B22,tabulka_panely_def,32,FALSE))","v":{"$error":"#N/A"}},{"$f":"IF(VLOOKUP(Data!$B22,tabulka_kce_def,3,FALSE)=\"\",Konstrukce!$G$1,IF(VLOOKUP(Data!$B22,tabulka_kce_def,3,FALSE)=\"z\",Konstrukce!$G$2,VLOOKUP(Data!$B22,tabulka_kce_def,3,FALSE)))","v":{"$error":"#N/A"}},{"$f":"IF(Data!$B22<MIN(Panely!$A$9:$A$28),0,VLOOKUP(Data!$B22,tabulka_panely_def,25,FALSE))","v":{"$error":"#N/A"}},{"$f":"IF(Data!$B22<MIN(Panely!$A$9:$A$28),VLOOKUP(Data!$B22,tabulka_kce_def,24,FALSE),VLOOKUP(Data!$B22,tabulka_panely_def,33,FALSE))","v":{"$error":"#N/A"}},{"$f":"Konstrukce!$D$1","v":15},{"$f":"Konstrukce!$D$2","v":15},{"$f":"Konstrukce!$G$1","v":0},{"$f":"IF(Data!$B22<MIN(Panely!$A$9:$A$28),VLOOKUP(Data!$B22,tabulka_kce_def,59,FALSE),VLOOKUP(Data!$B22,tabulka_panely_def,63,FALSE))","v":{"$error":"#N/A"}},{"$f":"IF(Data!$B22<MIN(Panely!$A$9:$A$28),VLOOKUP(Data!$B22,tabulka_kce_def,60,FALSE),VLOOKUP(Data!$B22,tabulka_panely_def,64,FALSE))","v":{"$error":"#N/A"}},{"$f":"IF(Data!$B22<MIN(Panely!$A$9:$A$28),VLOOKUP(Data!$B22,tabulka_kce_def,61,FALSE),VLOOKUP(Data!$B22,tabulka_panely_def,65,FALSE))","v":{"$error":"#N/A"}},{"$f":"IF(Data!$B22<MIN(Panely!$A$9:$A$28),VLOOKUP(Data!$B22,tabulka_kce_def,25,FALSE),0)","v":0},{"$error":"#N/A"},null,null,null,null,"=",{"$f":"IF(Data!$W22<MIN(Panely!$A$9:$A$28),VLOOKUP(Data!$W22,tabulka_kce_def,62,FALSE),VLOOKUP(Data!$W22,tabulka_panely_def,65,FALSE))","v":{"$error":"#N/A"}},{"$f":"IF(Data!$W22<MIN(Panely!$A$9:$A$28),VLOOKUP(Data!$W22,tabulka_kce_def,Y$1-20,FALSE),VLOOKUP(Data!$W22,tabulka_panely_def,Y$1-18,FALSE))","v":{"$error":"#N/A"}},{"$f":"IF(Data!$W22<MIN(Panely!$A$9:$A$28),VLOOKUP(Data!$W22,tabulka_kce_def,Z$1-20,FALSE),VLOOKUP(Data!$W22,tabulka_panely_def,Z$1-18,FALSE))","v":{"$error":"#N/A"}},{"$f":"IF(Data!$W22<MIN(Panely!$A$9:$A$28),VLOOKUP(Data!$W22,tabulka_kce_def,AA$1-20,FALSE),VLOOKUP(Data!$W22,tabulka_panely_def,AA$1-18,FALSE))","v":{"$error":"#N/A"}},{"$f":"IF(Data!$W22<MIN(Panely!$A$9:$A$28),VLOOKUP(Data!$W22,tabulka_kce_def,AB$1-20,FALSE),VLOOKUP(Data!$W22,tabulka_panely_def,AB$1-18,FALSE))","v":{"$error":"#N/A"}},{"$f":"IF(Data!$W22<MIN(Panely!$A$9:$A$28),VLOOKUP(Data!$W22,tabulka_kce_def,AC$1-20,FALSE),VLOOKUP(Data!$W22,tabulka_panely_def,AC$1-18,FALSE))","v":{"$error":"#N/A"}},{"$f":"IF(Data!$W22<MIN(Panely!$A$9:$A$28),VLOOKUP(Data!$W22,tabulka_kce_def,AD$1-20,FALSE),VLOOKUP(Data!$W22,tabulka_panely_def,AD$1-18,FALSE))","v":{"$error":"#N/A"}},{"$f":"IF(Data!$W22<MIN(Panely!$A$9:$A$28),VLOOKUP(Data!$W22,tabulka_kce_def,AE$1-20,FALSE),VLOOKUP(Data!$W22,tabulka_panely_def,AE$1-18,FALSE))","v":{"$error":"#N/A"}},{"$f":"IF(Data!$W22<MIN(Panely!$A$9:$A$28),VLOOKUP(Data!$W22,tabulka_kce_def,AF$1-20,FALSE),VLOOKUP(Data!$W22,tabulka_panely_def,AF$1-18,FALSE))","v":{"$error":"#N/A"}},{"$f":"IF(Data!$W22<MIN(Panely!$A$9:$A$28),VLOOKUP(Data!$W22,tabulka_kce_def,AG$1-20,FALSE),VLOOKUP(Data!$W22,tabulka_panely_def,AG$1-18,FALSE))","v":{"$error":"#N/A"}},{"$f":"IF(Data!$W22<MIN(Panely!$A$9:$A$28),VLOOKUP(Data!$W22,tabulka_kce_def,AH$1-20,FALSE),VLOOKUP(Data!$W22,tabulka_panely_def,AH$1-18,FALSE))","v":{"$error":"#N/A"}},{"$f":"IF(Data!$W22<MIN(Panely!$A$9:$A$28),VLOOKUP(Data!$W22,tabulka_kce_def,AI$1-20,FALSE),VLOOKUP(Data!$W22,tabulka_panely_def,AI$1-18,FALSE))","v":{"$error":"#N/A"}},{"$f":"IF(Data!$W22<MIN(Panely!$A$9:$A$28),VLOOKUP(Data!$W22,tabulka_kce_def,AJ$1-20,FALSE),VLOOKUP(Data!$W22,tabulka_panely_def,AJ$1-18,FALSE))","v":{"$error":"#N/A"}},{"$f":"IF(Data!$W22<MIN(Panely!$A$9:$A$28),VLOOKUP(Data!$W22,tabulka_kce_def,AK$1-20,FALSE),VLOOKUP(Data!$W22,tabulka_panely_def,AK$1-18,FALSE))","v":{"$error":"#N/A"}},{"$f":"IF(Data!$W22<MIN(Panely!$A$9:$A$28),VLOOKUP(Data!$W22,tabulka_kce_def,AL$1-20,FALSE),VLOOKUP(Data!$W22,tabulka_panely_def,AL$1-18,FALSE))","v":{"$error":"#N/A"}},{"$f":"IF(Data!$W22<MIN(Panely!$A$9:$A$28),VLOOKUP(Data!$W22,tabulka_kce_def,AM$1-20,FALSE),VLOOKUP(Data!$W22,tabulka_panely_def,AM$1-18,FALSE))","v":{"$error":"#N/A"}},22,{"$f":"IF(Data!$W22<MIN(Panely!$A$9:$A$28),VLOOKUP(Data!$W22,tabulka_kce_def,63,FALSE),0)","v":0},{"$f":"IF(Data!$W22<MIN(Panely!$A$9:$A$28),VLOOKUP(Data!$W22,tabulka_kce_def,28,FALSE),1)","v":1},{"$f":"IF(Data!$W22<MIN(Panely!$A$9:$A$28),VLOOKUP(Data!$W22,tabulka_kce_def,23,FALSE),VLOOKUP(Data!$W22,tabulka_panely_def,24,FALSE))","v":{"$error":"#N/A"}},null,0,null,0,0,{"$error":"#N/A"},0,{"$f":"IF(AND(W22>MAX(Konstrukce!A:A),ISNUMBER(W22)),1,0)","v":0}]
[null,"=",{"$f":"IF(Data!$B23<MIN(Panely!$A$9:$A$28),VLOOKUP(Data!$B23,tabulka_kce_def,4,FALSE),VLOOKUP(Data!$B23,tabulka_panely_def,4,FALSE))","v":{"$error":"#N/A"}},{"$f":"IF(Data!$B23<MIN(Panely!$A$9:$A$28),VLOOKUP(Data!$B23,tabulka_kce_def,23,FALSE),VLOOKUP(Data!$B23,tabulka_panely_def,24,FALSE))","v":{"$error":"#N/A"}},{"$f":"IF(Data!$B23<MIN(Panely!$A$9:$A$28),VLOOKUP(Data!$B23,tabulka_kce_def,21,FALSE),VLOOKUP(Data!$B23,tabulka_panely_def,22,FALSE))","v":{"$error":"#N/A"}},{"$f":"IF(Data!$B23<MIN(Panely!$A$9:$A$28),VLOOKUP(Data!$B23,tabulka_kce_def,26,FALSE),VLOOKUP(Data!$B23,tabulka_panely_def,31,FALSE))","v":{"$error":"#N/A"}},{"$f":"IF(Data!$B23<MIN(Panely!$A$9:$A$28),VLOOKUP(Data!$B23,tabulka_kce_def,27,FALSE),VLOOKUP(Data!$B23,tabulka_panely_def,32,FALSE))","v":{"$error":"#N/A"}},{"$f":"IF(VLOOKUP(Data!$B23,tabulka_kce_def,3,FALSE)=\"\",Konstrukce!$G$1,IF(VLOOKUP(Data!$B23,tabulka_kce_def,3,FALSE)=\"z\",Konstrukce!$G$2,VLOOKUP(Data!$B23,tabulka_kce_def,3,FALSE)))","v":{"$error":"#N/A"}},{"$f":"IF(Data!$B23<MIN(Panely!$A$9:$A$28),0,VLOOKUP(Data!$B23,tabulka_panely_def,25,FALSE))","v":{"$error":"#N/A"}},{"$f":"IF(Data!$B23<MIN(Panely!$A$9:$A$28),VLOOKUP(Data!$B23,tabulka_kce_def,24,FALSE),VLOOKUP(Data!$B23,tabulka_panely_def,33,FALSE))","v":{"$error":"#N/A"}},{"$f":"Konstrukce!$D$1","v":15},{"$f":"Konstrukce!$D$2","v":15},{"$f":"Konstrukce!$G$1","v":0},{"$f":"IF(Data!$B23<MIN(Panely!$A$9:$A$28),VLOOKUP(Data!$B23,tabulka_kce_def,59,FALSE),VLOOKUP(Data!$B23,tabulka_panely_def,63,FALSE))","v":{"$error":"#N/A"}},{"$f":"IF(Data!$B23<MIN(Panely!$A$9:$A$28),VLOOKUP(Data!$B23,tabulka_kce_def,60,FALSE),VLOOKUP(Data!$B23,tabulka_panely_def,64,FALSE))","v":{"$error":"#N/A"}},{"$f":"IF(Data!$B23<MIN(Panely!$A$9:$A$28),VLOOKUP(Data!$B23,tabulka_kce_def,61,FALSE),VLOOKUP(Data!$B23,tabulka_panely_def,65,FALSE))","v":{"$error":"#N/A"}},{"$f":"IF(Data!$B23<MIN(Panely!$A$9:$A$28),VLOOKUP(Data!$B23,tabulka_kce_def,25,FALSE),0)","v":0},{"$error":"#N/A"},null,null,null,null,"=",{"$f":"IF(Data!$W23<MIN(Panely!$A$9:$A$28),VLOOKUP(Data!$W23,tabulka_kce_def,62,FALSE),VLOOKUP(Data!$W23,tabulka_panely_def,65,FALSE))","v":{"$error":"#N/A"}},{"$f":"IF(Data!$W23<MIN(Panely!$A$9:$A$28),VLOOKUP(Data!$W23,tabulka_kce_def,Y$1-20,FALSE),VLOOKUP(Data!$W23,tabulka_panely_def,Y$1-18,FALSE))","v":{"$error":"#N/A"}},{"$f":"IF(Data!$W23<MIN(Panely!$A$9:$A$28),VLOOKUP(Data!$W23,tabulka_kce_def,Z$1-20,FALSE),VLOOKUP(Data!$W23,tabulka_panely_def,Z$1-18,FALSE))","v":{"$error":"#N/A"}},{"$f":"IF(Data!$W23<MIN(Panely!$A$9:$A$28),VLOOKUP(Data!$W23,tabulka_kce_def,AA$1-20,FALSE),VLOOKUP(Data!$W23,tabulka_panely_def,AA$1-18,FALSE))","v":{"$error":"#N/A"}},{"$f":"IF(Data!$W23<MIN(Panely!$A$9:$A$28),VLOOKUP(Data!$W23,tabulka_kce_def,AB$1-20,FALSE),VLOOKUP(Data!$W23,tabulka_panely_def,AB$1-18,FALSE))","v":{"$error":"#N/A"}},{"$f":"IF(Data!$W23<MIN(Panely!$A$9:$A$28),VLOOKUP(Data!$W23,tabulka_kce_def,AC$1-20,FALSE),VLOOKUP(Data!$W23,tabulka_panely_def,AC$1-18,FALSE))","v":{"$error":"#N/A"}},{"$f":"IF(Data!$W23<MIN(Panely!$A$9:$A$28),VLOOKUP(Data!$W23,tabulka_kce_def,AD$1-20,FALSE),VLOOKUP(Data!$W23,tabulka_panely_def,AD$1-18,FALSE))","v":{"$error":"#N/A"}},{"$f":"IF(Data!$W23<MIN(Panely!$A$9:$A$28),VLOOKUP(Data!$W23,tabulka_kce_def,AE$1-20,FALSE),VLOOKUP(Data!$W23,tabulka_panely_def,AE$1-18,FALSE))","v":{"$error":"#N/A"}},{"$f":"IF(Data!$W23<MIN(Panely!$A$9:$A$28),VLOOKUP(Data!$W23,tabulka_kce_def,AF$1-20,FALSE),VLOOKUP(Data!$W23,tabulka_panely_def,AF$1-18,FALSE))","v":{"$error":"#N/A"}},{"$f":"IF(Data!$W23<MIN(Panely!$A$9:$A$28),VLOOKUP(Data!$W23,tabulka_kce_def,AG$1-20,FALSE),VLOOKUP(Data!$W23,tabulka_panely_def,AG$1-18,FALSE))","v":{"$error":"#N/A"}},{"$f":"IF(Data!$W23<MIN(Panely!$A$9:$A$28),VLOOKUP(Data!$W23,tabulka_kce_def,AH$1-20,FALSE),VLOOKUP(Data!$W23,tabulka_panely_def,AH$1-18,FALSE))","v":{"$error":"#N/A"}},{"$f":"IF(Data!$W23<MIN(Panely!$A$9:$A$28),VLOOKUP(Data!$W23,tabulka_kce_def,AI$1-20,FALSE),VLOOKUP(Data!$W23,tabulka_panely_def,AI$1-18,FALSE))","v":{"$error":"#N/A"}},{"$f":"IF(Data!$W23<MIN(Panely!$A$9:$A$28),VLOOKUP(Data!$W23,tabulka_kce_def,AJ$1-20,FALSE),VLOOKUP(Data!$W23,tabulka_panely_def,AJ$1-18,FALSE))","v":{"$error":"#N/A"}},{"$f":"IF(Data!$W23<MIN(Panely!$A$9:$A$28),VLOOKUP(Data!$W23,tabulka_kce_def,AK$1-20,FALSE),VLOOKUP(Data!$W23,tabulka_panely_def,AK$1-18,FALSE))","v":{"$error":"#N/A"}},{"$f":"IF(Data!$W23<MIN(Panely!$A$9:$A$28),VLOOKUP(Data!$W23,tabulka_kce_def,AL$1-20,FALSE),VLOOKUP(Data!$W23,tabulka_panely_def,AL$1-18,FALSE))","v":{"$error":"#N/A"}},{"$f":"IF(Data!$W23<MIN(Panely!$A$9:$A$28),VLOOKUP(Data!$W23,tabulka_kce_def,AM$1-20,FALSE),VLOOKUP(Data!$W23,tabulka_panely_def,AM$1-18,FALSE))","v":{"$error":"#N/A"}},23,{"$f":"IF(Data!$W23<MIN(Panely!$A$9:$A$28),VLOOKUP(Data!$W23,tabulka_kce_def,63,FALSE),0)","v":0},{"$f":"IF(Data!$W23<MIN(Panely!$A$9:$A$28),VLOOKUP(Data!$W23,tabulka_kce_def,28,FALSE),1)","v":1},{"$f":"IF(Data!$W23<MIN(Panely!$A$9:$A$28),VLOOKUP(Data!$W23,tabulka_kce_def,23,FALSE),VLOOKUP(Data!$W23,tabulka_panely_def,24,FALSE))","v":{"$error":"#N/A"}},null,0,null,0,0,{"$error":"#N/A"},0,{"$f":"IF(AND(W23>MAX(Konstrukce!A:A),ISNUMBER(W23)),1,0)","v":0}]
[null,"=",{"$f":"IF(Data!$B24<MIN(Panely!$A$9:$A$28),VLOOKUP(Data!$B24,tabulka_kce_def,4,FALSE),VLOOKUP(Data!$B24,tabulka_panely_def,4,FALSE))","v":{"$error":"#N/A"}},{"$f":"IF(Data!$B24<MIN(Panely!$A$9:$A$28),VLOOKUP(Data!$B24,tabulka_kce_def,23,FALSE),VLOOKUP(Data!$B24,tabulka_panely_def,24,FALSE))","v":{"$error":"#N/A"}},{"$f":"IF(Data!$B24<MIN(Panely!$A$9:$A$28),VLOOKUP(Data!$B24,tabulka_kce_def,21,FALSE),VLOOKUP(Data!$B24,tabulka_panely_def,22,FALSE))","v":{"$error":"#N/A"}},{"$f":"IF(Data!$B24<MIN(Panely!$A$9:$A$28),VLOOKUP(Data!$B24,tabulka_kce_def,26,FALSE),VLOOKUP(Data!$B24,tabulka_panely_def,31,FALSE))","v":{"$error":"#N/A"}},{"$f":"IF(Data!$B24<MIN(Panely!$A$9:$A$28),VLOOKUP(Data!$B24,tabulka_kce_def,27,FALSE),VLOOKUP(Data!$B24,tabulka_panely_def,32,FALSE))","v":{"$error":"#N/A"}},{"$f":"IF(VLOOKUP(Data!$B24,tabulka_kce_def,3,FALSE)=\"\",Konstrukce!$G$1,IF(VLOOKUP(Data!$B24,tabulka_kce_def,3,FALSE)=\"z\",Konstrukce!$G$2,VLOOKUP(Data!$B24,tabulka_kce_def,3,FALSE)))","v":{"$error":"#N/A"}},{"$f":"IF(Data!$B24<MIN(Panely!$A$9:$A$28),0,VLOOKUP(Data!$B24,tabulka_panely_def,25,FALSE))","v":{"$error":"#N/A"}},{"$f":"IF(Data!$B24<MIN(Panely!$A$9:$A$28),VLOOKUP(Data!$B24,tabulka_kce_def,24,FALSE),VLOOKUP(Data!$B24,tabulka_panely_def,33,FALSE))","v":{"$error":"#N/A"}},{"$f":"Konstrukce!$D$1","v":15},{"$f":"Konstrukce!$D$2","v":15},{"$f":"Konstrukce!$G$1","v":0},{"$f":"IF(Data!$B24<MIN(Panely!$A$9:$A$28),VLOOKUP(Data!$B24,tabulka_kce_def,59,FALSE),VLOOKUP(Data!$B24,tabulka_panely_def,63,FALSE))","v":{"$error":"#N/A"}},{"$f":"IF(Data!$B24<MIN(Panely!$A$9:$A$28),VLOOKUP(Data!$B24,tabulka_kce_def,60,FALSE),VLOOKUP(Data!$B24,tabulka_panely_def,64,FALSE))","v":{"$error":"#N/A"}},{"$f":"IF(Data!$B24<MIN(Panely!$A$9:$A$28),VLOOKUP(Data!$B24,tabulka_kce_def,61,FALSE),VLOOKUP(Data!$B24,tabulka_panely_def,65,FALSE))","v":{"$error":"#N/A"}},{"$f":"IF(Data!$B24<MIN(Panely!$A$9:$A$28),VLOOKUP(Data!$B24,tabulka_kce_def,25,FALSE),0)","v":0},{"$error":"#N/A"},null,null,null,null,"=",{"$f":"IF(Data!$W24<MIN(Panely!$A$9:$A$28),VLOOKUP(Data!$W24,tabulka_kce_def,62,FALSE),VLOOKUP(Data!$W24,tabulka_panely_def,65,FALSE))","v":{"$error":"#N/A"}},{"$f":"IF(Data!$W24<MIN(Panely!$A$9:$A$28),VLOOKUP(Data!$W24,tabulka_kce_def,Y$1-20,FALSE),VLOOKUP(Data!$W24,tabulka_panely_def,Y$1-18,FALSE))","v":{"$error":"#N/A"}},{"$f":"IF(Data!$W24<MIN(Panely!$A$9:$A$28),VLOOKUP(Data!$W24,tabulka_kce_def,Z$1-20,FALSE),VLOOKUP(Data!$W24,tabulka_panely_def,Z$1-18,FALSE))","v":{"$error":"#N/A"}},{"$f":"IF(Data!$W24<MIN(Panely!$A$9:$A$28),VLOOKUP(Data!$W24,tabulka_kce_def,AA$1-20,FALSE),VLOOKUP(Data!$W24,tabulka_panely_def,AA$1-18,FALSE))","v":{"$error":"#N/A"}},{"$f":"IF(Data!$W24<MIN(Panely!$A$9:$A$28),VLOOKUP(Data!$W24,tabulka_kce_def,AB$1-20,FALSE),VLOOKUP(Data!$W24,tabulka_panely_def,AB$1-18,FALSE))","v":{"$error":"#N/A"}},{"$f":"IF(Data!$W24<MIN(Panely!$A$9:$A$28),VLOOKUP(Data!$W24,tabulka_kce_def,AC$1-20,FALSE),VLOOKUP(Data!$W24,tabulka_panely_def,AC$1-18,FALSE))","v":{"$error":"#N/A"}},{"$f":"IF(Data!$W24<MIN(Panely!$A$9:$A$28),VLOOKUP(Data!$W24,tabulka_kce_def,AD$1-20,FALSE),VLOOKUP(Data!$W24,tabulka_panely_def,AD$1-18,FALSE))","v":{"$error":"#N/A"}},{"$f":"IF(Data!$W24<MIN(Panely!$A$9:$A$28),VLOOKUP(Data!$W24,tabulka_kce_def,AE$1-20,FALSE),VLOOKUP(Data!$W24,tabulka_panely_def,AE$1-18,FALSE))","v":{"$error":"#N/A"}},{"$f":"IF(Data!$W24<MIN(Panely!$A$9:$A$28),VLOOKUP(Data!$W24,tabulka_kce_def,AF$1-20,FALSE),VLOOKUP(Data!$W24,tabulka_panely_def,AF$1-18,FALSE))","v":{"$error":"#N/A"}},{"$f":"IF(Data!$W24<MIN(Panely!$A$9:$A$28),VLOOKUP(Data!$W24,tabulka_kce_def,AG$1-20,FALSE),VLOOKUP(Data!$W24,tabulka_panely_def,AG$1-18,FALSE))","v":{"$error":"#N/A"}},{"$f":"IF(Data!$W24<MIN(Panely!$A$9:$A$28),VLOOKUP(Data!$W24,tabulka_kce_def,AH$1-20,FALSE),VLOOKUP(Data!$W24,tabulka_panely_def,AH$1-18,FALSE))","v":{"$error":"#N/A"}},{"$f":"IF(Data!$W24<MIN(Panely!$A$9:$A$28),VLOOKUP(Data!$W24,tabulka_kce_def,AI$1-20,FALSE),VLOOKUP(Data!$W24,tabulka_panely_def,AI$1-18,FALSE))","v":{"$error":"#N/A"}},{"$f":"IF(Data!$W24<MIN(Panely!$A$9:$A$28),VLOOKUP(Data!$W24,tabulka_kce_def,AJ$1-20,FALSE),VLOOKUP(Data!$W24,tabulka_panely_def,AJ$1-18,FALSE))","v":{"$error":"#N/A"}},{"$f":"IF(Data!$W24<MIN(Panely!$A$9:$A$28),VLOOKUP(Data!$W24,tabulka_kce_def,AK$1-20,FALSE),VLOOKUP(Data!$W24,tabulka_panely_def,AK$1-18,FALSE))","v":{"$error":"#N/A"}},{"$f":"IF(Data!$W24<MIN(Panely!$A$9:$A$28),VLOOKUP(Data!$W24,tabulka_kce_def,AL$1-20,FALSE),VLOOKUP(Data!$W24,tabulka_panely_def,AL$1-18,FALSE))","v":{"$error":"#N/A"}},{"$f":"IF(Data!$W24<MIN(Panely!$A$9:$A$28),VLOOKUP(Data!$W24,tabulka_kce_def,AM$1-20,FALSE),VLOOKUP(Data!$W24,tabulka_panely_def,AM$1-18,FALSE))","v":{"$error":"#N/A"}},24,{"$f":"IF(Data!$W24<MIN(Panely!$A$9:$A$28),VLOOKUP(Data!$W24,tabulka_kce_def,63,FALSE),0)","v":0},{"$f":"IF(Data!$W24<MIN(Panely!$A$9:$A$28),VLOOKUP(Data!$W24,tabulka_kce_def,28,FALSE),1)","v":1},{"$f":"IF(Data!$W24<MIN(Panely!$A$9:$A$28),VLOOKUP(Data!$W24,tabulka_kce_def,23,FALSE),VLOOKUP(Data!$W24,tabulka_panely_def,24,FALSE))","v":{"$error":"#N/A"}},null,0,null,0,0,{"$error":"#N/A"},0,{"$f":"IF(AND(W24>MAX(Konstrukce!A:A),ISNUMBER(W24)),1,0)","v":0}]
[null,"=",{"$f":"IF(Data!$B25<MIN(Panely!$A$9:$A$28),VLOOKUP(Data!$B25,tabulka_kce_def,4,FALSE),VLOOKUP(Data!$B25,tabulka_panely_def,4,FALSE))","v":{"$error":"#N/A"}},{"$f":"IF(Data!$B25<MIN(Panely!$A$9:$A$28),VLOOKUP(Data!$B25,tabulka_kce_def,23,FALSE),VLOOKUP(Data!$B25,tabulka_panely_def,24,FALSE))","v":{"$error":"#N/A"}},{"$f":"IF(Data!$B25<MIN(Panely!$A$9:$A$28),VLOOKUP(Data!$B25,tabulka_kce_def,21,FALSE),VLOOKUP(Data!$B25,tabulka_panely_def,22,FALSE))","v":{"$error":"#N/A"}},{"$f":"IF(Data!$B25<MIN(Panely!$A$9:$A$28),VLOOKUP(Data!$B25,tabulka_kce_def,26,FALSE),VLOOKUP(Data!$B25,tabulka_panely_def,31,FALSE))","v":{"$error":"#N/A"}},{"$f":"IF(Data!$B25<MIN(Panely!$A$9:$A$28),VLOOKUP(Data!$B25,tabulka_kce_def,27,FALSE),VLOOKUP(Data!$B25,tabulka_panely_def,32,FALSE))","v":{"$error":"#N/A"}},{"$f":"IF(VLOOKUP(Data!$B25,tabulka_kce_def,3,FALSE)=\"\",Konstrukce!$G$1,IF(VLOOKUP(Data!$B25,tabulka_kce_def,3,FALSE)=\"z\",Konstrukce!$G$2,VLOOKUP(Data!$B25,tabulka_kce_def,3,FALSE)))","v":{"$error":"#N/A"}},{"$f":"IF(Data!$B25<MIN(Panely!$A$9:$A$28),0,VLOOKUP(Data!$B25,tabulka_panely_def,25,FALSE))","v":{"$error":"#N/A"}},{"$f":"IF(Data!$B25<MIN(Panely!$A$9:$A$28),VLOOKUP(Data!$B25,tabulka_kce_def,24,FALSE),VLOOKUP(Data!$B25,tabulka_panely_def,33,FALSE))","v":{"$error":"#N/A"}},{"$f":"Konstrukce!$D$1","v":15},{"$f":"Konstrukce!$D$2","v":15},{"$f":"Konstrukce!$G$1","v":0},{"$f":"IF(Data!$B25<MIN(Panely!$A$9:$A$28),VLOOKUP(Data!$B25,tabulka_kce_def,59,FALSE),VLOOKUP(Data!$B25,tabulka_panely_def,63,FALSE))","v":{"$error":"#N/A"}},{"$f":"IF(Data!$B25<MIN(Panely!$A$9:$A$28),VLOOKUP(Data!$B25,tabulka_kce_def,60,FALSE),VLOOKUP(Data!$B25,tabulka_panely_def,64,FALSE))","v":{"$error":"#N/A"}},{"$f":"IF(Data!$B25<MIN(Panely!$A$9:$A$28),VLOOKUP(Data!$B25,tabulka_kce_def,61,FALSE),VLOOKUP(Data!$B25,tabulka_panely_def,65,FALSE))","v":{"$error":"#N/A"}},{"$f":"IF(Data!$B25<MIN(Panely!$A$9:$A$28),VLOOKUP(Data!$B25,tabulka_kce_def,25,FALSE),0)","v":0},{"$error":"#N/A"},null,null,null,null,"=",{"$f":"IF(Data!$W25<MIN(Panely!$A$9:$A$28),VLOOKUP(Data!$W25,tabulka_kce_def,62,FALSE),VLOOKUP(Data!$W25,tabulka_panely_def,65,FALSE))","v":{"$error":"#N/A"}},{"$f":"IF(Data!$W25<MIN(Panely!$A$9:$A$28),VLOOKUP(Data!$W25,tabulka_kce_def,Y$1-20,FALSE),VLOOKUP(Data!$W25,tabulka_panely_def,Y$1-18,FALSE))","v":{"$error":"#N/A"}},{"$f":"IF(Data!$W25<MIN(Panely!$A$9:$A$28),VLOOKUP(Data!$W25,tabulka_kce_def,Z$1-20,FALSE),VLOOKUP(Data!$W25,tabulka_panely_def,Z$1-18,FALSE))","v":{"$error":"#N/A"}},{"$f":"IF(Data!$W25<MIN(Panely!$A$9:$A$28),VLOOKUP(Data!$W25,tabulka_kce_def,AA$1-20,FALSE),VLOOKUP(Data!$W25,tabulka_panely_def,AA$1-18,FALSE))","v":{"$error":"#N/A"}},{"$f":"IF(Data!$W25<MIN(Panely!$A$9:$A$28),VLOOKUP(Data!$W25,tabulka_kce_def,AB$1-20,FALSE),VLOOKUP(Data!$W25,tabulka_panely_def,AB$1-18,FALSE))","v":{"$error":"#N/A"}},{"$f":"IF(Data!$W25<MIN(Panely!$A$9:$A$28),VLOOKUP(Data!$W25,tabulka_kce_def,AC$1-20,FALSE),VLOOKUP(Data!$W25,tabulka_panely_def,AC$1-18,FALSE))","v":{"$error":"#N/A"}},{"$f":"IF(Data!$W25<MIN(Panely!$A$9:$A$28),VLOOKUP(Data!$W25,tabulka_kce_def,AD$1-20,FALSE),VLOOKUP(Data!$W25,tabulka_panely_def,AD$1-18,FALSE))","v":{"$error":"#N/A"}},{"$f":"IF(Data!$W25<MIN(Panely!$A$9:$A$28),VLOOKUP(Data!$W25,tabulka_kce_def,AE$1-20,FALSE),VLOOKUP(Data!$W25,tabulka_panely_def,AE$1-18,FALSE))","v":{"$error":"#N/A"}},{"$f":"IF(Data!$W25<MIN(Panely!$A$9:$A$28),VLOOKUP(Data!$W25,tabulka_kce_def,AF$1-20,FALSE),VLOOKUP(Data!$W25,tabulka_panely_def,AF$1-18,FALSE))","v":{"$error":"#N/A"}},{"$f":"IF(Data!$W25<MIN(Panely!$A$9:$A$28),VLOOKUP(Data!$W25,tabulka_kce_def,AG$1-20,FALSE),VLOOKUP(Data!$W25,tabulka_panely_def,AG$1-18,FALSE))","v":{"$error":"#N/A"}},{"$f":"IF(Data!$W25<MIN(Panely!$A$9:$A$28),VLOOKUP(Data!$W25,tabulka_kce_def,AH$1-20,FALSE),VLOOKUP(Data!$W25,tabulka_panely_def,AH$1-18,FALSE))","v":{"$error":"#N/A"}},{"$f":"IF(Data!$W25<MIN(Panely!$A$9:$A$28),VLOOKUP(Data!$W25,tabulka_kce_def,AI$1-20,FALSE),VLOOKUP(Data!$W25,tabulka_panely_def,AI$1-18,FALSE))","v":{"$error":"#N/A"}},{"$f":"IF(Data!$W25<MIN(Panely!$A$9:$A$28),VLOOKUP(Data!$W25,tabulka_kce_def,AJ$1-20,FALSE),VLOOKUP(Data!$W25,tabulka_panely_def,AJ$1-18,FALSE))","v":{"$error":"#N/A"}},{"$f":"IF(Data!$W25<MIN(Panely!$A$9:$A$28),VLOOKUP(Data!$W25,tabulka_kce_def,AK$1-20,FALSE),VLOOKUP(Data!$W25,tabulka_panely_def,AK$1-18,FALSE))","v":{"$error":"#N/A"}},{"$f":"IF(Data!$W25<MIN(Panely!$A$9:$A$28),VLOOKUP(Data!$W25,tabulka_kce_def,AL$1-20,FALSE),VLOOKUP(Data!$W25,tabulka_panely_def,AL$1-18,FALSE))","v":{"$error":"#N/A"}},{"$f":"IF(Data!$W25<MIN(Panely!$A$9:$A$28),VLOOKUP(Data!$W25,tabulka_kce_def,AM$1-20,FALSE),VLOOKUP(Data!$W25,tabulka_panely_def,AM$1-18,FALSE))","v":{"$error":"#N/A"}},25,{"$f":"IF(Data!$W25<MIN(Panely!$A$9:$A$28),VLOOKUP(Data!$W25,tabulka_kce_def,63,FALSE),0)","v":0},{"$f":"IF(Data!$W25<MIN(Panely!$A$9:$A$28),VLOOKUP(Data!$W25,tabulka_kce_def,28,FALSE),1)","v":1},{"$f":"IF(Data!$W25<MIN(Panely!$A$9:$A$28),VLOOKUP(Data!$W25,tabulka_kce_def,23,FALSE),VLOOKUP(Data!$W25,tabulka_panely_def,24,FALSE))","v":{"$error":"#N/A"}},null,0,null,0,0,{"$error":"#N/A"},0,{"$f":"IF(AND(W25>MAX(Konstrukce!A:A),ISNUMBER(W25)),1,0)","v":0}]
[null,"=",{"$f":"IF(Data!$B26<MIN(Panely!$A$9:$A$28),VLOOKUP(Data!$B26,tabulka_kce_def,4,FALSE),VLOOKUP(Data!$B26,tabulka_panely_def,4,FALSE))","v":{"$error":"#N/A"}},{"$f":"IF(Data!$B26<MIN(Panely!$A$9:$A$28),VLOOKUP(Data!$B26,tabulka_kce_def,23,FALSE),VLOOKUP(Data!$B26,tabulka_panely_def,24,FALSE))","v":{"$error":"#N/A"}},{"$f":"IF(Data!$B26<MIN(Panely!$A$9:$A$28),VLOOKUP(Data!$B26,tabulka_kce_def,21,FALSE),VLOOKUP(Data!$B26,tabulka_panely_def,22,FALSE))","v":{"$error":"#N/A"}},{"$f":"IF(Data!$B26<MIN(Panely!$A$9:$A$28),VLOOKUP(Data!$B26,tabulka_kce_def,26,FALSE),VLOOKUP(Data!$B26,tabulka_panely_def,31,FALSE))","v":{"$error":"#N/A"}},{"$f":"IF(Data!$B26<MIN(Panely!$A$9:$A$28),VLOOKUP(Data!$B26,tabulka_kce_def,27,FALSE),VLOOKUP(Data!$B26,tabulka_panely_def,32,FALSE))","v":{"$error":"#N/A"}},{"$f":"IF(VLOOKUP(Data!$B26,tabulka_kce_def,3,FALSE)=\"\",Konstrukce!$G$1,IF(VLOOKUP(Data!$B26,tabulka_kce_def,3,FALSE)=\"z\",Konstrukce!$G$2,VLOOKUP(Data!$B26,tabulka_kce_def,3,FALSE)))","v":{"$error":"#N/A"}},{"$f":"IF(Data!$B26<MIN(Panely!$A$9:$A$28),0,VLOOKUP(Data!$B26,tabulka_panely_def,25,FALSE))","v":{"$error":"#N/A"}},{"$f":"IF(Data!$B26<MIN(Panely!$A$9:$A$28),VLOOKUP(Data!$B26,tabulka_kce_def,24,FALSE),VLOOKUP(Data!$B26,tabulka_panely_def,33,FALSE))","v":{"$error":"#N/A"}},{"$f":"Konstrukce!$D$1","v":15},{"$f":"Konstrukce!$D$2","v":15},{"$f":"Konstrukce!$G$1","v":0},{"$f":"IF(Data!$B26<MIN(Panely!$A$9:$A$28),VLOOKUP(Data!$B26,tabulka_kce_def,59,FALSE),VLOOKUP(Data!$B26,tabulka_panely_def,63,FALSE))","v":{"$error":"#N/A"}},{"$f":"IF(Data!$B26<MIN(Panely!$A$9:$A$28),VLOOKUP(Data!$B26,tabulka_kce_def,60,FALSE),VLOOKUP(Data!$B26,tabulka_panely_def,64,FALSE))","v":{"$error":"#N/A"}},{"$f":"IF(Data!$B26<MIN(Panely!$A$9:$A$28),VLOOKUP(Data!$B26,tabulka_kce_def,61,FALSE),VLOOKUP(Data!$B26,tabulka_panely_def,65,FALSE))","v":{"$error":"#N/A"}},{"$f":"IF(Data!$B26<MIN(Panely!$A$9:$A$28),VLOOKUP(Data!$B26,tabulka_kce_def,25,FALSE),0)","v":0},{"$error":"#N/A"},null,null,null,null,"=",{"$f":"IF(Data!$W26<MIN(Panely!$A$9:$A$28),VLOOKUP(Data!$W26,tabulka_kce_def,62,FALSE),VLOOKUP(Data!$W26,tabulka_panely_def,65,FALSE))","v":{"$error":"#N/A"}},{"$f":"IF(Data!$W26<MIN(Panely!$A$9:$A$28),VLOOKUP(Data!$W26,tabulka_kce_def,Y$1-20,FALSE),VLOOKUP(Data!$W26,tabulka_panely_def,Y$1-18,FALSE))","v":{"$error":"#N/A"}},{"$f":"IF(Data!$W26<MIN(Panely!$A$9:$A$28),VLOOKUP(Data!$W26,tabulka_kce_def,Z$1-20,FALSE),VLOOKUP(Data!$W26,tabulka_panely_def,Z$1-18,FALSE))","v":{"$error":"#N/A"}},{"$f":"IF(Data!$W26<MIN(Panely!$A$9:$A$28),VLOOKUP(Data!$W26,tabulka_kce_def,AA$1-20,FALSE),VLOOKUP(Data!$W26,tabulka_panely_def,AA$1-18,FALSE))","v":{"$error":"#N/A"}},{"$f":"IF(Data!$W26<MIN(Panely!$A$9:$A$28),VLOOKUP(Data!$W26,tabulka_kce_def,AB$1-20,FALSE),VLOOKUP(Data!$W26,tabulka_panely_def,AB$1-18,FALSE))","v":{"$error":"#N/A"}},{"$f":"IF(Data!$W26<MIN(Panely!$A$9:$A$28),VLOOKUP(Data!$W26,tabulka_kce_def,AC$1-20,FALSE),VLOOKUP(Data!$W26,tabulka_panely_def,AC$1-18,FALSE))","v":{"$error":"#N/A"}},{"$f":"IF(Data!$W26<MIN(Panely!$A$9:$A$28),VLOOKUP(Data!$W26,tabulka_kce_def,AD$1-20,FALSE),VLOOKUP(Data!$W26,tabulka_panely_def,AD$1-18,FALSE))","v":{"$error":"#N/A"}},{"$f":"IF(Data!$W26<MIN(Panely!$A$9:$A$28),VLOOKUP(Data!$W26,tabulka_kce_def,AE$1-20,FALSE),VLOOKUP(Data!$W26,tabulka_panely_def,AE$1-18,FALSE))","v":{"$error":"#N/A"}},{"$f":"IF(Data!$W26<MIN(Panely!$A$9:$A$28),VLOOKUP(Data!$W26,tabulka_kce_def,AF$1-20,FALSE),VLOOKUP(Data!$W26,tabulka_panely_def,AF$1-18,FALSE))","v":{"$error":"#N/A"}},{"$f":"IF(Data!$W26<MIN(Panely!$A$9:$A$28),VLOOKUP(Data!$W26,tabulka_kce_def,AG$1-20,FALSE),VLOOKUP(Data!$W26,tabulka_panely_def,AG$1-18,FALSE))","v":{"$error":"#N/A"}},{"$f":"IF(Data!$W26<MIN(Panely!$A$9:$A$28),VLOOKUP(Data!$W26,tabulka_kce_def,AH$1-20,FALSE),VLOOKUP(Data!$W26,tabulka_panely_def,AH$1-18,FALSE))","v":{"$error":"#N/A"}},{"$f":"IF(Data!$W26<MIN(Panely!$A$9:$A$28),VLOOKUP(Data!$W26,tabulka_kce_def,AI$1-20,FALSE),VLOOKUP(Data!$W26,tabulka_panely_def,AI$1-18,FALSE))","v":{"$error":"#N/A"}},{"$f":"IF(Data!$W26<MIN(Panely!$A$9:$A$28),VLOOKUP(Data!$W26,tabulka_kce_def,AJ$1-20,FALSE),VLOOKUP(Data!$W26,tabulka_panely_def,AJ$1-18,FALSE))","v":{"$error":"#N/A"}},{"$f":"IF(Data!$W26<MIN(Panely!$A$9:$A$28),VLOOKUP(Data!$W26,tabulka_kce_def,AK$1-20,FALSE),VLOOKUP(Data!$W26,tabulka_panely_def,AK$1-18,FALSE))","v":{"$error":"#N/A"}},{"$f":"IF(Data!$W26<MIN(Panely!$A$9:$A$28),VLOOKUP(Data!$W26,tabulka_kce_def,AL$1-20,FALSE),VLOOKUP(Data!$W26,tabulka_panely_def,AL$1-18,FALSE))","v":{"$error":"#N/A"}},{"$f":"IF(Data!$W26<MIN(Panely!$A$9:$A$28),VLOOKUP(Data!$W26,tabulka_kce_def,AM$1-20,FALSE),VLOOKUP(Data!$W26,tabulka_panely_def,AM$1-18,FALSE))","v":{"$error":"#N/A"}},26,{"$f":"IF(Data!$W26<MIN(Panely!$A$9:$A$28),VLOOKUP(Data!$W26,tabulka_kce_def,63,FALSE),0)","v":0},{"$f":"IF(Data!$W26<MIN(Panely!$A$9:$A$28),VLOOKUP(Data!$W26,tabulka_kce_def,28,FALSE),1)","v":1},{"$f":"IF(Data!$W26<MIN(Panely!$A$9:$A$28),VLOOKUP(Data!$W26,tabulka_kce_def,23,FALSE),VLOOKUP(Data!$W26,tabulka_panely_def,24,FALSE))","v":{"$error":"#N/A"}},null,0,null,0,0,{"$error":"#N/A"},0,{"$f":"IF(AND(W26>MAX(Konstrukce!A:A),ISNUMBER(W26)),1,0)","v":0}]
[null,"=",{"$f":"IF(Data!$B27<MIN(Panely!$A$9:$A$28),VLOOKUP(Data!$B27,tabulka_kce_def,4,FALSE),VLOOKUP(Data!$B27,tabulka_panely_def,4,FALSE))","v":{"$error":"#N/A"}},{"$f":"IF(Data!$B27<MIN(Panely!$A$9:$A$28),VLOOKUP(Data!$B27,tabulka_kce_def,23,FALSE),VLOOKUP(Data!$B27,tabulka_panely_def,24,FALSE))","v":{"$error":"#N/A"}},{"$f":"IF(Data!$B27<MIN(Panely!$A$9:$A$28),VLOOKUP(Data!$B27,tabulka_kce_def,21,FALSE),VLOOKUP(Data!$B27,tabulka_panely_def,22,FALSE))","v":{"$error":"#N/A"}},{"$f":"IF(Data!$B27<MIN(Panely!$A$9:$A$28),VLOOKUP(Data!$B27,tabulka_kce_def,26,FALSE),VLOOKUP(Data!$B27,tabulka_panely_def,31,FALSE))","v":{"$error":"#N/A"}},{"$f":"IF(Data!$B27<MIN(Panely!$A$9:$A$28),VLOOKUP(Data!$B27,tabulka_kce_def,27,FALSE),VLOOKUP(Data!$B27,tabulka_panely_def,32,FALSE))","v":{"$error":"#N/A"}},{"$f":"IF(VLOOKUP(Data!$B27,tabulka_kce_def,3,FALSE)=\"\",Konstrukce!$G$1,IF(VLOOKUP(Data!$B27,tabulka_kce_def,3,FALSE)=\"z\",Konstrukce!$G$2,VLOOKUP(Data!$B27,tabulka_kce_def,3,FALSE)))","v":{"$error":"#N/A"}},{"$f":"IF(Data!$B27<MIN(Panely!$A$9:$A$28),0,VLOOKUP(Data!$B27,tabulka_panely_def,25,FALSE))","v":{"$error":"#N/A"}},{"$f":"IF(Data!$B27<MIN(Panely!$A$9:$A$28),VLOOKUP(Data!$B27,tabulka_kce_def,24,FALSE),VLOOKUP(Data!$B27,tabulka_panely_def,33,FALSE))","v":{"$error":"#N/A"}},{"$f":"Konstrukce!$D$1","v":15},{"$f":"Konstrukce!$D$2","v":15},{"$f":"Konstrukce!$G$1","v":0},{"$f":"IF(Data!$B27<MIN(Panely!$A$9:$A$28),VLOOKUP(Data!$B27,tabulka_kce_def,59,FALSE),VLOOKUP(Data!$B27,tabulka_panely_def,63,FALSE))","v":{"$error":"#N/A"}},{"$f":"IF(Data!$B27<MIN(Panely!$A$9:$A$28),VLOOKUP(Data!$B27,tabulka_kce_def,60,FALSE),VLOOKUP(Data!$B27,tabulka_panely_def,64,FALSE))","v":{"$error":"#N/A"}},{"$f":"IF(Data!$B27<MIN(Panely!$A$9:$A$28),VLOOKUP(Data!$B27,tabulka_kce_def,61,FALSE),VLOOKUP(Data!$B27,tabulka_panely_def,65,FALSE))","v":{"$error":"#N/A"}},{"$f":"IF(Data!$B27<MIN(Panely!$A$9:$A$28),VLOOKUP(Data!$B27,tabulka_kce_def,25,FALSE),0)","v":0},{"$error":"#N/A"},null,null,null,null,"=",{"$f":"IF(Data!$W27<MIN(Panely!$A$9:$A$28),VLOOKUP(Data!$W27,tabulka_kce_def,62,FALSE),VLOOKUP(Data!$W27,tabulka_panely_def,65,FALSE))","v":{"$error":"#N/A"}},{"$f":"IF(Data!$W27<MIN(Panely!$A$9:$A$28),VLOOKUP(Data!$W27,tabulka_kce_def,Y$1-20,FALSE),VLOOKUP(Data!$W27,tabulka_panely_def,Y$1-18,FALSE))","v":{"$error":"#N/A"}},{"$f":"IF(Data!$W27<MIN(Panely!$A$9:$A$28),VLOOKUP(Data!$W27,tabulka_kce_def,Z$1-20,FALSE),VLOOKUP(Data!$W27,tabulka_panely_def,Z$1-18,FALSE))","v":{"$error":"#N/A"}},{"$f":"IF(Data!$W27<MIN(Panely!$A$9:$A$28),VLOOKUP(Data!$W27,tabulka_kce_def,AA$1-20,FALSE),VLOOKUP(Data!$W27,tabulka_panely_def,AA$1-18,FALSE))","v":{"$error":"#N/A"}},{"$f":"IF(Data!$W27<MIN(Panely!$A$9:$A$28),VLOOKUP(Data!$W27,tabulka_kce_def,AB$1-20,FALSE),VLOOKUP(Data!$W27,tabulka_panely_def,AB$1-18,FALSE))","v":{"$error":"#N/A"}},{"$f":"IF(Data!$W27<MIN(Panely!$A$9:$A$28),VLOOKUP(Data!$W27,tabulka_kce_def,AC$1-20,FALSE),VLOOKUP(Data!$W27,tabulka_panely_def,AC$1-18,FALSE))","v":{"$error":"#N/A"}},{"$f":"IF(Data!$W27<MIN(Panely!$A$9:$A$28),VLOOKUP(Data!$W27,tabulka_kce_def,AD$1-20,FALSE),VLOOKUP(Data!$W27,tabulka_panely_def,AD$1-18,FALSE))","v":{"$error":"#N/A"}},{"$f":"IF(Data!$W27<MIN(Panely!$A$9:$A$28),VLOOKUP(Data!$W27,tabulka_kce_def,AE$1-20,FALSE),VLOOKUP(Data!$W27,tabulka_panely_def,AE$1-18,FALSE))","v":{"$error":"#N/A"}},{"$f":"IF(Data!$W27<MIN(Panely!$A$9:$A$28),VLOOKUP(Data!$W27,tabulka_kce_def,AF$1-20,FALSE),VLOOKUP(Data!$W27,tabulka_panely_def,AF$1-18,FALSE))","v":{"$error":"#N/A"}},{"$f":"IF(Data!$W27<MIN(Panely!$A$9:$A$28),VLOOKUP(Data!$W27,tabulka_kce_def,AG$1-20,FALSE),VLOOKUP(Data!$W27,tabulka_panely_def,AG$1-18,FALSE))","v":{"$error":"#N/A"}},{"$f":"IF(Data!$W27<MIN(Panely!$A$9:$A$28),VLOOKUP(Data!$W27,tabulka_kce_def,AH$1-20,FALSE),VLOOKUP(Data!$W27,tabulka_panely_def,AH$1-18,FALSE))","v":{"$error":"#N/A"}},{"$f":"IF(Data!$W27<MIN(Panely!$A$9:$A$28),VLOOKUP(Data!$W27,tabulka_kce_def,AI$1-20,FALSE),VLOOKUP(Data!$W27,tabulka_panely_def,AI$1-18,FALSE))","v":{"$error":"#N/A"}},{"$f":"IF(Data!$W27<MIN(Panely!$A$9:$A$28),VLOOKUP(Data!$W27,tabulka_kce_def,AJ$1-20,FALSE),VLOOKUP(Data!$W27,tabulka_panely_def,AJ$1-18,FALSE))","v":{"$error":"#N/A"}},{"$f":"IF(Data!$W27<MIN(Panely!$A$9:$A$28),VLOOKUP(Data!$W27,tabulka_kce_def,AK$1-20,FALSE),VLOOKUP(Data!$W27,tabulka_panely_def,AK$1-18,FALSE))","v":{"$error":"#N/A"}},{"$f":"IF(Data!$W27<MIN(Panely!$A$9:$A$28),VLOOKUP(Data!$W27,tabulka_kce_def,AL$1-20,FALSE),VLOOKUP(Data!$W27,tabulka_panely_def,AL$1-18,FALSE))","v":{"$error":"#N/A"}},{"$f":"IF(Data!$W27<MIN(Panely!$A$9:$A$28),VLOOKUP(Data!$W27,tabulka_kce_def,AM$1-20,FALSE),VLOOKUP(Data!$W27,tabulka_panely_def,AM$1-18,FALSE))","v":{"$error":"#N/A"}},27,{"$f":"IF(Data!$W27<MIN(Panely!$A$9:$A$28),VLOOKUP(Data!$W27,tabulka_kce_def,63,FALSE),0)","v":0},{"$f":"IF(Data!$W27<MIN(Panely!$A$9:$A$28),VLOOKUP(Data!$W27,tabulka_kce_def,28,FALSE),1)","v":1},{"$f":"IF(Data!$W27<MIN(Panely!$A$9:$A$28),VLOOKUP(Data!$W27,tabulka_kce_def,23,FALSE),VLOOKUP(Data!$W27,tabulka_panely_def,24,FALSE))","v":{"$error":"#N/A"}},null,0,null,0,0,{"$error":"#N/A"},0,{"$f":"IF(AND(W27>MAX(Konstrukce!A:A),ISNUMBER(W27)),1,0)","v":0}]
[null,"=",{"$f":"IF(Data!$B28<MIN(Panely!$A$9:$A$28),VLOOKUP(Data!$B28,tabulka_kce_def,4,FALSE),VLOOKUP(Data!$B28,tabulka_panely_def,4,FALSE))","v":{"$error":"#N/A"}},{"$f":"IF(Data!$B28<MIN(Panely!$A$9:$A$28),VLOOKUP(Data!$B28,tabulka_kce_def,23,FALSE),VLOOKUP(Data!$B28,tabulka_panely_def,24,FALSE))","v":{"$error":"#N/A"}},{"$f":"IF(Data!$B28<MIN(Panely!$A$9:$A$28),VLOOKUP(Data!$B28,tabulka_kce_def,21,FALSE),VLOOKUP(Data!$B28,tabulka_panely_def,22,FALSE))","v":{"$error":"#N/A"}},{"$f":"IF(Data!$B28<MIN(Panely!$A$9:$A$28),VLOOKUP(Data!$B28,tabulka_kce_def,26,FALSE),VLOOKUP(Data!$B28,tabulka_panely_def,31,FALSE))","v":{"$error":"#N/A"}},{"$f":"IF(Data!$B28<MIN(Panely!$A$9:$A$28),VLOOKUP(Data!$B28,tabulka_kce_def,27,FALSE),VLOOKUP(Data!$B28,tabulka_panely_def,32,FALSE))","v":{"$error":"#N/A"}},{"$f":"IF(VLOOKUP(Data!$B28,tabulka_kce_def,3,FALSE)=\"\",Konstrukce!$G$1,IF(VLOOKUP(Data!$B28,tabulka_kce_def,3,FALSE)=\"z\",Konstrukce!$G$2,VLOOKUP(Data!$B28,tabulka_kce_def,3,FALSE)))","v":{"$error":"#N/A"}},{"$f":"IF(Data!$B28<MIN(Panely!$A$9:$A$28),0,VLOOKUP(Data!$B28,tabulka_panely_def,25,FALSE))","v":{"$error":"#N/A"}},{"$f":"IF(Data!$B28<MIN(Panely!$A$9:$A$28),VLOOKUP(Data!$B28,tabulka_kce_def,24,FALSE),VLOOKUP(Data!$B28,tabulka_panely_def,33,FALSE))","v":{"$error":"#N/A"}},{"$f":"Konstrukce!$D$1","v":15},{"$f":"Konstrukce!$D$2","v":15},{"$f":"Konstrukce!$G$1","v":0},{"$f":"IF(Data!$B28<MIN(Panely!$A$9:$A$28),VLOOKUP(Data!$B28,tabulka_kce_def,59,FALSE),VLOOKUP(Data!$B28,tabulka_panely_def,63,FALSE))","v":{"$error":"#N/A"}},{"$f":"IF(Data!$B28<MIN(Panely!$A$9:$A$28),VLOOKUP(Data!$B28,tabulka_kce_def,60,FALSE),VLOOKUP(Data!$B28,tabulka_panely_def,64,FALSE))","v":{"$error":"#N/A"}},{"$f":"IF(Data!$B28<MIN(Panely!$A$9:$A$28),VLOOKUP(Data!$B28,tabulka_kce_def,61,FALSE),VLOOKUP(Data!$B28,tabulka_panely_def,65,FALSE))","v":{"$error":"#N/A"}},{"$f":"IF(Data!$B28<MIN(Panely!$A$9:$A$28),VLOOKUP(Data!$B28,tabulka_kce_def,25,FALSE),0)","v":0},{"$error":"#N/A"},null,null,null,null,"=",{"$f":"IF(Data!$W28<MIN(Panely!$A$9:$A$28),VLOOKUP(Data!$W28,tabulka_kce_def,62,FALSE),VLOOKUP(Data!$W28,tabulka_panely_def,65,FALSE))","v":{"$error":"#N/A"}},{"$f":"IF(Data!$W28<MIN(Panely!$A$9:$A$28),VLOOKUP(Data!$W28,tabulka_kce_def,Y$1-20,FALSE),VLOOKUP(Data!$W28,tabulka_panely_def,Y$1-18,FALSE))","v":{"$error":"#N/A"}},{"$f":"IF(Data!$W28<MIN(Panely!$A$9:$A$28),VLOOKUP(Data!$W28,tabulka_kce_def,Z$1-20,FALSE),VLOOKUP(Data!$W28,tabulka_panely_def,Z$1-18,FALSE))","v":{"$error":"#N/A"}},{"$f":"IF(Data!$W28<MIN(Panely!$A$9:$A$28),VLOOKUP(Data!$W28,tabulka_kce_def,AA$1-20,FALSE),VLOOKUP(Data!$W28,tabulka_panely_def,AA$1-18,FALSE))","v":{"$error":"#N/A"}},{"$f":"IF(Data!$W28<MIN(Panely!$A$9:$A$28),VLOOKUP(Data!$W28,tabulka_kce_def,AB$1-20,FALSE),VLOOKUP(Data!$W28,tabulka_panely_def,AB$1-18,FALSE))","v":{"$error":"#N/A"}},{"$f":"IF(Data!$W28<MIN(Panely!$A$9:$A$28),VLOOKUP(Data!$W28,tabulka_kce_def,AC$1-20,FALSE),VLOOKUP(Data!$W28,tabulka_panely_def,AC$1-18,FALSE))","v":{"$error":"#N/A"}},{"$f":"IF(Data!$W28<MIN(Panely!$A$9:$A$28),VLOOKUP(Data!$W28,tabulka_kce_def,AD$1-20,FALSE),VLOOKUP(Data!$W28,tabulka_panely_def,AD$1-18,FALSE))","v":{"$error":"#N/A"}},{"$f":"IF(Data!$W28<MIN(Panely!$A$9:$A$28),VLOOKUP(Data!$W28,tabulka_kce_def,AE$1-20,FALSE),VLOOKUP(Data!$W28,tabulka_panely_def,AE$1-18,FALSE))","v":{"$error":"#N/A"}},{"$f":"IF(Data!$W28<MIN(Panely!$A$9:$A$28),VLOOKUP(Data!$W28,tabulka_kce_def,AF$1-20,FALSE),VLOOKUP(Data!$W28,tabulka_panely_def,AF$1-18,FALSE))","v":{"$error":"#N/A"}},{"$f":"IF(Data!$W28<MIN(Panely!$A$9:$A$28),VLOOKUP(Data!$W28,tabulka_kce_def,AG$1-20,FALSE),VLOOKUP(Data!$W28,tabulka_panely_def,AG$1-18,FALSE))","v":{"$error":"#N/A"}},{"$f":"IF(Data!$W28<MIN(Panely!$A$9:$A$28),VLOOKUP(Data!$W28,tabulka_kce_def,AH$1-20,FALSE),VLOOKUP(Data!$W28,tabulka_panely_def,AH$1-18,FALSE))","v":{"$error":"#N/A"}},{"$f":"IF(Data!$W28<MIN(Panely!$A$9:$A$28),VLOOKUP(Data!$W28,tabulka_kce_def,AI$1-20,FALSE),VLOOKUP(Data!$W28,tabulka_panely_def,AI$1-18,FALSE))","v":{"$error":"#N/A"}},{"$f":"IF(Data!$W28<MIN(Panely!$A$9:$A$28),VLOOKUP(Data!$W28,tabulka_kce_def,AJ$1-20,FALSE),VLOOKUP(Data!$W28,tabulka_panely_def,AJ$1-18,FALSE))","v":{"$error":"#N/A"}},{"$f":"IF(Data!$W28<MIN(Panely!$A$9:$A$28),VLOOKUP(Data!$W28,tabulka_kce_def,AK$1-20,FALSE),VLOOKUP(Data!$W28,tabulka_panely_def,AK$1-18,FALSE))","v":{"$error":"#N/A"}},{"$f":"IF(Data!$W28<MIN(Panely!$A$9:$A$28),VLOOKUP(Data!$W28,tabulka_kce_def,AL$1-20,FALSE),VLOOKUP(Data!$W28,tabulka_panely_def,AL$1-18,FALSE))","v":{"$error":"#N/A"}},{"$f":"IF(Data!$W28<MIN(Panely!$A$9:$A$28),VLOOKUP(Data!$W28,tabulka_kce_def,AM$1-20,FALSE),VLOOKUP(Data!$W28,tabulka_panely_def,AM$1-18,FALSE))","v":{"$error":"#N/A"}},28,{"$f":"IF(Data!$W28<MIN(Panely!$A$9:$A$28),VLOOKUP(Data!$W28,tabulka_kce_def,63,FALSE),0)","v":0},{"$f":"IF(Data!$W28<MIN(Panely!$A$9:$A$28),VLOOKUP(Data!$W28,tabulka_kce_def,28,FALSE),1)","v":1},{"$f":"IF(Data!$W28<MIN(Panely!$A$9:$A$28),VLOOKUP(Data!$W28,tabulka_kce_def,23,FALSE),VLOOKUP(Data!$W28,tabulka_panely_def,24,FALSE))","v":{"$error":"#N/A"}},null,0,null,0,0,{"$error":"#N/A"},0,{"$f":"IF(AND(W28>MAX(Konstrukce!A:A),ISNUMBER(W28)),1,0)","v":0}]
[null,"=",{"$f":"IF(Data!$B29<MIN(Panely!$A$9:$A$28),VLOOKUP(Data!$B29,tabulka_kce_def,4,FALSE),VLOOKUP(Data!$B29,tabulka_panely_def,4,FALSE))","v":{"$error":"#N/A"}},{"$f":"IF(Data!$B29<MIN(Panely!$A$9:$A$28),VLOOKUP(Data!$B29,tabulka_kce_def,23,FALSE),VLOOKUP(Data!$B29,tabulka_panely_def,24,FALSE))","v":{"$error":"#N/A"}},{"$f":"IF(Data!$B29<MIN(Panely!$A$9:$A$28),VLOOKUP(Data!$B29,tabulka_kce_def,21,FALSE),VLOOKUP(Data!$B29,tabulka_panely_def,22,FALSE))","v":{"$error":"#N/A"}},{"$f":"IF(Data!$B29<MIN(Panely!$A$9:$A$28),VLOOKUP(Data!$B29,tabulka_kce_def,26,FALSE),VLOOKUP(Data!$B29,tabulka_panely_def,31,FALSE))","v":{"$error":"#N/A"}},{"$f":"IF(Data!$B29<MIN(Panely!$A$9:$A$28),VLOOKUP(Data!$B29,tabulka_kce_def,27,FALSE),VLOOKUP(Data!$B29,tabulka_panely_def,32,FALSE))","v":{"$error":"#N/A"}},{"$f":"IF(VLOOKUP(Data!$B29,tabulka_kce_def,3,FALSE)=\"\",Konstrukce!$G$1,IF(VLOOKUP(Data!$B29,tabulka_kce_def,3,FALSE)=\"z\",Konstrukce!$G$2,VLOOKUP(Data!$B29,tabulka_kce_def,3,FALSE)))","v":{"$error":"#N/A"}},{"$f":"IF(Data!$B29<MIN(Panely!$A$9:$A$28),0,VLOOKUP(Data!$B29,tabulka_panely_def,25,FALSE))","v":{"$error":"#N/A"}},{"$f":"IF(Data!$B29<MIN(Panely!$A$9:$A$28),VLOOKUP(Data!$B29,tabulka_kce_def,24,FALSE),VLOOKUP(Data!$B29,tabulka_panely_def,33,FALSE))","v":{"$error":"#N/A"}},{"$f":"Konstrukce!$D$1","v":15},{"$f":"Konstrukce!$D$2","v":15},{"$f":"Konstrukce!$G$1","v":0},{"$f":"IF(Data!$B29<MIN(Panely!$A$9:$A$28),VLOOKUP(Data!$B29,tabulka_kce_def,59,FALSE),VLOOKUP(Data!$B29,tabulka_panely_def,63,FALSE))","v":{"$error":"#N/A"}},{"$f":"IF(Data!$B29<MIN(Panely!$A$9:$A$28),VLOOKUP(Data!$B29,tabulka_kce_def,60,FALSE),VLOOKUP(Data!$B29,tabulka_panely_def,64,FALSE))","v":{"$error":"#N/A"}},{"$f":"IF(Data!$B29<MIN(Panely!$A$9:$A$28),VLOOKUP(Data!$B29,tabulka_kce_def,61,FALSE),VLOOKUP(Data!$B29,tabulka_panely_def,65,FALSE))","v":{"$error":"#N/A"}},{"$f":"IF(Data!$B29<MIN(Panely!$A$9:$A$28),VLOOKUP(Data!$B29,tabulka_kce_def,25,FALSE),0)","v":0},{"$error":"#N/A"},null,null,null,null,"=",{"$f":"IF(Data!$W29<MIN(Panely!$A$9:$A$28),VLOOKUP(Data!$W29,tabulka_kce_def,62,FALSE),VLOOKUP(Data!$W29,tabulka_panely_def,65,FALSE))","v":{"$error":"#N/A"}},{"$f":"IF(Data!$W29<MIN(Panely!$A$9:$A$28),VLOOKUP(Data!$W29,tabulka_kce_def,Y$1-20,FALSE),VLOOKUP(Data!$W29,tabulka_panely_def,Y$1-18,FALSE))","v":{"$error":"#N/A"}},{"$f":"IF(Data!$W29<MIN(Panely!$A$9:$A$28),VLOOKUP(Data!$W29,tabulka_kce_def,Z$1-20,FALSE),VLOOKUP(Data!$W29,tabulka_panely_def,Z$1-18,FALSE))","v":{"$error":"#N/A"}},{"$f":"IF(Data!$W29<MIN(Panely!$A$9:$A$28),VLOOKUP(Data!$W29,tabulka_kce_def,AA$1-20,FALSE),VLOOKUP(Data!$W29,tabulka_panely_def,AA$1-18,FALSE))","v":{"$error":"#N/A"}},{"$f":"IF(Data!$W29<MIN(Panely!$A$9:$A$28),VLOOKUP(Data!$W29,tabulka_kce_def,AB$1-20,FALSE),VLOOKUP(Data!$W29,tabulka_panely_def,AB$1-18,FALSE))","v":{"$error":"#N/A"}},{"$f":"IF(Data!$W29<MIN(Panely!$A$9:$A$28),VLOOKUP(Data!$W29,tabulka_kce_def,AC$1-20,FALSE),VLOOKUP(Data!$W29,tabulka_panely_def,AC$1-18,FALSE))","v":{"$error":"#N/A"}},{"$f":"IF(Data!$W29<MIN(Panely!$A$9:$A$28),VLOOKUP(Data!$W29,tabulka_kce_def,AD$1-20,FALSE),VLOOKUP(Data!$W29,tabulka_panely_def,AD$1-18,FALSE))","v":{"$error":"#N/A"}},{"$f":"IF(Data!$W29<MIN(Panely!$A$9:$A$28),VLOOKUP(Data!$W29,tabulka_kce_def,AE$1-20,FALSE),VLOOKUP(Data!$W29,tabulka_panely_def,AE$1-18,FALSE))","v":{"$error":"#N/A"}},{"$f":"IF(Data!$W29<MIN(Panely!$A$9:$A$28),VLOOKUP(Data!$W29,tabulka_kce_def,AF$1-20,FALSE),VLOOKUP(Data!$W29,tabulka_panely_def,AF$1-18,FALSE))","v":{"$error":"#N/A"}},{"$f":"IF(Data!$W29<MIN(Panely!$A$9:$A$28),VLOOKUP(Data!$W29,tabulka_kce_def,AG$1-20,FALSE),VLOOKUP(Data!$W29,tabulka_panely_def,AG$1-18,FALSE))","v":{"$error":"#N/A"}},{"$f":"IF(Data!$W29<MIN(Panely!$A$9:$A$28),VLOOKUP(Data!$W29,tabulka_kce_def,AH$1-20,FALSE),VLOOKUP(Data!$W29,tabulka_panely_def,AH$1-18,FALSE))","v":{"$error":"#N/A"}},{"$f":"IF(Data!$W29<MIN(Panely!$A$9:$A$28),VLOOKUP(Data!$W29,tabulka_kce_def,AI$1-20,FALSE),VLOOKUP(Data!$W29,tabulka_panely_def,AI$1-18,FALSE))","v":{"$error":"#N/A"}},{"$f":"IF(Data!$W29<MIN(Panely!$A$9:$A$28),VLOOKUP(Data!$W29,tabulka_kce_def,AJ$1-20,FALSE),VLOOKUP(Data!$W29,tabulka_panely_def,AJ$1-18,FALSE))","v":{"$error":"#N/A"}},{"$f":"IF(Data!$W29<MIN(Panely!$A$9:$A$28),VLOOKUP(Data!$W29,tabulka_kce_def,AK$1-20,FALSE),VLOOKUP(Data!$W29,tabulka_panely_def,AK$1-18,FALSE))","v":{"$error":"#N/A"}},{"$f":"IF(Data!$W29<MIN(Panely!$A$9:$A$28),VLOOKUP(Data!$W29,tabulka_kce_def,AL$1-20,FALSE),VLOOKUP(Data!$W29,tabulka_panely_def,AL$1-18,FALSE))","v":{"$error":"#N/A"}},{"$f":"IF(Data!$W29<MIN(Panely!$A$9:$A$28),VLOOKUP(Data!$W29,tabulka_kce_def,AM$1-20,FALSE),VLOOKUP(Data!$W29,tabulka_panely_def,AM$1-18,FALSE))","v":{"$error":"#N/A"}},29,{"$f":"IF(Data!$W29<MIN(Panely!$A$9:$A$28),VLOOKUP(Data!$W29,tabulka_kce_def,63,FALSE),0)","v":0},{"$f":"IF(Data!$W29<MIN(Panely!$A$9:$A$28),VLOOKUP(Data!$W29,tabulka_kce_def,28,FALSE),1)","v":1},{"$f":"IF(Data!$W29<MIN(Panely!$A$9:$A$28),VLOOKUP(Data!$W29,tabulka_kce_def,23,FALSE),VLOOKUP(Data!$W29,tabulka_panely_def,24,FALSE))","v":{"$error":"#N/A"}},null,0,null,0,0,{"$error":"#N/A"},0,{"$f":"IF(AND(W29>MAX(Konstrukce!A:A),ISNUMBER(W29)),1,0)","v":0}]
[null,"=",{"$f":"IF(Data!$B30<MIN(Panely!$A$9:$A$28),VLOOKUP(Data!$B30,tabulka_kce_def,4,FALSE),VLOOKUP(Data!$B30,tabulka_panely_def,4,FALSE))","v":{"$error":"#N/A"}},{"$f":"IF(Data!$B30<MIN(Panely!$A$9:$A$28),VLOOKUP(Data!$B30,tabulka_kce_def,23,FALSE),VLOOKUP(Data!$B30,tabulka_panely_def,24,FALSE))","v":{"$error":"#N/A"}},{"$f":"IF(Data!$B30<MIN(Panely!$A$9:$A$28),VLOOKUP(Data!$B30,tabulka_kce_def,21,FALSE),VLOOKUP(Data!$B30,tabulka_panely_def,22,FALSE))","v":{"$error":"#N/A"}},{"$f":"IF(Data!$B30<MIN(Panely!$A$9:$A$28),VLOOKUP(Data!$B30,tabulka_kce_def,26,FALSE),VLOOKUP(Data!$B30,tabulka_panely_def,31,FALSE))","v":{"$error":"#N/A"}},{"$f":"IF(Data!$B30<MIN(Panely!$A$9:$A$28),VLOOKUP(Data!$B30,tabulka_kce_def,27,FALSE),VLOOKUP(Data!$B30,tabulka_panely_def,32,FALSE))","v":{"$error":"#N/A"}},{"$f":"IF(VLOOKUP(Data!$B30,tabulka_kce_def,3,FALSE)=\"\",Konstrukce!$G$1,IF(VLOOKUP(Data!$B30,tabulka_kce_def,3,FALSE)=\"z\",Konstrukce!$G$2,VLOOKUP(Data!$B30,tabulka_kce_def,3,FALSE)))","v":{"$error":"#N/A"}},{"$f":"IF(Data!$B30<MIN(Panely!$A$9:$A$28),0,VLOOKUP(Data!$B30,tabulka_panely_def,25,FALSE))","v":{"$error":"#N/A"}},{"$f":"IF(Data!$B30<MIN(Panely!$A$9:$A$28),VLOOKUP(Data!$B30,tabulka_kce_def,24,FALSE),VLOOKUP(Data!$B30,tabulka_panely_def,33,FALSE))","v":{"$error":"#N/A"}},{"$f":"Konstrukce!$D$1","v":15},{"$f":"Konstrukce!$D$2","v":15},{"$f":"Konstrukce!$G$1","v":0},{"$f":"IF(Data!$B30<MIN(Panely!$A$9:$A$28),VLOOKUP(Data!$B30,tabulka_kce_def,59,FALSE),VLOOKUP(Data!$B30,tabulka_panely_def,63,FALSE))","v":{"$error":"#N/A"}},{"$f":"IF(Data!$B30<MIN(Panely!$A$9:$A$28),VLOOKUP(Data!$B30,tabulka_kce_def,60,FALSE),VLOOKUP(Data!$B30,tabulka_panely_def,64,FALSE))","v":{"$error":"#N/A"}},{"$f":"IF(Data!$B30<MIN(Panely!$A$9:$A$28),VLOOKUP(Data!$B30,tabulka_kce_def,61,FALSE),VLOOKUP(Data!$B30,tabulka_panely_def,65,FALSE))","v":{"$error":"#N/A"}},{"$f":"IF(Data!$B30<MIN(Panely!$A$9:$A$28),VLOOKUP(Data!$B30,tabulka_kce_def,25,FALSE),0)","v":0},{"$error":"#N/A"},null,null,null,null,"=",{"$f":"IF(Data!$W30<MIN(Panely!$A$9:$A$28),VLOOKUP(Data!$W30,tabulka_kce_def,62,FALSE),VLOOKUP(Data!$W30,tabulka_panely_def,65,FALSE))","v":{"$error":"#N/A"}},{"$f":"IF(Data!$W30<MIN(Panely!$A$9:$A$28),VLOOKUP(Data!$W30,tabulka_kce_def,Y$1-20,FALSE),VLOOKUP(Data!$W30,tabulka_panely_def,Y$1-18,FALSE))","v":{"$error":"#N/A"}},{"$f":"IF(Data!$W30<MIN(Panely!$A$9:$A$28),VLOOKUP(Data!$W30,tabulka_kce_def,Z$1-20,FALSE),VLOOKUP(Data!$W30,tabulka_panely_def,Z$1-18,FALSE))","v":{"$error":"#N/A"}},{"$f":"IF(Data!$W30<MIN(Panely!$A$9:$A$28),VLOOKUP(Data!$W30,tabulka_kce_def,AA$1-20,FALSE),VLOOKUP(Data!$W30,tabulka_panely_def,AA$1-18,FALSE))","v":{"$error":"#N/A"}},{"$f":"IF(Data!$W30<MIN(Panely!$A$9:$A$28),VLOOKUP(Data!$W30,tabulka_kce_def,AB$1-20,FALSE),VLOOKUP(Data!$W30,tabulka_panely_def,AB$1-18,FALSE))","v":{"$error":"#N/A"}},{"$f":"IF(Data!$W30<MIN(Panely!$A$9:$A$28),VLOOKUP(Data!$W30,tabulka_kce_def,AC$1-20,FALSE),VLOOKUP(Data!$W30,tabulka_panely_def,AC$1-18,FALSE))","v":{"$error":"#N/A"}},{"$f":"IF(Data!$W30<MIN(Panely!$A$9:$A$28),VLOOKUP(Data!$W30,tabulka_kce_def,AD$1-20,FALSE),VLOOKUP(Data!$W30,tabulka_panely_def,AD$1-18,FALSE))","v":{"$error":"#N/A"}},{"$f":"IF(Data!$W30<MIN(Panely!$A$9:$A$28),VLOOKUP(Data!$W30,tabulka_kce_def,AE$1-20,FALSE),VLOOKUP(Data!$W30,tabulka_panely_def,AE$1-18,FALSE))","v":{"$error":"#N/A"}},{"$f":"IF(Data!$W30<MIN(Panely!$A$9:$A$28),VLOOKUP(Data!$W30,tabulka_kce_def,AF$1-20,FALSE),VLOOKUP(Data!$W30,tabulka_panely_def,AF$1-18,FALSE))","v":{"$error":"#N/A"}},{"$f":"IF(Data!$W30<MIN(Panely!$A$9:$A$28),VLOOKUP(Data!$W30,tabulka_kce_def,AG$1-20,FALSE),VLOOKUP(Data!$W30,tabulka_panely_def,AG$1-18,FALSE))","v":{"$error":"#N/A"}},{"$f":"IF(Data!$W30<MIN(Panely!$A$9:$A$28),VLOOKUP(Data!$W30,tabulka_kce_def,AH$1-20,FALSE),VLOOKUP(Data!$W30,tabulka_panely_def,AH$1-18,FALSE))","v":{"$error":"#N/A"}},{"$f":"IF(Data!$W30<MIN(Panely!$A$9:$A$28),VLOOKUP(Data!$W30,tabulka_kce_def,AI$1-20,FALSE),VLOOKUP(Data!$W30,tabulka_panely_def,AI$1-18,FALSE))","v":{"$error":"#N/A"}},{"$f":"IF(Data!$W30<MIN(Panely!$A$9:$A$28),VLOOKUP(Data!$W30,tabulka_kce_def,AJ$1-20,FALSE),VLOOKUP(Data!$W30,tabulka_panely_def,AJ$1-18,FALSE))","v":{"$error":"#N/A"}},{"$f":"IF(Data!$W30<MIN(Panely!$A$9:$A$28),VLOOKUP(Data!$W30,tabulka_kce_def,AK$1-20,FALSE),VLOOKUP(Data!$W30,tabulka_panely_def,AK$1-18,FALSE))","v":{"$error":"#N/A"}},{"$f":"IF(Data!$W30<MIN(Panely!$A$9:$A$28),VLOOKUP(Data!$W30,tabulka_kce_def,AL$1-20,FALSE),VLOOKUP(Data!$W30,tabulka_panely_def,AL$1-18,FALSE))","v":{"$error":"#N/A"}},{"$f":"IF(Data!$W30<MIN(Panely!$A$9:$A$28),VLOOKUP(Data!$W30,tabulka_kce_def,AM$1-20,FALSE),VLOOKUP(Data!$W30,tabulka_panely_def,AM$1-18,FALSE))","v":{"$error":"#N/A"}},30,{"$f":"IF(Data!$W30<MIN(Panely!$A$9:$A$28),VLOOKUP(Data!$W30,tabulka_kce_def,63,FALSE),0)","v":0},{"$f":"IF(Data!$W30<MIN(Panely!$A$9:$A$28),VLOOKUP(Data!$W30,tabulka_kce_def,28,FALSE),1)","v":1},{"$f":"IF(Data!$W30<MIN(Panely!$A$9:$A$28),VLOOKUP(Data!$W30,tabulka_kce_def,23,FALSE),VLOOKUP(Data!$W30,tabulka_panely_def,24,FALSE))","v":{"$error":"#N/A"}},null,0,null,0,0,{"$error":"#N/A"},0,{"$f":"IF(AND(W30>MAX(Konstrukce!A:A),ISNUMBER(W30)),1,0)","v":0}]
[null,"=",{"$f":"IF(Data!$B31<MIN(Panely!$A$9:$A$28),VLOOKUP(Data!$B31,tabulka_kce_def,4,FALSE),VLOOKUP(Data!$B31,tabulka_panely_def,4,FALSE))","v":{"$error":"#N/A"}},{"$f":"IF(Data!$B31<MIN(Panely!$A$9:$A$28),VLOOKUP(Data!$B31,tabulka_kce_def,23,FALSE),VLOOKUP(Data!$B31,tabulka_panely_def,24,FALSE))","v":{"$error":"#N/A"}},{"$f":"IF(Data!$B31<MIN(Panely!$A$9:$A$28),VLOOKUP(Data!$B31,tabulka_kce_def,21,FALSE),VLOOKUP(Data!$B31,tabulka_panely_def,22,FALSE))","v":{"$error":"#N/A"}},{"$f":"IF(Data!$B31<MIN(Panely!$A$9:$A$28),VLOOKUP(Data!$B31,tabulka_kce_def,26,FALSE),VLOOKUP(Data!$B31,tabulka_panely_def,31,FALSE))","v":{"$error":"#N/A"}},{"$f":"IF(Data!$B31<MIN(Panely!$A$9:$A$28),VLOOKUP(Data!$B31,tabulka_kce_def,27,FALSE),VLOOKUP(Data!$B31,tabulka_panely_def,32,FALSE))","v":{"$error":"#N/A"}},{"$f":"IF(VLOOKUP(Data!$B31,tabulka_kce_def,3,FALSE)=\"\",Konstrukce!$G$1,IF(VLOOKUP(Data!$B31,tabulka_kce_def,3,FALSE)=\"z\",Konstrukce!$G$2,VLOOKUP(Data!$B31,tabulka_kce_def,3,FALSE)))","v":{"$error":"#N/A"}},{"$f":"IF(Data!$B31<MIN(Panely!$A$9:$A$28),0,VLOOKUP(Data!$B31,tabulka_panely_def,25,FALSE))","v":{"$error":"#N/A"}},{"$f":"IF(Data!$B31<MIN(Panely!$A$9:$A$28),VLOOKUP(Data!$B31,tabulka_kce_def,24,FALSE),VLOOKUP(Data!$B31,tabulka_panely_def,33,FALSE))","v":{"$error":"#N/A"}},{"$f":"Konstrukce!$D$1","v":15},{"$f":"Konstrukce!$D$2","v":15},{"$f":"Konstrukce!$G$1","v":0},{"$f":"IF(Data!$B31<MIN(Panely!$A$9:$A$28),VLOOKUP(Data!$B31,tabulka_kce_def,59,FALSE),VLOOKUP(Data!$B31,tabulka_panely_def,63,FALSE))","v":{"$error":"#N/A"}},{"$f":"IF(Data!$B31<MIN(Panely!$A$9:$A$28),VLOOKUP(Data!$B31,tabulka_kce_def,60,FALSE),VLOOKUP(Data!$B31,tabulka_panely_def,64,FALSE))","v":{"$error":"#N/A"}},{"$f":"IF(Data!$B31<MIN(Panely!$A$9:$A$28),VLOOKUP(Data!$B31,tabulka_kce_def,61,FALSE),VLOOKUP(Data!$B31,tabulka_panely_def,65,FALSE))","v":{"$error":"#N/A"}},{"$f":"IF(Data!$B31<MIN(Panely!$A$9:$A$28),VLOOKUP(Data!$B31,tabulka_kce_def,25,FALSE),0)","v":0},{"$error":"#N/A"},null,null,null,null,"=",{"$f":"IF(Data!$W31<MIN(Panely!$A$9:$A$28),VLOOKUP(Data!$W31,tabulka_kce_def,62,FALSE),VLOOKUP(Data!$W31,tabulka_panely_def,65,FALSE))","v":{"$error":"#N/A"}},{"$f":"IF(Data!$W31<MIN(Panely!$A$9:$A$28),VLOOKUP(Data!$W31,tabulka_kce_def,Y$1-20,FALSE),VLOOKUP(Data!$W31,tabulka_panely_def,Y$1-18,FALSE))","v":{"$error":"#N/A"}},{"$f":"IF(Data!$W31<MIN(Panely!$A$9:$A$28),VLOOKUP(Data!$W31,tabulka_kce_def,Z$1-20,FALSE),VLOOKUP(Data!$W31,tabulka_panely_def,Z$1-18,FALSE))","v":{"$error":"#N/A"}},{"$f":"IF(Data!$W31<MIN(Panely!$A$9:$A$28),VLOOKUP(Data!$W31,tabulka_kce_def,AA$1-20,FALSE),VLOOKUP(Data!$W31,tabulka_panely_def,AA$1-18,FALSE))","v":{"$error":"#N/A"}},{"$f":"IF(Data!$W31<MIN(Panely!$A$9:$A$28),VLOOKUP(Data!$W31,tabulka_kce_def,AB$1-20,FALSE),VLOOKUP(Data!$W31,tabulka_panely_def,AB$1-18,FALSE))","v":{"$error":"#N/A"}},{"$f":"IF(Data!$W31<MIN(Panely!$A$9:$A$28),VLOOKUP(Data!$W31,tabulka_kce_def,AC$1-20,FALSE),VLOOKUP(Data!$W31,tabulka_panely_def,AC$1-18,FALSE))","v":{"$error":"#N/A"}},{"$f":"IF(Data!$W31<MIN(Panely!$A$9:$A$28),VLOOKUP(Data!$W31,tabulka_kce_def,AD$1-20,FALSE),VLOOKUP(Data!$W31,tabulka_panely_def,AD$1-18,FALSE))","v":{"$error":"#N/A"}},{"$f":"IF(Data!$W31<MIN(Panely!$A$9:$A$28),VLOOKUP(Data!$W31,tabulka_kce_def,AE$1-20,FALSE),VLOOKUP(Data!$W31,tabulka_panely_def,AE$1-18,FALSE))","v":{"$error":"#N/A"}},{"$f":"IF(Data!$W31<MIN(Panely!$A$9:$A$28),VLOOKUP(Data!$W31,tabulka_kce_def,AF$1-20,FALSE),VLOOKUP(Data!$W31,tabulka_panely_def,AF$1-18,FALSE))","v":{"$error":"#N/A"}},{"$f":"IF(Data!$W31<MIN(Panely!$A$9:$A$28),VLOOKUP(Data!$W31,tabulka_kce_def,AG$1-20,FALSE),VLOOKUP(Data!$W31,tabulka_panely_def,AG$1-18,FALSE))","v":{"$error":"#N/A"}},{"$f":"IF(Data!$W31<MIN(Panely!$A$9:$A$28),VLOOKUP(Data!$W31,tabulka_kce_def,AH$1-20,FALSE),VLOOKUP(Data!$W31,tabulka_panely_def,AH$1-18,FALSE))","v":{"$error":"#N/A"}},{"$f":"IF(Data!$W31<MIN(Panely!$A$9:$A$28),VLOOKUP(Data!$W31,tabulka_kce_def,AI$1-20,FALSE),VLOOKUP(Data!$W31,tabulka_panely_def,AI$1-18,FALSE))","v":{"$error":"#N/A"}},{"$f":"IF(Data!$W31<MIN(Panely!$A$9:$A$28),VLOOKUP(Data!$W31,tabulka_kce_def,AJ$1-20,FALSE),VLOOKUP(Data!$W31,tabulka_panely_def,AJ$1-18,FALSE))","v":{"$error":"#N/A"}},{"$f":"IF(Data!$W31<MIN(Panely!$A$9:$A$28),VLOOKUP(Data!$W31,tabulka_kce_def,AK$1-20,FALSE),VLOOKUP(Data!$W31,tabulka_panely_def,AK$1-18,FALSE))","v":{"$error":"#N/A"}},{"$f":"IF(Data!$W31<MIN(Panely!$A$9:$A$28),VLOOKUP(Data!$W31,tabulka_kce_def,AL$1-20,FALSE),VLOOKUP(Data!$W31,tabulka_panely_def,AL$1-18,FALSE))","v":{"$error":"#N/A"}},{"$f":"IF(Data!$W31<MIN(Panely!$A$9:$A$28),VLOOKUP(Data!$W31,tabulka_kce_def,AM$1-20,FALSE),VLOOKUP(Data!$W31,tabulka_panely_def,AM$1-18,FALSE))","v":{"$error":"#N/A"}},31,{"$f":"IF(Data!$W31<MIN(Panely!$A$9:$A$28),VLOOKUP(Data!$W31,tabulka_kce_def,63,FALSE),0)","v":0},{"$f":"IF(Data!$W31<MIN(Panely!$A$9:$A$28),VLOOKUP(Data!$W31,tabulka_kce_def,28,FALSE),1)","v":1},{"$f":"IF(Data!$W31<MIN(Panely!$A$9:$A$28),VLOOKUP(Data!$W31,tabulka_kce_def,23,FALSE),VLOOKUP(Data!$W31,tabulka_panely_def,24,FALSE))","v":{"$error":"#N/A"}},null,0,null,0,0,{"$error":"#N/A"},0,{"$f":"IF(AND(W31>MAX(Konstrukce!A:A),ISNUMBER(W31)),1,0)","v":0}]
[null,"=",{"$f":"IF(Data!$B32<MIN(Panely!$A$9:$A$28),VLOOKUP(Data!$B32,tabulka_kce_def,4,FALSE),VLOOKUP(Data!$B32,tabulka_panely_def,4,FALSE))","v":{"$error":"#N/A"}},{"$f":"IF(Data!$B32<MIN(Panely!$A$9:$A$28),VLOOKUP(Data!$B32,tabulka_kce_def,23,FALSE),VLOOKUP(Data!$B32,tabulka_panely_def,24,FALSE))","v":{"$error":"#N/A"}},{"$f":"IF(Data!$B32<MIN(Panely!$A$9:$A$28),VLOOKUP(Data!$B32,tabulka_kce_def,21,FALSE),VLOOKUP(Data!$B32,tabulka_panely_def,22,FALSE))","v":{"$error":"#N/A"}},{"$f":"IF(Data!$B32<MIN(Panely!$A$9:$A$28),VLOOKUP(Data!$B32,tabulka_kce_def,26,FALSE),VLOOKUP(Data!$B32,tabulka_panely_def,31,FALSE))","v":{"$error":"#N/A"}},{"$f":"IF(Data!$B32<MIN(Panely!$A$9:$A$28),VLOOKUP(Data!$B32,tabulka_kce_def,27,FALSE),VLOOKUP(Data!$B32,tabulka_panely_def,32,FALSE))","v":{"$error":"#N/A"}},{"$f":"IF(VLOOKUP(Data!$B32,tabulka_kce_def,3,FALSE)=\"\",Konstrukce!$G$1,IF(VLOOKUP(Data!$B32,tabulka_kce_def,3,FALSE)=\"z\",Konstrukce!$G$2,VLOOKUP(Data!$B32,tabulka_kce_def,3,FALSE)))","v":{"$error":"#N/A"}},{"$f":"IF(Data!$B32<MIN(Panely!$A$9:$A$28),0,VLOOKUP(Data!$B32,tabulka_panely_def,25,FALSE))","v":{"$error":"#N/A"}},{"$f":"IF(Data!$B32<MIN(Panely!$A$9:$A$28),VLOOKUP(Data!$B32,tabulka_kce_def,24,FALSE),VLOOKUP(Data!$B32,tabulka_panely_def,33,FALSE))","v":{"$error":"#N/A"}},{"$f":"Konstrukce!$D$1","v":15},{"$f":"Konstrukce!$D$2","v":15},{"$f":"Konstrukce!$G$1","v":0},{"$f":"IF(Data!$B32<MIN(Panely!$A$9:$A$28),VLOOKUP(Data!$B32,tabulka_kce_def,59,FALSE),VLOOKUP(Data!$B32,tabulka_panely_def,63,FALSE))","v":{"$error":"#N/A"}},{"$f":"IF(Data!$B32<MIN(Panely!$A$9:$A$28),VLOOKUP(Data!$B32,tabulka_kce_def,60,FALSE),VLOOKUP(Data!$B32,tabulka_panely_def,64,FALSE))","v":{"$error":"#N/A"}},{"$f":"IF(Data!$B32<MIN(Panely!$A$9:$A$28),VLOOKUP(Data!$B32,tabulka_kce_def,61,FALSE),VLOOKUP(Data!$B32,tabulka_panely_def,65,FALSE))","v":{"$error":"#N/A"}},{"$f":"IF(Data!$B32<MIN(Panely!$A$9:$A$28),VLOOKUP(Data!$B32,tabulka_kce_def,25,FALSE),0)","v":0},{"$error":"#N/A"},null,null,null,null,"=",{"$f":"IF(Data!$W32<MIN(Panely!$A$9:$A$28),VLOOKUP(Data!$W32,tabulka_kce_def,62,FALSE),VLOOKUP(Data!$W32,tabulka_panely_def,65,FALSE))","v":{"$error":"#N/A"}},{"$f":"IF(Data!$W32<MIN(Panely!$A$9:$A$28),VLOOKUP(Data!$W32,tabulka_kce_def,Y$1-20,FALSE),VLOOKUP(Data!$W32,tabulka_panely_def,Y$1-18,FALSE))","v":{"$error":"#N/A"}},{"$f":"IF(Data!$W32<MIN(Panely!$A$9:$A$28),VLOOKUP(Data!$W32,tabulka_kce_def,Z$1-20,FALSE),VLOOKUP(Data!$W32,tabulka_panely_def,Z$1-18,FALSE))","v":{"$error":"#N/A"}},{"$f":"IF(Data!$W32<MIN(Panely!$A$9:$A$28),VLOOKUP(Data!$W32,tabulka_kce_def,AA$1-20,FALSE),VLOOKUP(Data!$W32,tabulka_panely_def,AA$1-18,FALSE))","v":{"$error":"#N/A"}},{"$f":"IF(Data!$W32<MIN(Panely!$A$9:$A$28),VLOOKUP(Data!$W32,tabulka_kce_def,AB$1-20,FALSE),VLOOKUP(Data!$W32,tabulka_panely_def,AB$1-18,FALSE))","v":{"$error":"#N/A"}},{"$f":"IF(Data!$W32<MIN(Panely!$A$9:$A$28),VLOOKUP(Data!$W32,tabulka_kce_def,AC$1-20,FALSE),VLOOKUP(Data!$W32,tabulka_panely_def,AC$1-18,FALSE))","v":{"$error":"#N/A"}},{"$f":"IF(Data!$W32<MIN(Panely!$A$9:$A$28),VLOOKUP(Data!$W32,tabulka_kce_def,AD$1-20,FALSE),VLOOKUP(Data!$W32,tabulka_panely_def,AD$1-18,FALSE))","v":{"$error":"#N/A"}},{"$f":"IF(Data!$W32<MIN(Panely!$A$9:$A$28),VLOOKUP(Data!$W32,tabulka_kce_def,AE$1-20,FALSE),VLOOKUP(Data!$W32,tabulka_panely_def,AE$1-18,FALSE))","v":{"$error":"#N/A"}},{"$f":"IF(Data!$W32<MIN(Panely!$A$9:$A$28),VLOOKUP(Data!$W32,tabulka_kce_def,AF$1-20,FALSE),VLOOKUP(Data!$W32,tabulka_panely_def,AF$1-18,FALSE))","v":{"$error":"#N/A"}},{"$f":"IF(Data!$W32<MIN(Panely!$A$9:$A$28),VLOOKUP(Data!$W32,tabulka_kce_def,AG$1-20,FALSE),VLOOKUP(Data!$W32,tabulka_panely_def,AG$1-18,FALSE))","v":{"$error":"#N/A"}},{"$f":"IF(Data!$W32<MIN(Panely!$A$9:$A$28),VLOOKUP(Data!$W32,tabulka_kce_def,AH$1-20,FALSE),VLOOKUP(Data!$W32,tabulka_panely_def,AH$1-18,FALSE))","v":{"$error":"#N/A"}},{"$f":"IF(Data!$W32<MIN(Panely!$A$9:$A$28),VLOOKUP(Data!$W32,tabulka_kce_def,AI$1-20,FALSE),VLOOKUP(Data!$W32,tabulka_panely_def,AI$1-18,FALSE))","v":{"$error":"#N/A"}},{"$f":"IF(Data!$W32<MIN(Panely!$A$9:$A$28),VLOOKUP(Data!$W32,tabulka_kce_def,AJ$1-20,FALSE),VLOOKUP(Data!$W32,tabulka_panely_def,AJ$1-18,FALSE))","v":{"$error":"#N/A"}},{"$f":"IF(Data!$W32<MIN(Panely!$A$9:$A$28),VLOOKUP(Data!$W32,tabulka_kce_def,AK$1-20,FALSE),VLOOKUP(Data!$W32,tabulka_panely_def,AK$1-18,FALSE))","v":{"$error":"#N/A"}},{"$f":"IF(Data!$W32<MIN(Panely!$A$9:$A$28),VLOOKUP(Data!$W32,tabulka_kce_def,AL$1-20,FALSE),VLOOKUP(Data!$W32,tabulka_panely_def,AL$1-18,FALSE))","v":{"$error":"#N/A"}},{"$f":"IF(Data!$W32<MIN(Panely!$A$9:$A$28),VLOOKUP(Data!$W32,tabulka_kce_def,AM$1-20,FALSE),VLOOKUP(Data!$W32,tabulka_panely_def,AM$1-18,FALSE))","v":{"$error":"#N/A"}},32,{"$f":"IF(Data!$W32<MIN(Panely!$A$9:$A$28),VLOOKUP(Data!$W32,tabulka_kce_def,63,FALSE),0)","v":0},{"$f":"IF(Data!$W32<MIN(Panely!$A$9:$A$28),VLOOKUP(Data!$W32,tabulka_kce_def,28,FALSE),1)","v":1},{"$f":"IF(Data!$W32<MIN(Panely!$A$9:$A$28),VLOOKUP(Data!$W32,tabulka_kce_def,23,FALSE),VLOOKUP(Data!$W32,tabulka_panely_def,24,FALSE))","v":{"$error":"#N/A"}},null,0,null,0,0,{"$error":"#N/A"},0,{"$f":"IF(AND(W32>MAX(Konstrukce!A:A),ISNUMBER(W32)),1,0)","v":0}]
[null,"=",{"$f":"IF(Data!$B33<MIN(Panely!$A$9:$A$28),VLOOKUP(Data!$B33,tabulka_kce_def,4,FALSE),VLOOKUP(Data!$B33,tabulka_panely_def,4,FALSE))","v":{"$error":"#N/A"}},{"$f":"IF(Data!$B33<MIN(Panely!$A$9:$A$28),VLOOKUP(Data!$B33,tabulka_kce_def,23,FALSE),VLOOKUP(Data!$B33,tabulka_panely_def,24,FALSE))","v":{"$error":"#N/A"}},{"$f":"IF(Data!$B33<MIN(Panely!$A$9:$A$28),VLOOKUP(Data!$B33,tabulka_kce_def,21,FALSE),VLOOKUP(Data!$B33,tabulka_panely_def,22,FALSE))","v":{"$error":"#N/A"}},{"$f":"IF(Data!$B33<MIN(Panely!$A$9:$A$28),VLOOKUP(Data!$B33,tabulka_kce_def,26,FALSE),VLOOKUP(Data!$B33,tabulka_panely_def,31,FALSE))","v":{"$error":"#N/A"}},{"$f":"IF(Data!$B33<MIN(Panely!$A$9:$A$28),VLOOKUP(Data!$B33,tabulka_kce_def,27,FALSE),VLOOKUP(Data!$B33,tabulka_panely_def,32,FALSE))","v":{"$error":"#N/A"}},{"$f":"IF(VLOOKUP(Data!$B33,tabulka_kce_def,3,FALSE)=\"\",Konstrukce!$G$1,IF(VLOOKUP(Data!$B33,tabulka_kce_def,3,FALSE)=\"z\",Konstrukce!$G$2,VLOOKUP(Data!$B33,tabulka_kce_def,3,FALSE)))","v":{"$error":"#N/A"}},{"$f":"IF(Data!$B33<MIN(Panely!$A$9:$A$28),0,VLOOKUP(Data!$B33,tabulka_panely_def,25,FALSE))","v":{"$error":"#N/A"}},{"$f":"IF(Data!$B33<MIN(Panely!$A$9:$A$28),VLOOKUP(Data!$B33,tabulka_kce_def,24,FALSE),VLOOKUP(Data!$B33,tabulka_panely_def,33,FALSE))","v":{"$error":"#N/A"}},{"$f":"Konstrukce!$D$1","v":15},{"$f":"Konstrukce!$D$2","v":15},{"$f":"Konstrukce!$G$1","v":0},{"$f":"IF(Data!$B33<MIN(Panely!$A$9:$A$28),VLOOKUP(Data!$B33,tabulka_kce_def,59,FALSE),VLOOKUP(Data!$B33,tabulka_panely_def,63,FALSE))","v":{"$error":"#N/A"}},{"$f":"IF(Data!$B33<MIN(Panely!$A$9:$A$28),VLOOKUP(Data!$B33,tabulka_kce_def,60,FALSE),VLOOKUP(Data!$B33,tabulka_panely_def,64,FALSE))","v":{"$error":"#N/A"}},{"$f":"IF(Data!$B33<MIN(Panely!$A$9:$A$28),VLOOKUP(Data!$B33,tabulka_kce_def,61,FALSE),VLOOKUP(Data!$B33,tabulka_panely_def,65,FALSE))","v":{"$error":"#N/A"}},{"$f":"IF(Data!$B33<MIN(Panely!$A$9:$A$28),VLOOKUP(Data!$B33,tabulka_kce_def,25,FALSE),0)","v":0},{"$error":"#N/A"},null,null,null,null,"=",{"$f":"IF(Data!$W33<MIN(Panely!$A$9:$A$28),VLOOKUP(Data!$W33,tabulka_kce_def,62,FALSE),VLOOKUP(Data!$W33,tabulka_panely_def,65,FALSE))","v":{"$error":"#N/A"}},{"$f":"IF(Data!$W33<MIN(Panely!$A$9:$A$28),VLOOKUP(Data!$W33,tabulka_kce_def,Y$1-20,FALSE),VLOOKUP(Data!$W33,tabulka_panely_def,Y$1-18,FALSE))","v":{"$error":"#N/A"}},{"$f":"IF(Data!$W33<MIN(Panely!$A$9:$A$28),VLOOKUP(Data!$W33,tabulka_kce_def,Z$1-20,FALSE),VLOOKUP(Data!$W33,tabulka_panely_def,Z$1-18,FALSE))","v":{"$error":"#N/A"}},{"$f":"IF(Data!$W33<MIN(Panely!$A$9:$A$28),VLOOKUP(Data!$W33,tabulka_kce_def,AA$1-20,FALSE),VLOOKUP(Data!$W33,tabulka_panely_def,AA$1-18,FALSE))","v":{"$error":"#N/A"}},{"$f":"IF(Data!$W33<MIN(Panely!$A$9:$A$28),VLOOKUP(Data!$W33,tabulka_kce_def,AB$1-20,FALSE),VLOOKUP(Data!$W33,tabulka_panely_def,AB$1-18,FALSE))","v":{"$error":"#N/A"}},{"$f":"IF(Data!$W33<MIN(Panely!$A$9:$A$28),VLOOKUP(Data!$W33,tabulka_kce_def,AC$1-20,FALSE),VLOOKUP(Data!$W33,tabulka_panely_def,AC$1-18,FALSE))","v":{"$error":"#N/A"}},{"$f":"IF(Data!$W33<MIN(Panely!$A$9:$A$28),VLOOKUP(Data!$W33,tabulka_kce_def,AD$1-20,FALSE),VLOOKUP(Data!$W33,tabulka_panely_def,AD$1-18,FALSE))","v":{"$error":"#N/A"}},{"$f":"IF(Data!$W33<MIN(Panely!$A$9:$A$28),VLOOKUP(Data!$W33,tabulka_kce_def,AE$1-20,FALSE),VLOOKUP(Data!$W33,tabulka_panely_def,AE$1-18,FALSE))","v":{"$error":"#N/A"}},{"$f":"IF(Data!$W33<MIN(Panely!$A$9:$A$28),VLOOKUP(Data!$W33,tabulka_kce_def,AF$1-20,FALSE),VLOOKUP(Data!$W33,tabulka_panely_def,AF$1-18,FALSE))","v":{"$error":"#N/A"}},{"$f":"IF(Data!$W33<MIN(Panely!$A$9:$A$28),VLOOKUP(Data!$W33,tabulka_kce_def,AG$1-20,FALSE),VLOOKUP(Data!$W33,tabulka_panely_def,AG$1-18,FALSE))","v":{"$error":"#N/A"}},{"$f":"IF(Data!$W33<MIN(Panely!$A$9:$A$28),VLOOKUP(Data!$W33,tabulka_kce_def,AH$1-20,FALSE),VLOOKUP(Data!$W33,tabulka_panely_def,AH$1-18,FALSE))","v":{"$error":"#N/A"}},{"$f":"IF(Data!$W33<MIN(Panely!$A$9:$A$28),VLOOKUP(Data!$W33,tabulka_kce_def,AI$1-20,FALSE),VLOOKUP(Data!$W33,tabulka_panely_def,AI$1-18,FALSE))","v":{"$error":"#N/A"}},{"$f":"IF(Data!$W33<MIN(Panely!$A$9:$A$28),VLOOKUP(Data!$W33,tabulka_kce_def,AJ$1-20,FALSE),VLOOKUP(Data!$W33,tabulka_panely_def,AJ$1-18,FALSE))","v":{"$error":"#N/A"}},{"$f":"IF(Data!$W33<MIN(Panely!$A$9:$A$28),VLOOKUP(Data!$W33,tabulka_kce_def,AK$1-20,FALSE),VLOOKUP(Data!$W33,tabulka_panely_def,AK$1-18,FALSE))","v":{"$error":"#N/A"}},{"$f":"IF(Data!$W33<MIN(Panely!$A$9:$A$28),VLOOKUP(Data!$W33,tabulka_kce_def,AL$1-20,FALSE),VLOOKUP(Data!$W33,tabulka_panely_def,AL$1-18,FALSE))","v":{"$error":"#N/A"}},{"$f":"IF(Data!$W33<MIN(Panely!$A$9:$A$28),VLOOKUP(Data!$W33,tabulka_kce_def,AM$1-20,FALSE),VLOOKUP(Data!$W33,tabulka_panely_def,AM$1-18,FALSE))","v":{"$error":"#N/A"}},33,{"$f":"IF(Data!$W33<MIN(Panely!$A$9:$A$28),VLOOKUP(Data!$W33,tabulka_kce_def,63,FALSE),0)","v":0},{"$f":"IF(Data!$W33<MIN(Panely!$A$9:$A$28),VLOOKUP(Data!$W33,tabulka_kce_def,28,FALSE),1)","v":1},{"$f":"IF(Data!$W33<MIN(Panely!$A$9:$A$28),VLOOKUP(Data!$W33,tabulka_kce_def,23,FALSE),VLOOKUP(Data!$W33,tabulka_panely_def,24,FALSE))","v":{"$error":"#N/A"}},null,0,null,0,0,{"$error":"#N/A"},0,{"$f":"IF(AND(W33>MAX(Konstrukce!A:A),ISNUMBER(W33)),1,0)","v":0}]
[null,"=",{"$f":"IF(Data!$B34<MIN(Panely!$A$9:$A$28),VLOOKUP(Data!$B34,tabulka_kce_def,4,FALSE),VLOOKUP(Data!$B34,tabulka_panely_def,4,FALSE))","v":{"$error":"#N/A"}},{"$f":"IF(Data!$B34<MIN(Panely!$A$9:$A$28),VLOOKUP(Data!$B34,tabulka_kce_def,23,FALSE),VLOOKUP(Data!$B34,tabulka_panely_def,24,FALSE))","v":{"$error":"#N/A"}},{"$f":"IF(Data!$B34<MIN(Panely!$A$9:$A$28),VLOOKUP(Data!$B34,tabulka_kce_def,21,FALSE),VLOOKUP(Data!$B34,tabulka_panely_def,22,FALSE))","v":{"$error":"#N/A"}},{"$f":"IF(Data!$B34<MIN(Panely!$A$9:$A$28),VLOOKUP(Data!$B34,tabulka_kce_def,26,FALSE),VLOOKUP(Data!$B34,tabulka_panely_def,31,FALSE))","v":{"$error":"#N/A"}},{"$f":"IF(Data!$B34<MIN(Panely!$A$9:$A$28),VLOOKUP(Data!$B34,tabulka_kce_def,27,FALSE),VLOOKUP(Data!$B34,tabulka_panely_def,32,FALSE))","v":{"$error":"#N/A"}},{"$f":"IF(VLOOKUP(Data!$B34,tabulka_kce_def,3,FALSE)=\"\",Konstrukce!$G$1,IF(VLOOKUP(Data!$B34,tabulka_kce_def,3,FALSE)=\"z\",Konstrukce!$G$2,VLOOKUP(Data!$B34,tabulka_kce_def,3,FALSE)))","v":{"$error":"#N/A"}},{"$f":"IF(Data!$B34<MIN(Panely!$A$9:$A$28),0,VLOOKUP(Data!$B34,tabulka_panely_def,25,FALSE))","v":{"$error":"#N/A"}},{"$f":"IF(Data!$B34<MIN(Panely!$A$9:$A$28),VLOOKUP(Data!$B34,tabulka_kce_def,24,FALSE),VLOOKUP(Data!$B34,tabulka_panely_def,33,FALSE))","v":{"$error":"#N/A"}},{"$f":"Konstrukce!$D$1","v":15},{"$f":"Konstrukce!$D$2","v":15},{"$f":"Konstrukce!$G$1","v":0},{"$f":"IF(Data!$B34<MIN(Panely!$A$9:$A$28),VLOOKUP(Data!$B34,tabulka_kce_def,59,FALSE),VLOOKUP(Data!$B34,tabulka_panely_def,63,FALSE))","v":{"$error":"#N/A"}},{"$f":"IF(Data!$B34<MIN(Panely!$A$9:$A$28),VLOOKUP(Data!$B34,tabulka_kce_def,60,FALSE),VLOOKUP(Data!$B34,tabulka_panely_def,64,FALSE))","v":{"$error":"#N/A"}},{"$f":"IF(Data!$B34<MIN(Panely!$A$9:$A$28),VLOOKUP(Data!$B34,tabulka_kce_def,61,FALSE),VLOOKUP(Data!$B34,tabulka_panely_def,65,FALSE))","v":{"$error":"#N/A"}},{"$f":"IF(Data!$B34<MIN(Panely!$A$9:$A$28),VLOOKUP(Data!$B34,tabulka_kce_def,25,FALSE),0)","v":0},{"$error":"#N/A"},null,null,null,null,"=",{"$f":"IF(Data!$W34<MIN(Panely!$A$9:$A$28),VLOOKUP(Data!$W34,tabulka_kce_def,62,FALSE),VLOOKUP(Data!$W34,tabulka_panely_def,65,FALSE))","v":{"$error":"#N/A"}},{"$f":"IF(Data!$W34<MIN(Panely!$A$9:$A$28),VLOOKUP(Data!$W34,tabulka_kce_def,Y$1-20,FALSE),VLOOKUP(Data!$W34,tabulka_panely_def,Y$1-18,FALSE))","v":{"$error":"#N/A"}},{"$f":"IF(Data!$W34<MIN(Panely!$A$9:$A$28),VLOOKUP(Data!$W34,tabulka_kce_def,Z$1-20,FALSE),VLOOKUP(Data!$W34,tabulka_panely_def,Z$1-18,FALSE))","v":{"$error":"#N/A"}},{"$f":"IF(Data!$W34<MIN(Panely!$A$9:$A$28),VLOOKUP(Data!$W34,tabulka_kce_def,AA$1-20,FALSE),VLOOKUP(Data!$W34,tabulka_panely_def,AA$1-18,FALSE))","v":{"$error":"#N/A"}},{"$f":"IF(Data!$W34<MIN(Panely!$A$9:$A$28),VLOOKUP(Data!$W34,tabulka_kce_def,AB$1-20,FALSE),VLOOKUP(Data!$W34,tabulka_panely_def,AB$1-18,FALSE))","v":{"$error":"#N/A"}},{"$f":"IF(Data!$W34<MIN(Panely!$A$9:$A$28),VLOOKUP(Data!$W34,tabulka_kce_def,AC$1-20,FALSE),VLOOKUP(Data!$W34,tabulka_panely_def,AC$1-18,FALSE))","v":{"$error":"#N/A"}},{"$f":"IF(Data!$W34<MIN(Panely!$A$9:$A$28),VLOOKUP(Data!$W34,tabulka_kce_def,AD$1-20,FALSE),VLOOKUP(Data!$W34,tabulka_panely_def,AD$1-18,FALSE))","v":{"$error":"#N/A"}},{"$f":"IF(Data!$W34<MIN(Panely!$A$9:$A$28),VLOOKUP(Data!$W34,tabulka_kce_def,AE$1-20,FALSE),VLOOKUP(Data!$W34,tabulka_panely_def,AE$1-18,FALSE))","v":{"$error":"#N/A"}},{"$f":"IF(Data!$W34<MIN(Panely!$A$9:$A$28),VLOOKUP(Data!$W34,tabulka_kce_def,AF$1-20,FALSE),VLOOKUP(Data!$W34,tabulka_panely_def,AF$1-18,FALSE))","v":{"$error":"#N/A"}},{"$f":"IF(Data!$W34<MIN(Panely!$A$9:$A$28),VLOOKUP(Data!$W34,tabulka_kce_def,AG$1-20,FALSE),VLOOKUP(Data!$W34,tabulka_panely_def,AG$1-18,FALSE))","v":{"$error":"#N/A"}},{"$f":"IF(Data!$W34<MIN(Panely!$A$9:$A$28),VLOOKUP(Data!$W34,tabulka_kce_def,AH$1-20,FALSE),VLOOKUP(Data!$W34,tabulka_panely_def,AH$1-18,FALSE))","v":{"$error":"#N/A"}},{"$f":"IF(Data!$W34<MIN(Panely!$A$9:$A$28),VLOOKUP(Data!$W34,tabulka_kce_def,AI$1-20,FALSE),VLOOKUP(Data!$W34,tabulka_panely_def,AI$1-18,FALSE))","v":{"$error":"#N/A"}},{"$f":"IF(Data!$W34<MIN(Panely!$A$9:$A$28),VLOOKUP(Data!$W34,tabulka_kce_def,AJ$1-20,FALSE),VLOOKUP(Data!$W34,tabulka_panely_def,AJ$1-18,FALSE))","v":{"$error":"#N/A"}},{"$f":"IF(Data!$W34<MIN(Panely!$A$9:$A$28),VLOOKUP(Data!$W34,tabulka_kce_def,AK$1-20,FALSE),VLOOKUP(Data!$W34,tabulka_panely_def,AK$1-18,FALSE))","v":{"$error":"#N/A"}},{"$f":"IF(Data!$W34<MIN(Panely!$A$9:$A$28),VLOOKUP(Data!$W34,tabulka_kce_def,AL$1-20,FALSE),VLOOKUP(Data!$W34,tabulka_panely_def,AL$1-18,FALSE))","v":{"$error":"#N/A"}},{"$f":"IF(Data!$W34<MIN(Panely!$A$9:$A$28),VLOOKUP(Data!$W34,tabulka_kce_def,AM$1-20,FALSE),VLOOKUP(Data!$W34,tabulka_panely_def,AM$1-18,FALSE))","v":{"$error":"#N/A"}},34,{"$f":"IF(Data!$W34<MIN(Panely!$A$9:$A$28),VLOOKUP(Data!$W34,tabulka_kce_def,63,FALSE),0)","v":0},{"$f":"IF(Data!$W34<MIN(Panely!$A$9:$A$28),VLOOKUP(Data!$W34,tabulka_kce_def,28,FALSE),1)","v":1},{"$f":"IF(Data!$W34<MIN(Panely!$A$9:$A$28),VLOOKUP(Data!$W34,tabulka_kce_def,23,FALSE),VLOOKUP(Data!$W34,tabulka_panely_def,24,FALSE))","v":{"$error":"#N/A"}},null,0,null,0,0,{"$error":"#N/A"},0,{"$f":"IF(AND(W34>MAX(Konstrukce!A:A),ISNUMBER(W34)),1,0)","v":0}]
[null,"=",{"$f":"IF(Data!$B35<MIN(Panely!$A$9:$A$28),VLOOKUP(Data!$B35,tabulka_kce_def,4,FALSE),VLOOKUP(Data!$B35,tabulka_panely_def,4,FALSE))","v":{"$error":"#N/A"}},{"$f":"IF(Data!$B35<MIN(Panely!$A$9:$A$28),VLOOKUP(Data!$B35,tabulka_kce_def,23,FALSE),VLOOKUP(Data!$B35,tabulka_panely_def,24,FALSE))","v":{"$error":"#N/A"}},{"$f":"IF(Data!$B35<MIN(Panely!$A$9:$A$28),VLOOKUP(Data!$B35,tabulka_kce_def,21,FALSE),VLOOKUP(Data!$B35,tabulka_panely_def,22,FALSE))","v":{"$error":"#N/A"}},{"$f":"IF(Data!$B35<MIN(Panely!$A$9:$A$28),VLOOKUP(Data!$B35,tabulka_kce_def,26,FALSE),VLOOKUP(Data!$B35,tabulka_panely_def,31,FALSE))","v":{"$error":"#N/A"}},{"$f":"IF(Data!$B35<MIN(Panely!$A$9:$A$28),VLOOKUP(Data!$B35,tabulka_kce_def,27,FALSE),VLOOKUP(Data!$B35,tabulka_panely_def,32,FALSE))","v":{"$error":"#N/A"}},{"$f":"IF(VLOOKUP(Data!$B35,tabulka_kce_def,3,FALSE)=\"\",Konstrukce!$G$1,IF(VLOOKUP(Data!$B35,tabulka_kce_def,3,FALSE)=\"z\",Konstrukce!$G$2,VLOOKUP(Data!$B35,tabulka_kce_def,3,FALSE)))","v":{"$error":"#N/A"}},{"$f":"IF(Data!$B35<MIN(Panely!$A$9:$A$28),0,VLOOKUP(Data!$B35,tabulka_panely_def,25,FALSE))","v":{"$error":"#N/A"}},{"$f":"IF(Data!$B35<MIN(Panely!$A$9:$A$28),VLOOKUP(Data!$B35,tabulka_kce_def,24,FALSE),VLOOKUP(Data!$B35,tabulka_panely_def,33,FALSE))","v":{"$error":"#N/A"}},{"$f":"Konstrukce!$D$1","v":15},{"$f":"Konstrukce!$D$2","v":15},{"$f":"Konstrukce!$G$1","v":0},{"$f":"IF(Data!$B35<MIN(Panely!$A$9:$A$28),VLOOKUP(Data!$B35,tabulka_kce_def,59,FALSE),VLOOKUP(Data!$B35,tabulka_panely_def,63,FALSE))","v":{"$error":"#N/A"}},{"$f":"IF(Data!$B35<MIN(Panely!$A$9:$A$28),VLOOKUP(Data!$B35,tabulka_kce_def,60,FALSE),VLOOKUP(Data!$B35,tabulka_panely_def,64,FALSE))","v":{"$error":"#N/A"}},{"$f":"IF(Data!$B35<MIN(Panely!$A$9:$A$28),VLOOKUP(Data!$B35,tabulka_kce_def,61,FALSE),VLOOKUP(Data!$B35,tabulka_panely_def,65,FALSE))","v":{"$error":"#N/A"}},{"$f":"IF(Data!$B35<MIN(Panely!$A$9:$A$28),VLOOKUP(Data!$B35,tabulka_kce_def,25,FALSE),0)","v":0},{"$f":"IF(O35=\"f\",VLOOKUP(VALUE(P35),tabulka_data,3,FALSE),D35)","v":{"$error":"#N/A"}},null,null,null,null,"=",{"$f":"IF(Data!$W35<MIN(Panely!$A$9:$A$28),VLOOKUP(Data!$W35,tabulka_kce_def,62,FALSE),VLOOKUP(Data!$W35,tabulka_panely_def,65,FALSE))","v":{"$error":"#N/A"}},{"$f":"IF(Data!$W35<MIN(Panely!$A$9:$A$28),VLOOKUP(Data!$W35,tabulka_kce_def,Y$1-20,FALSE),VLOOKUP(Data!$W35,tabulka_panely_def,Y$1-18,FALSE))","v":{"$error":"#N/A"}},{"$f":"IF(Data!$W35<MIN(Panely!$A$9:$A$28),VLOOKUP(Data!$W35,tabulka_kce_def,Z$1-20,FALSE),VLOOKUP(Data!$W35,tabulka_panely_def,Z$1-18,FALSE))","v":{"$error":"#N/A"}},{"$f":"IF(Data!$W35<MIN(Panely!$A$9:$A$28),VLOOKUP(Data!$W35,tabulka_kce_def,AA$1-20,FALSE),VLOOKUP(Data!$W35,tabulka_panely_def,AA$1-18,FALSE))","v":{"$error":"#N/A"}},{"$f":"IF(Data!$W35<MIN(Panely!$A$9:$A$28),VLOOKUP(Data!$W35,tabulka_kce_def,AB$1-20,FALSE),VLOOKUP(Data!$W35,tabulka_panely_def,AB$1-18,FALSE))","v":{"$error":"#N/A"}},{"$f":"IF(Data!$W35<MIN(Panely!$A$9:$A$28),VLOOKUP(Data!$W35,tabulka_kce_def,AC$1-20,FALSE),VLOOKUP(Data!$W35,tabulka_panely_def,AC$1-18,FALSE))","v":{"$error":"#N/A"}},{"$f":"IF(Data!$W35<MIN(Panely!$A$9:$A$28),VLOOKUP(Data!$W35,tabulka_kce_def,AD$1-20,FALSE),VLOOKUP(Data!$W35,tabulka_panely_def,AD$1-18,FALSE))","v":{"$error":"#N/A"}},{"$f":"IF(Data!$W35<MIN(Panely!$A$9:$A$28),VLOOKUP(Data!$W35,tabulka_kce_def,AE$1-20,FALSE),VLOOKUP(Data!$W35,tabulka_panely_def,AE$1-18,FALSE))","v":{"$error":"#N/A"}},{"$f":"IF(Data!$W35<MIN(Panely!$A$9:$A$28),VLOOKUP(Data!$W35,tabulka_kce_def,AF$1-20,FALSE),VLOOKUP(Data!$W35,tabulka_panely_def,AF$1-18,FALSE))","v":{"$error":"#N/A"}},{"$f":"IF(Data!$W35<MIN(Panely!$A$9:$A$28),VLOOKUP(Data!$W35,tabulka_kce_def,AG$1-20,FALSE),VLOOKUP(Data!$W35,tabulka_panely_def,AG$1-18,FALSE))","v":{"$error":"#N/A"}},{"$f":"IF(Data!$W35<MIN(Panely!$A$9:$A$28),VLOOKUP(Data!$W35,tabulka_kce_def,AH$1-20,FALSE),VLOOKUP(Data!$W35,tabulka_panely_def,AH$1-18,FALSE))","v":{"$error":"#N/A"}},{"$f":"IF(Data!$W35<MIN(Panely!$A$9:$A$28),VLOOKUP(Data!$W35,tabulka_kce_def,AI$1-20,FALSE),VLOOKUP(Data!$W35,tabulka_panely_def,AI$1-18,FALSE))","v":{"$error":"#N/A"}},{"$f":"IF(Data!$W35<MIN(Panely!$A$9:$A$28),VLOOKUP(Data!$W35,tabulka_kce_def,AJ$1-20,FALSE),VLOOKUP(Data!$W35,tabulka_panely_def,AJ$1-18,FALSE))","v":{"$error":"#N/A"}},{"$f":"IF(Data!$W35<MIN(Panely!$A$9:$A$28),VLOOKUP(Data!$W35,tabulka_kce_def,AK$1-20,FALSE),VLOOKUP(Data!$W35,tabulka_panely_def,AK$1-18,FALSE))","v":{"$error":"#N/A"}},{"$f":"IF(Data!$W35<MIN(Panely!$A$9:$A$28),VLOOKUP(Data!$W35,tabulka_kce_def,AL$1-20,FALSE),VLOOKUP(Data!$W35,tabulka_panely_def,AL$1-18,FALSE))","v":{"$error":"#N/A"}},{"$f":"IF(Data!$W35<MIN(Panely!$A$9:$A$28),VLOOKUP(Data!$W35,tabulka_kce_def,AM$1-20,FALSE),VLOOKUP(Data!$W35,tabulka_panely_def,AM$1-18,FALSE))","v":{"$error":"#N/A"}},35,{"$f":"IF(Data!$W35<MIN(Panely!$A$9:$A$28),VLOOKUP(Data!$W35,tabulka_kce_def,63,FALSE),0)","v":0},{"$f":"IF(Data!$W35<MIN(Panely!$A$9:$A$28),VLOOKUP(Data!$W35,tabulka_kce_def,28,FALSE),1)","v":1},{"$f":"IF(Data!$W35<MIN(Panely!$A$9:$A$28),VLOOKUP(Data!$W35,tabulka_kce_def,23,FALSE),VLOOKUP(Data!$W35,tabulka_panely_def,24,FALSE))","v":{"$error":"#N/A"}},null,0,null,0,0,{"$error":"#N/A"},0,{"$f":"IF(AND(W35>MAX(Konstrukce!A:A),ISNUMBER(W35)),1,0)","v":0}]
[null,"=",{"$f":"IF(Data!$B36<MIN(Panely!$A$9:$A$28),VLOOKUP(Data!$B36,tabulka_kce_def,4,FALSE),VLOOKUP(Data!$B36,tabulka_panely_def,4,FALSE))","v":{"$error":"#N/A"}},{"$f":"IF(Data!$B36<MIN(Panely!$A$9:$A$28),VLOOKUP(Data!$B36,tabulka_kce_def,23,FALSE),VLOOKUP(Data!$B36,tabulka_panely_def,24,FALSE))","v":{"$error":"#N/A"}},{"$f":"IF(Data!$B36<MIN(Panely!$A$9:$A$28),VLOOKUP(Data!$B36,tabulka_kce_def,21,FALSE),VLOOKUP(Data!$B36,tabulka_panely_def,22,FALSE))","v":{"$error":"#N/A"}},{"$f":"IF(Data!$B36<MIN(Panely!$A$9:$A$28),VLOOKUP(Data!$B36,tabulka_kce_def,26,FALSE),VLOOKUP(Data!$B36,tabulka_panely_def,31,FALSE))","v":{"$error":"#N/A"}},{"$f":"IF(Data!$B36<MIN(Panely!$A$9:$A$28),VLOOKUP(Data!$B36,tabulka_kce_def,27,FALSE),VLOOKUP(Data!$B36,tabulka_panely_def,32,FALSE))","v":{"$error":"#N/A"}},{"$f":"IF(VLOOKUP(Data!$B36,tabulka_kce_def,3,FALSE)=\"\",Konstrukce!$G$1,IF(VLOOKUP(Data!$B36,tabulka_kce_def,3,FALSE)=\"z\",Konstrukce!$G$2,VLOOKUP(Data!$B36,tabulka_kce_def,3,FALSE)))","v":{"$error":"#N/A"}},{"$f":"IF(Data!$B36<MIN(Panely!$A$9:$A$28),0,VLOOKUP(Data!$B36,tabulka_panely_def,25,FALSE))","v":{"$error":"#N/A"}},{"$f":"IF(Data!$B36<MIN(Panely!$A$9:$A$28),VLOOKUP(Data!$B36,tabulka_kce_def,24,FALSE),VLOOKUP(Data!$B36,tabulka_panely_def,33,FALSE))","v":{"$error":"#N/A"}},{"$f":"Konstrukce!$D$1","v":15},{"$f":"Konstrukce!$D$2","v":15},{"$f":"Konstrukce!$G$1","v":0},{"$f":"IF(Data!$B36<MIN(Panely!$A$9:$A$28),VLOOKUP(Data!$B36,tabulka_kce_def,59,FALSE),VLOOKUP(Data!$B36,tabulka_panely_def,63,FALSE))","v":{"$error":"#N/A"}},{"$f":"IF(Data!$B36<MIN(Panely!$A$9:$A$28),VLOOKUP(Data!$B36,tabulka_kce_def,60,FALSE),VLOOKUP(Data!$B36,tabulka_panely_def,64,FALSE))","v":{"$error":"#N/A"}},{"$f":"IF(Data!$B36<MIN(Panely!$A$9:$A$28),VLOOKUP(Data!$B36,tabulka_kce_def,61,FALSE),VLOOKUP(Data!$B36,tabulka_panely_def,65,FALSE))","v":{"$error":"#N/A"}},{"$f":"IF(Data!$B36<MIN(Panely!$A$9:$A$28),VLOOKUP(Data!$B36,tabulka_kce_def,25,FALSE),0)","v":0},{"$error":"#N/A"},null,null,null,null,"=",{"$f":"IF(Data!$W36<MIN(Panely!$A$9:$A$28),VLOOKUP(Data!$W36,tabulka_kce_def,62,FALSE),VLOOKUP(Data!$W36,tabulka_panely_def,65,FALSE))","v":{"$error":"#N/A"}},{"$f":"IF(Data!$W36<MIN(Panely!$A$9:$A$28),VLOOKUP(Data!$W36,tabulka_kce_def,Y$1-20,FALSE),VLOOKUP(Data!$W36,tabulka_panely_def,Y$1-18,FALSE))","v":{"$error":"#N/A"}},{"$f":"IF(Data!$W36<MIN(Panely!$A$9:$A$28),VLOOKUP(Data!$W36,tabulka_kce_def,Z$1-20,FALSE),VLOOKUP(Data!$W36,tabulka_panely_def,Z$1-18,FALSE))","v":{"$error":"#N/A"}},{"$f":"IF(Data!$W36<MIN(Panely!$A$9:$A$28),VLOOKUP(Data!$W36,tabulka_kce_def,AA$1-20,FALSE),VLOOKUP(Data!$W36,tabulka_panely_def,AA$1-18,FALSE))","v":{"$error":"#N/A"}},{"$f":"IF(Data!$W36<MIN(Panely!$A$9:$A$28),VLOOKUP(Data!$W36,tabulka_kce_def,AB$1-20,FALSE),VLOOKUP(Data!$W36,tabulka_panely_def,AB$1-18,FALSE))","v":{"$error":"#N/A"}},{"$f":"IF(Data!$W36<MIN(Panely!$A$9:$A$28),VLOOKUP(Data!$W36,tabulka_kce_def,AC$1-20,FALSE),VLOOKUP(Data!$W36,tabulka_panely_def,AC$1-18,FALSE))","v":{"$error":"#N/A"}},{"$f":"IF(Data!$W36<MIN(Panely!$A$9:$A$28),VLOOKUP(Data!$W36,tabulka_kce_def,AD$1-20,FALSE),VLOOKUP(Data!$W36,tabulka_panely_def,AD$1-18,FALSE))","v":{"$error":"#N/A"}},{"$f":"IF(Data!$W36<MIN(Panely!$A$9:$A$28),VLOOKUP(Data!$W36,tabulka_kce_def,AE$1-20,FALSE),VLOOKUP(Data!$W36,tabulka_panely_def,AE$1-18,FALSE))","v":{"$error":"#N/A"}},{"$f":"IF(Data!$W36<MIN(Panely!$A$9:$A$28),VLOOKUP(Data!$W36,tabulka_kce_def,AF$1-20,FALSE),VLOOKUP(Data!$W36,tabulka_panely_def,AF$1-18,FALSE))","v":{"$error":"#N/A"}},{"$f":"IF(Data!$W36<MIN(Panely!$A$9:$A$28),VLOOKUP(Data!$W36,tabulka_kce_def,AG$1-20,FALSE),VLOOKUP(Data!$W36,tabulka_panely_def,AG$1-18,FALSE))","v":{"$error":"#N/A"}},{"$f":"IF(Data!$W36<MIN(Panely!$A$9:$A$28),VLOOKUP(Data!$W36,tabulka_kce_def,AH$1-20,FALSE),VLOOKUP(Data!$W36,tabulka_panely_def,AH$1-18,FALSE))","v":{"$error":"#N/A"}},{"$f":"IF(Data!$W36<MIN(Panely!$A$9:$A$28),VLOOKUP(Data!$W36,tabulka_kce_def,AI$1-20,FALSE),VLOOKUP(Data!$W36,tabulka_panely_def,AI$1-18,FALSE))","v":{"$error":"#N/A"}},{"$f":"IF(Data!$W36<MIN(Panely!$A$9:$A$28),VLOOKUP(Data!$W36,tabulka_kce_def,AJ$1-20,FALSE),VLOOKUP(Data!$W36,tabulka_panely_def,AJ$1-18,FALSE))","v":{"$error":"#N/A"}},{"$f":"IF(Data!$W36<MIN(Panely!$A$9:$A$28),VLOOKUP(Data!$W36,tabulka_kce_def,AK$1-20,FALSE),VLOOKUP(Data!$W36,tabulka_panely_def,AK$1-18,FALSE))","v":{"$error":"#N/A"}},{"$f":"IF(Data!$W36<MIN(Panely!$A$9:$A$28),VLOOKUP(Data!$W36,tabulka_kce_def,AL$1-20,FALSE),VLOOKUP(Data!$W36,tabulka_panely_def,AL$1-18,FALSE))","v":{"$error":"#N/A"}},{"$f":"IF(Data!$W36<MIN(Panely!$A$9:$A$28),VLOOKUP(Data!$W36,tabulka_kce_def,AM$1-20,FALSE),VLOOKUP(Data!$W36,tabulka_panely_def,AM$1-18,FALSE))","v":{"$error":"#N/A"}},36,{"$f":"IF(Data!$W36<MIN(Panely!$A$9:$A$28),VLOOKUP(Data!$W36,tabulka_kce_def,63,FALSE),0)","v":0},{"$f":"IF(Data!$W36<MIN(Panely!$A$9:$A$28),VLOOKUP(Data!$W36,tabulka_kce_def,28,FALSE),1)","v":1},{"$f":"IF(Data!$W36<MIN(Panely!$A$9:$A$28),VLOOKUP(Data!$W36,tabulka_kce_def,23,FALSE),VLOOKUP(Data!$W36,tabulka_panely_def,24,FALSE))","v":{"$error":"#N/A"}},null,0,null,0,0,{"$error":"#N/A"},0,{"$f":"IF(AND(W36>MAX(Konstrukce!A:A),ISNUMBER(W36)),1,0)","v":0}]
[null,"=",{"$f":"IF(Data!$B37<MIN(Panely!$A$9:$A$28),VLOOKUP(Data!$B37,tabulka_kce_def,4,FALSE),VLOOKUP(Data!$B37,tabulka_panely_def,4,FALSE))","v":{"$error":"#N/A"}},{"$f":"IF(Data!$B37<MIN(Panely!$A$9:$A$28),VLOOKUP(Data!$B37,tabulka_kce_def,23,FALSE),VLOOKUP(Data!$B37,tabulka_panely_def,24,FALSE))","v":{"$error":"#N/A"}},{"$f":"IF(Data!$B37<MIN(Panely!$A$9:$A$28),VLOOKUP(Data!$B37,tabulka_kce_def,21,FALSE),VLOOKUP(Data!$B37,tabulka_panely_def,22,FALSE))","v":{"$error":"#N/A"}},{"$f":"IF(Data!$B37<MIN(Panely!$A$9:$A$28),VLOOKUP(Data!$B37,tabulka_kce_def,26,FALSE),VLOOKUP(Data!$B37,tabulka_panely_def,31,FALSE))","v":{"$error":"#N/A"}},{"$f":"IF(Data!$B37<MIN(Panely!$A$9:$A$28),VLOOKUP(Data!$B37,tabulka_kce_def,27,FALSE),VLOOKUP(Data!$B37,tabulka_panely_def,32,FALSE))","v":{"$error":"#N/A"}},{"$f":"IF(VLOOKUP(Data!$B37,tabulka_kce_def,3,FALSE)=\"\",Konstrukce!$G$1,IF(VLOOKUP(Data!$B37,tabulka_kce_def,3,FALSE)=\"z\",Konstrukce!$G$2,VLOOKUP(Data!$B37,tabulka_kce_def,3,FALSE)))","v":{"$error":"#N/A"}},{"$f":"IF(Data!$B37<MIN(Panely!$A$9:$A$28),0,VLOOKUP(Data!$B37,tabulka_panely_def,25,FALSE))","v":{"$error":"#N/A"}},{"$f":"IF(Data!$B37<MIN(Panely!$A$9:$A$28),VLOOKUP(Data!$B37,tabulka_kce_def,24,FALSE),VLOOKUP(Data!$B37,tabulka_panely_def,33,FALSE))","v":{"$error":"#N/A"}},{"$f":"Konstrukce!$D$1","v":15},{"$f":"Konstrukce!$D$2","v":15},{"$f":"Konstrukce!$G$1","v":0},{"$f":"IF(Data!$B37<MIN(Panely!$A$9:$A$28),VLOOKUP(Data!$B37,tabulka_kce_def,59,FALSE),VLOOKUP(Data!$B37,tabulka_panely_def,63,FALSE))","v":{"$error":"#N/A"}},{"$f":"IF(Data!$B37<MIN(Panely!$A$9:$A$28),VLOOKUP(Data!$B37,tabulka_kce_def,60,FALSE),VLOOKUP(Data!$B37,tabulka_panely_def,64,FALSE))","v":{"$error":"#N/A"}},{"$f":"IF(Data!$B37<MIN(Panely!$A$9:$A$28),VLOOKUP(Data!$B37,tabulka_kce_def,61,FALSE),VLOOKUP(Data!$B37,tabulka_panely_def,65,FALSE))","v":{"$error":"#N/A"}},{"$f":"IF(Data!$B37<MIN(Panely!$A$9:$A$28),VLOOKUP(Data!$B37,tabulka_kce_def,25,FALSE),0)","v":0},{"$error":"#N/A"},null,null,null,null,"=",{"$f":"IF(Data!$W37<MIN(Panely!$A$9:$A$28),VLOOKUP(Data!$W37,tabulka_kce_def,62,FALSE),VLOOKUP(Data!$W37,tabulka_panely_def,65,FALSE))","v":{"$error":"#N/A"}},{"$f":"IF(Data!$W37<MIN(Panely!$A$9:$A$28),VLOOKUP(Data!$W37,tabulka_kce_def,Y$1-20,FALSE),VLOOKUP(Data!$W37,tabulka_panely_def,Y$1-18,FALSE))","v":{"$error":"#N/A"}},{"$f":"IF(Data!$W37<MIN(Panely!$A$9:$A$28),VLOOKUP(Data!$W37,tabulka_kce_def,Z$1-20,FALSE),VLOOKUP(Data!$W37,tabulka_panely_def,Z$1-18,FALSE))","v":{"$error":"#N/A"}},{"$f":"IF(Data!$W37<MIN(Panely!$A$9:$A$28),VLOOKUP(Data!$W37,tabulka_kce_def,AA$1-20,FALSE),VLOOKUP(Data!$W37,tabulka_panely_def,AA$1-18,FALSE))","v":{"$error":"#N/A"}},{"$f":"IF(Data!$W37<MIN(Panely!$A$9:$A$28),VLOOKUP(Data!$W37,tabulka_kce_def,AB$1-20,FALSE),VLOOKUP(Data!$W37,tabulka_panely_def,AB$1-18,FALSE))","v":{"$error":"#N/A"}},{"$f":"IF(Data!$W37<MIN(Panely!$A$9:$A$28),VLOOKUP(Data!$W37,tabulka_kce_def,AC$1-20,FALSE),VLOOKUP(Data!$W37,tabulka_panely_def,AC$1-18,FALSE))","v":{"$error":"#N/A"}},{"$f":"IF(Data!$W37<MIN(Panely!$A$9:$A$28),VLOOKUP(Data!$W37,tabulka_kce_def,AD$1-20,FALSE),VLOOKUP(Data!$W37,tabulka_panely_def,AD$1-18,FALSE))","v":{"$error":"#N/A"}},{"$f":"IF(Data!$W37<MIN(Panely!$A$9:$A$28),VLOOKUP(Data!$W37,tabulka_kce_def,AE$1-20,FALSE),VLOOKUP(Data!$W37,tabulka_panely_def,AE$1-18,FALSE))","v":{"$error":"#N/A"}},{"$f":"IF(Data!$W37<MIN(Panely!$A$9:$A$28),VLOOKUP(Data!$W37,tabulka_kce_def,AF$1-20,FALSE),VLOOKUP(Data!$W37,tabulka_panely_def,AF$1-18,FALSE))","v":{"$error":"#N/A"}},{"$f":"IF(Data!$W37<MIN(Panely!$A$9:$A$28),VLOOKUP(Data!$W37,tabulka_kce_def,AG$1-20,FALSE),VLOOKUP(Data!$W37,tabulka_panely_def,AG$1-18,FALSE))","v":{"$error":"#N/A"}},{"$f":"IF(Data!$W37<MIN(Panely!$A$9:$A$28),VLOOKUP(Data!$W37,tabulka_kce_def,AH$1-20,FALSE),VLOOKUP(Data!$W37,tabulka_panely_def,AH$1-18,FALSE))","v":{"$error":"#N/A"}},{"$f":"IF(Data!$W37<MIN(Panely!$A$9:$A$28),VLOOKUP(Data!$W37,tabulka_kce_def,AI$1-20,FALSE),VLOOKUP(Data!$W37,tabulka_panely_def,AI$1-18,FALSE))","v":{"$error":"#N/A"}},{"$f":"IF(Data!$W37<MIN(Panely!$A$9:$A$28),VLOOKUP(Data!$W37,tabulka_kce_def,AJ$1-20,FALSE),VLOOKUP(Data!$W37,tabulka_panely_def,AJ$1-18,FALSE))","v":{"$error":"#N/A"}},{"$f":"IF(Data!$W37<MIN(Panely!$A$9:$A$28),VLOOKUP(Data!$W37,tabulka_kce_def,AK$1-20,FALSE),VLOOKUP(Data!$W37,tabulka_panely_def,AK$1-18,FALSE))","v":{"$error":"#N/A"}},{"$f":"IF(Data!$W37<MIN(Panely!$A$9:$A$28),VLOOKUP(Data!$W37,tabulka_kce_def,AL$1-20,FALSE),VLOOKUP(Data!$W37,tabulka_panely_def,AL$1-18,FALSE))","v":{"$error":"#N/A"}},{"$f":"IF(Data!$W37<MIN(Panely!$A$9:$A$28),VLOOKUP(Data!$W37,tabulka_kce_def,AM$1-20,FALSE),VLOOKUP(Data!$W37,tabulka_panely_def,AM$1-18,FALSE))","v":{"$error":"#N/A"}},37,{"$f":"IF(Data!$W37<MIN(Panely!$A$9:$A$28),VLOOKUP(Data!$W37,tabulka_kce_def,63,FALSE),0)","v":0},{"$f":"IF(Data!$W37<MIN(Panely!$A$9:$A$28),VLOOKUP(Data!$W37,tabulka_kce_def,28,FALSE),1)","v":1},{"$f":"IF(Data!$W37<MIN(Panely!$A$9:$A$28),VLOOKUP(Data!$W37,tabulka_kce_def,23,FALSE),VLOOKUP(Data!$W37,tabulka_panely_def,24,FALSE))","v":{"$error":"#N/A"}},null,0,null,0,0,{"$error":"#N/A"},0,{"$f":"IF(AND(W37>MAX(Konstrukce!A:A),ISNUMBER(W37)),1,0)","v":0}]
[null,"=",{"$f":"IF(Data!$B38<MIN(Panely!$A$9:$A$28),VLOOKUP(Data!$B38,tabulka_kce_def,4,FALSE),VLOOKUP(Data!$B38,tabulka_panely_def,4,FALSE))","v":{"$error":"#N/A"}},{"$f":"IF(Data!$B38<MIN(Panely!$A$9:$A$28),VLOOKUP(Data!$B38,tabulka_kce_def,23,FALSE),VLOOKUP(Data!$B38,tabulka_panely_def,24,FALSE))","v":{"$error":"#N/A"}},{"$f":"IF(Data!$B38<MIN(Panely!$A$9:$A$28),VLOOKUP(Data!$B38,tabulka_kce_def,21,FALSE),VLOOKUP(Data!$B38,tabulka_panely_def,22,FALSE))","v":{"$error":"#N/A"}},{"$f":"IF(Data!$B38<MIN(Panely!$A$9:$A$28),VLOOKUP(Data!$B38,tabulka_kce_def,26,FALSE),VLOOKUP(Data!$B38,tabulka_panely_def,31,FALSE))","v":{"$error":"#N/A"}},{"$f":"IF(Data!$B38<MIN(Panely!$A$9:$A$28),VLOOKUP(Data!$B38,tabulka_kce_def,27,FALSE),VLOOKUP(Data!$B38,tabulka_panely_def,32,FALSE))","v":{"$error":"#N/A"}},{"$f":"IF(VLOOKUP(Data!$B38,tabulka_kce_def,3,FALSE)=\"\",Konstrukce!$G$1,IF(VLOOKUP(Data!$B38,tabulka_kce_def,3,FALSE)=\"z\",Konstrukce!$G$2,VLOOKUP(Data!$B38,tabulka_kce_def,3,FALSE)))","v":{"$error":"#N/A"}},{"$f":"IF(Data!$B38<MIN(Panely!$A$9:$A$28),0,VLOOKUP(Data!$B38,tabulka_panely_def,25,FALSE))","v":{"$error":"#N/A"}},{"$f":"IF(Data!$B38<MIN(Panely!$A$9:$A$28),VLOOKUP(Data!$B38,tabulka_kce_def,24,FALSE),VLOOKUP(Data!$B38,tabulka_panely_def,33,FALSE))","v":{"$error":"#N/A"}},{"$f":"Konstrukce!$D$1","v":15},{"$f":"Konstrukce!$D$2","v":15},{"$f":"Konstrukce!$G$1","v":0},{"$f":"IF(Data!$B38<MIN(Panely!$A$9:$A$28),VLOOKUP(Data!$B38,tabulka_kce_def,59,FALSE),VLOOKUP(Data!$B38,tabulka_panely_def,63,FALSE))","v":{"$error":"#N/A"}},{"$f":"IF(Data!$B38<MIN(Panely!$A$9:$A$28),VLOOKUP(Data!$B38,tabulka_kce_def,60,FALSE),VLOOKUP(Data!$B38,tabulka_panely_def,64,FALSE))","v":{"$error":"#N/A"}},{"$f":"IF(Data!$B38<MIN(Panely!$A$9:$A$28),VLOOKUP(Data!$B38,tabulka_kce_def,61,FALSE),VLOOKUP(Data!$B38,tabulka_panely_def,65,FALSE))","v":{"$error":"#N/A"}},{"$f":"IF(Data!$B38<MIN(Panely!$A$9:$A$28),VLOOKUP(Data!$B38,tabulka_kce_def,25,FALSE),0)","v":0},{"$error":"#N/A"},null,null,null,null,"=",{"$f":"IF(Data!$W38<MIN(Panely!$A$9:$A$28),VLOOKUP(Data!$W38,tabulka_kce_def,62,FALSE),VLOOKUP(Data!$W38,tabulka_panely_def,65,FALSE))","v":{"$error":"#N/A"}},{"$f":"IF(Data!$W38<MIN(Panely!$A$9:$A$28),VLOOKUP(Data!$W38,tabulka_kce_def,Y$1-20,FALSE),VLOOKUP(Data!$W38,tabulka_panely_def,Y$1-18,FALSE))","v":{"$error":"#N/A"}},{"$f":"IF(Data!$W38<MIN(Panely!$A$9:$A$28),VLOOKUP(Data!$W38,tabulka_kce_def,Z$1-20,FALSE),VLOOKUP(Data!$W38,tabulka_panely_def,Z$1-18,FALSE))","v":{"$error":"#N/A"}},{"$f":"IF(Data!$W38<MIN(Panely!$A$9:$A$28),VLOOKUP(Data!$W38,tabulka_kce_def,AA$1-20,FALSE),VLOOKUP(Data!$W38,tabulka_panely_def,AA$1-18,FALSE))","v":{"$error":"#N/A"}},{"$f":"IF(Data!$W38<MIN(Panely!$A$9:$A$28),VLOOKUP(Data!$W38,tabulka_kce_def,AB$1-20,FALSE),VLOOKUP(Data!$W38,tabulka_panely_def,AB$1-18,FALSE))","v":{"$error":"#N/A"}},{"$f":"IF(Data!$W38<MIN(Panely!$A$9:$A$28),VLOOKUP(Data!$W38,tabulka_kce_def,AC$1-20,FALSE),VLOOKUP(Data!$W38,tabulka_panely_def,AC$1-18,FALSE))","v":{"$error":"#N/A"}},{"$f":"IF(Data!$W38<MIN(Panely!$A$9:$A$28),VLOOKUP(Data!$W38,tabulka_kce_def,AD$1-20,FALSE),VLOOKUP(Data!$W38,tabulka_panely_def,AD$1-18,FALSE))","v":{"$error":"#N/A"}},{"$f":"IF(Data!$W38<MIN(Panely!$A$9:$A$28),VLOOKUP(Data!$W38,tabulka_kce_def,AE$1-20,FALSE),VLOOKUP(Data!$W38,tabulka_panely_def,AE$1-18,FALSE))","v":{"$error":"#N/A"}},{"$f":"IF(Data!$W38<MIN(Panely!$A$9:$A$28),VLOOKUP(Data!$W38,tabulka_kce_def,AF$1-20,FALSE),VLOOKUP(Data!$W38,tabulka_panely_def,AF$1-18,FALSE))","v":{"$error":"#N/A"}},{"$f":"IF(Data!$W38<MIN(Panely!$A$9:$A$28),VLOOKUP(Data!$W38,tabulka_kce_def,AG$1-20,FALSE),VLOOKUP(Data!$W38,tabulka_panely_def,AG$1-18,FALSE))","v":{"$error":"#N/A"}},{"$f":"IF(Data!$W38<MIN(Panely!$A$9:$A$28),VLOOKUP(Data!$W38,tabulka_kce_def,AH$1-20,FALSE),VLOOKUP(Data!$W38,tabulka_panely_def,AH$1-18,FALSE))","v":{"$error":"#N/A"}},{"$f":"IF(Data!$W38<MIN(Panely!$A$9:$A$28),VLOOKUP(Data!$W38,tabulka_kce_def,AI$1-20,FALSE),VLOOKUP(Data!$W38,tabulka_panely_def,AI$1-18,FALSE))","v":{"$error":"#N/A"}},{"$f":"IF(Data!$W38<MIN(Panely!$A$9:$A$28),VLOOKUP(Data!$W38,tabulka_kce_def,AJ$1-20,FALSE),VLOOKUP(Data!$W38,tabulka_panely_def,AJ$1-18,FALSE))","v":{"$error":"#N/A"}},{"$f":"IF(Data!$W38<MIN(Panely!$A$9:$A$28),VLOOKUP(Data!$W38,tabulka_kce_def,AK$1-20,FALSE),VLOOKUP(Data!$W38,tabulka_panely_def,AK$1-18,FALSE))","v":{"$error":"#N/A"}},{"$f":"IF(Data!$W38<MIN(Panely!$A$9:$A$28),VLOOKUP(Data!$W38,tabulka_kce_def,AL$1-20,FALSE),VLOOKUP(Data!$W38,tabulka_panely_def,AL$1-18,FALSE))","v":{"$error":"#N/A"}},{"$f":"IF(Data!$W38<MIN(Panely!$A$9:$A$28),VLOOKUP(Data!$W38,tabulka_kce_def,AM$1-20,FALSE),VLOOKUP(Data!$W38,tabulka_panely_def,AM$1-18,FALSE))","v":{"$error":"#N/A"}},38,{"$f":"IF(Data!$W38<MIN(Panely!$A$9:$A$28),VLOOKUP(Data!$W38,tabulka_kce_def,63,FALSE),0)","v":0},{"$f":"IF(Data!$W38<MIN(Panely!$A$9:$A$28),VLOOKUP(Data!$W38,tabulka_kce_def,28,FALSE),1)","v":1},{"$f":"IF(Data!$W38<MIN(Panely!$A$9:$A$28),VLOOKUP(Data!$W38,tabulka_kce_def,23,FALSE),VLOOKUP(Data!$W38,tabulka_panely_def,24,FALSE))","v":{"$error":"#N/A"}},null,0,null,0,0,{"$error":"#N/A"},0,{"$f":"IF(AND(W38>MAX(Konstrukce!A:A),ISNUMBER(W38)),1,0)","v":0}]
[null,"=",{"$f":"IF(Data!$B39<MIN(Panely!$A$9:$A$28),VLOOKUP(Data!$B39,tabulka_kce_def,4,FALSE),VLOOKUP(Data!$B39,tabulka_panely_def,4,FALSE))","v":{"$error":"#N/A"}},{"$f":"IF(Data!$B39<MIN(Panely!$A$9:$A$28),VLOOKUP(Data!$B39,tabulka_kce_def,23,FALSE),VLOOKUP(Data!$B39,tabulka_panely_def,24,FALSE))","v":{"$error":"#N/A"}},{"$f":"IF(Data!$B39<MIN(Panely!$A$9:$A$28),VLOOKUP(Data!$B39,tabulka_kce_def,21,FALSE),VLOOKUP(Data!$B39,tabulka_panely_def,22,FALSE))","v":{"$error":"#N/A"}},{"$f":"IF(Data!$B39<MIN(Panely!$A$9:$A$28),VLOOKUP(Data!$B39,tabulka_kce_def,26,FALSE),VLOOKUP(Data!$B39,tabulka_panely_def,31,FALSE))","v":{"$error":"#N/A"}},{"$f":"IF(Data!$B39<MIN(Panely!$A$9:$A$28),VLOOKUP(Data!$B39,tabulka_kce_def,27,FALSE),VLOOKUP(Data!$B39,tabulka_panely_def,32,FALSE))","v":{"$error":"#N/A"}},{"$f":"IF(VLOOKUP(Data!$B39,tabulka_kce_def,3,FALSE)=\"\",Konstrukce!$G$1,IF(VLOOKUP(Data!$B39,tabulka_kce_def,3,FALSE)=\"z\",Konstrukce!$G$2,VLOOKUP(Data!$B39,tabulka_kce_def,3,FALSE)))","v":{"$error":"#N/A"}},{"$f":"IF(Data!$B39<MIN(Panely!$A$9:$A$28),0,VLOOKUP(Data!$B39,tabulka_panely_def,25,FALSE))","v":{"$error":"#N/A"}},{"$f":"IF(Data!$B39<MIN(Panely!$A$9:$A$28),VLOOKUP(Data!$B39,tabulka_kce_def,24,FALSE),VLOOKUP(Data!$B39,tabulka_panely_def,33,FALSE))","v":{"$error":"#N/A"}},{"$f":"Konstrukce!$D$1","v":15},{"$f":"Konstrukce!$D$2","v":15},{"$f":"Konstrukce!$G$1","v":0},{"$f":"IF(Data!$B39<MIN(Panely!$A$9:$A$28),VLOOKUP(Data!$B39,tabulka_kce_def,59,FALSE),VLOOKUP(Data!$B39,tabulka_panely_def,63,FALSE))","v":{"$error":"#N/A"}},{"$f":"IF(Data!$B39<MIN(Panely!$A$9:$A$28),VLOOKUP(Data!$B39,tabulka_kce_def,60,FALSE),VLOOKUP(Data!$B39,tabulka_panely_def,64,FALSE))","v":{"$error":"#N/A"}},{"$f":"IF(Data!$B39<MIN(Panely!$A$9:$A$28),VLOOKUP(Data!$B39,tabulka_kce_def,61,FALSE),VLOOKUP(Data!$B39,tabulka_panely_def,65,FALSE))","v":{"$error":"#N/A"}},{"$f":"IF(Data!$B39<MIN(Panely!$A$9:$A$28),VLOOKUP(Data!$B39,tabulka_kce_def,25,FALSE),0)","v":0},{"$error":"#N/A"},null,null,null,null,"=",{"$f":"IF(Data!$W39<MIN(Panely!$A$9:$A$28),VLOOKUP(Data!$W39,tabulka_kce_def,62,FALSE),VLOOKUP(Data!$W39,tabulka_panely_def,65,FALSE))","v":{"$error":"#N/A"}},{"$f":"IF(Data!$W39<MIN(Panely!$A$9:$A$28),VLOOKUP(Data!$W39,tabulka_kce_def,Y$1-20,FALSE),VLOOKUP(Data!$W39,tabulka_panely_def,Y$1-18,FALSE))","v":{"$error":"#N/A"}},{"$f":"IF(Data!$W39<MIN(Panely!$A$9:$A$28),VLOOKUP(Data!$W39,tabulka_kce_def,Z$1-20,FALSE),VLOOKUP(Data!$W39,tabulka_panely_def,Z$1-18,FALSE))","v":{"$error":"#N/A"}},{"$f":"IF(Data!$W39<MIN(Panely!$A$9:$A$28),VLOOKUP(Data!$W39,tabulka_kce_def,AA$1-20,FALSE),VLOOKUP(Data!$W39,tabulka_panely_def,AA$1-18,FALSE))","v":{"$error":"#N/A"}},{"$f":"IF(Data!$W39<MIN(Panely!$A$9:$A$28),VLOOKUP(Data!$W39,tabulka_kce_def,AB$1-20,FALSE),VLOOKUP(Data!$W39,tabulka_panely_def,AB$1-18,FALSE))","v":{"$error":"#N/A"}},{"$f":"IF(Data!$W39<MIN(Panely!$A$9:$A$28),VLOOKUP(Data!$W39,tabulka_kce_def,AC$1-20,FALSE),VLOOKUP(Data!$W39,tabulka_panely_def,AC$1-18,FALSE))","v":{"$error":"#N/A"}},{"$f":"IF(Data!$W39<MIN(Panely!$A$9:$A$28),VLOOKUP(Data!$W39,tabulka_kce_def,AD$1-20,FALSE),VLOOKUP(Data!$W39,tabulka_panely_def,AD$1-18,FALSE))","v":{"$error":"#N/A"}},{"$f":"IF(Data!$W39<MIN(Panely!$A$9:$A$28),VLOOKUP(Data!$W39,tabulka_kce_def,AE$1-20,FALSE),VLOOKUP(Data!$W39,tabulka_panely_def,AE$1-18,FALSE))","v":{"$error":"#N/A"}},{"$f":"IF(Data!$W39<MIN(Panely!$A$9:$A$28),VLOOKUP(Data!$W39,tabulka_kce_def,AF$1-20,FALSE),VLOOKUP(Data!$W39,tabulka_panely_def,AF$1-18,FALSE))","v":{"$error":"#N/A"}},{"$f":"IF(Data!$W39<MIN(Panely!$A$9:$A$28),VLOOKUP(Data!$W39,tabulka_kce_def,AG$1-20,FALSE),VLOOKUP(Data!$W39,tabulka_panely_def,AG$1-18,FALSE))","v":{"$error":"#N/A"}},{"$f":"IF(Data!$W39<MIN(Panely!$A$9:$A$28),VLOOKUP(Data!$W39,tabulka_kce_def,AH$1-20,FALSE),VLOOKUP(Data!$W39,tabulka_panely_def,AH$1-18,FALSE))","v":{"$error":"#N/A"}},{"$f":"IF(Data!$W39<MIN(Panely!$A$9:$A$28),VLOOKUP(Data!$W39,tabulka_kce_def,AI$1-20,FALSE),VLOOKUP(Data!$W39,tabulka_panely_def,AI$1-18,FALSE))","v":{"$error":"#N/A"}},{"$f":"IF(Data!$W39<MIN(Panely!$A$9:$A$28),VLOOKUP(Data!$W39,tabulka_kce_def,AJ$1-20,FALSE),VLOOKUP(Data!$W39,tabulka_panely_def,AJ$1-18,FALSE))","v":{"$error":"#N/A"}},{"$f":"IF(Data!$W39<MIN(Panely!$A$9:$A$28),VLOOKUP(Data!$W39,tabulka_kce_def,AK$1-20,FALSE),VLOOKUP(Data!$W39,tabulka_panely_def,AK$1-18,FALSE))","v":{"$error":"#N/A"}},{"$f":"IF(Data!$W39<MIN(Panely!$A$9:$A$28),VLOOKUP(Data!$W39,tabulka_kce_def,AL$1-20,FALSE),VLOOKUP(Data!$W39,tabulka_panely_def,AL$1-18,FALSE))","v":{"$error":"#N/A"}},{"$f":"IF(Data!$W39<MIN(Panely!$A$9:$A$28),VLOOKUP(Data!$W39,tabulka_kce_def,AM$1-20,FALSE),VLOOKUP(Data!$W39,tabulka_panely_def,AM$1-18,FALSE))","v":{"$error":"#N/A"}},39,{"$f":"IF(Data!$W39<MIN(Panely!$A$9:$A$28),VLOOKUP(Data!$W39,tabulka_kce_def,63,FALSE),0)","v":0},{"$f":"IF(Data!$W39<MIN(Panely!$A$9:$A$28),VLOOKUP(Data!$W39,tabulka_kce_def,28,FALSE),1)","v":1},{"$f":"IF(Data!$W39<MIN(Panely!$A$9:$A$28),VLOOKUP(Data!$W39,tabulka_kce_def,23,FALSE),VLOOKUP(Data!$W39,tabulka_panely_def,24,FALSE))","v":{"$error":"#N/A"}},null,0,null,0,0,{"$error":"#N/A"},0,{"$f":"IF(AND(W39>MAX(Konstrukce!A:A),ISNUMBER(W39)),1,0)","v":0}]
[null,"=",{"$f":"IF(Data!$B40<MIN(Panely!$A$9:$A$28),VLOOKUP(Data!$B40,tabulka_kce_def,4,FALSE),VLOOKUP(Data!$B40,tabulka_panely_def,4,FALSE))","v":{"$error":"#N/A"}},{"$f":"IF(Data!$B40<MIN(Panely!$A$9:$A$28),VLOOKUP(Data!$B40,tabulka_kce_def,23,FALSE),VLOOKUP(Data!$B40,tabulka_panely_def,24,FALSE))","v":{"$error":"#N/A"}},{"$f":"IF(Data!$B40<MIN(Panely!$A$9:$A$28),VLOOKUP(Data!$B40,tabulka_kce_def,21,FALSE),VLOOKUP(Data!$B40,tabulka_panely_def,22,FALSE))","v":{"$error":"#N/A"}},{"$f":"IF(Data!$B40<MIN(Panely!$A$9:$A$28),VLOOKUP(Data!$B40,tabulka_kce_def,26,FALSE),VLOOKUP(Data!$B40,tabulka_panely_def,31,FALSE))","v":{"$error":"#N/A"}},{"$f":"IF(Data!$B40<MIN(Panely!$A$9:$A$28),VLOOKUP(Data!$B40,tabulka_kce_def,27,FALSE),VLOOKUP(Data!$B40,tabulka_panely_def,32,FALSE))","v":{"$error":"#N/A"}},{"$f":"IF(VLOOKUP(Data!$B40,tabulka_kce_def,3,FALSE)=\"\",Konstrukce!$G$1,IF(VLOOKUP(Data!$B40,tabulka_kce_def,3,FALSE)=\"z\",Konstrukce!$G$2,VLOOKUP(Data!$B40,tabulka_kce_def,3,FALSE)))","v":{"$error":"#N/A"}},{"$f":"IF(Data!$B40<MIN(Panely!$A$9:$A$28),0,VLOOKUP(Data!$B40,tabulka_panely_def,25,FALSE))","v":{"$error":"#N/A"}},{"$f":"IF(Data!$B40<MIN(Panely!$A$9:$A$28),VLOOKUP(Data!$B40,tabulka_kce_def,24,FALSE),VLOOKUP(Data!$B40,tabulka_panely_def,33,FALSE))","v":{"$error":"#N/A"}},{"$f":"Konstrukce!$D$1","v":15},{"$f":"Konstrukce!$D$2","v":15},{"$f":"Konstrukce!$G$1","v":0},{"$f":"IF(Data!$B40<MIN(Panely!$A$9:$A$28),VLOOKUP(Data!$B40,tabulka_kce_def,59,FALSE),VLOOKUP(Data!$B40,tabulka_panely_def,63,FALSE))","v":{"$error":"#N/A"}},{"$f":"IF(Data!$B40<MIN(Panely!$A$9:$A$28),VLOOKUP(Data!$B40,tabulka_kce_def,60,FALSE),VLOOKUP(Data!$B40,tabulka_panely_def,64,FALSE))","v":{"$error":"#N/A"}},{"$f":"IF(Data!$B40<MIN(Panely!$A$9:$A$28),VLOOKUP(Data!$B40,tabulka_kce_def,61,FALSE),VLOOKUP(Data!$B40,tabulka_panely_def,65,FALSE))","v":{"$error":"#N/A"}},{"$f":"IF(Data!$B40<MIN(Panely!$A$9:$A$28),VLOOKUP(Data!$B40,tabulka_kce_def,25,FALSE),0)","v":0},{"$error":"#N/A"},null,null,null,null,"=",{"$f":"IF(Data!$W40<MIN(Panely!$A$9:$A$28),VLOOKUP(Data!$W40,tabulka_kce_def,62,FALSE),VLOOKUP(Data!$W40,tabulka_panely_def,65,FALSE))","v":{"$error":"#N/A"}},{"$f":"IF(Data!$W40<MIN(Panely!$A$9:$A$28),VLOOKUP(Data!$W40,tabulka_kce_def,Y$1-20,FALSE),VLOOKUP(Data!$W40,tabulka_panely_def,Y$1-18,FALSE))","v":{"$error":"#N/A"}},{"$f":"IF(Data!$W40<MIN(Panely!$A$9:$A$28),VLOOKUP(Data!$W40,tabulka_kce_def,Z$1-20,FALSE),VLOOKUP(Data!$W40,tabulka_panely_def,Z$1-18,FALSE))","v":{"$error":"#N/A"}},{"$f":"IF(Data!$W40<MIN(Panely!$A$9:$A$28),VLOOKUP(Data!$W40,tabulka_kce_def,AA$1-20,FALSE),VLOOKUP(Data!$W40,tabulka_panely_def,AA$1-18,FALSE))","v":{"$error":"#N/A"}},{"$f":"IF(Data!$W40<MIN(Panely!$A$9:$A$28),VLOOKUP(Data!$W40,tabulka_kce_def,AB$1-20,FALSE),VLOOKUP(Data!$W40,tabulka_panely_def,AB$1-18,FALSE))","v":{"$error":"#N/A"}},{"$f":"IF(Data!$W40<MIN(Panely!$A$9:$A$28),VLOOKUP(Data!$W40,tabulka_kce_def,AC$1-20,FALSE),VLOOKUP(Data!$W40,tabulka_panely_def,AC$1-18,FALSE))","v":{"$error":"#N/A"}},{"$f":"IF(Data!$W40<MIN(Panely!$A$9:$A$28),VLOOKUP(Data!$W40,tabulka_kce_def,AD$1-20,FALSE),VLOOKUP(Data!$W40,tabulka_panely_def,AD$1-18,FALSE))","v":{"$error":"#N/A"}},{"$f":"IF(Data!$W40<MIN(Panely!$A$9:$A$28),VLOOKUP(Data!$W40,tabulka_kce_def,AE$1-20,FALSE),VLOOKUP(Data!$W40,tabulka_panely_def,AE$1-18,FALSE))","v":{"$error":"#N/A"}},{"$f":"IF(Data!$W40<MIN(Panely!$A$9:$A$28),VLOOKUP(Data!$W40,tabulka_kce_def,AF$1-20,FALSE),VLOOKUP(Data!$W40,tabulka_panely_def,AF$1-18,FALSE))","v":{"$error":"#N/A"}},{"$f":"IF(Data!$W40<MIN(Panely!$A$9:$A$28),VLOOKUP(Data!$W40,tabulka_kce_def,AG$1-20,FALSE),VLOOKUP(Data!$W40,tabulka_panely_def,AG$1-18,FALSE))","v":{"$error":"#N/A"}},{"$f":"IF(Data!$W40<MIN(Panely!$A$9:$A$28),VLOOKUP(Data!$W40,tabulka_kce_def,AH$1-20,FALSE),VLOOKUP(Data!$W40,tabulka_panely_def,AH$1-18,FALSE))","v":{"$error":"#N/A"}},{"$f":"IF(Data!$W40<MIN(Panely!$A$9:$A$28),VLOOKUP(Data!$W40,tabulka_kce_def,AI$1-20,FALSE),VLOOKUP(Data!$W40,tabulka_panely_def,AI$1-18,FALSE))","v":{"$error":"#N/A"}},{"$f":"IF(Data!$W40<MIN(Panely!$A$9:$A$28),VLOOKUP(Data!$W40,tabulka_kce_def,AJ$1-20,FALSE),VLOOKUP(Data!$W40,tabulka_panely_def,AJ$1-18,FALSE))","v":{"$error":"#N/A"}},{"$f":"IF(Data!$W40<MIN(Panely!$A$9:$A$28),VLOOKUP(Data!$W40,tabulka_kce_def,AK$1-20,FALSE),VLOOKUP(Data!$W40,tabulka_panely_def,AK$1-18,FALSE))","v":{"$error":"#N/A"}},{"$f":"IF(Data!$W40<MIN(Panely!$A$9:$A$28),VLOOKUP(Data!$W40,tabulka_kce_def,AL$1-20,FALSE),VLOOKUP(Data!$W40,tabulka_panely_def,AL$1-18,FALSE))","v":{"$error":"#N/A"}},{"$f":"IF(Data!$W40<MIN(Panely!$A$9:$A$28),VLOOKUP(Data!$W40,tabulka_kce_def,AM$1-20,FALSE),VLOOKUP(Data!$W40,tabulka_panely_def,AM$1-18,FALSE))","v":{"$error":"#N/A"}},40,{"$f":"IF(Data!$W40<MIN(Panely!$A$9:$A$28),VLOOKUP(Data!$W40,tabulka_kce_def,63,FALSE),0)","v":0},{"$f":"IF(Data!$W40<MIN(Panely!$A$9:$A$28),VLOOKUP(Data!$W40,tabulka_kce_def,28,FALSE),1)","v":1},{"$f":"IF(Data!$W40<MIN(Panely!$A$9:$A$28),VLOOKUP(Data!$W40,tabulka_kce_def,23,FALSE),VLOOKUP(Data!$W40,tabulka_panely_def,24,FALSE))","v":{"$error":"#N/A"}},null,0,null,0,0,{"$error":"#N/A"},0,{"$f":"IF(AND(W40>MAX(Konstrukce!A:A),ISNUMBER(W40)),1,0)","v":0}]
[null,"=",{"$f":"IF(Data!$B41<MIN(Panely!$A$9:$A$28),VLOOKUP(Data!$B41,tabulka_kce_def,4,FALSE),VLOOKUP(Data!$B41,tabulka_panely_def,4,FALSE))","v":{"$error":"#N/A"}},{"$f":"IF(Data!$B41<MIN(Panely!$A$9:$A$28),VLOOKUP(Data!$B41,tabulka_kce_def,23,FALSE),VLOOKUP(Data!$B41,tabulka_panely_def,24,FALSE))","v":{"$error":"#N/A"}},{"$f":"IF(Data!$B41<MIN(Panely!$A$9:$A$28),VLOOKUP(Data!$B41,tabulka_kce_def,21,FALSE),VLOOKUP(Data!$B41,tabulka_panely_def,22,FALSE))","v":{"$error":"#N/A"}},{"$f":"IF(Data!$B41<MIN(Panely!$A$9:$A$28),VLOOKUP(Data!$B41,tabulka_kce_def,26,FALSE),VLOOKUP(Data!$B41,tabulka_panely_def,31,FALSE))","v":{"$error":"#N/A"}},{"$f":"IF(Data!$B41<MIN(Panely!$A$9:$A$28),VLOOKUP(Data!$B41,tabulka_kce_def,27,FALSE),VLOOKUP(Data!$B41,tabulka_panely_def,32,FALSE))","v":{"$error":"#N/A"}},{"$f":"IF(VLOOKUP(Data!$B41,tabulka_kce_def,3,FALSE)=\"\",Konstrukce!$G$1,IF(VLOOKUP(Data!$B41,tabulka_kce_def,3,FALSE)=\"z\",Konstrukce!$G$2,VLOOKUP(Data!$B41,tabulka_kce_def,3,FALSE)))","v":{"$error":"#N/A"}},{"$f":"IF(Data!$B41<MIN(Panely!$A$9:$A$28),0,VLOOKUP(Data!$B41,tabulka_panely_def,25,FALSE))","v":{"$error":"#N/A"}},{"$f":"IF(Data!$B41<MIN(Panely!$A$9:$A$28),VLOOKUP(Data!$B41,tabulka_kce_def,24,FALSE),VLOOKUP(Data!$B41,tabulka_panely_def,33,FALSE))","v":{"$error":"#N/A"}},{"$f":"Konstrukce!$D$1","v":15},{"$f":"Konstrukce!$D$2","v":15},{"$f":"Konstrukce!$G$1","v":0},{"$f":"IF(Data!$B41<MIN(Panely!$A$9:$A$28),VLOOKUP(Data!$B41,tabulka_kce_def,59,FALSE),VLOOKUP(Data!$B41,tabulka_panely_def,63,FALSE))","v":{"$error":"#N/A"}},{"$f":"IF(Data!$B41<MIN(Panely!$A$9:$A$28),VLOOKUP(Data!$B41,tabulka_kce_def,60,FALSE),VLOOKUP(Data!$B41,tabulka_panely_def,64,FALSE))","v":{"$error":"#N/A"}},{"$f":"IF(Data!$B41<MIN(Panely!$A$9:$A$28),VLOOKUP(Data!$B41,tabulka_kce_def,61,FALSE),VLOOKUP(Data!$B41,tabulka_panely_def,65,FALSE))","v":{"$error":"#N/A"}},{"$f":"IF(Data!$B41<MIN(Panely!$A$9:$A$28),VLOOKUP(Data!$B41,tabulka_kce_def,25,FALSE),0)","v":0},{"$error":"#N/A"},null,null,null,null,"=",{"$f":"IF(Data!$W41<MIN(Panely!$A$9:$A$28),VLOOKUP(Data!$W41,tabulka_kce_def,62,FALSE),VLOOKUP(Data!$W41,tabulka_panely_def,65,FALSE))","v":{"$error":"#N/A"}},{"$f":"IF(Data!$W41<MIN(Panely!$A$9:$A$28),VLOOKUP(Data!$W41,tabulka_kce_def,Y$1-20,FALSE),VLOOKUP(Data!$W41,tabulka_panely_def,Y$1-18,FALSE))","v":{"$error":"#N/A"}},{"$f":"IF(Data!$W41<MIN(Panely!$A$9:$A$28),VLOOKUP(Data!$W41,tabulka_kce_def,Z$1-20,FALSE),VLOOKUP(Data!$W41,tabulka_panely_def,Z$1-18,FALSE))","v":{"$error":"#N/A"}},{"$f":"IF(Data!$W41<MIN(Panely!$A$9:$A$28),VLOOKUP(Data!$W41,tabulka_kce_def,AA$1-20,FALSE),VLOOKUP(Data!$W41,tabulka_panely_def,AA$1-18,FALSE))","v":{"$error":"#N/A"}},{"$f":"IF(Data!$W41<MIN(Panely!$A$9:$A$28),VLOOKUP(Data!$W41,tabulka_kce_def,AB$1-20,FALSE),VLOOKUP(Data!$W41,tabulka_panely_def,AB$1-18,FALSE))","v":{"$error":"#N/A"}},{"$f":"IF(Data!$W41<MIN(Panely!$A$9:$A$28),VLOOKUP(Data!$W41,tabulka_kce_def,AC$1-20,FALSE),VLOOKUP(Data!$W41,tabulka_panely_def,AC$1-18,FALSE))","v":{"$error":"#N/A"}},{"$f":"IF(Data!$W41<MIN(Panely!$A$9:$A$28),VLOOKUP(Data!$W41,tabulka_kce_def,AD$1-20,FALSE),VLOOKUP(Data!$W41,tabulka_panely_def,AD$1-18,FALSE))","v":{"$error":"#N/A"}},{"$f":"IF(Data!$W41<MIN(Panely!$A$9:$A$28),VLOOKUP(Data!$W41,tabulka_kce_def,AE$1-20,FALSE),VLOOKUP(Data!$W41,tabulka_panely_def,AE$1-18,FALSE))","v":{"$error":"#N/A"}},{"$f":"IF(Data!$W41<MIN(Panely!$A$9:$A$28),VLOOKUP(Data!$W41,tabulka_kce_def,AF$1-20,FALSE),VLOOKUP(Data!$W41,tabulka_panely_def,AF$1-18,FALSE))","v":{"$error":"#N/A"}},{"$f":"IF(Data!$W41<MIN(Panely!$A$9:$A$28),VLOOKUP(Data!$W41,tabulka_kce_def,AG$1-20,FALSE),VLOOKUP(Data!$W41,tabulka_panely_def,AG$1-18,FALSE))","v":{"$error":"#N/A"}},{"$f":"IF(Data!$W41<MIN(Panely!$A$9:$A$28),VLOOKUP(Data!$W41,tabulka_kce_def,AH$1-20,FALSE),VLOOKUP(Data!$W41,tabulka_panely_def,AH$1-18,FALSE))","v":{"$error":"#N/A"}},{"$f":"IF(Data!$W41<MIN(Panely!$A$9:$A$28),VLOOKUP(Data!$W41,tabulka_kce_def,AI$1-20,FALSE),VLOOKUP(Data!$W41,tabulka_panely_def,AI$1-18,FALSE))","v":{"$error":"#N/A"}},{"$f":"IF(Data!$W41<MIN(Panely!$A$9:$A$28),VLOOKUP(Data!$W41,tabulka_kce_def,AJ$1-20,FALSE),VLOOKUP(Data!$W41,tabulka_panely_def,AJ$1-18,FALSE))","v":{"$error":"#N/A"}},{"$f":"IF(Data!$W41<MIN(Panely!$A$9:$A$28),VLOOKUP(Data!$W41,tabulka_kce_def,AK$1-20,FALSE),VLOOKUP(Data!$W41,tabulka_panely_def,AK$1-18,FALSE))","v":{"$error":"#N/A"}},{"$f":"IF(Data!$W41<MIN(Panely!$A$9:$A$28),VLOOKUP(Data!$W41,tabulka_kce_def,AL$1-20,FALSE),VLOOKUP(Data!$W41,tabulka_panely_def,AL$1-18,FALSE))","v":{"$error":"#N/A"}},{"$f":"IF(Data!$W41<MIN(Panely!$A$9:$A$28),VLOOKUP(Data!$W41,tabulka_kce_def,AM$1-20,FALSE),VLOOKUP(Data!$W41,tabulka_panely_def,AM$1-18,FALSE))","v":{"$error":"#N/A"}},41,{"$f":"IF(Data!$W41<MIN(Panely!$A$9:$A$28),VLOOKUP(Data!$W41,tabulka_kce_def,63,FALSE),0)","v":0},{"$f":"IF(Data!$W41<MIN(Panely!$A$9:$A$28),VLOOKUP(Data!$W41,tabulka_kce_def,28,FALSE),1)","v":1},{"$f":"IF(Data!$W41<MIN(Panely!$A$9:$A$28),VLOOKUP(Data!$W41,tabulka_kce_def,23,FALSE),VLOOKUP(Data!$W41,tabulka_panely_def,24,FALSE))","v":{"$error":"#N/A"}},null,0,null,0,0,{"$error":"#N/A"},0,{"$f":"IF(AND(W41>MAX(Konstrukce!A:A),ISNUMBER(W41)),1,0)","v":0}]
[null,"=",{"$f":"IF(Data!$B42<MIN(Panely!$A$9:$A$28),VLOOKUP(Data!$B42,tabulka_kce_def,4,FALSE),VLOOKUP(Data!$B42,tabulka_panely_def,4,FALSE))","v":{"$error":"#N/A"}},{"$f":"IF(Data!$B42<MIN(Panely!$A$9:$A$28),VLOOKUP(Data!$B42,tabulka_kce_def,23,FALSE),VLOOKUP(Data!$B42,tabulka_panely_def,24,FALSE))","v":{"$error":"#N/A"}},{"$f":"IF(Data!$B42<MIN(Panely!$A$9:$A$28),VLOOKUP(Data!$B42,tabulka_kce_def,21,FALSE),VLOOKUP(Data!$B42,tabulka_panely_def,22,FALSE))","v":{"$error":"#N/A"}},{"$f":"IF(Data!$B42<MIN(Panely!$A$9:$A$28),VLOOKUP(Data!$B42,tabulka_kce_def,26,FALSE),VLOOKUP(Data!$B42,tabulka_panely_def,31,FALSE))","v":{"$error":"#N/A"}},{"$f":"IF(Data!$B42<MIN(Panely!$A$9:$A$28),VLOOKUP(Data!$B42,tabulka_kce_def,27,FALSE),VLOOKUP(Data!$B42,tabulka_panely_def,32,FALSE))","v":{"$error":"#N/A"}},{"$f":"IF(VLOOKUP(Data!$B42,tabulka_kce_def,3,FALSE)=\"\",Konstrukce!$G$1,IF(VLOOKUP(Data!$B42,tabulka_kce_def,3,FALSE)=\"z\",Konstrukce!$G$2,VLOOKUP(Data!$B42,tabulka_kce_def,3,FALSE)))","v":{"$error":"#N/A"}},{"$f":"IF(Data!$B42<MIN(Panely!$A$9:$A$28),0,VLOOKUP(Data!$B42,tabulka_panely_def,25,FALSE))","v":{"$error":"#N/A"}},{"$f":"IF(Data!$B42<MIN(Panely!$A$9:$A$28),VLOOKUP(Data!$B42,tabulka_kce_def,24,FALSE),VLOOKUP(Data!$B42,tabulka_panely_def,33,FALSE))","v":{"$error":"#N/A"}},{"$f":"Konstrukce!$D$1","v":15},{"$f":"Konstrukce!$D$2","v":15},{"$f":"Konstrukce!$G$1","v":0},{"$f":"IF(Data!$B42<MIN(Panely!$A$9:$A$28),VLOOKUP(Data!$B42,tabulka_kce_def,59,FALSE),VLOOKUP(Data!$B42,tabulka_panely_def,63,FALSE))","v":{"$error":"#N/A"}},{"$f":"IF(Data!$B42<MIN(Panely!$A$9:$A$28),VLOOKUP(Data!$B42,tabulka_kce_def,60,FALSE),VLOOKUP(Data!$B42,tabulka_panely_def,64,FALSE))","v":{"$error":"#N/A"}},{"$f":"IF(Data!$B42<MIN(Panely!$A$9:$A$28),VLOOKUP(Data!$B42,tabulka_kce_def,61,FALSE),VLOOKUP(Data!$B42,tabulka_panely_def,65,FALSE))","v":{"$error":"#N/A"}},{"$f":"IF(Data!$B42<MIN(Panely!$A$9:$A$28),VLOOKUP(Data!$B42,tabulka_kce_def,25,FALSE),0)","v":0},{"$error":"#N/A"},null,null,null,null,"=",{"$f":"IF(Data!$W42<MIN(Panely!$A$9:$A$28),VLOOKUP(Data!$W42,tabulka_kce_def,62,FALSE),VLOOKUP(Data!$W42,tabulka_panely_def,65,FALSE))","v":{"$error":"#N/A"}},{"$f":"IF(Data!$W42<MIN(Panely!$A$9:$A$28),VLOOKUP(Data!$W42,tabulka_kce_def,Y$1-20,FALSE),VLOOKUP(Data!$W42,tabulka_panely_def,Y$1-18,FALSE))","v":{"$error":"#N/A"}},{"$f":"IF(Data!$W42<MIN(Panely!$A$9:$A$28),VLOOKUP(Data!$W42,tabulka_kce_def,Z$1-20,FALSE),VLOOKUP(Data!$W42,tabulka_panely_def,Z$1-18,FALSE))","v":{"$error":"#N/A"}},{"$f":"IF(Data!$W42<MIN(Panely!$A$9:$A$28),VLOOKUP(Data!$W42,tabulka_kce_def,AA$1-20,FALSE),VLOOKUP(Data!$W42,tabulka_panely_def,AA$1-18,FALSE))","v":{"$error":"#N/A"}},{"$f":"IF(Data!$W42<MIN(Panely!$A$9:$A$28),VLOOKUP(Data!$W42,tabulka_kce_def,AB$1-20,FALSE),VLOOKUP(Data!$W42,tabulka_panely_def,AB$1-18,FALSE))","v":{"$error":"#N/A"}},{"$f":"IF(Data!$W42<MIN(Panely!$A$9:$A$28),VLOOKUP(Data!$W42,tabulka_kce_def,AC$1-20,FALSE),VLOOKUP(Data!$W42,tabulka_panely_def,AC$1-18,FALSE))","v":{"$error":"#N/A"}},{"$f":"IF(Data!$W42<MIN(Panely!$A$9:$A$28),VLOOKUP(Data!$W42,tabulka_kce_def,AD$1-20,FALSE),VLOOKUP(Data!$W42,tabulka_panely_def,AD$1-18,FALSE))","v":{"$error":"#N/A"}},{"$f":"IF(Data!$W42<MIN(Panely!$A$9:$A$28),VLOOKUP(Data!$W42,tabulka_kce_def,AE$1-20,FALSE),VLOOKUP(Data!$W42,tabulka_panely_def,AE$1-18,FALSE))","v":{"$error":"#N/A"}},{"$f":"IF(Data!$W42<MIN(Panely!$A$9:$A$28),VLOOKUP(Data!$W42,tabulka_kce_def,AF$1-20,FALSE),VLOOKUP(Data!$W42,tabulka_panely_def,AF$1-18,FALSE))","v":{"$error":"#N/A"}},{"$f":"IF(Data!$W42<MIN(Panely!$A$9:$A$28),VLOOKUP(Data!$W42,tabulka_kce_def,AG$1-20,FALSE),VLOOKUP(Data!$W42,tabulka_panely_def,AG$1-18,FALSE))","v":{"$error":"#N/A"}},{"$f":"IF(Data!$W42<MIN(Panely!$A$9:$A$28),VLOOKUP(Data!$W42,tabulka_kce_def,AH$1-20,FALSE),VLOOKUP(Data!$W42,tabulka_panely_def,AH$1-18,FALSE))","v":{"$error":"#N/A"}},{"$f":"IF(Data!$W42<MIN(Panely!$A$9:$A$28),VLOOKUP(Data!$W42,tabulka_kce_def,AI$1-20,FALSE),VLOOKUP(Data!$W42,tabulka_panely_def,AI$1-18,FALSE))","v":{"$error":"#N/A"}},{"$f":"IF(Data!$W42<MIN(Panely!$A$9:$A$28),VLOOKUP(Data!$W42,tabulka_kce_def,AJ$1-20,FALSE),VLOOKUP(Data!$W42,tabulka_panely_def,AJ$1-18,FALSE))","v":{"$error":"#N/A"}},{"$f":"IF(Data!$W42<MIN(Panely!$A$9:$A$28),VLOOKUP(Data!$W42,tabulka_kce_def,AK$1-20,FALSE),VLOOKUP(Data!$W42,tabulka_panely_def,AK$1-18,FALSE))","v":{"$error":"#N/A"}},{"$f":"IF(Data!$W42<MIN(Panely!$A$9:$A$28),VLOOKUP(Data!$W42,tabulka_kce_def,AL$1-20,FALSE),VLOOKUP(Data!$W42,tabulka_panely_def,AL$1-18,FALSE))","v":{"$error":"#N/A"}},{"$f":"IF(Data!$W42<MIN(Panely!$A$9:$A$28),VLOOKUP(Data!$W42,tabulka_kce_def,AM$1-20,FALSE),VLOOKUP(Data!$W42,tabulka_panely_def,AM$1-18,FALSE))","v":{"$error":"#N/A"}},42,{"$f":"IF(Data!$W42<MIN(Panely!$A$9:$A$28),VLOOKUP(Data!$W42,tabulka_kce_def,63,FALSE),0)","v":0},{"$f":"IF(Data!$W42<MIN(Panely!$A$9:$A$28),VLOOKUP(Data!$W42,tabulka_kce_def,28,FALSE),1)","v":1},{"$f":"IF(Data!$W42<MIN(Panely!$A$9:$A$28),VLOOKUP(Data!$W42,tabulka_kce_def,23,FALSE),VLOOKUP(Data!$W42,tabulka_panely_def,24,FALSE))","v":{"$error":"#N/A"}},null,0,null,0,0,{"$error":"#N/A"},0,{"$f":"IF(AND(W42>MAX(Konstrukce!A:A),ISNUMBER(W42)),1,0)","v":0}]
[null,"=",{"$f":"IF(Data!$B43<MIN(Panely!$A$9:$A$28),VLOOKUP(Data!$B43,tabulka_kce_def,4,FALSE),VLOOKUP(Data!$B43,tabulka_panely_def,4,FALSE))","v":{"$error":"#N/A"}},{"$f":"IF(Data!$B43<MIN(Panely!$A$9:$A$28),VLOOKUP(Data!$B43,tabulka_kce_def,23,FALSE),VLOOKUP(Data!$B43,tabulka_panely_def,24,FALSE))","v":{"$error":"#N/A"}},{"$f":"IF(Data!$B43<MIN(Panely!$A$9:$A$28),VLOOKUP(Data!$B43,tabulka_kce_def,21,FALSE),VLOOKUP(Data!$B43,tabulka_panely_def,22,FALSE))","v":{"$error":"#N/A"}},{"$f":"IF(Data!$B43<MIN(Panely!$A$9:$A$28),VLOOKUP(Data!$B43,tabulka_kce_def,26,FALSE),VLOOKUP(Data!$B43,tabulka_panely_def,31,FALSE))","v":{"$error":"#N/A"}},{"$f":"IF(Data!$B43<MIN(Panely!$A$9:$A$28),VLOOKUP(Data!$B43,tabulka_kce_def,27,FALSE),VLOOKUP(Data!$B43,tabulka_panely_def,32,FALSE))","v":{"$error":"#N/A"}},{"$f":"IF(VLOOKUP(Data!$B43,tabulka_kce_def,3,FALSE)=\"\",Konstrukce!$G$1,IF(VLOOKUP(Data!$B43,tabulka_kce_def,3,FALSE)=\"z\",Konstrukce!$G$2,VLOOKUP(Data!$B43,tabulka_kce_def,3,FALSE)))","v":{"$error":"#N/A"}},{"$f":"IF(Data!$B43<MIN(Panely!$A$9:$A$28),0,VLOOKUP(Data!$B43,tabulka_panely_def,25,FALSE))","v":{"$error":"#N/A"}},{"$f":"IF(Data!$B43<MIN(Panely!$A$9:$A$28),VLOOKUP(Data!$B43,tabulka_kce_def,24,FALSE),VLOOKUP(Data!$B43,tabulka_panely_def,33,FALSE))","v":{"$error":"#N/A"}},{"$f":"Konstrukce!$D$1","v":15},{"$f":"Konstrukce!$D$2","v":15},{"$f":"Konstrukce!$G$1","v":0},{"$f":"IF(Data!$B43<MIN(Panely!$A$9:$A$28),VLOOKUP(Data!$B43,tabulka_kce_def,59,FALSE),VLOOKUP(Data!$B43,tabulka_panely_def,63,FALSE))","v":{"$error":"#N/A"}},{"$f":"IF(Data!$B43<MIN(Panely!$A$9:$A$28),VLOOKUP(Data!$B43,tabulka_kce_def,60,FALSE),VLOOKUP(Data!$B43,tabulka_panely_def,64,FALSE))","v":{"$error":"#N/A"}},{"$f":"IF(Data!$B43<MIN(Panely!$A$9:$A$28),VLOOKUP(Data!$B43,tabulka_kce_def,61,FALSE),VLOOKUP(Data!$B43,tabulka_panely_def,65,FALSE))","v":{"$error":"#N/A"}},{"$f":"IF(Data!$B43<MIN(Panely!$A$9:$A$28),VLOOKUP(Data!$B43,tabulka_kce_def,25,FALSE),0)","v":0},{"$error":"#N/A"},null,null,null,null,"=",{"$f":"IF(Data!$W43<MIN(Panely!$A$9:$A$28),VLOOKUP(Data!$W43,tabulka_kce_def,62,FALSE),VLOOKUP(Data!$W43,tabulka_panely_def,65,FALSE))","v":{"$error":"#N/A"}},{"$f":"IF(Data!$W43<MIN(Panely!$A$9:$A$28),VLOOKUP(Data!$W43,tabulka_kce_def,Y$1-20,FALSE),VLOOKUP(Data!$W43,tabulka_panely_def,Y$1-18,FALSE))","v":{"$error":"#N/A"}},{"$f":"IF(Data!$W43<MIN(Panely!$A$9:$A$28),VLOOKUP(Data!$W43,tabulka_kce_def,Z$1-20,FALSE),VLOOKUP(Data!$W43,tabulka_panely_def,Z$1-18,FALSE))","v":{"$error":"#N/A"}},{"$f":"IF(Data!$W43<MIN(Panely!$A$9:$A$28),VLOOKUP(Data!$W43,tabulka_kce_def,AA$1-20,FALSE),VLOOKUP(Data!$W43,tabulka_panely_def,AA$1-18,FALSE))","v":{"$error":"#N/A"}},{"$f":"IF(Data!$W43<MIN(Panely!$A$9:$A$28),VLOOKUP(Data!$W43,tabulka_kce_def,AB$1-20,FALSE),VLOOKUP(Data!$W43,tabulka_panely_def,AB$1-18,FALSE))","v":{"$error":"#N/A"}},{"$f":"IF(Data!$W43<MIN(Panely!$A$9:$A$28),VLOOKUP(Data!$W43,tabulka_kce_def,AC$1-20,FALSE),VLOOKUP(Data!$W43,tabulka_panely_def,AC$1-18,FALSE))","v":{"$error":"#N/A"}},{"$f":"IF(Data!$W43<MIN(Panely!$A$9:$A$28),VLOOKUP(Data!$W43,tabulka_kce_def,AD$1-20,FALSE),VLOOKUP(Data!$W43,tabulka_panely_def,AD$1-18,FALSE))","v":{"$error":"#N/A"}},{"$f":"IF(Data!$W43<MIN(Panely!$A$9:$A$28),VLOOKUP(Data!$W43,tabulka_kce_def,AE$1-20,FALSE),VLOOKUP(Data!$W43,tabulka_panely_def,AE$1-18,FALSE))","v":{"$error":"#N/A"}},{"$f":"IF(Data!$W43<MIN(Panely!$A$9:$A$28),VLOOKUP(Data!$W43,tabulka_kce_def,AF$1-20,FALSE),VLOOKUP(Data!$W43,tabulka_panely_def,AF$1-18,FALSE))","v":{"$error":"#N/A"}},{"$f":"IF(Data!$W43<MIN(Panely!$A$9:$A$28),VLOOKUP(Data!$W43,tabulka_kce_def,AG$1-20,FALSE),VLOOKUP(Data!$W43,tabulka_panely_def,AG$1-18,FALSE))","v":{"$error":"#N/A"}},{"$f":"IF(Data!$W43<MIN(Panely!$A$9:$A$28),VLOOKUP(Data!$W43,tabulka_kce_def,AH$1-20,FALSE),VLOOKUP(Data!$W43,tabulka_panely_def,AH$1-18,FALSE))","v":{"$error":"#N/A"}},{"$f":"IF(Data!$W43<MIN(Panely!$A$9:$A$28),VLOOKUP(Data!$W43,tabulka_kce_def,AI$1-20,FALSE),VLOOKUP(Data!$W43,tabulka_panely_def,AI$1-18,FALSE))","v":{"$error":"#N/A"}},{"$f":"IF(Data!$W43<MIN(Panely!$A$9:$A$28),VLOOKUP(Data!$W43,tabulka_kce_def,AJ$1-20,FALSE),VLOOKUP(Data!$W43,tabulka_panely_def,AJ$1-18,FALSE))","v":{"$error":"#N/A"}},{"$f":"IF(Data!$W43<MIN(Panely!$A$9:$A$28),VLOOKUP(Data!$W43,tabulka_kce_def,AK$1-20,FALSE),VLOOKUP(Data!$W43,tabulka_panely_def,AK$1-18,FALSE))","v":{"$error":"#N/A"}},{"$f":"IF(Data!$W43<MIN(Panely!$A$9:$A$28),VLOOKUP(Data!$W43,tabulka_kce_def,AL$1-20,FALSE),VLOOKUP(Data!$W43,tabulka_panely_def,AL$1-18,FALSE))","v":{"$error":"#N/A"}},{"$f":"IF(Data!$W43<MIN(Panely!$A$9:$A$28),VLOOKUP(Data!$W43,tabulka_kce_def,AM$1-20,FALSE),VLOOKUP(Data!$W43,tabulka_panely_def,AM$1-18,FALSE))","v":{"$error":"#N/A"}},43,{"$f":"IF(Data!$W43<MIN(Panely!$A$9:$A$28),VLOOKUP(Data!$W43,tabulka_kce_def,63,FALSE),0)","v":0},{"$f":"IF(Data!$W43<MIN(Panely!$A$9:$A$28),VLOOKUP(Data!$W43,tabulka_kce_def,28,FALSE),1)","v":1},{"$f":"IF(Data!$W43<MIN(Panely!$A$9:$A$28),VLOOKUP(Data!$W43,tabulka_kce_def,23,FALSE),VLOOKUP(Data!$W43,tabulka_panely_def,24,FALSE))","v":{"$error":"#N/A"}},null,0,null,0,0,{"$error":"#N/A"},0,{"$f":"IF(AND(W43>MAX(Konstrukce!A:A),ISNUMBER(W43)),1,0)","v":0}]
[null,"=",{"$f":"IF(Data!$B44<MIN(Panely!$A$9:$A$28),VLOOKUP(Data!$B44,tabulka_kce_def,4,FALSE),VLOOKUP(Data!$B44,tabulka_panely_def,4,FALSE))","v":{"$error":"#N/A"}},{"$f":"IF(Data!$B44<MIN(Panely!$A$9:$A$28),VLOOKUP(Data!$B44,tabulka_kce_def,23,FALSE),VLOOKUP(Data!$B44,tabulka_panely_def,24,FALSE))","v":{"$error":"#N/A"}},{"$f":"IF(Data!$B44<MIN(Panely!$A$9:$A$28),VLOOKUP(Data!$B44,tabulka_kce_def,21,FALSE),VLOOKUP(Data!$B44,tabulka_panely_def,22,FALSE))","v":{"$error":"#N/A"}},{"$f":"IF(Data!$B44<MIN(Panely!$A$9:$A$28),VLOOKUP(Data!$B44,tabulka_kce_def,26,FALSE),VLOOKUP(Data!$B44,tabulka_panely_def,31,FALSE))","v":{"$error":"#N/A"}},{"$f":"IF(Data!$B44<MIN(Panely!$A$9:$A$28),VLOOKUP(Data!$B44,tabulka_kce_def,27,FALSE),VLOOKUP(Data!$B44,tabulka_panely_def,32,FALSE))","v":{"$error":"#N/A"}},{"$f":"IF(VLOOKUP(Data!$B44,tabulka_kce_def,3,FALSE)=\"\",Konstrukce!$G$1,IF(VLOOKUP(Data!$B44,tabulka_kce_def,3,FALSE)=\"z\",Konstrukce!$G$2,VLOOKUP(Data!$B44,tabulka_kce_def,3,FALSE)))","v":{"$error":"#N/A"}},{"$f":"IF(Data!$B44<MIN(Panely!$A$9:$A$28),0,VLOOKUP(Data!$B44,tabulka_panely_def,25,FALSE))","v":{"$error":"#N/A"}},{"$f":"IF(Data!$B44<MIN(Panely!$A$9:$A$28),VLOOKUP(Data!$B44,tabulka_kce_def,24,FALSE),VLOOKUP(Data!$B44,tabulka_panely_def,33,FALSE))","v":{"$error":"#N/A"}},{"$f":"Konstrukce!$D$1","v":15},{"$f":"Konstrukce!$D$2","v":15},{"$f":"Konstrukce!$G$1","v":0},{"$f":"IF(Data!$B44<MIN(Panely!$A$9:$A$28),VLOOKUP(Data!$B44,tabulka_kce_def,59,FALSE),VLOOKUP(Data!$B44,tabulka_panely_def,63,FALSE))","v":{"$error":"#N/A"}},{"$f":"IF(Data!$B44<MIN(Panely!$A$9:$A$28),VLOOKUP(Data!$B44,tabulka_kce_def,60,FALSE),VLOOKUP(Data!$B44,tabulka_panely_def,64,FALSE))","v":{"$error":"#N/A"}},{"$f":"IF(Data!$B44<MIN(Panely!$A$9:$A$28),VLOOKUP(Data!$B44,tabulka_kce_def,61,FALSE),VLOOKUP(Data!$B44,tabulka_panely_def,65,FALSE))","v":{"$error":"#N/A"}},{"$f":"IF(Data!$B44<MIN(Panely!$A$9:$A$28),VLOOKUP(Data!$B44,tabulka_kce_def,25,FALSE),0)","v":0},{"$error":"#N/A"},null,null,null,null,"=",{"$f":"IF(Data!$W44<MIN(Panely!$A$9:$A$28),VLOOKUP(Data!$W44,tabulka_kce_def,62,FALSE),VLOOKUP(Data!$W44,tabulka_panely_def,65,FALSE))","v":{"$error":"#N/A"}},{"$f":"IF(Data!$W44<MIN(Panely!$A$9:$A$28),VLOOKUP(Data!$W44,tabulka_kce_def,Y$1-20,FALSE),VLOOKUP(Data!$W44,tabulka_panely_def,Y$1-18,FALSE))","v":{"$error":"#N/A"}},{"$f":"IF(Data!$W44<MIN(Panely!$A$9:$A$28),VLOOKUP(Data!$W44,tabulka_kce_def,Z$1-20,FALSE),VLOOKUP(Data!$W44,tabulka_panely_def,Z$1-18,FALSE))","v":{"$error":"#N/A"}},{"$f":"IF(Data!$W44<MIN(Panely!$A$9:$A$28),VLOOKUP(Data!$W44,tabulka_kce_def,AA$1-20,FALSE),VLOOKUP(Data!$W44,tabulka_panely_def,AA$1-18,FALSE))","v":{"$error":"#N/A"}},{"$f":"IF(Data!$W44<MIN(Panely!$A$9:$A$28),VLOOKUP(Data!$W44,tabulka_kce_def,AB$1-20,FALSE),VLOOKUP(Data!$W44,tabulka_panely_def,AB$1-18,FALSE))","v":{"$error":"#N/A"}},{"$f":"IF(Data!$W44<MIN(Panely!$A$9:$A$28),VLOOKUP(Data!$W44,tabulka_kce_def,AC$1-20,FALSE),VLOOKUP(Data!$W44,tabulka_panely_def,AC$1-18,FALSE))","v":{"$error":"#N/A"}},{"$f":"IF(Data!$W44<MIN(Panely!$A$9:$A$28),VLOOKUP(Data!$W44,tabulka_kce_def,AD$1-20,FALSE),VLOOKUP(Data!$W44,tabulka_panely_def,AD$1-18,FALSE))","v":{"$error":"#N/A"}},{"$f":"IF(Data!$W44<MIN(Panely!$A$9:$A$28),VLOOKUP(Data!$W44,tabulka_kce_def,AE$1-20,FALSE),VLOOKUP(Data!$W44,tabulka_panely_def,AE$1-18,FALSE))","v":{"$error":"#N/A"}},{"$f":"IF(Data!$W44<MIN(Panely!$A$9:$A$28),VLOOKUP(Data!$W44,tabulka_kce_def,AF$1-20,FALSE),VLOOKUP(Data!$W44,tabulka_panely_def,AF$1-18,FALSE))","v":{"$error":"#N/A"}},{"$f":"IF(Data!$W44<MIN(Panely!$A$9:$A$28),VLOOKUP(Data!$W44,tabulka_kce_def,AG$1-20,FALSE),VLOOKUP(Data!$W44,tabulka_panely_def,AG$1-18,FALSE))","v":{"$error":"#N/A"}},{"$f":"IF(Data!$W44<MIN(Panely!$A$9:$A$28),VLOOKUP(Data!$W44,tabulka_kce_def,AH$1-20,FALSE),VLOOKUP(Data!$W44,tabulka_panely_def,AH$1-18,FALSE))","v":{"$error":"#N/A"}},{"$f":"IF(Data!$W44<MIN(Panely!$A$9:$A$28),VLOOKUP(Data!$W44,tabulka_kce_def,AI$1-20,FALSE),VLOOKUP(Data!$W44,tabulka_panely_def,AI$1-18,FALSE))","v":{"$error":"#N/A"}},{"$f":"IF(Data!$W44<MIN(Panely!$A$9:$A$28),VLOOKUP(Data!$W44,tabulka_kce_def,AJ$1-20,FALSE),VLOOKUP(Data!$W44,tabulka_panely_def,AJ$1-18,FALSE))","v":{"$error":"#N/A"}},{"$f":"IF(Data!$W44<MIN(Panely!$A$9:$A$28),VLOOKUP(Data!$W44,tabulka_kce_def,AK$1-20,FALSE),VLOOKUP(Data!$W44,tabulka_panely_def,AK$1-18,FALSE))","v":{"$error":"#N/A"}},{"$f":"IF(Data!$W44<MIN(Panely!$A$9:$A$28),VLOOKUP(Data!$W44,tabulka_kce_def,AL$1-20,FALSE),VLOOKUP(Data!$W44,tabulka_panely_def,AL$1-18,FALSE))","v":{"$error":"#N/A"}},{"$f":"IF(Data!$W44<MIN(Panely!$A$9:$A$28),VLOOKUP(Data!$W44,tabulka_kce_def,AM$1-20,FALSE),VLOOKUP(Data!$W44,tabulka_panely_def,AM$1-18,FALSE))","v":{"$error":"#N/A"}},44,{"$f":"IF(Data!$W44<MIN(Panely!$A$9:$A$28),VLOOKUP(Data!$W44,tabulka_kce_def,63,FALSE),0)","v":0},{"$f":"IF(Data!$W44<MIN(Panely!$A$9:$A$28),VLOOKUP(Data!$W44,tabulka_kce_def,28,FALSE),1)","v":1},{"$f":"IF(Data!$W44<MIN(Panely!$A$9:$A$28),VLOOKUP(Data!$W44,tabulka_kce_def,23,FALSE),VLOOKUP(Data!$W44,tabulka_panely_def,24,FALSE))","v":{"$error":"#N/A"}},null,0,null,0,0,{"$error":"#N/A"},0,{"$f":"IF(AND(W44>MAX(Konstrukce!A:A),ISNUMBER(W44)),1,0)","v":0}]
[null,"=",{"$f":"IF(Data!$B45<MIN(Panely!$A$9:$A$28),VLOOKUP(Data!$B45,tabulka_kce_def,4,FALSE),VLOOKUP(Data!$B45,tabulka_panely_def,4,FALSE))","v":{"$error":"#N/A"}},{"$f":"IF(Data!$B45<MIN(Panely!$A$9:$A$28),VLOOKUP(Data!$B45,tabulka_kce_def,23,FALSE),VLOOKUP(Data!$B45,tabulka_panely_def,24,FALSE))","v":{"$error":"#N/A"}},{"$f":"IF(Data!$B45<MIN(Panely!$A$9:$A$28),VLOOKUP(Data!$B45,tabulka_kce_def,21,FALSE),VLOOKUP(Data!$B45,tabulka_panely_def,22,FALSE))","v":{"$error":"#N/A"}},{"$f":"IF(Data!$B45<MIN(Panely!$A$9:$A$28),VLOOKUP(Data!$B45,tabulka_kce_def,26,FALSE),VLOOKUP(Data!$B45,tabulka_panely_def,31,FALSE))","v":{"$error":"#N/A"}},{"$f":"IF(Data!$B45<MIN(Panely!$A$9:$A$28),VLOOKUP(Data!$B45,tabulka_kce_def,27,FALSE),VLOOKUP(Data!$B45,tabulka_panely_def,32,FALSE))","v":{"$error":"#N/A"}},{"$f":"IF(VLOOKUP(Data!$B45,tabulka_kce_def,3,FALSE)=\"\",Konstrukce!$G$1,IF(VLOOKUP(Data!$B45,tabulka_kce_def,3,FALSE)=\"z\",Konstrukce!$G$2,VLOOKUP(Data!$B45,tabulka_kce_def,3,FALSE)))","v":{"$error":"#N/A"}},{"$f":"IF(Data!$B45<MIN(Panely!$A$9:$A$28),0,VLOOKUP(Data!$B45,tabulka_panely_def,25,FALSE))","v":{"$error":"#N/A"}},{"$f":"IF(Data!$B45<MIN(Panely!$A$9:$A$28),VLOOKUP(Data!$B45,tabulka_kce_def,24,FALSE),VLOOKUP(Data!$B45,tabulka_panely_def,33,FALSE))","v":{"$error":"#N/A"}},{"$f":"Konstrukce!$D$1","v":15},{"$f":"Konstrukce!$D$2","v":15},{"$f":"Konstrukce!$G$1","v":0},{"$f":"IF(Data!$B45<MIN(Panely!$A$9:$A$28),VLOOKUP(Data!$B45,tabulka_kce_def,59,FALSE),VLOOKUP(Data!$B45,tabulka_panely_def,63,FALSE))","v":{"$error":"#N/A"}},{"$f":"IF(Data!$B45<MIN(Panely!$A$9:$A$28),VLOOKUP(Data!$B45,tabulka_kce_def,60,FALSE),VLOOKUP(Data!$B45,tabulka_panely_def,64,FALSE))","v":{"$error":"#N/A"}},{"$f":"IF(Data!$B45<MIN(Panely!$A$9:$A$28),VLOOKUP(Data!$B45,tabulka_kce_def,61,FALSE),VLOOKUP(Data!$B45,tabulka_panely_def,65,FALSE))","v":{"$error":"#N/A"}},{"$f":"IF(Data!$B45<MIN(Panely!$A$9:$A$28),VLOOKUP(Data!$B45,tabulka_kce_def,25,FALSE),0)","v":0},{"$error":"#N/A"},null,null,null,null,"=",{"$f":"IF(Data!$W45<MIN(Panely!$A$9:$A$28),VLOOKUP(Data!$W45,tabulka_kce_def,62,FALSE),VLOOKUP(Data!$W45,tabulka_panely_def,65,FALSE))","v":{"$error":"#N/A"}},{"$f":"IF(Data!$W45<MIN(Panely!$A$9:$A$28),VLOOKUP(Data!$W45,tabulka_kce_def,Y$1-20,FALSE),VLOOKUP(Data!$W45,tabulka_panely_def,Y$1-18,FALSE))","v":{"$error":"#N/A"}},{"$f":"IF(Data!$W45<MIN(Panely!$A$9:$A$28),VLOOKUP(Data!$W45,tabulka_kce_def,Z$1-20,FALSE),VLOOKUP(Data!$W45,tabulka_panely_def,Z$1-18,FALSE))","v":{"$error":"#N/A"}},{"$f":"IF(Data!$W45<MIN(Panely!$A$9:$A$28),VLOOKUP(Data!$W45,tabulka_kce_def,AA$1-20,FALSE),VLOOKUP(Data!$W45,tabulka_panely_def,AA$1-18,FALSE))","v":{"$error":"#N/A"}},{"$f":"IF(Data!$W45<MIN(Panely!$A$9:$A$28),VLOOKUP(Data!$W45,tabulka_kce_def,AB$1-20,FALSE),VLOOKUP(Data!$W45,tabulka_panely_def,AB$1-18,FALSE))","v":{"$error":"#N/A"}},{"$f":"IF(Data!$W45<MIN(Panely!$A$9:$A$28),VLOOKUP(Data!$W45,tabulka_kce_def,AC$1-20,FALSE),VLOOKUP(Data!$W45,tabulka_panely_def,AC$1-18,FALSE))","v":{"$error":"#N/A"}},{"$f":"IF(Data!$W45<MIN(Panely!$A$9:$A$28),VLOOKUP(Data!$W45,tabulka_kce_def,AD$1-20,FALSE),VLOOKUP(Data!$W45,tabulka_panely_def,AD$1-18,FALSE))","v":{"$error":"#N/A"}},{"$f":"IF(Data!$W45<MIN(Panely!$A$9:$A$28),VLOOKUP(Data!$W45,tabulka_kce_def,AE$1-20,FALSE),VLOOKUP(Data!$W45,tabulka_panely_def,AE$1-18,FALSE))","v":{"$error":"#N/A"}},{"$f":"IF(Data!$W45<MIN(Panely!$A$9:$A$28),VLOOKUP(Data!$W45,tabulka_kce_def,AF$1-20,FALSE),VLOOKUP(Data!$W45,tabulka_panely_def,AF$1-18,FALSE))","v":{"$error":"#N/A"}},{"$f":"IF(Data!$W45<MIN(Panely!$A$9:$A$28),VLOOKUP(Data!$W45,tabulka_kce_def,AG$1-20,FALSE),VLOOKUP(Data!$W45,tabulka_panely_def,AG$1-18,FALSE))","v":{"$error":"#N/A"}},{"$f":"IF(Data!$W45<MIN(Panely!$A$9:$A$28),VLOOKUP(Data!$W45,tabulka_kce_def,AH$1-20,FALSE),VLOOKUP(Data!$W45,tabulka_panely_def,AH$1-18,FALSE))","v":{"$error":"#N/A"}},{"$f":"IF(Data!$W45<MIN(Panely!$A$9:$A$28),VLOOKUP(Data!$W45,tabulka_kce_def,AI$1-20,FALSE),VLOOKUP(Data!$W45,tabulka_panely_def,AI$1-18,FALSE))","v":{"$error":"#N/A"}},{"$f":"IF(Data!$W45<MIN(Panely!$A$9:$A$28),VLOOKUP(Data!$W45,tabulka_kce_def,AJ$1-20,FALSE),VLOOKUP(Data!$W45,tabulka_panely_def,AJ$1-18,FALSE))","v":{"$error":"#N/A"}},{"$f":"IF(Data!$W45<MIN(Panely!$A$9:$A$28),VLOOKUP(Data!$W45,tabulka_kce_def,AK$1-20,FALSE),VLOOKUP(Data!$W45,tabulka_panely_def,AK$1-18,FALSE))","v":{"$error":"#N/A"}},{"$f":"IF(Data!$W45<MIN(Panely!$A$9:$A$28),VLOOKUP(Data!$W45,tabulka_kce_def,AL$1-20,FALSE),VLOOKUP(Data!$W45,tabulka_panely_def,AL$1-18,FALSE))","v":{"$error":"#N/A"}},{"$f":"IF(Data!$W45<MIN(Panely!$A$9:$A$28),VLOOKUP(Data!$W45,tabulka_kce_def,AM$1-20,FALSE),VLOOKUP(Data!$W45,tabulka_panely_def,AM$1-18,FALSE))","v":{"$error":"#N/A"}},45,{"$f":"IF(Data!$W45<MIN(Panely!$A$9:$A$28),VLOOKUP(Data!$W45,tabulka_kce_def,63,FALSE),0)","v":0},{"$f":"IF(Data!$W45<MIN(Panely!$A$9:$A$28),VLOOKUP(Data!$W45,tabulka_kce_def,28,FALSE),1)","v":1},{"$f":"IF(Data!$W45<MIN(Panely!$A$9:$A$28),VLOOKUP(Data!$W45,tabulka_kce_def,23,FALSE),VLOOKUP(Data!$W45,tabulka_panely_def,24,FALSE))","v":{"$error":"#N/A"}},null,0,null,0,0,{"$error":"#N/A"},0,{"$f":"IF(AND(W45>MAX(Konstrukce!A:A),ISNUMBER(W45)),1,0)","v":0}]
[null,"=",{"$f":"IF(Data!$B46<MIN(Panely!$A$9:$A$28),VLOOKUP(Data!$B46,tabulka_kce_def,4,FALSE),VLOOKUP(Data!$B46,tabulka_panely_def,4,FALSE))","v":{"$error":"#N/A"}},{"$f":"IF(Data!$B46<MIN(Panely!$A$9:$A$28),VLOOKUP(Data!$B46,tabulka_kce_def,23,FALSE),VLOOKUP(Data!$B46,tabulka_panely_def,24,FALSE))","v":{"$error":"#N/A"}},{"$f":"IF(Data!$B46<MIN(Panely!$A$9:$A$28),VLOOKUP(Data!$B46,tabulka_kce_def,21,FALSE),VLOOKUP(Data!$B46,tabulka_panely_def,22,FALSE))","v":{"$error":"#N/A"}},{"$f":"IF(Data!$B46<MIN(Panely!$A$9:$A$28),VLOOKUP(Data!$B46,tabulka_kce_def,26,FALSE),VLOOKUP(Data!$B46,tabulka_panely_def,31,FALSE))","v":{"$error":"#N/A"}},{"$f":"IF(Data!$B46<MIN(Panely!$A$9:$A$28),VLOOKUP(Data!$B46,tabulka_kce_def,27,FALSE),VLOOKUP(Data!$B46,tabulka_panely_def,32,FALSE))","v":{"$error":"#N/A"}},{"$f":"IF(VLOOKUP(Data!$B46,tabulka_kce_def,3,FALSE)=\"\",Konstrukce!$G$1,IF(VLOOKUP(Data!$B46,tabulka_kce_def,3,FALSE)=\"z\",Konstrukce!$G$2,VLOOKUP(Data!$B46,tabulka_kce_def,3,FALSE)))","v":{"$error":"#N/A"}},{"$f":"IF(Data!$B46<MIN(Panely!$A$9:$A$28),0,VLOOKUP(Data!$B46,tabulka_panely_def,25,FALSE))","v":{"$error":"#N/A"}},{"$f":"IF(Data!$B46<MIN(Panely!$A$9:$A$28),VLOOKUP(Data!$B46,tabulka_kce_def,24,FALSE),VLOOKUP(Data!$B46,tabulka_panely_def,33,FALSE))","v":{"$error":"#N/A"}},{"$f":"Konstrukce!$D$1","v":15},{"$f":"Konstrukce!$D$2","v":15},{"$f":"Konstrukce!$G$1","v":0},{"$f":"IF(Data!$B46<MIN(Panely!$A$9:$A$28),VLOOKUP(Data!$B46,tabulka_kce_def,59,FALSE),VLOOKUP(Data!$B46,tabulka_panely_def,63,FALSE))","v":{"$error":"#N/A"}},{"$f":"IF(Data!$B46<MIN(Panely!$A$9:$A$28),VLOOKUP(Data!$B46,tabulka_kce_def,60,FALSE),VLOOKUP(Data!$B46,tabulka_panely_def,64,FALSE))","v":{"$error":"#N/A"}},{"$f":"IF(Data!$B46<MIN(Panely!$A$9:$A$28),VLOOKUP(Data!$B46,tabulka_kce_def,61,FALSE),VLOOKUP(Data!$B46,tabulka_panely_def,65,FALSE))","v":{"$error":"#N/A"}},{"$f":"IF(Data!$B46<MIN(Panely!$A$9:$A$28),VLOOKUP(Data!$B46,tabulka_kce_def,25,FALSE),0)","v":0},{"$error":"#N/A"},null,null,null,null,"=",{"$f":"IF(Data!$W46<MIN(Panely!$A$9:$A$28),VLOOKUP(Data!$W46,tabulka_kce_def,62,FALSE),VLOOKUP(Data!$W46,tabulka_panely_def,65,FALSE))","v":{"$error":"#N/A"}},{"$f":"IF(Data!$W46<MIN(Panely!$A$9:$A$28),VLOOKUP(Data!$W46,tabulka_kce_def,Y$1-20,FALSE),VLOOKUP(Data!$W46,tabulka_panely_def,Y$1-18,FALSE))","v":{"$error":"#N/A"}},{"$f":"IF(Data!$W46<MIN(Panely!$A$9:$A$28),VLOOKUP(Data!$W46,tabulka_kce_def,Z$1-20,FALSE),VLOOKUP(Data!$W46,tabulka_panely_def,Z$1-18,FALSE))","v":{"$error":"#N/A"}},{"$f":"IF(Data!$W46<MIN(Panely!$A$9:$A$28),VLOOKUP(Data!$W46,tabulka_kce_def,AA$1-20,FALSE),VLOOKUP(Data!$W46,tabulka_panely_def,AA$1-18,FALSE))","v":{"$error":"#N/A"}},{"$f":"IF(Data!$W46<MIN(Panely!$A$9:$A$28),VLOOKUP(Data!$W46,tabulka_kce_def,AB$1-20,FALSE),VLOOKUP(Data!$W46,tabulka_panely_def,AB$1-18,FALSE))","v":{"$error":"#N/A"}},{"$f":"IF(Data!$W46<MIN(Panely!$A$9:$A$28),VLOOKUP(Data!$W46,tabulka_kce_def,AC$1-20,FALSE),VLOOKUP(Data!$W46,tabulka_panely_def,AC$1-18,FALSE))","v":{"$error":"#N/A"}},{"$f":"IF(Data!$W46<MIN(Panely!$A$9:$A$28),VLOOKUP(Data!$W46,tabulka_kce_def,AD$1-20,FALSE),VLOOKUP(Data!$W46,tabulka_panely_def,AD$1-18,FALSE))","v":{"$error":"#N/A"}},{"$f":"IF(Data!$W46<MIN(Panely!$A$9:$A$28),VLOOKUP(Data!$W46,tabulka_kce_def,AE$1-20,FALSE),VLOOKUP(Data!$W46,tabulka_panely_def,AE$1-18,FALSE))","v":{"$error":"#N/A"}},{"$f":"IF(Data!$W46<MIN(Panely!$A$9:$A$28),VLOOKUP(Data!$W46,tabulka_kce_def,AF$1-20,FALSE),VLOOKUP(Data!$W46,tabulka_panely_def,AF$1-18,FALSE))","v":{"$error":"#N/A"}},{"$f":"IF(Data!$W46<MIN(Panely!$A$9:$A$28),VLOOKUP(Data!$W46,tabulka_kce_def,AG$1-20,FALSE),VLOOKUP(Data!$W46,tabulka_panely_def,AG$1-18,FALSE))","v":{"$error":"#N/A"}},{"$f":"IF(Data!$W46<MIN(Panely!$A$9:$A$28),VLOOKUP(Data!$W46,tabulka_kce_def,AH$1-20,FALSE),VLOOKUP(Data!$W46,tabulka_panely_def,AH$1-18,FALSE))","v":{"$error":"#N/A"}},{"$f":"IF(Data!$W46<MIN(Panely!$A$9:$A$28),VLOOKUP(Data!$W46,tabulka_kce_def,AI$1-20,FALSE),VLOOKUP(Data!$W46,tabulka_panely_def,AI$1-18,FALSE))","v":{"$error":"#N/A"}},{"$f":"IF(Data!$W46<MIN(Panely!$A$9:$A$28),VLOOKUP(Data!$W46,tabulka_kce_def,AJ$1-20,FALSE),VLOOKUP(Data!$W46,tabulka_panely_def,AJ$1-18,FALSE))","v":{"$error":"#N/A"}},{"$f":"IF(Data!$W46<MIN(Panely!$A$9:$A$28),VLOOKUP(Data!$W46,tabulka_kce_def,AK$1-20,FALSE),VLOOKUP(Data!$W46,tabulka_panely_def,AK$1-18,FALSE))","v":{"$error":"#N/A"}},{"$f":"IF(Data!$W46<MIN(Panely!$A$9:$A$28),VLOOKUP(Data!$W46,tabulka_kce_def,AL$1-20,FALSE),VLOOKUP(Data!$W46,tabulka_panely_def,AL$1-18,FALSE))","v":{"$error":"#N/A"}},{"$f":"IF(Data!$W46<MIN(Panely!$A$9:$A$28),VLOOKUP(Data!$W46,tabulka_kce_def,AM$1-20,FALSE),VLOOKUP(Data!$W46,tabulka_panely_def,AM$1-18,FALSE))","v":{"$error":"#N/A"}},46,{"$f":"IF(Data!$W46<MIN(Panely!$A$9:$A$28),VLOOKUP(Data!$W46,tabulka_kce_def,63,FALSE),0)","v":0},{"$f":"IF(Data!$W46<MIN(Panely!$A$9:$A$28),VLOOKUP(Data!$W46,tabulka_kce_def,28,FALSE),1)","v":1},{"$f":"IF(Data!$W46<MIN(Panely!$A$9:$A$28),VLOOKUP(Data!$W46,tabulka_kce_def,23,FALSE),VLOOKUP(Data!$W46,tabulka_panely_def,24,FALSE))","v":{"$error":"#N/A"}},null,0,null,0,0,{"$error":"#N/A"},0,{"$f":"IF(AND(W46>MAX(Konstrukce!A:A),ISNUMBER(W46)),1,0)","v":0}]
[null,"=",{"$f":"IF(Data!$B47<MIN(Panely!$A$9:$A$28),VLOOKUP(Data!$B47,tabulka_kce_def,4,FALSE),VLOOKUP(Data!$B47,tabulka_panely_def,4,FALSE))","v":{"$error":"#N/A"}},{"$f":"IF(Data!$B47<MIN(Panely!$A$9:$A$28),VLOOKUP(Data!$B47,tabulka_kce_def,23,FALSE),VLOOKUP(Data!$B47,tabulka_panely_def,24,FALSE))","v":{"$error":"#N/A"}},{"$f":"IF(Data!$B47<MIN(Panely!$A$9:$A$28),VLOOKUP(Data!$B47,tabulka_kce_def,21,FALSE),VLOOKUP(Data!$B47,tabulka_panely_def,22,FALSE))","v":{"$error":"#N/A"}},{"$f":"IF(Data!$B47<MIN(Panely!$A$9:$A$28),VLOOKUP(Data!$B47,tabulka_kce_def,26,FALSE),VLOOKUP(Data!$B47,tabulka_panely_def,31,FALSE))","v":{"$error":"#N/A"}},{"$f":"IF(Data!$B47<MIN(Panely!$A$9:$A$28),VLOOKUP(Data!$B47,tabulka_kce_def,27,FALSE),VLOOKUP(Data!$B47,tabulka_panely_def,32,FALSE))","v":{"$error":"#N/A"}},{"$f":"IF(VLOOKUP(Data!$B47,tabulka_kce_def,3,FALSE)=\"\",Konstrukce!$G$1,IF(VLOOKUP(Data!$B47,tabulka_kce_def,3,FALSE)=\"z\",Konstrukce!$G$2,VLOOKUP(Data!$B47,tabulka_kce_def,3,FALSE)))","v":{"$error":"#N/A"}},{"$f":"IF(Data!$B47<MIN(Panely!$A$9:$A$28),0,VLOOKUP(Data!$B47,tabulka_panely_def,25,FALSE))","v":{"$error":"#N/A"}},{"$f":"IF(Data!$B47<MIN(Panely!$A$9:$A$28),VLOOKUP(Data!$B47,tabulka_kce_def,24,FALSE),VLOOKUP(Data!$B47,tabulka_panely_def,33,FALSE))","v":{"$error":"#N/A"}},{"$f":"Konstrukce!$D$1","v":15},{"$f":"Konstrukce!$D$2","v":15},{"$f":"Konstrukce!$G$1","v":0},{"$f":"IF(Data!$B47<MIN(Panely!$A$9:$A$28),VLOOKUP(Data!$B47,tabulka_kce_def,59,FALSE),VLOOKUP(Data!$B47,tabulka_panely_def,63,FALSE))","v":{"$error":"#N/A"}},{"$f":"IF(Data!$B47<MIN(Panely!$A$9:$A$28),VLOOKUP(Data!$B47,tabulka_kce_def,60,FALSE),VLOOKUP(Data!$B47,tabulka_panely_def,64,FALSE))","v":{"$error":"#N/A"}},{"$f":"IF(Data!$B47<MIN(Panely!$A$9:$A$28),VLOOKUP(Data!$B47,tabulka_kce_def,61,FALSE),VLOOKUP(Data!$B47,tabulka_panely_def,65,FALSE))","v":{"$error":"#N/A"}},{"$f":"IF(Data!$B47<MIN(Panely!$A$9:$A$28),VLOOKUP(Data!$B47,tabulka_kce_def,25,FALSE),0)","v":0},{"$error":"#N/A"},null,null,null,null,"=",{"$f":"IF(Data!$W47<MIN(Panely!$A$9:$A$28),VLOOKUP(Data!$W47,tabulka_kce_def,62,FALSE),VLOOKUP(Data!$W47,tabulka_panely_def,65,FALSE))","v":{"$error":"#N/A"}},{"$f":"IF(Data!$W47<MIN(Panely!$A$9:$A$28),VLOOKUP(Data!$W47,tabulka_kce_def,Y$1-20,FALSE),VLOOKUP(Data!$W47,tabulka_panely_def,Y$1-18,FALSE))","v":{"$error":"#N/A"}},{"$f":"IF(Data!$W47<MIN(Panely!$A$9:$A$28),VLOOKUP(Data!$W47,tabulka_kce_def,Z$1-20,FALSE),VLOOKUP(Data!$W47,tabulka_panely_def,Z$1-18,FALSE))","v":{"$error":"#N/A"}},{"$f":"IF(Data!$W47<MIN(Panely!$A$9:$A$28),VLOOKUP(Data!$W47,tabulka_kce_def,AA$1-20,FALSE),VLOOKUP(Data!$W47,tabulka_panely_def,AA$1-18,FALSE))","v":{"$error":"#N/A"}},{"$f":"IF(Data!$W47<MIN(Panely!$A$9:$A$28),VLOOKUP(Data!$W47,tabulka_kce_def,AB$1-20,FALSE),VLOOKUP(Data!$W47,tabulka_panely_def,AB$1-18,FALSE))","v":{"$error":"#N/A"}},{"$f":"IF(Data!$W47<MIN(Panely!$A$9:$A$28),VLOOKUP(Data!$W47,tabulka_kce_def,AC$1-20,FALSE),VLOOKUP(Data!$W47,tabulka_panely_def,AC$1-18,FALSE))","v":{"$error":"#N/A"}},{"$f":"IF(Data!$W47<MIN(Panely!$A$9:$A$28),VLOOKUP(Data!$W47,tabulka_kce_def,AD$1-20,FALSE),VLOOKUP(Data!$W47,tabulka_panely_def,AD$1-18,FALSE))","v":{"$error":"#N/A"}},{"$f":"IF(Data!$W47<MIN(Panely!$A$9:$A$28),VLOOKUP(Data!$W47,tabulka_kce_def,AE$1-20,FALSE),VLOOKUP(Data!$W47,tabulka_panely_def,AE$1-18,FALSE))","v":{"$error":"#N/A"}},{"$f":"IF(Data!$W47<MIN(Panely!$A$9:$A$28),VLOOKUP(Data!$W47,tabulka_kce_def,AF$1-20,FALSE),VLOOKUP(Data!$W47,tabulka_panely_def,AF$1-18,FALSE))","v":{"$error":"#N/A"}},{"$f":"IF(Data!$W47<MIN(Panely!$A$9:$A$28),VLOOKUP(Data!$W47,tabulka_kce_def,AG$1-20,FALSE),VLOOKUP(Data!$W47,tabulka_panely_def,AG$1-18,FALSE))","v":{"$error":"#N/A"}},{"$f":"IF(Data!$W47<MIN(Panely!$A$9:$A$28),VLOOKUP(Data!$W47,tabulka_kce_def,AH$1-20,FALSE),VLOOKUP(Data!$W47,tabulka_panely_def,AH$1-18,FALSE))","v":{"$error":"#N/A"}},{"$f":"IF(Data!$W47<MIN(Panely!$A$9:$A$28),VLOOKUP(Data!$W47,tabulka_kce_def,AI$1-20,FALSE),VLOOKUP(Data!$W47,tabulka_panely_def,AI$1-18,FALSE))","v":{"$error":"#N/A"}},{"$f":"IF(Data!$W47<MIN(Panely!$A$9:$A$28),VLOOKUP(Data!$W47,tabulka_kce_def,AJ$1-20,FALSE),VLOOKUP(Data!$W47,tabulka_panely_def,AJ$1-18,FALSE))","v":{"$error":"#N/A"}},{"$f":"IF(Data!$W47<MIN(Panely!$A$9:$A$28),VLOOKUP(Data!$W47,tabulka_kce_def,AK$1-20,FALSE),VLOOKUP(Data!$W47,tabulka_panely_def,AK$1-18,FALSE))","v":{"$error":"#N/A"}},{"$f":"IF(Data!$W47<MIN(Panely!$A$9:$A$28),VLOOKUP(Data!$W47,tabulka_kce_def,AL$1-20,FALSE),VLOOKUP(Data!$W47,tabulka_panely_def,AL$1-18,FALSE))","v":{"$error":"#N/A"}},{"$f":"IF(Data!$W47<MIN(Panely!$A$9:$A$28),VLOOKUP(Data!$W47,tabulka_kce_def,AM$1-20,FALSE),VLOOKUP(Data!$W47,tabulka_panely_def,AM$1-18,FALSE))","v":{"$error":"#N/A"}},47,{"$f":"IF(Data!$W47<MIN(Panely!$A$9:$A$28),VLOOKUP(Data!$W47,tabulka_kce_def,63,FALSE),0)","v":0},{"$f":"IF(Data!$W47<MIN(Panely!$A$9:$A$28),VLOOKUP(Data!$W47,tabulka_kce_def,28,FALSE),1)","v":1},{"$f":"IF(Data!$W47<MIN(Panely!$A$9:$A$28),VLOOKUP(Data!$W47,tabulka_kce_def,23,FALSE),VLOOKUP(Data!$W47,tabulka_panely_def,24,FALSE))","v":{"$error":"#N/A"}},null,0,null,0,0,{"$error":"#N/A"},0,{"$f":"IF(AND(W47>MAX(Konstrukce!A:A),ISNUMBER(W47)),1,0)","v":0}]
[null,"=",{"$f":"IF(Data!$B48<MIN(Panely!$A$9:$A$28),VLOOKUP(Data!$B48,tabulka_kce_def,4,FALSE),VLOOKUP(Data!$B48,tabulka_panely_def,4,FALSE))","v":{"$error":"#N/A"}},{"$f":"IF(Data!$B48<MIN(Panely!$A$9:$A$28),VLOOKUP(Data!$B48,tabulka_kce_def,23,FALSE),VLOOKUP(Data!$B48,tabulka_panely_def,24,FALSE))","v":{"$error":"#N/A"}},{"$f":"IF(Data!$B48<MIN(Panely!$A$9:$A$28),VLOOKUP(Data!$B48,tabulka_kce_def,21,FALSE),VLOOKUP(Data!$B48,tabulka_panely_def,22,FALSE))","v":{"$error":"#N/A"}},{"$f":"IF(Data!$B48<MIN(Panely!$A$9:$A$28),VLOOKUP(Data!$B48,tabulka_kce_def,26,FALSE),VLOOKUP(Data!$B48,tabulka_panely_def,31,FALSE))","v":{"$error":"#N/A"}},{"$f":"IF(Data!$B48<MIN(Panely!$A$9:$A$28),VLOOKUP(Data!$B48,tabulka_kce_def,27,FALSE),VLOOKUP(Data!$B48,tabulka_panely_def,32,FALSE))","v":{"$error":"#N/A"}},{"$f":"IF(VLOOKUP(Data!$B48,tabulka_kce_def,3,FALSE)=\"\",Konstrukce!$G$1,IF(VLOOKUP(Data!$B48,tabulka_kce_def,3,FALSE)=\"z\",Konstrukce!$G$2,VLOOKUP(Data!$B48,tabulka_kce_def,3,FALSE)))","v":{"$error":"#N/A"}},{"$f":"IF(Data!$B48<MIN(Panely!$A$9:$A$28),0,VLOOKUP(Data!$B48,tabulka_panely_def,25,FALSE))","v":{"$error":"#N/A"}},{"$f":"IF(Data!$B48<MIN(Panely!$A$9:$A$28),VLOOKUP(Data!$B48,tabulka_kce_def,24,FALSE),VLOOKUP(Data!$B48,tabulka_panely_def,33,FALSE))","v":{"$error":"#N/A"}},{"$f":"Konstrukce!$D$1","v":15},{"$f":"Konstrukce!$D$2","v":15},{"$f":"Konstrukce!$G$1","v":0},{"$f":"IF(Data!$B48<MIN(Panely!$A$9:$A$28),VLOOKUP(Data!$B48,tabulka_kce_def,59,FALSE),VLOOKUP(Data!$B48,tabulka_panely_def,63,FALSE))","v":{"$error":"#N/A"}},{"$f":"IF(Data!$B48<MIN(Panely!$A$9:$A$28),VLOOKUP(Data!$B48,tabulka_kce_def,60,FALSE),VLOOKUP(Data!$B48,tabulka_panely_def,64,FALSE))","v":{"$error":"#N/A"}},{"$f":"IF(Data!$B48<MIN(Panely!$A$9:$A$28),VLOOKUP(Data!$B48,tabulka_kce_def,61,FALSE),VLOOKUP(Data!$B48,tabulka_panely_def,65,FALSE))","v":{"$error":"#N/A"}},{"$f":"IF(Data!$B48<MIN(Panely!$A$9:$A$28),VLOOKUP(Data!$B48,tabulka_kce_def,25,FALSE),0)","v":0},{"$error":"#N/A"},null,null,null,null,"=",{"$f":"IF(Data!$W48<MIN(Panely!$A$9:$A$28),VLOOKUP(Data!$W48,tabulka_kce_def,62,FALSE),VLOOKUP(Data!$W48,tabulka_panely_def,65,FALSE))","v":{"$error":"#N/A"}},{"$f":"IF(Data!$W48<MIN(Panely!$A$9:$A$28),VLOOKUP(Data!$W48,tabulka_kce_def,Y$1-20,FALSE),VLOOKUP(Data!$W48,tabulka_panely_def,Y$1-18,FALSE))","v":{"$error":"#N/A"}},{"$f":"IF(Data!$W48<MIN(Panely!$A$9:$A$28),VLOOKUP(Data!$W48,tabulka_kce_def,Z$1-20,FALSE),VLOOKUP(Data!$W48,tabulka_panely_def,Z$1-18,FALSE))","v":{"$error":"#N/A"}},{"$f":"IF(Data!$W48<MIN(Panely!$A$9:$A$28),VLOOKUP(Data!$W48,tabulka_kce_def,AA$1-20,FALSE),VLOOKUP(Data!$W48,tabulka_panely_def,AA$1-18,FALSE))","v":{"$error":"#N/A"}},{"$f":"IF(Data!$W48<MIN(Panely!$A$9:$A$28),VLOOKUP(Data!$W48,tabulka_kce_def,AB$1-20,FALSE),VLOOKUP(Data!$W48,tabulka_panely_def,AB$1-18,FALSE))","v":{"$error":"#N/A"}},{"$f":"IF(Data!$W48<MIN(Panely!$A$9:$A$28),VLOOKUP(Data!$W48,tabulka_kce_def,AC$1-20,FALSE),VLOOKUP(Data!$W48,tabulka_panely_def,AC$1-18,FALSE))","v":{"$error":"#N/A"}},{"$f":"IF(Data!$W48<MIN(Panely!$A$9:$A$28),VLOOKUP(Data!$W48,tabulka_kce_def,AD$1-20,FALSE),VLOOKUP(Data!$W48,tabulka_panely_def,AD$1-18,FALSE))","v":{"$error":"#N/A"}},{"$f":"IF(Data!$W48<MIN(Panely!$A$9:$A$28),VLOOKUP(Data!$W48,tabulka_kce_def,AE$1-20,FALSE),VLOOKUP(Data!$W48,tabulka_panely_def,AE$1-18,FALSE))","v":{"$error":"#N/A"}},{"$f":"IF(Data!$W48<MIN(Panely!$A$9:$A$28),VLOOKUP(Data!$W48,tabulka_kce_def,AF$1-20,FALSE),VLOOKUP(Data!$W48,tabulka_panely_def,AF$1-18,FALSE))","v":{"$error":"#N/A"}},{"$f":"IF(Data!$W48<MIN(Panely!$A$9:$A$28),VLOOKUP(Data!$W48,tabulka_kce_def,AG$1-20,FALSE),VLOOKUP(Data!$W48,tabulka_panely_def,AG$1-18,FALSE))","v":{"$error":"#N/A"}},{"$f":"IF(Data!$W48<MIN(Panely!$A$9:$A$28),VLOOKUP(Data!$W48,tabulka_kce_def,AH$1-20,FALSE),VLOOKUP(Data!$W48,tabulka_panely_def,AH$1-18,FALSE))","v":{"$error":"#N/A"}},{"$f":"IF(Data!$W48<MIN(Panely!$A$9:$A$28),VLOOKUP(Data!$W48,tabulka_kce_def,AI$1-20,FALSE),VLOOKUP(Data!$W48,tabulka_panely_def,AI$1-18,FALSE))","v":{"$error":"#N/A"}},{"$f":"IF(Data!$W48<MIN(Panely!$A$9:$A$28),VLOOKUP(Data!$W48,tabulka_kce_def,AJ$1-20,FALSE),VLOOKUP(Data!$W48,tabulka_panely_def,AJ$1-18,FALSE))","v":{"$error":"#N/A"}},{"$f":"IF(Data!$W48<MIN(Panely!$A$9:$A$28),VLOOKUP(Data!$W48,tabulka_kce_def,AK$1-20,FALSE),VLOOKUP(Data!$W48,tabulka_panely_def,AK$1-18,FALSE))","v":{"$error":"#N/A"}},{"$f":"IF(Data!$W48<MIN(Panely!$A$9:$A$28),VLOOKUP(Data!$W48,tabulka_kce_def,AL$1-20,FALSE),VLOOKUP(Data!$W48,tabulka_panely_def,AL$1-18,FALSE))","v":{"$error":"#N/A"}},{"$f":"IF(Data!$W48<MIN(Panely!$A$9:$A$28),VLOOKUP(Data!$W48,tabulka_kce_def,AM$1-20,FALSE),VLOOKUP(Data!$W48,tabulka_panely_def,AM$1-18,FALSE))","v":{"$error":"#N/A"}},48,{"$f":"IF(Data!$W48<MIN(Panely!$A$9:$A$28),VLOOKUP(Data!$W48,tabulka_kce_def,63,FALSE),0)","v":0},{"$f":"IF(Data!$W48<MIN(Panely!$A$9:$A$28),VLOOKUP(Data!$W48,tabulka_kce_def,28,FALSE),1)","v":1},{"$f":"IF(Data!$W48<MIN(Panely!$A$9:$A$28),VLOOKUP(Data!$W48,tabulka_kce_def,23,FALSE),VLOOKUP(Data!$W48,tabulka_panely_def,24,FALSE))","v":{"$error":"#N/A"}},null,0,null,{"$f":"IF(ISERROR(MID(VLOOKUP($W48,tabulka_kce_def,2,FALSE),1,3)=\"ooz\"),0,IF(MID(VLOOKUP($W48,tabulka_kce_def,2,FALSE),1,3)=\"ooz\",1,0))","v":0},{"$f":"IF(ISERROR(MID(VLOOKUP($W48,tabulka_kce_def,60,FALSE),1,1)=\"f\"),0,IF(MID(VLOOKUP($W48,tabulka_kce_def,60,FALSE),1,1)=\"f\",1,0))","v":0},{"$f":"VALUE(VLOOKUP($W48,tabulka_kce_def,61,FALSE))","v":{"$error":"#N/A"}},{"$f":"IF(AV48=1,IF(MID(VLOOKUP(AW48,tabulka_kce_def,2,FALSE),1,3)=\"ooz\",1,0),0)","v":0},{"$f":"IF(AND(W48>MAX(Konstrukce!A:A),ISNUMBER(W48)),1,0)","v":0}]
[null,"=",{"$f":"IF(Data!$B49<MIN(Panely!$A$9:$A$28),VLOOKUP(Data!$B49,tabulka_kce_def,4,FALSE),VLOOKUP(Data!$B49,tabulka_panely_def,4,FALSE))","v":{"$error":"#N/A"}},{"$f":"IF(Data!$B49<MIN(Panely!$A$9:$A$28),VLOOKUP(Data!$B49,tabulka_kce_def,23,FALSE),VLOOKUP(Data!$B49,tabulka_panely_def,24,FALSE))","v":{"$error":"#N/A"}},{"$f":"IF(Data!$B49<MIN(Panely!$A$9:$A$28),VLOOKUP(Data!$B49,tabulka_kce_def,21,FALSE),VLOOKUP(Data!$B49,tabulka_panely_def,22,FALSE))","v":{"$error":"#N/A"}},{"$f":"IF(Data!$B49<MIN(Panely!$A$9:$A$28),VLOOKUP(Data!$B49,tabulka_kce_def,26,FALSE),VLOOKUP(Data!$B49,tabulka_panely_def,31,FALSE))","v":{"$error":"#N/A"}},{"$f":"IF(Data!$B49<MIN(Panely!$A$9:$A$28),VLOOKUP(Data!$B49,tabulka_kce_def,27,FALSE),VLOOKUP(Data!$B49,tabulka_panely_def,32,FALSE))","v":{"$error":"#N/A"}},{"$f":"IF(VLOOKUP(Data!$B49,tabulka_kce_def,3,FALSE)=\"\",Konstrukce!$G$1,IF(VLOOKUP(Data!$B49,tabulka_kce_def,3,FALSE)=\"z\",Konstrukce!$G$2,VLOOKUP(Data!$B49,tabulka_kce_def,3,FALSE)))","v":{"$error":"#N/A"}},{"$f":"IF(Data!$B49<MIN(Panely!$A$9:$A$28),0,VLOOKUP(Data!$B49,tabulka_panely_def,25,FALSE))","v":{"$error":"#N/A"}},{"$f":"IF(Data!$B49<MIN(Panely!$A$9:$A$28),VLOOKUP(Data!$B49,tabulka_kce_def,24,FALSE),VLOOKUP(Data!$B49,tabulka_panely_def,33,FALSE))","v":{"$error":"#N/A"}},{"$f":"Konstrukce!$D$1","v":15},{"$f":"Konstrukce!$D$2","v":15},{"$f":"Konstrukce!$G$1","v":0},{"$f":"IF(Data!$B49<MIN(Panely!$A$9:$A$28),VLOOKUP(Data!$B49,tabulka_kce_def,59,FALSE),VLOOKUP(Data!$B49,tabulka_panely_def,63,FALSE))","v":{"$error":"#N/A"}},{"$f":"IF(Data!$B49<MIN(Panely!$A$9:$A$28),VLOOKUP(Data!$B49,tabulka_kce_def,60,FALSE),VLOOKUP(Data!$B49,tabulka_panely_def,64,FALSE))","v":{"$error":"#N/A"}},{"$f":"IF(Data!$B49<MIN(Panely!$A$9:$A$28),VLOOKUP(Data!$B49,tabulka_kce_def,61,FALSE),VLOOKUP(Data!$B49,tabulka_panely_def,65,FALSE))","v":{"$error":"#N/A"}},{"$f":"IF(Data!$B49<MIN(Panely!$A$9:$A$28),VLOOKUP(Data!$B49,tabulka_kce_def,25,FALSE),0)","v":0},{"$error":"#N/A"},null,null,null,null,"=",{"$f":"IF(Data!$W49<MIN(Panely!$A$9:$A$28),VLOOKUP(Data!$W49,tabulka_kce_def,62,FALSE),VLOOKUP(Data!$W49,tabulka_panely_def,65,FALSE))","v":{"$error":"#N/A"}},{"$f":"IF(Data!$W49<MIN(Panely!$A$9:$A$28),VLOOKUP(Data!$W49,tabulka_kce_def,Y$1-20,FALSE),VLOOKUP(Data!$W49,tabulka_panely_def,Y$1-18,FALSE))","v":{"$error":"#N/A"}},{"$f":"IF(Data!$W49<MIN(Panely!$A$9:$A$28),VLOOKUP(Data!$W49,tabulka_kce_def,Z$1-20,FALSE),VLOOKUP(Data!$W49,tabulka_panely_def,Z$1-18,FALSE))","v":{"$error":"#N/A"}},{"$f":"IF(Data!$W49<MIN(Panely!$A$9:$A$28),VLOOKUP(Data!$W49,tabulka_kce_def,AA$1-20,FALSE),VLOOKUP(Data!$W49,tabulka_panely_def,AA$1-18,FALSE))","v":{"$error":"#N/A"}},{"$f":"IF(Data!$W49<MIN(Panely!$A$9:$A$28),VLOOKUP(Data!$W49,tabulka_kce_def,AB$1-20,FALSE),VLOOKUP(Data!$W49,tabulka_panely_def,AB$1-18,FALSE))","v":{"$error":"#N/A"}},{"$f":"IF(Data!$W49<MIN(Panely!$A$9:$A$28),VLOOKUP(Data!$W49,tabulka_kce_def,AC$1-20,FALSE),VLOOKUP(Data!$W49,tabulka_panely_def,AC$1-18,FALSE))","v":{"$error":"#N/A"}},{"$f":"IF(Data!$W49<MIN(Panely!$A$9:$A$28),VLOOKUP(Data!$W49,tabulka_kce_def,AD$1-20,FALSE),VLOOKUP(Data!$W49,tabulka_panely_def,AD$1-18,FALSE))","v":{"$error":"#N/A"}},{"$f":"IF(Data!$W49<MIN(Panely!$A$9:$A$28),VLOOKUP(Data!$W49,tabulka_kce_def,AE$1-20,FALSE),VLOOKUP(Data!$W49,tabulka_panely_def,AE$1-18,FALSE))","v":{"$error":"#N/A"}},{"$f":"IF(Data!$W49<MIN(Panely!$A$9:$A$28),VLOOKUP(Data!$W49,tabulka_kce_def,AF$1-20,FALSE),VLOOKUP(Data!$W49,tabulka_panely_def,AF$1-18,FALSE))","v":{"$error":"#N/A"}},{"$f":"IF(Data!$W49<MIN(Panely!$A$9:$A$28),VLOOKUP(Data!$W49,tabulka_kce_def,AG$1-20,FALSE),VLOOKUP(Data!$W49,tabulka_panely_def,AG$1-18,FALSE))","v":{"$error":"#N/A"}},{"$f":"IF(Data!$W49<MIN(Panely!$A$9:$A$28),VLOOKUP(Data!$W49,tabulka_kce_def,AH$1-20,FALSE),VLOOKUP(Data!$W49,tabulka_panely_def,AH$1-18,FALSE))","v":{"$error":"#N/A"}},{"$f":"IF(Data!$W49<MIN(Panely!$A$9:$A$28),VLOOKUP(Data!$W49,tabulka_kce_def,AI$1-20,FALSE),VLOOKUP(Data!$W49,tabulka_panely_def,AI$1-18,FALSE))","v":{"$error":"#N/A"}},{"$f":"IF(Data!$W49<MIN(Panely!$A$9:$A$28),VLOOKUP(Data!$W49,tabulka_kce_def,AJ$1-20,FALSE),VLOOKUP(Data!$W49,tabulka_panely_def,AJ$1-18,FALSE))","v":{"$error":"#N/A"}},{"$f":"IF(Data!$W49<MIN(Panely!$A$9:$A$28),VLOOKUP(Data!$W49,tabulka_kce_def,AK$1-20,FALSE),VLOOKUP(Data!$W49,tabulka_panely_def,AK$1-18,FALSE))","v":{"$error":"#N/A"}},{"$f":"IF(Data!$W49<MIN(Panely!$A$9:$A$28),VLOOKUP(Data!$W49,tabulka_kce_def,AL$1-20,FALSE),VLOOKUP(Data!$W49,tabulka_panely_def,AL$1-18,FALSE))","v":{"$error":"#N/A"}},{"$f":"IF(Data!$W49<MIN(Panely!$A$9:$A$28),VLOOKUP(Data!$W49,tabulka_kce_def,AM$1-20,FALSE),VLOOKUP(Data!$W49,tabulka_panely_def,AM$1-18,FALSE))","v":{"$error":"#N/A"}},49,{"$f":"IF(Data!$W49<MIN(Panely!$A$9:$A$28),VLOOKUP(Data!$W49,tabulka_kce_def,63,FALSE),0)","v":0},{"$f":"IF(Data!$W49<MIN(Panely!$A$9:$A$28),VLOOKUP(Data!$W49,tabulka_kce_def,28,FALSE),1)","v":1},{"$f":"IF(Data!$W49<MIN(Panely!$A$9:$A$28),VLOOKUP(Data!$W49,tabulka_kce_def,23,FALSE),VLOOKUP(Data!$W49,tabulka_panely_def,24,FALSE))","v":{"$error":"#N/A"}},null,0,null,0,0,{"$error":"#N/A"},0,{"$f":"IF(AND(W49>MAX(Konstrukce!A:A),ISNUMBER(W49)),1,0)","v":0}]
[null,"=",{"$f":"IF(Data!$B50<MIN(Panely!$A$9:$A$28),VLOOKUP(Data!$B50,tabulka_kce_def,4,FALSE),VLOOKUP(Data!$B50,tabulka_panely_def,4,FALSE))","v":{"$error":"#N/A"}},{"$f":"IF(Data!$B50<MIN(Panely!$A$9:$A$28),VLOOKUP(Data!$B50,tabulka_kce_def,23,FALSE),VLOOKUP(Data!$B50,tabulka_panely_def,24,FALSE))","v":{"$error":"#N/A"}},{"$f":"IF(Data!$B50<MIN(Panely!$A$9:$A$28),VLOOKUP(Data!$B50,tabulka_kce_def,21,FALSE),VLOOKUP(Data!$B50,tabulka_panely_def,22,FALSE))","v":{"$error":"#N/A"}},{"$f":"IF(Data!$B50<MIN(Panely!$A$9:$A$28),VLOOKUP(Data!$B50,tabulka_kce_def,26,FALSE),VLOOKUP(Data!$B50,tabulka_panely_def,31,FALSE))","v":{"$error":"#N/A"}},{"$f":"IF(Data!$B50<MIN(Panely!$A$9:$A$28),VLOOKUP(Data!$B50,tabulka_kce_def,27,FALSE),VLOOKUP(Data!$B50,tabulka_panely_def,32,FALSE))","v":{"$error":"#N/A"}},{"$f":"IF(VLOOKUP(Data!$B50,tabulka_kce_def,3,FALSE)=\"\",Konstrukce!$G$1,IF(VLOOKUP(Data!$B50,tabulka_kce_def,3,FALSE)=\"z\",Konstrukce!$G$2,VLOOKUP(Data!$B50,tabulka_kce_def,3,FALSE)))","v":{"$error":"#N/A"}},{"$f":"IF(Data!$B50<MIN(Panely!$A$9:$A$28),0,VLOOKUP(Data!$B50,tabulka_panely_def,25,FALSE))","v":{"$error":"#N/A"}},{"$f":"IF(Data!$B50<MIN(Panely!$A$9:$A$28),VLOOKUP(Data!$B50,tabulka_kce_def,24,FALSE),VLOOKUP(Data!$B50,tabulka_panely_def,33,FALSE))","v":{"$error":"#N/A"}},{"$f":"Konstrukce!$D$1","v":15},{"$f":"Konstrukce!$D$2","v":15},{"$f":"Konstrukce!$G$1","v":0},{"$f":"IF(Data!$B50<MIN(Panely!$A$9:$A$28),VLOOKUP(Data!$B50,tabulka_kce_def,59,FALSE),VLOOKUP(Data!$B50,tabulka_panely_def,63,FALSE))","v":{"$error":"#N/A"}},{"$f":"IF(Data!$B50<MIN(Panely!$A$9:$A$28),VLOOKUP(Data!$B50,tabulka_kce_def,60,FALSE),VLOOKUP(Data!$B50,tabulka_panely_def,64,FALSE))","v":{"$error":"#N/A"}},{"$f":"IF(Data!$B50<MIN(Panely!$A$9:$A$28),VLOOKUP(Data!$B50,tabulka_kce_def,61,FALSE),VLOOKUP(Data!$B50,tabulka_panely_def,65,FALSE))","v":{"$error":"#N/A"}},{"$f":"IF(Data!$B50<MIN(Panely!$A$9:$A$28),VLOOKUP(Data!$B50,tabulka_kce_def,25,FALSE),0)","v":0},{"$error":"#N/A"},null,null,null,null,"=",{"$f":"IF(Data!$W50<MIN(Panely!$A$9:$A$28),VLOOKUP(Data!$W50,tabulka_kce_def,62,FALSE),VLOOKUP(Data!$W50,tabulka_panely_def,65,FALSE))","v":{"$error":"#N/A"}},{"$f":"IF(Data!$W50<MIN(Panely!$A$9:$A$28),VLOOKUP(Data!$W50,tabulka_kce_def,Y$1-20,FALSE),VLOOKUP(Data!$W50,tabulka_panely_def,Y$1-18,FALSE))","v":{"$error":"#N/A"}},{"$f":"IF(Data!$W50<MIN(Panely!$A$9:$A$28),VLOOKUP(Data!$W50,tabulka_kce_def,Z$1-20,FALSE),VLOOKUP(Data!$W50,tabulka_panely_def,Z$1-18,FALSE))","v":{"$error":"#N/A"}},{"$f":"IF(Data!$W50<MIN(Panely!$A$9:$A$28),VLOOKUP(Data!$W50,tabulka_kce_def,AA$1-20,FALSE),VLOOKUP(Data!$W50,tabulka_panely_def,AA$1-18,FALSE))","v":{"$error":"#N/A"}},{"$f":"IF(Data!$W50<MIN(Panely!$A$9:$A$28),VLOOKUP(Data!$W50,tabulka_kce_def,AB$1-20,FALSE),VLOOKUP(Data!$W50,tabulka_panely_def,AB$1-18,FALSE))","v":{"$error":"#N/A"}},{"$f":"IF(Data!$W50<MIN(Panely!$A$9:$A$28),VLOOKUP(Data!$W50,tabulka_kce_def,AC$1-20,FALSE),VLOOKUP(Data!$W50,tabulka_panely_def,AC$1-18,FALSE))","v":{"$error":"#N/A"}},{"$f":"IF(Data!$W50<MIN(Panely!$A$9:$A$28),VLOOKUP(Data!$W50,tabulka_kce_def,AD$1-20,FALSE),VLOOKUP(Data!$W50,tabulka_panely_def,AD$1-18,FALSE))","v":{"$error":"#N/A"}},{"$f":"IF(Data!$W50<MIN(Panely!$A$9:$A$28),VLOOKUP(Data!$W50,tabulka_kce_def,AE$1-20,FALSE),VLOOKUP(Data!$W50,tabulka_panely_def,AE$1-18,FALSE))","v":{"$error":"#N/A"}},{"$f":"IF(Data!$W50<MIN(Panely!$A$9:$A$28),VLOOKUP(Data!$W50,tabulka_kce_def,AF$1-20,FALSE),VLOOKUP(Data!$W50,tabulka_panely_def,AF$1-18,FALSE))","v":{"$error":"#N/A"}},{"$f":"IF(Data!$W50<MIN(Panely!$A$9:$A$28),VLOOKUP(Data!$W50,tabulka_kce_def,AG$1-20,FALSE),VLOOKUP(Data!$W50,tabulka_panely_def,AG$1-18,FALSE))","v":{"$error":"#N/A"}},{"$f":"IF(Data!$W50<MIN(Panely!$A$9:$A$28),VLOOKUP(Data!$W50,tabulka_kce_def,AH$1-20,FALSE),VLOOKUP(Data!$W50,tabulka_panely_def,AH$1-18,FALSE))","v":{"$error":"#N/A"}},{"$f":"IF(Data!$W50<MIN(Panely!$A$9:$A$28),VLOOKUP(Data!$W50,tabulka_kce_def,AI$1-20,FALSE),VLOOKUP(Data!$W50,tabulka_panely_def,AI$1-18,FALSE))","v":{"$error":"#N/A"}},{"$f":"IF(Data!$W50<MIN(Panely!$A$9:$A$28),VLOOKUP(Data!$W50,tabulka_kce_def,AJ$1-20,FALSE),VLOOKUP(Data!$W50,tabulka_panely_def,AJ$1-18,FALSE))","v":{"$error":"#N/A"}},{"$f":"IF(Data!$W50<MIN(Panely!$A$9:$A$28),VLOOKUP(Data!$W50,tabulka_kce_def,AK$1-20,FALSE),VLOOKUP(Data!$W50,tabulka_panely_def,AK$1-18,FALSE))","v":{"$error":"#N/A"}},{"$f":"IF(Data!$W50<MIN(Panely!$A$9:$A$28),VLOOKUP(Data!$W50,tabulka_kce_def,AL$1-20,FALSE),VLOOKUP(Data!$W50,tabulka_panely_def,AL$1-18,FALSE))","v":{"$error":"#N/A"}},{"$f":"IF(Data!$W50<MIN(Panely!$A$9:$A$28),VLOOKUP(Data!$W50,tabulka_kce_def,AM$1-20,FALSE),VLOOKUP(Data!$W50,tabulka_panely_def,AM$1-18,FALSE))","v":{"$error":"#N/A"}},50,{"$f":"IF(Data!$W50<MIN(Panely!$A$9:$A$28),VLOOKUP(Data!$W50,tabulka_kce_def,63,FALSE),0)","v":0},{"$f":"IF(Data!$W50<MIN(Panely!$A$9:$A$28),VLOOKUP(Data!$W50,tabulka_kce_def,28,FALSE),1)","v":1},{"$f":"IF(Data!$W50<MIN(Panely!$A$9:$A$28),VLOOKUP(Data!$W50,tabulka_kce_def,23,FALSE),VLOOKUP(Data!$W50,tabulka_panely_def,24,FALSE))","v":{"$error":"#N/A"}},null,0,null,0,0,{"$error":"#N/A"},0,{"$f":"IF(AND(W50>MAX(Konstrukce!A:A),ISNUMBER(W50)),1,0)","v":0}]
[null,"=",{"$f":"IF(Data!$B51<MIN(Panely!$A$9:$A$28),VLOOKUP(Data!$B51,tabulka_kce_def,4,FALSE),VLOOKUP(Data!$B51,tabulka_panely_def,4,FALSE))","v":{"$error":"#N/A"}},{"$f":"IF(Data!$B51<MIN(Panely!$A$9:$A$28),VLOOKUP(Data!$B51,tabulka_kce_def,23,FALSE),VLOOKUP(Data!$B51,tabulka_panely_def,24,FALSE))","v":{"$error":"#N/A"}},{"$f":"IF(Data!$B51<MIN(Panely!$A$9:$A$28),VLOOKUP(Data!$B51,tabulka_kce_def,21,FALSE),VLOOKUP(Data!$B51,tabulka_panely_def,22,FALSE))","v":{"$error":"#N/A"}},{"$f":"IF(Data!$B51<MIN(Panely!$A$9:$A$28),VLOOKUP(Data!$B51,tabulka_kce_def,26,FALSE),VLOOKUP(Data!$B51,tabulka_panely_def,31,FALSE))","v":{"$error":"#N/A"}},{"$f":"IF(Data!$B51<MIN(Panely!$A$9:$A$28),VLOOKUP(Data!$B51,tabulka_kce_def,27,FALSE),VLOOKUP(Data!$B51,tabulka_panely_def,32,FALSE))","v":{"$error":"#N/A"}},{"$f":"IF(VLOOKUP(Data!$B51,tabulka_kce_def,3,FALSE)=\"\",Konstrukce!$G$1,IF(VLOOKUP(Data!$B51,tabulka_kce_def,3,FALSE)=\"z\",Konstrukce!$G$2,VLOOKUP(Data!$B51,tabulka_kce_def,3,FALSE)))","v":{"$error":"#N/A"}},{"$f":"IF(Data!$B51<MIN(Panely!$A$9:$A$28),0,VLOOKUP(Data!$B51,tabulka_panely_def,25,FALSE))","v":{"$error":"#N/A"}},{"$f":"IF(Data!$B51<MIN(Panely!$A$9:$A$28),VLOOKUP(Data!$B51,tabulka_kce_def,24,FALSE),VLOOKUP(Data!$B51,tabulka_panely_def,33,FALSE))","v":{"$error":"#N/A"}},{"$f":"Konstrukce!$D$1","v":15},{"$f":"Konstrukce!$D$2","v":15},{"$f":"Konstrukce!$G$1","v":0},{"$f":"IF(Data!$B51<MIN(Panely!$A$9:$A$28),VLOOKUP(Data!$B51,tabulka_kce_def,59,FALSE),VLOOKUP(Data!$B51,tabulka_panely_def,63,FALSE))","v":{"$error":"#N/A"}},{"$f":"IF(Data!$B51<MIN(Panely!$A$9:$A$28),VLOOKUP(Data!$B51,tabulka_kce_def,60,FALSE),VLOOKUP(Data!$B51,tabulka_panely_def,64,FALSE))","v":{"$error":"#N/A"}},{"$f":"IF(Data!$B51<MIN(Panely!$A$9:$A$28),VLOOKUP(Data!$B51,tabulka_kce_def,61,FALSE),VLOOKUP(Data!$B51,tabulka_panely_def,65,FALSE))","v":{"$error":"#N/A"}},{"$f":"IF(Data!$B51<MIN(Panely!$A$9:$A$28),VLOOKUP(Data!$B51,tabulka_kce_def,25,FALSE),0)","v":0},{"$error":"#N/A"},null,null,null,null,"=",{"$f":"IF(Data!$W51<MIN(Panely!$A$9:$A$28),VLOOKUP(Data!$W51,tabulka_kce_def,62,FALSE),VLOOKUP(Data!$W51,tabulka_panely_def,65,FALSE))","v":{"$error":"#N/A"}},{"$f":"IF(Data!$W51<MIN(Panely!$A$9:$A$28),VLOOKUP(Data!$W51,tabulka_kce_def,Y$1-20,FALSE),VLOOKUP(Data!$W51,tabulka_panely_def,Y$1-18,FALSE))","v":{"$error":"#N/A"}},{"$f":"IF(Data!$W51<MIN(Panely!$A$9:$A$28),VLOOKUP(Data!$W51,tabulka_kce_def,Z$1-20,FALSE),VLOOKUP(Data!$W51,tabulka_panely_def,Z$1-18,FALSE))","v":{"$error":"#N/A"}},{"$f":"IF(Data!$W51<MIN(Panely!$A$9:$A$28),VLOOKUP(Data!$W51,tabulka_kce_def,AA$1-20,FALSE),VLOOKUP(Data!$W51,tabulka_panely_def,AA$1-18,FALSE))","v":{"$error":"#N/A"}},{"$f":"IF(Data!$W51<MIN(Panely!$A$9:$A$28),VLOOKUP(Data!$W51,tabulka_kce_def,AB$1-20,FALSE),VLOOKUP(Data!$W51,tabulka_panely_def,AB$1-18,FALSE))","v":{"$error":"#N/A"}},{"$f":"IF(Data!$W51<MIN(Panely!$A$9:$A$28),VLOOKUP(Data!$W51,tabulka_kce_def,AC$1-20,FALSE),VLOOKUP(Data!$W51,tabulka_panely_def,AC$1-18,FALSE))","v":{"$error":"#N/A"}},{"$f":"IF(Data!$W51<MIN(Panely!$A$9:$A$28),VLOOKUP(Data!$W51,tabulka_kce_def,AD$1-20,FALSE),VLOOKUP(Data!$W51,tabulka_panely_def,AD$1-18,FALSE))","v":{"$error":"#N/A"}},{"$f":"IF(Data!$W51<MIN(Panely!$A$9:$A$28),VLOOKUP(Data!$W51,tabulka_kce_def,AE$1-20,FALSE),VLOOKUP(Data!$W51,tabulka_panely_def,AE$1-18,FALSE))","v":{"$error":"#N/A"}},{"$f":"IF(Data!$W51<MIN(Panely!$A$9:$A$28),VLOOKUP(Data!$W51,tabulka_kce_def,AF$1-20,FALSE),VLOOKUP(Data!$W51,tabulka_panely_def,AF$1-18,FALSE))","v":{"$error":"#N/A"}},{"$f":"IF(Data!$W51<MIN(Panely!$A$9:$A$28),VLOOKUP(Data!$W51,tabulka_kce_def,AG$1-20,FALSE),VLOOKUP(Data!$W51,tabulka_panely_def,AG$1-18,FALSE))","v":{"$error":"#N/A"}},{"$f":"IF(Data!$W51<MIN(Panely!$A$9:$A$28),VLOOKUP(Data!$W51,tabulka_kce_def,AH$1-20,FALSE),VLOOKUP(Data!$W51,tabulka_panely_def,AH$1-18,FALSE))","v":{"$error":"#N/A"}},{"$f":"IF(Data!$W51<MIN(Panely!$A$9:$A$28),VLOOKUP(Data!$W51,tabulka_kce_def,AI$1-20,FALSE),VLOOKUP(Data!$W51,tabulka_panely_def,AI$1-18,FALSE))","v":{"$error":"#N/A"}},{"$f":"IF(Data!$W51<MIN(Panely!$A$9:$A$28),VLOOKUP(Data!$W51,tabulka_kce_def,AJ$1-20,FALSE),VLOOKUP(Data!$W51,tabulka_panely_def,AJ$1-18,FALSE))","v":{"$error":"#N/A"}},{"$f":"IF(Data!$W51<MIN(Panely!$A$9:$A$28),VLOOKUP(Data!$W51,tabulka_kce_def,AK$1-20,FALSE),VLOOKUP(Data!$W51,tabulka_panely_def,AK$1-18,FALSE))","v":{"$error":"#N/A"}},{"$f":"IF(Data!$W51<MIN(Panely!$A$9:$A$28),VLOOKUP(Data!$W51,tabulka_kce_def,AL$1-20,FALSE),VLOOKUP(Data!$W51,tabulka_panely_def,AL$1-18,FALSE))","v":{"$error":"#N/A"}},{"$f":"IF(Data!$W51<MIN(Panely!$A$9:$A$28),VLOOKUP(Data!$W51,tabulka_kce_def,AM$1-20,FALSE),VLOOKUP(Data!$W51,tabulka_panely_def,AM$1-18,FALSE))","v":{"$error":"#N/A"}},51,{"$f":"IF(Data!$W51<MIN(Panely!$A$9:$A$28),VLOOKUP(Data!$W51,tabulka_kce_def,63,FALSE),0)","v":0},{"$f":"IF(Data!$W51<MIN(Panely!$A$9:$A$28),VLOOKUP(Data!$W51,tabulka_kce_def,28,FALSE),1)","v":1},{"$f":"IF(Data!$W51<MIN(Panely!$A$9:$A$28),VLOOKUP(Data!$W51,tabulka_kce_def,23,FALSE),VLOOKUP(Data!$W51,tabulka_panely_def,24,FALSE))","v":{"$error":"#N/A"}},null,0,null,0,0,{"$error":"#N/A"},0,{"$f":"IF(AND(W51>MAX(Konstrukce!A:A),ISNUMBER(W51)),1,0)","v":0}]
[null,"=",{"$f":"IF(Data!$B52<MIN(Panely!$A$9:$A$28),VLOOKUP(Data!$B52,tabulka_kce_def,4,FALSE),VLOOKUP(Data!$B52,tabulka_panely_def,4,FALSE))","v":{"$error":"#N/A"}},{"$f":"IF(Data!$B52<MIN(Panely!$A$9:$A$28),VLOOKUP(Data!$B52,tabulka_kce_def,23,FALSE),VLOOKUP(Data!$B52,tabulka_panely_def,24,FALSE))","v":{"$error":"#N/A"}},{"$f":"IF(Data!$B52<MIN(Panely!$A$9:$A$28),VLOOKUP(Data!$B52,tabulka_kce_def,21,FALSE),VLOOKUP(Data!$B52,tabulka_panely_def,22,FALSE))","v":{"$error":"#N/A"}},{"$f":"IF(Data!$B52<MIN(Panely!$A$9:$A$28),VLOOKUP(Data!$B52,tabulka_kce_def,26,FALSE),VLOOKUP(Data!$B52,tabulka_panely_def,31,FALSE))","v":{"$error":"#N/A"}},{"$f":"IF(Data!$B52<MIN(Panely!$A$9:$A$28),VLOOKUP(Data!$B52,tabulka_kce_def,27,FALSE),VLOOKUP(Data!$B52,tabulka_panely_def,32,FALSE))","v":{"$error":"#N/A"}},{"$f":"IF(VLOOKUP(Data!$B52,tabulka_kce_def,3,FALSE)=\"\",Konstrukce!$G$1,IF(VLOOKUP(Data!$B52,tabulka_kce_def,3,FALSE)=\"z\",Konstrukce!$G$2,VLOOKUP(Data!$B52,tabulka_kce_def,3,FALSE)))","v":{"$error":"#N/A"}},{"$f":"IF(Data!$B52<MIN(Panely!$A$9:$A$28),0,VLOOKUP(Data!$B52,tabulka_panely_def,25,FALSE))","v":{"$error":"#N/A"}},{"$f":"IF(Data!$B52<MIN(Panely!$A$9:$A$28),VLOOKUP(Data!$B52,tabulka_kce_def,24,FALSE),VLOOKUP(Data!$B52,tabulka_panely_def,33,FALSE))","v":{"$error":"#N/A"}},{"$f":"Konstrukce!$D$1","v":15},{"$f":"Konstrukce!$D$2","v":15},{"$f":"Konstrukce!$G$1","v":0},{"$f":"IF(Data!$B52<MIN(Panely!$A$9:$A$28),VLOOKUP(Data!$B52,tabulka_kce_def,59,FALSE),VLOOKUP(Data!$B52,tabulka_panely_def,63,FALSE))","v":{"$error":"#N/A"}},{"$f":"IF(Data!$B52<MIN(Panely!$A$9:$A$28),VLOOKUP(Data!$B52,tabulka_kce_def,60,FALSE),VLOOKUP(Data!$B52,tabulka_panely_def,64,FALSE))","v":{"$error":"#N/A"}},{"$f":"IF(Data!$B52<MIN(Panely!$A$9:$A$28),VLOOKUP(Data!$B52,tabulka_kce_def,61,FALSE),VLOOKUP(Data!$B52,tabulka_panely_def,65,FALSE))","v":{"$error":"#N/A"}},{"$f":"IF(Data!$B52<MIN(Panely!$A$9:$A$28),VLOOKUP(Data!$B52,tabulka_kce_def,25,FALSE),0)","v":0},{"$error":"#N/A"},null,null,null,null,"=",{"$f":"IF(Data!$W52<MIN(Panely!$A$9:$A$28),VLOOKUP(Data!$W52,tabulka_kce_def,62,FALSE),VLOOKUP(Data!$W52,tabulka_panely_def,65,FALSE))","v":{"$error":"#N/A"}},{"$f":"IF(Data!$W52<MIN(Panely!$A$9:$A$28),VLOOKUP(Data!$W52,tabulka_kce_def,Y$1-20,FALSE),VLOOKUP(Data!$W52,tabulka_panely_def,Y$1-18,FALSE))","v":{"$error":"#N/A"}},{"$f":"IF(Data!$W52<MIN(Panely!$A$9:$A$28),VLOOKUP(Data!$W52,tabulka_kce_def,Z$1-20,FALSE),VLOOKUP(Data!$W52,tabulka_panely_def,Z$1-18,FALSE))","v":{"$error":"#N/A"}},{"$f":"IF(Data!$W52<MIN(Panely!$A$9:$A$28),VLOOKUP(Data!$W52,tabulka_kce_def,AA$1-20,FALSE),VLOOKUP(Data!$W52,tabulka_panely_def,AA$1-18,FALSE))","v":{"$error":"#N/A"}},{"$f":"IF(Data!$W52<MIN(Panely!$A$9:$A$28),VLOOKUP(Data!$W52,tabulka_kce_def,AB$1-20,FALSE),VLOOKUP(Data!$W52,tabulka_panely_def,AB$1-18,FALSE))","v":{"$error":"#N/A"}},{"$f":"IF(Data!$W52<MIN(Panely!$A$9:$A$28),VLOOKUP(Data!$W52,tabulka_kce_def,AC$1-20,FALSE),VLOOKUP(Data!$W52,tabulka_panely_def,AC$1-18,FALSE))","v":{"$error":"#N/A"}},{"$f":"IF(Data!$W52<MIN(Panely!$A$9:$A$28),VLOOKUP(Data!$W52,tabulka_kce_def,AD$1-20,FALSE),VLOOKUP(Data!$W52,tabulka_panely_def,AD$1-18,FALSE))","v":{"$error":"#N/A"}},{"$f":"IF(Data!$W52<MIN(Panely!$A$9:$A$28),VLOOKUP(Data!$W52,tabulka_kce_def,AE$1-20,FALSE),VLOOKUP(Data!$W52,tabulka_panely_def,AE$1-18,FALSE))","v":{"$error":"#N/A"}},{"$f":"IF(Data!$W52<MIN(Panely!$A$9:$A$28),VLOOKUP(Data!$W52,tabulka_kce_def,AF$1-20,FALSE),VLOOKUP(Data!$W52,tabulka_panely_def,AF$1-18,FALSE))","v":{"$error":"#N/A"}},{"$f":"IF(Data!$W52<MIN(Panely!$A$9:$A$28),VLOOKUP(Data!$W52,tabulka_kce_def,AG$1-20,FALSE),VLOOKUP(Data!$W52,tabulka_panely_def,AG$1-18,FALSE))","v":{"$error":"#N/A"}},{"$f":"IF(Data!$W52<MIN(Panely!$A$9:$A$28),VLOOKUP(Data!$W52,tabulka_kce_def,AH$1-20,FALSE),VLOOKUP(Data!$W52,tabulka_panely_def,AH$1-18,FALSE))","v":{"$error":"#N/A"}},{"$f":"IF(Data!$W52<MIN(Panely!$A$9:$A$28),VLOOKUP(Data!$W52,tabulka_kce_def,AI$1-20,FALSE),VLOOKUP(Data!$W52,tabulka_panely_def,AI$1-18,FALSE))","v":{"$error":"#N/A"}},{"$f":"IF(Data!$W52<MIN(Panely!$A$9:$A$28),VLOOKUP(Data!$W52,tabulka_kce_def,AJ$1-20,FALSE),VLOOKUP(Data!$W52,tabulka_panely_def,AJ$1-18,FALSE))","v":{"$error":"#N/A"}},{"$f":"IF(Data!$W52<MIN(Panely!$A$9:$A$28),VLOOKUP(Data!$W52,tabulka_kce_def,AK$1-20,FALSE),VLOOKUP(Data!$W52,tabulka_panely_def,AK$1-18,FALSE))","v":{"$error":"#N/A"}},{"$f":"IF(Data!$W52<MIN(Panely!$A$9:$A$28),VLOOKUP(Data!$W52,tabulka_kce_def,AL$1-20,FALSE),VLOOKUP(Data!$W52,tabulka_panely_def,AL$1-18,FALSE))","v":{"$error":"#N/A"}},{"$f":"IF(Data!$W52<MIN(Panely!$A$9:$A$28),VLOOKUP(Data!$W52,tabulka_kce_def,AM$1-20,FALSE),VLOOKUP(Data!$W52,tabulka_panely_def,AM$1-18,FALSE))","v":{"$error":"#N/A"}},52,{"$f":"IF(Data!$W52<MIN(Panely!$A$9:$A$28),VLOOKUP(Data!$W52,tabulka_kce_def,63,FALSE),0)","v":0},{"$f":"IF(Data!$W52<MIN(Panely!$A$9:$A$28),VLOOKUP(Data!$W52,tabulka_kce_def,28,FALSE),1)","v":1},{"$f":"IF(Data!$W52<MIN(Panely!$A$9:$A$28),VLOOKUP(Data!$W52,tabulka_kce_def,23,FALSE),VLOOKUP(Data!$W52,tabulka_panely_def,24,FALSE))","v":{"$error":"#N/A"}},null,0,null,0,0,{"$error":"#N/A"},0,{"$f":"IF(AND(W52>MAX(Konstrukce!A:A),ISNUMBER(W52)),1,0)","v":0}]
[null,"=",{"$f":"IF(Data!$B53<MIN(Panely!$A$9:$A$28),VLOOKUP(Data!$B53,tabulka_kce_def,4,FALSE),VLOOKUP(Data!$B53,tabulka_panely_def,4,FALSE))","v":{"$error":"#N/A"}},{"$f":"IF(Data!$B53<MIN(Panely!$A$9:$A$28),VLOOKUP(Data!$B53,tabulka_kce_def,23,FALSE),VLOOKUP(Data!$B53,tabulka_panely_def,24,FALSE))","v":{"$error":"#N/A"}},{"$f":"IF(Data!$B53<MIN(Panely!$A$9:$A$28),VLOOKUP(Data!$B53,tabulka_kce_def,21,FALSE),VLOOKUP(Data!$B53,tabulka_panely_def,22,FALSE))","v":{"$error":"#N/A"}},{"$f":"IF(Data!$B53<MIN(Panely!$A$9:$A$28),VLOOKUP(Data!$B53,tabulka_kce_def,26,FALSE),VLOOKUP(Data!$B53,tabulka_panely_def,31,FALSE))","v":{"$error":"#N/A"}},{"$f":"IF(Data!$B53<MIN(Panely!$A$9:$A$28),VLOOKUP(Data!$B53,tabulka_kce_def,27,FALSE),VLOOKUP(Data!$B53,tabulka_panely_def,32,FALSE))","v":{"$error":"#N/A"}},{"$f":"IF(VLOOKUP(Data!$B53,tabulka_kce_def,3,FALSE)=\"\",Konstrukce!$G$1,IF(VLOOKUP(Data!$B53,tabulka_kce_def,3,FALSE)=\"z\",Konstrukce!$G$2,VLOOKUP(Data!$B53,tabulka_kce_def,3,FALSE)))","v":{"$error":"#N/A"}},{"$f":"IF(Data!$B53<MIN(Panely!$A$9:$A$28),0,VLOOKUP(Data!$B53,tabulka_panely_def,25,FALSE))","v":{"$error":"#N/A"}},{"$f":"IF(Data!$B53<MIN(Panely!$A$9:$A$28),VLOOKUP(Data!$B53,tabulka_kce_def,24,FALSE),VLOOKUP(Data!$B53,tabulka_panely_def,33,FALSE))","v":{"$error":"#N/A"}},{"$f":"Konstrukce!$D$1","v":15},{"$f":"Konstrukce!$D$2","v":15},{"$f":"Konstrukce!$G$1","v":0},{"$f":"IF(Data!$B53<MIN(Panely!$A$9:$A$28),VLOOKUP(Data!$B53,tabulka_kce_def,59,FALSE),VLOOKUP(Data!$B53,tabulka_panely_def,63,FALSE))","v":{"$error":"#N/A"}},{"$f":"IF(Data!$B53<MIN(Panely!$A$9:$A$28),VLOOKUP(Data!$B53,tabulka_kce_def,60,FALSE),VLOOKUP(Data!$B53,tabulka_panely_def,64,FALSE))","v":{"$error":"#N/A"}},{"$f":"IF(Data!$B53<MIN(Panely!$A$9:$A$28),VLOOKUP(Data!$B53,tabulka_kce_def,61,FALSE),VLOOKUP(Data!$B53,tabulka_panely_def,65,FALSE))","v":{"$error":"#N/A"}},{"$f":"IF(Data!$B53<MIN(Panely!$A$9:$A$28),VLOOKUP(Data!$B53,tabulka_kce_def,25,FALSE),0)","v":0},{"$error":"#N/A"},null,null,null,null,"=",{"$f":"IF(Data!$W53<MIN(Panely!$A$9:$A$28),VLOOKUP(Data!$W53,tabulka_kce_def,62,FALSE),VLOOKUP(Data!$W53,tabulka_panely_def,65,FALSE))","v":{"$error":"#N/A"}},{"$f":"IF(Data!$W53<MIN(Panely!$A$9:$A$28),VLOOKUP(Data!$W53,tabulka_kce_def,Y$1-20,FALSE),VLOOKUP(Data!$W53,tabulka_panely_def,Y$1-18,FALSE))","v":{"$error":"#N/A"}},{"$f":"IF(Data!$W53<MIN(Panely!$A$9:$A$28),VLOOKUP(Data!$W53,tabulka_kce_def,Z$1-20,FALSE),VLOOKUP(Data!$W53,tabulka_panely_def,Z$1-18,FALSE))","v":{"$error":"#N/A"}},{"$f":"IF(Data!$W53<MIN(Panely!$A$9:$A$28),VLOOKUP(Data!$W53,tabulka_kce_def,AA$1-20,FALSE),VLOOKUP(Data!$W53,tabulka_panely_def,AA$1-18,FALSE))","v":{"$error":"#N/A"}},{"$f":"IF(Data!$W53<MIN(Panely!$A$9:$A$28),VLOOKUP(Data!$W53,tabulka_kce_def,AB$1-20,FALSE),VLOOKUP(Data!$W53,tabulka_panely_def,AB$1-18,FALSE))","v":{"$error":"#N/A"}},{"$f":"IF(Data!$W53<MIN(Panely!$A$9:$A$28),VLOOKUP(Data!$W53,tabulka_kce_def,AC$1-20,FALSE),VLOOKUP(Data!$W53,tabulka_panely_def,AC$1-18,FALSE))","v":{"$error":"#N/A"}},{"$f":"IF(Data!$W53<MIN(Panely!$A$9:$A$28),VLOOKUP(Data!$W53,tabulka_kce_def,AD$1-20,FALSE),VLOOKUP(Data!$W53,tabulka_panely_def,AD$1-18,FALSE))","v":{"$error":"#N/A"}},{"$f":"IF(Data!$W53<MIN(Panely!$A$9:$A$28),VLOOKUP(Data!$W53,tabulka_kce_def,AE$1-20,FALSE),VLOOKUP(Data!$W53,tabulka_panely_def,AE$1-18,FALSE))","v":{"$error":"#N/A"}},{"$f":"IF(Data!$W53<MIN(Panely!$A$9:$A$28),VLOOKUP(Data!$W53,tabulka_kce_def,AF$1-20,FALSE),VLOOKUP(Data!$W53,tabulka_panely_def,AF$1-18,FALSE))","v":{"$error":"#N/A"}},{"$f":"IF(Data!$W53<MIN(Panely!$A$9:$A$28),VLOOKUP(Data!$W53,tabulka_kce_def,AG$1-20,FALSE),VLOOKUP(Data!$W53,tabulka_panely_def,AG$1-18,FALSE))","v":{"$error":"#N/A"}},{"$f":"IF(Data!$W53<MIN(Panely!$A$9:$A$28),VLOOKUP(Data!$W53,tabulka_kce_def,AH$1-20,FALSE),VLOOKUP(Data!$W53,tabulka_panely_def,AH$1-18,FALSE))","v":{"$error":"#N/A"}},{"$f":"IF(Data!$W53<MIN(Panely!$A$9:$A$28),VLOOKUP(Data!$W53,tabulka_kce_def,AI$1-20,FALSE),VLOOKUP(Data!$W53,tabulka_panely_def,AI$1-18,FALSE))","v":{"$error":"#N/A"}},{"$f":"IF(Data!$W53<MIN(Panely!$A$9:$A$28),VLOOKUP(Data!$W53,tabulka_kce_def,AJ$1-20,FALSE),VLOOKUP(Data!$W53,tabulka_panely_def,AJ$1-18,FALSE))","v":{"$error":"#N/A"}},{"$f":"IF(Data!$W53<MIN(Panely!$A$9:$A$28),VLOOKUP(Data!$W53,tabulka_kce_def,AK$1-20,FALSE),VLOOKUP(Data!$W53,tabulka_panely_def,AK$1-18,FALSE))","v":{"$error":"#N/A"}},{"$f":"IF(Data!$W53<MIN(Panely!$A$9:$A$28),VLOOKUP(Data!$W53,tabulka_kce_def,AL$1-20,FALSE),VLOOKUP(Data!$W53,tabulka_panely_def,AL$1-18,FALSE))","v":{"$error":"#N/A"}},{"$f":"IF(Data!$W53<MIN(Panely!$A$9:$A$28),VLOOKUP(Data!$W53,tabulka_kce_def,AM$1-20,FALSE),VLOOKUP(Data!$W53,tabulka_panely_def,AM$1-18,FALSE))","v":{"$error":"#N/A"}},53,{"$f":"IF(Data!$W53<MIN(Panely!$A$9:$A$28),VLOOKUP(Data!$W53,tabulka_kce_def,63,FALSE),0)","v":0},{"$f":"IF(Data!$W53<MIN(Panely!$A$9:$A$28),VLOOKUP(Data!$W53,tabulka_kce_def,28,FALSE),1)","v":1},{"$f":"IF(Data!$W53<MIN(Panely!$A$9:$A$28),VLOOKUP(Data!$W53,tabulka_kce_def,23,FALSE),VLOOKUP(Data!$W53,tabulka_panely_def,24,FALSE))","v":{"$error":"#N/A"}},null,0,null,0,0,{"$error":"#N/A"},0,{"$f":"IF(AND(W53>MAX(Konstrukce!A:A),ISNUMBER(W53)),1,0)","v":0}]
[null,"=",{"$f":"IF(Data!$B54<MIN(Panely!$A$9:$A$28),VLOOKUP(Data!$B54,tabulka_kce_def,4,FALSE),VLOOKUP(Data!$B54,tabulka_panely_def,4,FALSE))","v":{"$error":"#N/A"}},{"$f":"IF(Data!$B54<MIN(Panely!$A$9:$A$28),VLOOKUP(Data!$B54,tabulka_kce_def,23,FALSE),VLOOKUP(Data!$B54,tabulka_panely_def,24,FALSE))","v":{"$error":"#N/A"}},{"$f":"IF(Data!$B54<MIN(Panely!$A$9:$A$28),VLOOKUP(Data!$B54,tabulka_kce_def,21,FALSE),VLOOKUP(Data!$B54,tabulka_panely_def,22,FALSE))","v":{"$error":"#N/A"}},{"$f":"IF(Data!$B54<MIN(Panely!$A$9:$A$28),VLOOKUP(Data!$B54,tabulka_kce_def,26,FALSE),VLOOKUP(Data!$B54,tabulka_panely_def,31,FALSE))","v":{"$error":"#N/A"}},{"$f":"IF(Data!$B54<MIN(Panely!$A$9:$A$28),VLOOKUP(Data!$B54,tabulka_kce_def,27,FALSE),VLOOKUP(Data!$B54,tabulka_panely_def,32,FALSE))","v":{"$error":"#N/A"}},{"$f":"IF(VLOOKUP(Data!$B54,tabulka_kce_def,3,FALSE)=\"\",Konstrukce!$G$1,IF(VLOOKUP(Data!$B54,tabulka_kce_def,3,FALSE)=\"z\",Konstrukce!$G$2,VLOOKUP(Data!$B54,tabulka_kce_def,3,FALSE)))","v":{"$error":"#N/A"}},{"$f":"IF(Data!$B54<MIN(Panely!$A$9:$A$28),0,VLOOKUP(Data!$B54,tabulka_panely_def,25,FALSE))","v":{"$error":"#N/A"}},{"$f":"IF(Data!$B54<MIN(Panely!$A$9:$A$28),VLOOKUP(Data!$B54,tabulka_kce_def,24,FALSE),VLOOKUP(Data!$B54,tabulka_panely_def,33,FALSE))","v":{"$error":"#N/A"}},{"$f":"Konstrukce!$D$1","v":15},{"$f":"Konstrukce!$D$2","v":15},{"$f":"Konstrukce!$G$1","v":0},{"$f":"IF(Data!$B54<MIN(Panely!$A$9:$A$28),VLOOKUP(Data!$B54,tabulka_kce_def,59,FALSE),VLOOKUP(Data!$B54,tabulka_panely_def,63,FALSE))","v":{"$error":"#N/A"}},{"$f":"IF(Data!$B54<MIN(Panely!$A$9:$A$28),VLOOKUP(Data!$B54,tabulka_kce_def,60,FALSE),VLOOKUP(Data!$B54,tabulka_panely_def,64,FALSE))","v":{"$error":"#N/A"}},{"$f":"IF(Data!$B54<MIN(Panely!$A$9:$A$28),VLOOKUP(Data!$B54,tabulka_kce_def,61,FALSE),VLOOKUP(Data!$B54,tabulka_panely_def,65,FALSE))","v":{"$error":"#N/A"}},{"$f":"IF(Data!$B54<MIN(Panely!$A$9:$A$28),VLOOKUP(Data!$B54,tabulka_kce_def,25,FALSE),0)","v":0},{"$error":"#N/A"},null,null,null,null,"=",{"$f":"IF(Data!$W54<MIN(Panely!$A$9:$A$28),VLOOKUP(Data!$W54,tabulka_kce_def,62,FALSE),VLOOKUP(Data!$W54,tabulka_panely_def,65,FALSE))","v":{"$error":"#N/A"}},{"$f":"IF(Data!$W54<MIN(Panely!$A$9:$A$28),VLOOKUP(Data!$W54,tabulka_kce_def,Y$1-20,FALSE),VLOOKUP(Data!$W54,tabulka_panely_def,Y$1-18,FALSE))","v":{"$error":"#N/A"}},{"$f":"IF(Data!$W54<MIN(Panely!$A$9:$A$28),VLOOKUP(Data!$W54,tabulka_kce_def,Z$1-20,FALSE),VLOOKUP(Data!$W54,tabulka_panely_def,Z$1-18,FALSE))","v":{"$error":"#N/A"}},{"$f":"IF(Data!$W54<MIN(Panely!$A$9:$A$28),VLOOKUP(Data!$W54,tabulka_kce_def,AA$1-20,FALSE),VLOOKUP(Data!$W54,tabulka_panely_def,AA$1-18,FALSE))","v":{"$error":"#N/A"}},{"$f":"IF(Data!$W54<MIN(Panely!$A$9:$A$28),VLOOKUP(Data!$W54,tabulka_kce_def,AB$1-20,FALSE),VLOOKUP(Data!$W54,tabulka_panely_def,AB$1-18,FALSE))","v":{"$error":"#N/A"}},{"$f":"IF(Data!$W54<MIN(Panely!$A$9:$A$28),VLOOKUP(Data!$W54,tabulka_kce_def,AC$1-20,FALSE),VLOOKUP(Data!$W54,tabulka_panely_def,AC$1-18,FALSE))","v":{"$error":"#N/A"}},{"$f":"IF(Data!$W54<MIN(Panely!$A$9:$A$28),VLOOKUP(Data!$W54,tabulka_kce_def,AD$1-20,FALSE),VLOOKUP(Data!$W54,tabulka_panely_def,AD$1-18,FALSE))","v":{"$error":"#N/A"}},{"$f":"IF(Data!$W54<MIN(Panely!$A$9:$A$28),VLOOKUP(Data!$W54,tabulka_kce_def,AE$1-20,FALSE),VLOOKUP(Data!$W54,tabulka_panely_def,AE$1-18,FALSE))","v":{"$error":"#N/A"}},{"$f":"IF(Data!$W54<MIN(Panely!$A$9:$A$28),VLOOKUP(Data!$W54,tabulka_kce_def,AF$1-20,FALSE),VLOOKUP(Data!$W54,tabulka_panely_def,AF$1-18,FALSE))","v":{"$error":"#N/A"}},{"$f":"IF(Data!$W54<MIN(Panely!$A$9:$A$28),VLOOKUP(Data!$W54,tabulka_kce_def,AG$1-20,FALSE),VLOOKUP(Data!$W54,tabulka_panely_def,AG$1-18,FALSE))","v":{"$error":"#N/A"}},{"$f":"IF(Data!$W54<MIN(Panely!$A$9:$A$28),VLOOKUP(Data!$W54,tabulka_kce_def,AH$1-20,FALSE),VLOOKUP(Data!$W54,tabulka_panely_def,AH$1-18,FALSE))","v":{"$error":"#N/A"}},{"$f":"IF(Data!$W54<MIN(Panely!$A$9:$A$28),VLOOKUP(Data!$W54,tabulka_kce_def,AI$1-20,FALSE),VLOOKUP(Data!$W54,tabulka_panely_def,AI$1-18,FALSE))","v":{"$error":"#N/A"}},{"$f":"IF(Data!$W54<MIN(Panely!$A$9:$A$28),VLOOKUP(Data!$W54,tabulka_kce_def,AJ$1-20,FALSE),VLOOKUP(Data!$W54,tabulka_panely_def,AJ$1-18,FALSE))","v":{"$error":"#N/A"}},{"$f":"IF(Data!$W54<MIN(Panely!$A$9:$A$28),VLOOKUP(Data!$W54,tabulka_kce_def,AK$1-20,FALSE),VLOOKUP(Data!$W54,tabulka_panely_def,AK$1-18,FALSE))","v":{"$error":"#N/A"}},{"$f":"IF(Data!$W54<MIN(Panely!$A$9:$A$28),VLOOKUP(Data!$W54,tabulka_kce_def,AL$1-20,FALSE),VLOOKUP(Data!$W54,tabulka_panely_def,AL$1-18,FALSE))","v":{"$error":"#N/A"}},{"$f":"IF(Data!$W54<MIN(Panely!$A$9:$A$28),VLOOKUP(Data!$W54,tabulka_kce_def,AM$1-20,FALSE),VLOOKUP(Data!$W54,tabulka_panely_def,AM$1-18,FALSE))","v":{"$error":"#N/A"}},54,{"$f":"IF(Data!$W54<MIN(Panely!$A$9:$A$28),VLOOKUP(Data!$W54,tabulka_kce_def,63,FALSE),0)","v":0},{"$f":"IF(Data!$W54<MIN(Panely!$A$9:$A$28),VLOOKUP(Data!$W54,tabulka_kce_def,28,FALSE),1)","v":1},{"$f":"IF(Data!$W54<MIN(Panely!$A$9:$A$28),VLOOKUP(Data!$W54,tabulka_kce_def,23,FALSE),VLOOKUP(Data!$W54,tabulka_panely_def,24,FALSE))","v":{"$error":"#N/A"}},null,0,null,0,0,{"$error":"#N/A"},0,{"$f":"IF(AND(W54>MAX(Konstrukce!A:A),ISNUMBER(W54)),1,0)","v":0}]
[null,"=",{"$f":"IF(Data!$B55<MIN(Panely!$A$9:$A$28),VLOOKUP(Data!$B55,tabulka_kce_def,4,FALSE),VLOOKUP(Data!$B55,tabulka_panely_def,4,FALSE))","v":{"$error":"#N/A"}},{"$f":"IF(Data!$B55<MIN(Panely!$A$9:$A$28),VLOOKUP(Data!$B55,tabulka_kce_def,23,FALSE),VLOOKUP(Data!$B55,tabulka_panely_def,24,FALSE))","v":{"$error":"#N/A"}},{"$f":"IF(Data!$B55<MIN(Panely!$A$9:$A$28),VLOOKUP(Data!$B55,tabulka_kce_def,21,FALSE),VLOOKUP(Data!$B55,tabulka_panely_def,22,FALSE))","v":{"$error":"#N/A"}},{"$f":"IF(Data!$B55<MIN(Panely!$A$9:$A$28),VLOOKUP(Data!$B55,tabulka_kce_def,26,FALSE),VLOOKUP(Data!$B55,tabulka_panely_def,31,FALSE))","v":{"$error":"#N/A"}},{"$f":"IF(Data!$B55<MIN(Panely!$A$9:$A$28),VLOOKUP(Data!$B55,tabulka_kce_def,27,FALSE),VLOOKUP(Data!$B55,tabulka_panely_def,32,FALSE))","v":{"$error":"#N/A"}},{"$f":"IF(VLOOKUP(Data!$B55,tabulka_kce_def,3,FALSE)=\"\",Konstrukce!$G$1,IF(VLOOKUP(Data!$B55,tabulka_kce_def,3,FALSE)=\"z\",Konstrukce!$G$2,VLOOKUP(Data!$B55,tabulka_kce_def,3,FALSE)))","v":{"$error":"#N/A"}},{"$f":"IF(Data!$B55<MIN(Panely!$A$9:$A$28),0,VLOOKUP(Data!$B55,tabulka_panely_def,25,FALSE))","v":{"$error":"#N/A"}},{"$f":"IF(Data!$B55<MIN(Panely!$A$9:$A$28),VLOOKUP(Data!$B55,tabulka_kce_def,24,FALSE),VLOOKUP(Data!$B55,tabulka_panely_def,33,FALSE))","v":{"$error":"#N/A"}},{"$f":"Konstrukce!$D$1","v":15},{"$f":"Konstrukce!$D$2","v":15},{"$f":"Konstrukce!$G$1","v":0},{"$f":"IF(Data!$B55<MIN(Panely!$A$9:$A$28),VLOOKUP(Data!$B55,tabulka_kce_def,59,FALSE),VLOOKUP(Data!$B55,tabulka_panely_def,63,FALSE))","v":{"$error":"#N/A"}},{"$f":"IF(Data!$B55<MIN(Panely!$A$9:$A$28),VLOOKUP(Data!$B55,tabulka_kce_def,60,FALSE),VLOOKUP(Data!$B55,tabulka_panely_def,64,FALSE))","v":{"$error":"#N/A"}},{"$f":"IF(Data!$B55<MIN(Panely!$A$9:$A$28),VLOOKUP(Data!$B55,tabulka_kce_def,61,FALSE),VLOOKUP(Data!$B55,tabulka_panely_def,65,FALSE))","v":{"$error":"#N/A"}},{"$f":"IF(Data!$B55<MIN(Panely!$A$9:$A$28),VLOOKUP(Data!$B55,tabulka_kce_def,25,FALSE),0)","v":0},{"$error":"#N/A"},null,null,null,null,"=",{"$f":"IF(Data!$W55<MIN(Panely!$A$9:$A$28),VLOOKUP(Data!$W55,tabulka_kce_def,62,FALSE),VLOOKUP(Data!$W55,tabulka_panely_def,65,FALSE))","v":{"$error":"#N/A"}},{"$f":"IF(Data!$W55<MIN(Panely!$A$9:$A$28),VLOOKUP(Data!$W55,tabulka_kce_def,Y$1-20,FALSE),VLOOKUP(Data!$W55,tabulka_panely_def,Y$1-18,FALSE))","v":{"$error":"#N/A"}},{"$f":"IF(Data!$W55<MIN(Panely!$A$9:$A$28),VLOOKUP(Data!$W55,tabulka_kce_def,Z$1-20,FALSE),VLOOKUP(Data!$W55,tabulka_panely_def,Z$1-18,FALSE))","v":{"$error":"#N/A"}},{"$f":"IF(Data!$W55<MIN(Panely!$A$9:$A$28),VLOOKUP(Data!$W55,tabulka_kce_def,AA$1-20,FALSE),VLOOKUP(Data!$W55,tabulka_panely_def,AA$1-18,FALSE))","v":{"$error":"#N/A"}},{"$f":"IF(Data!$W55<MIN(Panely!$A$9:$A$28),VLOOKUP(Data!$W55,tabulka_kce_def,AB$1-20,FALSE),VLOOKUP(Data!$W55,tabulka_panely_def,AB$1-18,FALSE))","v":{"$error":"#N/A"}},{"$f":"IF(Data!$W55<MIN(Panely!$A$9:$A$28),VLOOKUP(Data!$W55,tabulka_kce_def,AC$1-20,FALSE),VLOOKUP(Data!$W55,tabulka_panely_def,AC$1-18,FALSE))","v":{"$error":"#N/A"}},{"$f":"IF(Data!$W55<MIN(Panely!$A$9:$A$28),VLOOKUP(Data!$W55,tabulka_kce_def,AD$1-20,FALSE),VLOOKUP(Data!$W55,tabulka_panely_def,AD$1-18,FALSE))","v":{"$error":"#N/A"}},{"$f":"IF(Data!$W55<MIN(Panely!$A$9:$A$28),VLOOKUP(Data!$W55,tabulka_kce_def,AE$1-20,FALSE),VLOOKUP(Data!$W55,tabulka_panely_def,AE$1-18,FALSE))","v":{"$error":"#N/A"}},{"$f":"IF(Data!$W55<MIN(Panely!$A$9:$A$28),VLOOKUP(Data!$W55,tabulka_kce_def,AF$1-20,FALSE),VLOOKUP(Data!$W55,tabulka_panely_def,AF$1-18,FALSE))","v":{"$error":"#N/A"}},{"$f":"IF(Data!$W55<MIN(Panely!$A$9:$A$28),VLOOKUP(Data!$W55,tabulka_kce_def,AG$1-20,FALSE),VLOOKUP(Data!$W55,tabulka_panely_def,AG$1-18,FALSE))","v":{"$error":"#N/A"}},{"$f":"IF(Data!$W55<MIN(Panely!$A$9:$A$28),VLOOKUP(Data!$W55,tabulka_kce_def,AH$1-20,FALSE),VLOOKUP(Data!$W55,tabulka_panely_def,AH$1-18,FALSE))","v":{"$error":"#N/A"}},{"$f":"IF(Data!$W55<MIN(Panely!$A$9:$A$28),VLOOKUP(Data!$W55,tabulka_kce_def,AI$1-20,FALSE),VLOOKUP(Data!$W55,tabulka_panely_def,AI$1-18,FALSE))","v":{"$error":"#N/A"}},{"$f":"IF(Data!$W55<MIN(Panely!$A$9:$A$28),VLOOKUP(Data!$W55,tabulka_kce_def,AJ$1-20,FALSE),VLOOKUP(Data!$W55,tabulka_panely_def,AJ$1-18,FALSE))","v":{"$error":"#N/A"}},{"$f":"IF(Data!$W55<MIN(Panely!$A$9:$A$28),VLOOKUP(Data!$W55,tabulka_kce_def,AK$1-20,FALSE),VLOOKUP(Data!$W55,tabulka_panely_def,AK$1-18,FALSE))","v":{"$error":"#N/A"}},{"$f":"IF(Data!$W55<MIN(Panely!$A$9:$A$28),VLOOKUP(Data!$W55,tabulka_kce_def,AL$1-20,FALSE),VLOOKUP(Data!$W55,tabulka_panely_def,AL$1-18,FALSE))","v":{"$error":"#N/A"}},{"$f":"IF(Data!$W55<MIN(Panely!$A$9:$A$28),VLOOKUP(Data!$W55,tabulka_kce_def,AM$1-20,FALSE),VLOOKUP(Data!$W55,tabulka_panely_def,AM$1-18,FALSE))","v":{"$error":"#N/A"}},55,{"$f":"IF(Data!$W55<MIN(Panely!$A$9:$A$28),VLOOKUP(Data!$W55,tabulka_kce_def,63,FALSE),0)","v":0},{"$f":"IF(Data!$W55<MIN(Panely!$A$9:$A$28),VLOOKUP(Data!$W55,tabulka_kce_def,28,FALSE),1)","v":1},{"$f":"IF(Data!$W55<MIN(Panely!$A$9:$A$28),VLOOKUP(Data!$W55,tabulka_kce_def,23,FALSE),VLOOKUP(Data!$W55,tabulka_panely_def,24,FALSE))","v":{"$error":"#N/A"}},null,0,null,0,0,{"$error":"#N/A"},0,{"$f":"IF(AND(W55>MAX(Konstrukce!A:A),ISNUMBER(W55)),1,0)","v":0}]
[null,"=",{"$f":"IF(Data!$B56<MIN(Panely!$A$9:$A$28),VLOOKUP(Data!$B56,tabulka_kce_def,4,FALSE),VLOOKUP(Data!$B56,tabulka_panely_def,4,FALSE))","v":{"$error":"#N/A"}},{"$f":"IF(Data!$B56<MIN(Panely!$A$9:$A$28),VLOOKUP(Data!$B56,tabulka_kce_def,23,FALSE),VLOOKUP(Data!$B56,tabulka_panely_def,24,FALSE))","v":{"$error":"#N/A"}},{"$f":"IF(Data!$B56<MIN(Panely!$A$9:$A$28),VLOOKUP(Data!$B56,tabulka_kce_def,21,FALSE),VLOOKUP(Data!$B56,tabulka_panely_def,22,FALSE))","v":{"$error":"#N/A"}},{"$f":"IF(Data!$B56<MIN(Panely!$A$9:$A$28),VLOOKUP(Data!$B56,tabulka_kce_def,26,FALSE),VLOOKUP(Data!$B56,tabulka_panely_def,31,FALSE))","v":{"$error":"#N/A"}},{"$f":"IF(Data!$B56<MIN(Panely!$A$9:$A$28),VLOOKUP(Data!$B56,tabulka_kce_def,27,FALSE),VLOOKUP(Data!$B56,tabulka_panely_def,32,FALSE))","v":{"$error":"#N/A"}},{"$f":"IF(VLOOKUP(Data!$B56,tabulka_kce_def,3,FALSE)=\"\",Konstrukce!$G$1,IF(VLOOKUP(Data!$B56,tabulka_kce_def,3,FALSE)=\"z\",Konstrukce!$G$2,VLOOKUP(Data!$B56,tabulka_kce_def,3,FALSE)))","v":{"$error":"#N/A"}},{"$f":"IF(Data!$B56<MIN(Panely!$A$9:$A$28),0,VLOOKUP(Data!$B56,tabulka_panely_def,25,FALSE))","v":{"$error":"#N/A"}},{"$f":"IF(Data!$B56<MIN(Panely!$A$9:$A$28),VLOOKUP(Data!$B56,tabulka_kce_def,24,FALSE),VLOOKUP(Data!$B56,tabulka_panely_def,33,FALSE))","v":{"$error":"#N/A"}},{"$f":"Konstrukce!$D$1","v":15},{"$f":"Konstrukce!$D$2","v":15},{"$f":"Konstrukce!$G$1","v":0},{"$f":"IF(Data!$B56<MIN(Panely!$A$9:$A$28),VLOOKUP(Data!$B56,tabulka_kce_def,59,FALSE),VLOOKUP(Data!$B56,tabulka_panely_def,63,FALSE))","v":{"$error":"#N/A"}},{"$f":"IF(Data!$B56<MIN(Panely!$A$9:$A$28),VLOOKUP(Data!$B56,tabulka_kce_def,60,FALSE),VLOOKUP(Data!$B56,tabulka_panely_def,64,FALSE))","v":{"$error":"#N/A"}},{"$f":"IF(Data!$B56<MIN(Panely!$A$9:$A$28),VLOOKUP(Data!$B56,tabulka_kce_def,61,FALSE),VLOOKUP(Data!$B56,tabulka_panely_def,65,FALSE))","v":{"$error":"#N/A"}},{"$f":"IF(Data!$B56<MIN(Panely!$A$9:$A$28),VLOOKUP(Data!$B56,tabulka_kce_def,25,FALSE),0)","v":0},{"$error":"#N/A"},null,null,null,null,"=",{"$f":"IF(Data!$W56<MIN(Panely!$A$9:$A$28),VLOOKUP(Data!$W56,tabulka_kce_def,62,FALSE),VLOOKUP(Data!$W56,tabulka_panely_def,65,FALSE))","v":{"$error":"#N/A"}},{"$f":"IF(Data!$W56<MIN(Panely!$A$9:$A$28),VLOOKUP(Data!$W56,tabulka_kce_def,Y$1-20,FALSE),VLOOKUP(Data!$W56,tabulka_panely_def,Y$1-18,FALSE))","v":{"$error":"#N/A"}},{"$f":"IF(Data!$W56<MIN(Panely!$A$9:$A$28),VLOOKUP(Data!$W56,tabulka_kce_def,Z$1-20,FALSE),VLOOKUP(Data!$W56,tabulka_panely_def,Z$1-18,FALSE))","v":{"$error":"#N/A"}},{"$f":"IF(Data!$W56<MIN(Panely!$A$9:$A$28),VLOOKUP(Data!$W56,tabulka_kce_def,AA$1-20,FALSE),VLOOKUP(Data!$W56,tabulka_panely_def,AA$1-18,FALSE))","v":{"$error":"#N/A"}},{"$f":"IF(Data!$W56<MIN(Panely!$A$9:$A$28),VLOOKUP(Data!$W56,tabulka_kce_def,AB$1-20,FALSE),VLOOKUP(Data!$W56,tabulka_panely_def,AB$1-18,FALSE))","v":{"$error":"#N/A"}},{"$f":"IF(Data!$W56<MIN(Panely!$A$9:$A$28),VLOOKUP(Data!$W56,tabulka_kce_def,AC$1-20,FALSE),VLOOKUP(Data!$W56,tabulka_panely_def,AC$1-18,FALSE))","v":{"$error":"#N/A"}},{"$f":"IF(Data!$W56<MIN(Panely!$A$9:$A$28),VLOOKUP(Data!$W56,tabulka_kce_def,AD$1-20,FALSE),VLOOKUP(Data!$W56,tabulka_panely_def,AD$1-18,FALSE))","v":{"$error":"#N/A"}},{"$f":"IF(Data!$W56<MIN(Panely!$A$9:$A$28),VLOOKUP(Data!$W56,tabulka_kce_def,AE$1-20,FALSE),VLOOKUP(Data!$W56,tabulka_panely_def,AE$1-18,FALSE))","v":{"$error":"#N/A"}},{"$f":"IF(Data!$W56<MIN(Panely!$A$9:$A$28),VLOOKUP(Data!$W56,tabulka_kce_def,AF$1-20,FALSE),VLOOKUP(Data!$W56,tabulka_panely_def,AF$1-18,FALSE))","v":{"$error":"#N/A"}},{"$f":"IF(Data!$W56<MIN(Panely!$A$9:$A$28),VLOOKUP(Data!$W56,tabulka_kce_def,AG$1-20,FALSE),VLOOKUP(Data!$W56,tabulka_panely_def,AG$1-18,FALSE))","v":{"$error":"#N/A"}},{"$f":"IF(Data!$W56<MIN(Panely!$A$9:$A$28),VLOOKUP(Data!$W56,tabulka_kce_def,AH$1-20,FALSE),VLOOKUP(Data!$W56,tabulka_panely_def,AH$1-18,FALSE))","v":{"$error":"#N/A"}},{"$f":"IF(Data!$W56<MIN(Panely!$A$9:$A$28),VLOOKUP(Data!$W56,tabulka_kce_def,AI$1-20,FALSE),VLOOKUP(Data!$W56,tabulka_panely_def,AI$1-18,FALSE))","v":{"$error":"#N/A"}},{"$f":"IF(Data!$W56<MIN(Panely!$A$9:$A$28),VLOOKUP(Data!$W56,tabulka_kce_def,AJ$1-20,FALSE),VLOOKUP(Data!$W56,tabulka_panely_def,AJ$1-18,FALSE))","v":{"$error":"#N/A"}},{"$f":"IF(Data!$W56<MIN(Panely!$A$9:$A$28),VLOOKUP(Data!$W56,tabulka_kce_def,AK$1-20,FALSE),VLOOKUP(Data!$W56,tabulka_panely_def,AK$1-18,FALSE))","v":{"$error":"#N/A"}},{"$f":"IF(Data!$W56<MIN(Panely!$A$9:$A$28),VLOOKUP(Data!$W56,tabulka_kce_def,AL$1-20,FALSE),VLOOKUP(Data!$W56,tabulka_panely_def,AL$1-18,FALSE))","v":{"$error":"#N/A"}},{"$f":"IF(Data!$W56<MIN(Panely!$A$9:$A$28),VLOOKUP(Data!$W56,tabulka_kce_def,AM$1-20,FALSE),VLOOKUP(Data!$W56,tabulka_panely_def,AM$1-18,FALSE))","v":{"$error":"#N/A"}},56,{"$f":"IF(Data!$W56<MIN(Panely!$A$9:$A$28),VLOOKUP(Data!$W56,tabulka_kce_def,63,FALSE),0)","v":0},{"$f":"IF(Data!$W56<MIN(Panely!$A$9:$A$28),VLOOKUP(Data!$W56,tabulka_kce_def,28,FALSE),1)","v":1},{"$f":"IF(Data!$W56<MIN(Panely!$A$9:$A$28),VLOOKUP(Data!$W56,tabulka_kce_def,23,FALSE),VLOOKUP(Data!$W56,tabulka_panely_def,24,FALSE))","v":{"$error":"#N/A"}},null,0,null,0,0,{"$error":"#N/A"},0,{"$f":"IF(AND(W56>MAX(Konstrukce!A:A),ISNUMBER(W56)),1,0)","v":0}]
[null,"=",{"$f":"IF(Data!$B57<MIN(Panely!$A$9:$A$28),VLOOKUP(Data!$B57,tabulka_kce_def,4,FALSE),VLOOKUP(Data!$B57,tabulka_panely_def,4,FALSE))","v":{"$error":"#N/A"}},{"$f":"IF(Data!$B57<MIN(Panely!$A$9:$A$28),VLOOKUP(Data!$B57,tabulka_kce_def,23,FALSE),VLOOKUP(Data!$B57,tabulka_panely_def,24,FALSE))","v":{"$error":"#N/A"}},{"$f":"IF(Data!$B57<MIN(Panely!$A$9:$A$28),VLOOKUP(Data!$B57,tabulka_kce_def,21,FALSE),VLOOKUP(Data!$B57,tabulka_panely_def,22,FALSE))","v":{"$error":"#N/A"}},{"$f":"IF(Data!$B57<MIN(Panely!$A$9:$A$28),VLOOKUP(Data!$B57,tabulka_kce_def,26,FALSE),VLOOKUP(Data!$B57,tabulka_panely_def,31,FALSE))","v":{"$error":"#N/A"}},{"$f":"IF(Data!$B57<MIN(Panely!$A$9:$A$28),VLOOKUP(Data!$B57,tabulka_kce_def,27,FALSE),VLOOKUP(Data!$B57,tabulka_panely_def,32,FALSE))","v":{"$error":"#N/A"}},{"$f":"IF(VLOOKUP(Data!$B57,tabulka_kce_def,3,FALSE)=\"\",Konstrukce!$G$1,IF(VLOOKUP(Data!$B57,tabulka_kce_def,3,FALSE)=\"z\",Konstrukce!$G$2,VLOOKUP(Data!$B57,tabulka_kce_def,3,FALSE)))","v":{"$error":"#N/A"}},{"$f":"IF(Data!$B57<MIN(Panely!$A$9:$A$28),0,VLOOKUP(Data!$B57,tabulka_panely_def,25,FALSE))","v":{"$error":"#N/A"}},{"$f":"IF(Data!$B57<MIN(Panely!$A$9:$A$28),VLOOKUP(Data!$B57,tabulka_kce_def,24,FALSE),VLOOKUP(Data!$B57,tabulka_panely_def,33,FALSE))","v":{"$error":"#N/A"}},{"$f":"Konstrukce!$D$1","v":15},{"$f":"Konstrukce!$D$2","v":15},{"$f":"Konstrukce!$G$1","v":0},{"$f":"IF(Data!$B57<MIN(Panely!$A$9:$A$28),VLOOKUP(Data!$B57,tabulka_kce_def,59,FALSE),VLOOKUP(Data!$B57,tabulka_panely_def,63,FALSE))","v":{"$error":"#N/A"}},{"$f":"IF(Data!$B57<MIN(Panely!$A$9:$A$28),VLOOKUP(Data!$B57,tabulka_kce_def,60,FALSE),VLOOKUP(Data!$B57,tabulka_panely_def,64,FALSE))","v":{"$error":"#N/A"}},{"$f":"IF(Data!$B57<MIN(Panely!$A$9:$A$28),VLOOKUP(Data!$B57,tabulka_kce_def,61,FALSE),VLOOKUP(Data!$B57,tabulka_panely_def,65,FALSE))","v":{"$error":"#N/A"}},{"$f":"IF(Data!$B57<MIN(Panely!$A$9:$A$28),VLOOKUP(Data!$B57,tabulka_kce_def,25,FALSE),0)","v":0},{"$error":"#N/A"},null,null,null,null,"=",{"$f":"IF(Data!$W57<MIN(Panely!$A$9:$A$28),VLOOKUP(Data!$W57,tabulka_kce_def,62,FALSE),VLOOKUP(Data!$W57,tabulka_panely_def,65,FALSE))","v":{"$error":"#N/A"}},{"$f":"IF(Data!$W57<MIN(Panely!$A$9:$A$28),VLOOKUP(Data!$W57,tabulka_kce_def,Y$1-20,FALSE),VLOOKUP(Data!$W57,tabulka_panely_def,Y$1-18,FALSE))","v":{"$error":"#N/A"}},{"$f":"IF(Data!$W57<MIN(Panely!$A$9:$A$28),VLOOKUP(Data!$W57,tabulka_kce_def,Z$1-20,FALSE),VLOOKUP(Data!$W57,tabulka_panely_def,Z$1-18,FALSE))","v":{"$error":"#N/A"}},{"$f":"IF(Data!$W57<MIN(Panely!$A$9:$A$28),VLOOKUP(Data!$W57,tabulka_kce_def,AA$1-20,FALSE),VLOOKUP(Data!$W57,tabulka_panely_def,AA$1-18,FALSE))","v":{"$error":"#N/A"}},{"$f":"IF(Data!$W57<MIN(Panely!$A$9:$A$28),VLOOKUP(Data!$W57,tabulka_kce_def,AB$1-20,FALSE),VLOOKUP(Data!$W57,tabulka_panely_def,AB$1-18,FALSE))","v":{"$error":"#N/A"}},{"$f":"IF(Data!$W57<MIN(Panely!$A$9:$A$28),VLOOKUP(Data!$W57,tabulka_kce_def,AC$1-20,FALSE),VLOOKUP(Data!$W57,tabulka_panely_def,AC$1-18,FALSE))","v":{"$error":"#N/A"}},{"$f":"IF(Data!$W57<MIN(Panely!$A$9:$A$28),VLOOKUP(Data!$W57,tabulka_kce_def,AD$1-20,FALSE),VLOOKUP(Data!$W57,tabulka_panely_def,AD$1-18,FALSE))","v":{"$error":"#N/A"}},{"$f":"IF(Data!$W57<MIN(Panely!$A$9:$A$28),VLOOKUP(Data!$W57,tabulka_kce_def,AE$1-20,FALSE),VLOOKUP(Data!$W57,tabulka_panely_def,AE$1-18,FALSE))","v":{"$error":"#N/A"}},{"$f":"IF(Data!$W57<MIN(Panely!$A$9:$A$28),VLOOKUP(Data!$W57,tabulka_kce_def,AF$1-20,FALSE),VLOOKUP(Data!$W57,tabulka_panely_def,AF$1-18,FALSE))","v":{"$error":"#N/A"}},{"$f":"IF(Data!$W57<MIN(Panely!$A$9:$A$28),VLOOKUP(Data!$W57,tabulka_kce_def,AG$1-20,FALSE),VLOOKUP(Data!$W57,tabulka_panely_def,AG$1-18,FALSE))","v":{"$error":"#N/A"}},{"$f":"IF(Data!$W57<MIN(Panely!$A$9:$A$28),VLOOKUP(Data!$W57,tabulka_kce_def,AH$1-20,FALSE),VLOOKUP(Data!$W57,tabulka_panely_def,AH$1-18,FALSE))","v":{"$error":"#N/A"}},{"$f":"IF(Data!$W57<MIN(Panely!$A$9:$A$28),VLOOKUP(Data!$W57,tabulka_kce_def,AI$1-20,FALSE),VLOOKUP(Data!$W57,tabulka_panely_def,AI$1-18,FALSE))","v":{"$error":"#N/A"}},{"$f":"IF(Data!$W57<MIN(Panely!$A$9:$A$28),VLOOKUP(Data!$W57,tabulka_kce_def,AJ$1-20,FALSE),VLOOKUP(Data!$W57,tabulka_panely_def,AJ$1-18,FALSE))","v":{"$error":"#N/A"}},{"$f":"IF(Data!$W57<MIN(Panely!$A$9:$A$28),VLOOKUP(Data!$W57,tabulka_kce_def,AK$1-20,FALSE),VLOOKUP(Data!$W57,tabulka_panely_def,AK$1-18,FALSE))","v":{"$error":"#N/A"}},{"$f":"IF(Data!$W57<MIN(Panely!$A$9:$A$28),VLOOKUP(Data!$W57,tabulka_kce_def,AL$1-20,FALSE),VLOOKUP(Data!$W57,tabulka_panely_def,AL$1-18,FALSE))","v":{"$error":"#N/A"}},{"$f":"IF(Data!$W57<MIN(Panely!$A$9:$A$28),VLOOKUP(Data!$W57,tabulka_kce_def,AM$1-20,FALSE),VLOOKUP(Data!$W57,tabulka_panely_def,AM$1-18,FALSE))","v":{"$error":"#N/A"}},57,{"$f":"IF(Data!$W57<MIN(Panely!$A$9:$A$28),VLOOKUP(Data!$W57,tabulka_kce_def,63,FALSE),0)","v":0},{"$f":"IF(Data!$W57<MIN(Panely!$A$9:$A$28),VLOOKUP(Data!$W57,tabulka_kce_def,28,FALSE),1)","v":1},{"$f":"IF(Data!$W57<MIN(Panely!$A$9:$A$28),VLOOKUP(Data!$W57,tabulka_kce_def,23,FALSE),VLOOKUP(Data!$W57,tabulka_panely_def,24,FALSE))","v":{"$error":"#N/A"}},null,0,null,0,0,{"$error":"#N/A"},0,{"$f":"IF(AND(W57>MAX(Konstrukce!A:A),ISNUMBER(W57)),1,0)","v":0}]
[null,"=",{"$f":"IF(Data!$B58<MIN(Panely!$A$9:$A$28),VLOOKUP(Data!$B58,tabulka_kce_def,4,FALSE),VLOOKUP(Data!$B58,tabulka_panely_def,4,FALSE))","v":{"$error":"#N/A"}},{"$f":"IF(Data!$B58<MIN(Panely!$A$9:$A$28),VLOOKUP(Data!$B58,tabulka_kce_def,23,FALSE),VLOOKUP(Data!$B58,tabulka_panely_def,24,FALSE))","v":{"$error":"#N/A"}},{"$f":"IF(Data!$B58<MIN(Panely!$A$9:$A$28),VLOOKUP(Data!$B58,tabulka_kce_def,21,FALSE),VLOOKUP(Data!$B58,tabulka_panely_def,22,FALSE))","v":{"$error":"#N/A"}},{"$f":"IF(Data!$B58<MIN(Panely!$A$9:$A$28),VLOOKUP(Data!$B58,tabulka_kce_def,26,FALSE),VLOOKUP(Data!$B58,tabulka_panely_def,31,FALSE))","v":{"$error":"#N/A"}},{"$f":"IF(Data!$B58<MIN(Panely!$A$9:$A$28),VLOOKUP(Data!$B58,tabulka_kce_def,27,FALSE),VLOOKUP(Data!$B58,tabulka_panely_def,32,FALSE))","v":{"$error":"#N/A"}},{"$f":"IF(VLOOKUP(Data!$B58,tabulka_kce_def,3,FALSE)=\"\",Konstrukce!$G$1,IF(VLOOKUP(Data!$B58,tabulka_kce_def,3,FALSE)=\"z\",Konstrukce!$G$2,VLOOKUP(Data!$B58,tabulka_kce_def,3,FALSE)))","v":{"$error":"#N/A"}},{"$f":"IF(Data!$B58<MIN(Panely!$A$9:$A$28),0,VLOOKUP(Data!$B58,tabulka_panely_def,25,FALSE))","v":{"$error":"#N/A"}},{"$f":"IF(Data!$B58<MIN(Panely!$A$9:$A$28),VLOOKUP(Data!$B58,tabulka_kce_def,24,FALSE),VLOOKUP(Data!$B58,tabulka_panely_def,33,FALSE))","v":{"$error":"#N/A"}},{"$f":"Konstrukce!$D$1","v":15},{"$f":"Konstrukce!$D$2","v":15},{"$f":"Konstrukce!$G$1","v":0},{"$f":"IF(Data!$B58<MIN(Panely!$A$9:$A$28),VLOOKUP(Data!$B58,tabulka_kce_def,59,FALSE),VLOOKUP(Data!$B58,tabulka_panely_def,63,FALSE))","v":{"$error":"#N/A"}},{"$f":"IF(Data!$B58<MIN(Panely!$A$9:$A$28),VLOOKUP(Data!$B58,tabulka_kce_def,60,FALSE),VLOOKUP(Data!$B58,tabulka_panely_def,64,FALSE))","v":{"$error":"#N/A"}},{"$f":"IF(Data!$B58<MIN(Panely!$A$9:$A$28),VLOOKUP(Data!$B58,tabulka_kce_def,61,FALSE),VLOOKUP(Data!$B58,tabulka_panely_def,65,FALSE))","v":{"$error":"#N/A"}},{"$f":"IF(Data!$B58<MIN(Panely!$A$9:$A$28),VLOOKUP(Data!$B58,tabulka_kce_def,25,FALSE),0)","v":0},{"$error":"#N/A"},null,null,null,null,"=",{"$f":"IF(Data!$W58<MIN(Panely!$A$9:$A$28),VLOOKUP(Data!$W58,tabulka_kce_def,62,FALSE),VLOOKUP(Data!$W58,tabulka_panely_def,65,FALSE))","v":{"$error":"#N/A"}},{"$f":"IF(Data!$W58<MIN(Panely!$A$9:$A$28),VLOOKUP(Data!$W58,tabulka_kce_def,Y$1-20,FALSE),VLOOKUP(Data!$W58,tabulka_panely_def,Y$1-18,FALSE))","v":{"$error":"#N/A"}},{"$f":"IF(Data!$W58<MIN(Panely!$A$9:$A$28),VLOOKUP(Data!$W58,tabulka_kce_def,Z$1-20,FALSE),VLOOKUP(Data!$W58,tabulka_panely_def,Z$1-18,FALSE))","v":{"$error":"#N/A"}},{"$f":"IF(Data!$W58<MIN(Panely!$A$9:$A$28),VLOOKUP(Data!$W58,tabulka_kce_def,AA$1-20,FALSE),VLOOKUP(Data!$W58,tabulka_panely_def,AA$1-18,FALSE))","v":{"$error":"#N/A"}},{"$f":"IF(Data!$W58<MIN(Panely!$A$9:$A$28),VLOOKUP(Data!$W58,tabulka_kce_def,AB$1-20,FALSE),VLOOKUP(Data!$W58,tabulka_panely_def,AB$1-18,FALSE))","v":{"$error":"#N/A"}},{"$f":"IF(Data!$W58<MIN(Panely!$A$9:$A$28),VLOOKUP(Data!$W58,tabulka_kce_def,AC$1-20,FALSE),VLOOKUP(Data!$W58,tabulka_panely_def,AC$1-18,FALSE))","v":{"$error":"#N/A"}},{"$f":"IF(Data!$W58<MIN(Panely!$A$9:$A$28),VLOOKUP(Data!$W58,tabulka_kce_def,AD$1-20,FALSE),VLOOKUP(Data!$W58,tabulka_panely_def,AD$1-18,FALSE))","v":{"$error":"#N/A"}},{"$f":"IF(Data!$W58<MIN(Panely!$A$9:$A$28),VLOOKUP(Data!$W58,tabulka_kce_def,AE$1-20,FALSE),VLOOKUP(Data!$W58,tabulka_panely_def,AE$1-18,FALSE))","v":{"$error":"#N/A"}},{"$f":"IF(Data!$W58<MIN(Panely!$A$9:$A$28),VLOOKUP(Data!$W58,tabulka_kce_def,AF$1-20,FALSE),VLOOKUP(Data!$W58,tabulka_panely_def,AF$1-18,FALSE))","v":{"$error":"#N/A"}},{"$f":"IF(Data!$W58<MIN(Panely!$A$9:$A$28),VLOOKUP(Data!$W58,tabulka_kce_def,AG$1-20,FALSE),VLOOKUP(Data!$W58,tabulka_panely_def,AG$1-18,FALSE))","v":{"$error":"#N/A"}},{"$f":"IF(Data!$W58<MIN(Panely!$A$9:$A$28),VLOOKUP(Data!$W58,tabulka_kce_def,AH$1-20,FALSE),VLOOKUP(Data!$W58,tabulka_panely_def,AH$1-18,FALSE))","v":{"$error":"#N/A"}},{"$f":"IF(Data!$W58<MIN(Panely!$A$9:$A$28),VLOOKUP(Data!$W58,tabulka_kce_def,AI$1-20,FALSE),VLOOKUP(Data!$W58,tabulka_panely_def,AI$1-18,FALSE))","v":{"$error":"#N/A"}},{"$f":"IF(Data!$W58<MIN(Panely!$A$9:$A$28),VLOOKUP(Data!$W58,tabulka_kce_def,AJ$1-20,FALSE),VLOOKUP(Data!$W58,tabulka_panely_def,AJ$1-18,FALSE))","v":{"$error":"#N/A"}},{"$f":"IF(Data!$W58<MIN(Panely!$A$9:$A$28),VLOOKUP(Data!$W58,tabulka_kce_def,AK$1-20,FALSE),VLOOKUP(Data!$W58,tabulka_panely_def,AK$1-18,FALSE))","v":{"$error":"#N/A"}},{"$f":"IF(Data!$W58<MIN(Panely!$A$9:$A$28),VLOOKUP(Data!$W58,tabulka_kce_def,AL$1-20,FALSE),VLOOKUP(Data!$W58,tabulka_panely_def,AL$1-18,FALSE))","v":{"$error":"#N/A"}},{"$f":"IF(Data!$W58<MIN(Panely!$A$9:$A$28),VLOOKUP(Data!$W58,tabulka_kce_def,AM$1-20,FALSE),VLOOKUP(Data!$W58,tabulka_panely_def,AM$1-18,FALSE))","v":{"$error":"#N/A"}},58,{"$f":"IF(Data!$W58<MIN(Panely!$A$9:$A$28),VLOOKUP(Data!$W58,tabulka_kce_def,63,FALSE),0)","v":0},{"$f":"IF(Data!$W58<MIN(Panely!$A$9:$A$28),VLOOKUP(Data!$W58,tabulka_kce_def,28,FALSE),1)","v":1},{"$f":"IF(Data!$W58<MIN(Panely!$A$9:$A$28),VLOOKUP(Data!$W58,tabulka_kce_def,23,FALSE),VLOOKUP(Data!$W58,tabulka_panely_def,24,FALSE))","v":{"$error":"#N/A"}},null,0,null,0,0,{"$error":"#N/A"},0,{"$f":"IF(AND(W58>MAX(Konstrukce!A:A),ISNUMBER(W58)),1,0)","v":0}]
[null,"=",{"$f":"IF(Data!$B59<MIN(Panely!$A$9:$A$28),VLOOKUP(Data!$B59,tabulka_kce_def,4,FALSE),VLOOKUP(Data!$B59,tabulka_panely_def,4,FALSE))","v":{"$error":"#N/A"}},{"$f":"IF(Data!$B59<MIN(Panely!$A$9:$A$28),VLOOKUP(Data!$B59,tabulka_kce_def,23,FALSE),VLOOKUP(Data!$B59,tabulka_panely_def,24,FALSE))","v":{"$error":"#N/A"}},{"$f":"IF(Data!$B59<MIN(Panely!$A$9:$A$28),VLOOKUP(Data!$B59,tabulka_kce_def,21,FALSE),VLOOKUP(Data!$B59,tabulka_panely_def,22,FALSE))","v":{"$error":"#N/A"}},{"$f":"IF(Data!$B59<MIN(Panely!$A$9:$A$28),VLOOKUP(Data!$B59,tabulka_kce_def,26,FALSE),VLOOKUP(Data!$B59,tabulka_panely_def,31,FALSE))","v":{"$error":"#N/A"}},{"$f":"IF(Data!$B59<MIN(Panely!$A$9:$A$28),VLOOKUP(Data!$B59,tabulka_kce_def,27,FALSE),VLOOKUP(Data!$B59,tabulka_panely_def,32,FALSE))","v":{"$error":"#N/A"}},{"$f":"IF(VLOOKUP(Data!$B59,tabulka_kce_def,3,FALSE)=\"\",Konstrukce!$G$1,IF(VLOOKUP(Data!$B59,tabulka_kce_def,3,FALSE)=\"z\",Konstrukce!$G$2,VLOOKUP(Data!$B59,tabulka_kce_def,3,FALSE)))","v":{"$error":"#N/A"}},{"$f":"IF(Data!$B59<MIN(Panely!$A$9:$A$28),0,VLOOKUP(Data!$B59,tabulka_panely_def,25,FALSE))","v":{"$error":"#N/A"}},{"$f":"IF(Data!$B59<MIN(Panely!$A$9:$A$28),VLOOKUP(Data!$B59,tabulka_kce_def,24,FALSE),VLOOKUP(Data!$B59,tabulka_panely_def,33,FALSE))","v":{"$error":"#N/A"}},{"$f":"Konstrukce!$D$1","v":15},{"$f":"Konstrukce!$D$2","v":15},{"$f":"Konstrukce!$G$1","v":0},{"$f":"IF(Data!$B59<MIN(Panely!$A$9:$A$28),VLOOKUP(Data!$B59,tabulka_kce_def,59,FALSE),VLOOKUP(Data!$B59,tabulka_panely_def,63,FALSE))","v":{"$error":"#N/A"}},{"$f":"IF(Data!$B59<MIN(Panely!$A$9:$A$28),VLOOKUP(Data!$B59,tabulka_kce_def,60,FALSE),VLOOKUP(Data!$B59,tabulka_panely_def,64,FALSE))","v":{"$error":"#N/A"}},{"$f":"IF(Data!$B59<MIN(Panely!$A$9:$A$28),VLOOKUP(Data!$B59,tabulka_kce_def,61,FALSE),VLOOKUP(Data!$B59,tabulka_panely_def,65,FALSE))","v":{"$error":"#N/A"}},{"$f":"IF(Data!$B59<MIN(Panely!$A$9:$A$28),VLOOKUP(Data!$B59,tabulka_kce_def,25,FALSE),0)","v":0},{"$error":"#N/A"},null,null,null,null,"=",{"$f":"IF(Data!$W59<MIN(Panely!$A$9:$A$28),VLOOKUP(Data!$W59,tabulka_kce_def,62,FALSE),VLOOKUP(Data!$W59,tabulka_panely_def,65,FALSE))","v":{"$error":"#N/A"}},{"$f":"IF(Data!$W59<MIN(Panely!$A$9:$A$28),VLOOKUP(Data!$W59,tabulka_kce_def,Y$1-20,FALSE),VLOOKUP(Data!$W59,tabulka_panely_def,Y$1-18,FALSE))","v":{"$error":"#N/A"}},{"$f":"IF(Data!$W59<MIN(Panely!$A$9:$A$28),VLOOKUP(Data!$W59,tabulka_kce_def,Z$1-20,FALSE),VLOOKUP(Data!$W59,tabulka_panely_def,Z$1-18,FALSE))","v":{"$error":"#N/A"}},{"$f":"IF(Data!$W59<MIN(Panely!$A$9:$A$28),VLOOKUP(Data!$W59,tabulka_kce_def,AA$1-20,FALSE),VLOOKUP(Data!$W59,tabulka_panely_def,AA$1-18,FALSE))","v":{"$error":"#N/A"}},{"$f":"IF(Data!$W59<MIN(Panely!$A$9:$A$28),VLOOKUP(Data!$W59,tabulka_kce_def,AB$1-20,FALSE),VLOOKUP(Data!$W59,tabulka_panely_def,AB$1-18,FALSE))","v":{"$error":"#N/A"}},{"$f":"IF(Data!$W59<MIN(Panely!$A$9:$A$28),VLOOKUP(Data!$W59,tabulka_kce_def,AC$1-20,FALSE),VLOOKUP(Data!$W59,tabulka_panely_def,AC$1-18,FALSE))","v":{"$error":"#N/A"}},{"$f":"IF(Data!$W59<MIN(Panely!$A$9:$A$28),VLOOKUP(Data!$W59,tabulka_kce_def,AD$1-20,FALSE),VLOOKUP(Data!$W59,tabulka_panely_def,AD$1-18,FALSE))","v":{"$error":"#N/A"}},{"$f":"IF(Data!$W59<MIN(Panely!$A$9:$A$28),VLOOKUP(Data!$W59,tabulka_kce_def,AE$1-20,FALSE),VLOOKUP(Data!$W59,tabulka_panely_def,AE$1-18,FALSE))","v":{"$error":"#N/A"}},{"$f":"IF(Data!$W59<MIN(Panely!$A$9:$A$28),VLOOKUP(Data!$W59,tabulka_kce_def,AF$1-20,FALSE),VLOOKUP(Data!$W59,tabulka_panely_def,AF$1-18,FALSE))","v":{"$error":"#N/A"}},{"$f":"IF(Data!$W59<MIN(Panely!$A$9:$A$28),VLOOKUP(Data!$W59,tabulka_kce_def,AG$1-20,FALSE),VLOOKUP(Data!$W59,tabulka_panely_def,AG$1-18,FALSE))","v":{"$error":"#N/A"}},{"$f":"IF(Data!$W59<MIN(Panely!$A$9:$A$28),VLOOKUP(Data!$W59,tabulka_kce_def,AH$1-20,FALSE),VLOOKUP(Data!$W59,tabulka_panely_def,AH$1-18,FALSE))","v":{"$error":"#N/A"}},{"$f":"IF(Data!$W59<MIN(Panely!$A$9:$A$28),VLOOKUP(Data!$W59,tabulka_kce_def,AI$1-20,FALSE),VLOOKUP(Data!$W59,tabulka_panely_def,AI$1-18,FALSE))","v":{"$error":"#N/A"}},{"$f":"IF(Data!$W59<MIN(Panely!$A$9:$A$28),VLOOKUP(Data!$W59,tabulka_kce_def,AJ$1-20,FALSE),VLOOKUP(Data!$W59,tabulka_panely_def,AJ$1-18,FALSE))","v":{"$error":"#N/A"}},{"$f":"IF(Data!$W59<MIN(Panely!$A$9:$A$28),VLOOKUP(Data!$W59,tabulka_kce_def,AK$1-20,FALSE),VLOOKUP(Data!$W59,tabulka_panely_def,AK$1-18,FALSE))","v":{"$error":"#N/A"}},{"$f":"IF(Data!$W59<MIN(Panely!$A$9:$A$28),VLOOKUP(Data!$W59,tabulka_kce_def,AL$1-20,FALSE),VLOOKUP(Data!$W59,tabulka_panely_def,AL$1-18,FALSE))","v":{"$error":"#N/A"}},{"$f":"IF(Data!$W59<MIN(Panely!$A$9:$A$28),VLOOKUP(Data!$W59,tabulka_kce_def,AM$1-20,FALSE),VLOOKUP(Data!$W59,tabulka_panely_def,AM$1-18,FALSE))","v":{"$error":"#N/A"}},59,{"$f":"IF(Data!$W59<MIN(Panely!$A$9:$A$28),VLOOKUP(Data!$W59,tabulka_kce_def,63,FALSE),0)","v":0},{"$f":"IF(Data!$W59<MIN(Panely!$A$9:$A$28),VLOOKUP(Data!$W59,tabulka_kce_def,28,FALSE),1)","v":1},{"$f":"IF(Data!$W59<MIN(Panely!$A$9:$A$28),VLOOKUP(Data!$W59,tabulka_kce_def,23,FALSE),VLOOKUP(Data!$W59,tabulka_panely_def,24,FALSE))","v":{"$error":"#N/A"}},null,0,null,0,0,{"$error":"#N/A"},0,{"$f":"IF(AND(W59>MAX(Konstrukce!A:A),ISNUMBER(W59)),1,0)","v":0}]
[null,"=",{"$f":"IF(Data!$B60<MIN(Panely!$A$9:$A$28),VLOOKUP(Data!$B60,tabulka_kce_def,4,FALSE),VLOOKUP(Data!$B60,tabulka_panely_def,4,FALSE))","v":{"$error":"#N/A"}},{"$f":"IF(Data!$B60<MIN(Panely!$A$9:$A$28),VLOOKUP(Data!$B60,tabulka_kce_def,23,FALSE),VLOOKUP(Data!$B60,tabulka_panely_def,24,FALSE))","v":{"$error":"#N/A"}},{"$f":"IF(Data!$B60<MIN(Panely!$A$9:$A$28),VLOOKUP(Data!$B60,tabulka_kce_def,21,FALSE),VLOOKUP(Data!$B60,tabulka_panely_def,22,FALSE))","v":{"$error":"#N/A"}},{"$f":"IF(Data!$B60<MIN(Panely!$A$9:$A$28),VLOOKUP(Data!$B60,tabulka_kce_def,26,FALSE),VLOOKUP(Data!$B60,tabulka_panely_def,31,FALSE))","v":{"$error":"#N/A"}},{"$f":"IF(Data!$B60<MIN(Panely!$A$9:$A$28),VLOOKUP(Data!$B60,tabulka_kce_def,27,FALSE),VLOOKUP(Data!$B60,tabulka_panely_def,32,FALSE))","v":{"$error":"#N/A"}},{"$f":"IF(VLOOKUP(Data!$B60,tabulka_kce_def,3,FALSE)=\"\",Konstrukce!$G$1,IF(VLOOKUP(Data!$B60,tabulka_kce_def,3,FALSE)=\"z\",Konstrukce!$G$2,VLOOKUP(Data!$B60,tabulka_kce_def,3,FALSE)))","v":{"$error":"#N/A"}},{"$f":"IF(Data!$B60<MIN(Panely!$A$9:$A$28),0,VLOOKUP(Data!$B60,tabulka_panely_def,25,FALSE))","v":{"$error":"#N/A"}},{"$f":"IF(Data!$B60<MIN(Panely!$A$9:$A$28),VLOOKUP(Data!$B60,tabulka_kce_def,24,FALSE),VLOOKUP(Data!$B60,tabulka_panely_def,33,FALSE))","v":{"$error":"#N/A"}},{"$f":"Konstrukce!$D$1","v":15},{"$f":"Konstrukce!$D$2","v":15},{"$f":"Konstrukce!$G$1","v":0},{"$f":"IF(Data!$B60<MIN(Panely!$A$9:$A$28),VLOOKUP(Data!$B60,tabulka_kce_def,59,FALSE),VLOOKUP(Data!$B60,tabulka_panely_def,63,FALSE))","v":{"$error":"#N/A"}},{"$f":"IF(Data!$B60<MIN(Panely!$A$9:$A$28),VLOOKUP(Data!$B60,tabulka_kce_def,60,FALSE),VLOOKUP(Data!$B60,tabulka_panely_def,64,FALSE))","v":{"$error":"#N/A"}},{"$f":"IF(Data!$B60<MIN(Panely!$A$9:$A$28),VLOOKUP(Data!$B60,tabulka_kce_def,61,FALSE),VLOOKUP(Data!$B60,tabulka_panely_def,65,FALSE))","v":{"$error":"#N/A"}},{"$f":"IF(Data!$B60<MIN(Panely!$A$9:$A$28),VLOOKUP(Data!$B60,tabulka_kce_def,25,FALSE),0)","v":0},{"$error":"#N/A"},null,null,null,null,"=",{"$f":"IF(Data!$W60<MIN(Panely!$A$9:$A$28),VLOOKUP(Data!$W60,tabulka_kce_def,62,FALSE),VLOOKUP(Data!$W60,tabulka_panely_def,65,FALSE))","v":{"$error":"#N/A"}},{"$f":"IF(Data!$W60<MIN(Panely!$A$9:$A$28),VLOOKUP(Data!$W60,tabulka_kce_def,Y$1-20,FALSE),VLOOKUP(Data!$W60,tabulka_panely_def,Y$1-18,FALSE))","v":{"$error":"#N/A"}},{"$f":"IF(Data!$W60<MIN(Panely!$A$9:$A$28),VLOOKUP(Data!$W60,tabulka_kce_def,Z$1-20,FALSE),VLOOKUP(Data!$W60,tabulka_panely_def,Z$1-18,FALSE))","v":{"$error":"#N/A"}},{"$f":"IF(Data!$W60<MIN(Panely!$A$9:$A$28),VLOOKUP(Data!$W60,tabulka_kce_def,AA$1-20,FALSE),VLOOKUP(Data!$W60,tabulka_panely_def,AA$1-18,FALSE))","v":{"$error":"#N/A"}},{"$f":"IF(Data!$W60<MIN(Panely!$A$9:$A$28),VLOOKUP(Data!$W60,tabulka_kce_def,AB$1-20,FALSE),VLOOKUP(Data!$W60,tabulka_panely_def,AB$1-18,FALSE))","v":{"$error":"#N/A"}},{"$f":"IF(Data!$W60<MIN(Panely!$A$9:$A$28),VLOOKUP(Data!$W60,tabulka_kce_def,AC$1-20,FALSE),VLOOKUP(Data!$W60,tabulka_panely_def,AC$1-18,FALSE))","v":{"$error":"#N/A"}},{"$f":"IF(Data!$W60<MIN(Panely!$A$9:$A$28),VLOOKUP(Data!$W60,tabulka_kce_def,AD$1-20,FALSE),VLOOKUP(Data!$W60,tabulka_panely_def,AD$1-18,FALSE))","v":{"$error":"#N/A"}},{"$f":"IF(Data!$W60<MIN(Panely!$A$9:$A$28),VLOOKUP(Data!$W60,tabulka_kce_def,AE$1-20,FALSE),VLOOKUP(Data!$W60,tabulka_panely_def,AE$1-18,FALSE))","v":{"$error":"#N/A"}},{"$f":"IF(Data!$W60<MIN(Panely!$A$9:$A$28),VLOOKUP(Data!$W60,tabulka_kce_def,AF$1-20,FALSE),VLOOKUP(Data!$W60,tabulka_panely_def,AF$1-18,FALSE))","v":{"$error":"#N/A"}},{"$f":"IF(Data!$W60<MIN(Panely!$A$9:$A$28),VLOOKUP(Data!$W60,tabulka_kce_def,AG$1-20,FALSE),VLOOKUP(Data!$W60,tabulka_panely_def,AG$1-18,FALSE))","v":{"$error":"#N/A"}},{"$f":"IF(Data!$W60<MIN(Panely!$A$9:$A$28),VLOOKUP(Data!$W60,tabulka_kce_def,AH$1-20,FALSE),VLOOKUP(Data!$W60,tabulka_panely_def,AH$1-18,FALSE))","v":{"$error":"#N/A"}},{"$f":"IF(Data!$W60<MIN(Panely!$A$9:$A$28),VLOOKUP(Data!$W60,tabulka_kce_def,AI$1-20,FALSE),VLOOKUP(Data!$W60,tabulka_panely_def,AI$1-18,FALSE))","v":{"$error":"#N/A"}},{"$f":"IF(Data!$W60<MIN(Panely!$A$9:$A$28),VLOOKUP(Data!$W60,tabulka_kce_def,AJ$1-20,FALSE),VLOOKUP(Data!$W60,tabulka_panely_def,AJ$1-18,FALSE))","v":{"$error":"#N/A"}},{"$f":"IF(Data!$W60<MIN(Panely!$A$9:$A$28),VLOOKUP(Data!$W60,tabulka_kce_def,AK$1-20,FALSE),VLOOKUP(Data!$W60,tabulka_panely_def,AK$1-18,FALSE))","v":{"$error":"#N/A"}},{"$f":"IF(Data!$W60<MIN(Panely!$A$9:$A$28),VLOOKUP(Data!$W60,tabulka_kce_def,AL$1-20,FALSE),VLOOKUP(Data!$W60,tabulka_panely_def,AL$1-18,FALSE))","v":{"$error":"#N/A"}},{"$f":"IF(Data!$W60<MIN(Panely!$A$9:$A$28),VLOOKUP(Data!$W60,tabulka_kce_def,AM$1-20,FALSE),VLOOKUP(Data!$W60,tabulka_panely_def,AM$1-18,FALSE))","v":{"$error":"#N/A"}},60,{"$f":"IF(Data!$W60<MIN(Panely!$A$9:$A$28),VLOOKUP(Data!$W60,tabulka_kce_def,63,FALSE),0)","v":0},{"$f":"IF(Data!$W60<MIN(Panely!$A$9:$A$28),VLOOKUP(Data!$W60,tabulka_kce_def,28,FALSE),1)","v":1},{"$f":"IF(Data!$W60<MIN(Panely!$A$9:$A$28),VLOOKUP(Data!$W60,tabulka_kce_def,23,FALSE),VLOOKUP(Data!$W60,tabulka_panely_def,24,FALSE))","v":{"$error":"#N/A"}},null,0,null,0,0,{"$error":"#N/A"},0,{"$f":"IF(AND(W60>MAX(Konstrukce!A:A),ISNUMBER(W60)),1,0)","v":0}]
[null,"=",{"$f":"IF(Data!$B61<MIN(Panely!$A$9:$A$28),VLOOKUP(Data!$B61,tabulka_kce_def,4,FALSE),VLOOKUP(Data!$B61,tabulka_panely_def,4,FALSE))","v":{"$error":"#N/A"}},{"$f":"IF(Data!$B61<MIN(Panely!$A$9:$A$28),VLOOKUP(Data!$B61,tabulka_kce_def,23,FALSE),VLOOKUP(Data!$B61,tabulka_panely_def,24,FALSE))","v":{"$error":"#N/A"}},{"$f":"IF(Data!$B61<MIN(Panely!$A$9:$A$28),VLOOKUP(Data!$B61,tabulka_kce_def,21,FALSE),VLOOKUP(Data!$B61,tabulka_panely_def,22,FALSE))","v":{"$error":"#N/A"}},{"$f":"IF(Data!$B61<MIN(Panely!$A$9:$A$28),VLOOKUP(Data!$B61,tabulka_kce_def,26,FALSE),VLOOKUP(Data!$B61,tabulka_panely_def,31,FALSE))","v":{"$error":"#N/A"}},{"$f":"IF(Data!$B61<MIN(Panely!$A$9:$A$28),VLOOKUP(Data!$B61,tabulka_kce_def,27,FALSE),VLOOKUP(Data!$B61,tabulka_panely_def,32,FALSE))","v":{"$error":"#N/A"}},{"$f":"IF(VLOOKUP(Data!$B61,tabulka_kce_def,3,FALSE)=\"\",Konstrukce!$G$1,IF(VLOOKUP(Data!$B61,tabulka_kce_def,3,FALSE)=\"z\",Konstrukce!$G$2,VLOOKUP(Data!$B61,tabulka_kce_def,3,FALSE)))","v":{"$error":"#N/A"}},{"$f":"IF(Data!$B61<MIN(Panely!$A$9:$A$28),0,VLOOKUP(Data!$B61,tabulka_panely_def,25,FALSE))","v":{"$error":"#N/A"}},{"$f":"IF(Data!$B61<MIN(Panely!$A$9:$A$28),VLOOKUP(Data!$B61,tabulka_kce_def,24,FALSE),VLOOKUP(Data!$B61,tabulka_panely_def,33,FALSE))","v":{"$error":"#N/A"}},{"$f":"Konstrukce!$D$1","v":15},{"$f":"Konstrukce!$D$2","v":15},{"$f":"Konstrukce!$G$1","v":0},{"$f":"IF(Data!$B61<MIN(Panely!$A$9:$A$28),VLOOKUP(Data!$B61,tabulka_kce_def,59,FALSE),VLOOKUP(Data!$B61,tabulka_panely_def,63,FALSE))","v":{"$error":"#N/A"}},{"$f":"IF(Data!$B61<MIN(Panely!$A$9:$A$28),VLOOKUP(Data!$B61,tabulka_kce_def,60,FALSE),VLOOKUP(Data!$B61,tabulka_panely_def,64,FALSE))","v":{"$error":"#N/A"}},{"$f":"IF(Data!$B61<MIN(Panely!$A$9:$A$28),VLOOKUP(Data!$B61,tabulka_kce_def,61,FALSE),VLOOKUP(Data!$B61,tabulka_panely_def,65,FALSE))","v":{"$error":"#N/A"}},{"$f":"IF(Data!$B61<MIN(Panely!$A$9:$A$28),VLOOKUP(Data!$B61,tabulka_kce_def,25,FALSE),0)","v":0},{"$error":"#N/A"},null,null,null,null,"=",{"$f":"IF(Data!$W61<MIN(Panely!$A$9:$A$28),VLOOKUP(Data!$W61,tabulka_kce_def,62,FALSE),VLOOKUP(Data!$W61,tabulka_panely_def,65,FALSE))","v":{"$error":"#N/A"}},{"$f":"IF(Data!$W61<MIN(Panely!$A$9:$A$28),VLOOKUP(Data!$W61,tabulka_kce_def,Y$1-20,FALSE),VLOOKUP(Data!$W61,tabulka_panely_def,Y$1-18,FALSE))","v":{"$error":"#N/A"}},{"$f":"IF(Data!$W61<MIN(Panely!$A$9:$A$28),VLOOKUP(Data!$W61,tabulka_kce_def,Z$1-20,FALSE),VLOOKUP(Data!$W61,tabulka_panely_def,Z$1-18,FALSE))","v":{"$error":"#N/A"}},{"$f":"IF(Data!$W61<MIN(Panely!$A$9:$A$28),VLOOKUP(Data!$W61,tabulka_kce_def,AA$1-20,FALSE),VLOOKUP(Data!$W61,tabulka_panely_def,AA$1-18,FALSE))","v":{"$error":"#N/A"}},{"$f":"IF(Data!$W61<MIN(Panely!$A$9:$A$28),VLOOKUP(Data!$W61,tabulka_kce_def,AB$1-20,FALSE),VLOOKUP(Data!$W61,tabulka_panely_def,AB$1-18,FALSE))","v":{"$error":"#N/A"}},{"$f":"IF(Data!$W61<MIN(Panely!$A$9:$A$28),VLOOKUP(Data!$W61,tabulka_kce_def,AC$1-20,FALSE),VLOOKUP(Data!$W61,tabulka_panely_def,AC$1-18,FALSE))","v":{"$error":"#N/A"}},{"$f":"IF(Data!$W61<MIN(Panely!$A$9:$A$28),VLOOKUP(Data!$W61,tabulka_kce_def,AD$1-20,FALSE),VLOOKUP(Data!$W61,tabulka_panely_def,AD$1-18,FALSE))","v":{"$error":"#N/A"}},{"$f":"IF(Data!$W61<MIN(Panely!$A$9:$A$28),VLOOKUP(Data!$W61,tabulka_kce_def,AE$1-20,FALSE),VLOOKUP(Data!$W61,tabulka_panely_def,AE$1-18,FALSE))","v":{"$error":"#N/A"}},{"$f":"IF(Data!$W61<MIN(Panely!$A$9:$A$28),VLOOKUP(Data!$W61,tabulka_kce_def,AF$1-20,FALSE),VLOOKUP(Data!$W61,tabulka_panely_def,AF$1-18,FALSE))","v":{"$error":"#N/A"}},{"$f":"IF(Data!$W61<MIN(Panely!$A$9:$A$28),VLOOKUP(Data!$W61,tabulka_kce_def,AG$1-20,FALSE),VLOOKUP(Data!$W61,tabulka_panely_def,AG$1-18,FALSE))","v":{"$error":"#N/A"}},{"$f":"IF(Data!$W61<MIN(Panely!$A$9:$A$28),VLOOKUP(Data!$W61,tabulka_kce_def,AH$1-20,FALSE),VLOOKUP(Data!$W61,tabulka_panely_def,AH$1-18,FALSE))","v":{"$error":"#N/A"}},{"$f":"IF(Data!$W61<MIN(Panely!$A$9:$A$28),VLOOKUP(Data!$W61,tabulka_kce_def,AI$1-20,FALSE),VLOOKUP(Data!$W61,tabulka_panely_def,AI$1-18,FALSE))","v":{"$error":"#N/A"}},{"$f":"IF(Data!$W61<MIN(Panely!$A$9:$A$28),VLOOKUP(Data!$W61,tabulka_kce_def,AJ$1-20,FALSE),VLOOKUP(Data!$W61,tabulka_panely_def,AJ$1-18,FALSE))","v":{"$error":"#N/A"}},{"$f":"IF(Data!$W61<MIN(Panely!$A$9:$A$28),VLOOKUP(Data!$W61,tabulka_kce_def,AK$1-20,FALSE),VLOOKUP(Data!$W61,tabulka_panely_def,AK$1-18,FALSE))","v":{"$error":"#N/A"}},{"$f":"IF(Data!$W61<MIN(Panely!$A$9:$A$28),VLOOKUP(Data!$W61,tabulka_kce_def,AL$1-20,FALSE),VLOOKUP(Data!$W61,tabulka_panely_def,AL$1-18,FALSE))","v":{"$error":"#N/A"}},{"$f":"IF(Data!$W61<MIN(Panely!$A$9:$A$28),VLOOKUP(Data!$W61,tabulka_kce_def,AM$1-20,FALSE),VLOOKUP(Data!$W61,tabulka_panely_def,AM$1-18,FALSE))","v":{"$error":"#N/A"}},61,{"$f":"IF(Data!$W61<MIN(Panely!$A$9:$A$28),VLOOKUP(Data!$W61,tabulka_kce_def,63,FALSE),0)","v":0},{"$f":"IF(Data!$W61<MIN(Panely!$A$9:$A$28),VLOOKUP(Data!$W61,tabulka_kce_def,28,FALSE),1)","v":1},{"$f":"IF(Data!$W61<MIN(Panely!$A$9:$A$28),VLOOKUP(Data!$W61,tabulka_kce_def,23,FALSE),VLOOKUP(Data!$W61,tabulka_panely_def,24,FALSE))","v":{"$error":"#N/A"}},null,0,null,0,0,{"$error":"#N/A"},0,{"$f":"IF(AND(W61>MAX(Konstrukce!A:A),ISNUMBER(W61)),1,0)","v":0}]
[null,"=",{"$f":"IF(Data!$B62<MIN(Panely!$A$9:$A$28),VLOOKUP(Data!$B62,tabulka_kce_def,4,FALSE),VLOOKUP(Data!$B62,tabulka_panely_def,4,FALSE))","v":{"$error":"#N/A"}},{"$f":"IF(Data!$B62<MIN(Panely!$A$9:$A$28),VLOOKUP(Data!$B62,tabulka_kce_def,23,FALSE),VLOOKUP(Data!$B62,tabulka_panely_def,24,FALSE))","v":{"$error":"#N/A"}},{"$f":"IF(Data!$B62<MIN(Panely!$A$9:$A$28),VLOOKUP(Data!$B62,tabulka_kce_def,21,FALSE),VLOOKUP(Data!$B62,tabulka_panely_def,22,FALSE))","v":{"$error":"#N/A"}},{"$f":"IF(Data!$B62<MIN(Panely!$A$9:$A$28),VLOOKUP(Data!$B62,tabulka_kce_def,26,FALSE),VLOOKUP(Data!$B62,tabulka_panely_def,31,FALSE))","v":{"$error":"#N/A"}},{"$f":"IF(Data!$B62<MIN(Panely!$A$9:$A$28),VLOOKUP(Data!$B62,tabulka_kce_def,27,FALSE),VLOOKUP(Data!$B62,tabulka_panely_def,32,FALSE))","v":{"$error":"#N/A"}},{"$f":"IF(VLOOKUP(Data!$B62,tabulka_kce_def,3,FALSE)=\"\",Konstrukce!$G$1,IF(VLOOKUP(Data!$B62,tabulka_kce_def,3,FALSE)=\"z\",Konstrukce!$G$2,VLOOKUP(Data!$B62,tabulka_kce_def,3,FALSE)))","v":{"$error":"#N/A"}},{"$f":"IF(Data!$B62<MIN(Panely!$A$9:$A$28),0,VLOOKUP(Data!$B62,tabulka_panely_def,25,FALSE))","v":{"$error":"#N/A"}},{"$f":"IF(Data!$B62<MIN(Panely!$A$9:$A$28),VLOOKUP(Data!$B62,tabulka_kce_def,24,FALSE),VLOOKUP(Data!$B62,tabulka_panely_def,33,FALSE))","v":{"$error":"#N/A"}},{"$f":"Konstrukce!$D$1","v":15},{"$f":"Konstrukce!$D$2","v":15},{"$f":"Konstrukce!$G$1","v":0},{"$f":"IF(Data!$B62<MIN(Panely!$A$9:$A$28),VLOOKUP(Data!$B62,tabulka_kce_def,59,FALSE),VLOOKUP(Data!$B62,tabulka_panely_def,63,FALSE))","v":{"$error":"#N/A"}},{"$f":"IF(Data!$B62<MIN(Panely!$A$9:$A$28),VLOOKUP(Data!$B62,tabulka_kce_def,60,FALSE),VLOOKUP(Data!$B62,tabulka_panely_def,64,FALSE))","v":{"$error":"#N/A"}},{"$f":"IF(Data!$B62<MIN(Panely!$A$9:$A$28),VLOOKUP(Data!$B62,tabulka_kce_def,61,FALSE),VLOOKUP(Data!$B62,tabulka_panely_def,65,FALSE))","v":{"$error":"#N/A"}},{"$f":"IF(Data!$B62<MIN(Panely!$A$9:$A$28),VLOOKUP(Data!$B62,tabulka_kce_def,25,FALSE),0)","v":0},{"$error":"#N/A"},null,null,null,null,"=",{"$f":"IF(Data!$W62<MIN(Panely!$A$9:$A$28),VLOOKUP(Data!$W62,tabulka_kce_def,62,FALSE),VLOOKUP(Data!$W62,tabulka_panely_def,65,FALSE))","v":{"$error":"#N/A"}},{"$f":"IF(Data!$W62<MIN(Panely!$A$9:$A$28),VLOOKUP(Data!$W62,tabulka_kce_def,Y$1-20,FALSE),VLOOKUP(Data!$W62,tabulka_panely_def,Y$1-18,FALSE))","v":{"$error":"#N/A"}},{"$f":"IF(Data!$W62<MIN(Panely!$A$9:$A$28),VLOOKUP(Data!$W62,tabulka_kce_def,Z$1-20,FALSE),VLOOKUP(Data!$W62,tabulka_panely_def,Z$1-18,FALSE))","v":{"$error":"#N/A"}},{"$f":"IF(Data!$W62<MIN(Panely!$A$9:$A$28),VLOOKUP(Data!$W62,tabulka_kce_def,AA$1-20,FALSE),VLOOKUP(Data!$W62,tabulka_panely_def,AA$1-18,FALSE))","v":{"$error":"#N/A"}},{"$f":"IF(Data!$W62<MIN(Panely!$A$9:$A$28),VLOOKUP(Data!$W62,tabulka_kce_def,AB$1-20,FALSE),VLOOKUP(Data!$W62,tabulka_panely_def,AB$1-18,FALSE))","v":{"$error":"#N/A"}},{"$f":"IF(Data!$W62<MIN(Panely!$A$9:$A$28),VLOOKUP(Data!$W62,tabulka_kce_def,AC$1-20,FALSE),VLOOKUP(Data!$W62,tabulka_panely_def,AC$1-18,FALSE))","v":{"$error":"#N/A"}},{"$f":"IF(Data!$W62<MIN(Panely!$A$9:$A$28),VLOOKUP(Data!$W62,tabulka_kce_def,AD$1-20,FALSE),VLOOKUP(Data!$W62,tabulka_panely_def,AD$1-18,FALSE))","v":{"$error":"#N/A"}},{"$f":"IF(Data!$W62<MIN(Panely!$A$9:$A$28),VLOOKUP(Data!$W62,tabulka_kce_def,AE$1-20,FALSE),VLOOKUP(Data!$W62,tabulka_panely_def,AE$1-18,FALSE))","v":{"$error":"#N/A"}},{"$f":"IF(Data!$W62<MIN(Panely!$A$9:$A$28),VLOOKUP(Data!$W62,tabulka_kce_def,AF$1-20,FALSE),VLOOKUP(Data!$W62,tabulka_panely_def,AF$1-18,FALSE))","v":{"$error":"#N/A"}},{"$f":"IF(Data!$W62<MIN(Panely!$A$9:$A$28),VLOOKUP(Data!$W62,tabulka_kce_def,AG$1-20,FALSE),VLOOKUP(Data!$W62,tabulka_panely_def,AG$1-18,FALSE))","v":{"$error":"#N/A"}},{"$f":"IF(Data!$W62<MIN(Panely!$A$9:$A$28),VLOOKUP(Data!$W62,tabulka_kce_def,AH$1-20,FALSE),VLOOKUP(Data!$W62,tabulka_panely_def,AH$1-18,FALSE))","v":{"$error":"#N/A"}},{"$f":"IF(Data!$W62<MIN(Panely!$A$9:$A$28),VLOOKUP(Data!$W62,tabulka_kce_def,AI$1-20,FALSE),VLOOKUP(Data!$W62,tabulka_panely_def,AI$1-18,FALSE))","v":{"$error":"#N/A"}},{"$f":"IF(Data!$W62<MIN(Panely!$A$9:$A$28),VLOOKUP(Data!$W62,tabulka_kce_def,AJ$1-20,FALSE),VLOOKUP(Data!$W62,tabulka_panely_def,AJ$1-18,FALSE))","v":{"$error":"#N/A"}},{"$f":"IF(Data!$W62<MIN(Panely!$A$9:$A$28),VLOOKUP(Data!$W62,tabulka_kce_def,AK$1-20,FALSE),VLOOKUP(Data!$W62,tabulka_panely_def,AK$1-18,FALSE))","v":{"$error":"#N/A"}},{"$f":"IF(Data!$W62<MIN(Panely!$A$9:$A$28),VLOOKUP(Data!$W62,tabulka_kce_def,AL$1-20,FALSE),VLOOKUP(Data!$W62,tabulka_panely_def,AL$1-18,FALSE))","v":{"$error":"#N/A"}},{"$f":"IF(Data!$W62<MIN(Panely!$A$9:$A$28),VLOOKUP(Data!$W62,tabulka_kce_def,AM$1-20,FALSE),VLOOKUP(Data!$W62,tabulka_panely_def,AM$1-18,FALSE))","v":{"$error":"#N/A"}},62,{"$f":"IF(Data!$W62<MIN(Panely!$A$9:$A$28),VLOOKUP(Data!$W62,tabulka_kce_def,63,FALSE),0)","v":0},{"$f":"IF(Data!$W62<MIN(Panely!$A$9:$A$28),VLOOKUP(Data!$W62,tabulka_kce_def,28,FALSE),1)","v":1},{"$f":"IF(Data!$W62<MIN(Panely!$A$9:$A$28),VLOOKUP(Data!$W62,tabulka_kce_def,23,FALSE),VLOOKUP(Data!$W62,tabulka_panely_def,24,FALSE))","v":{"$error":"#N/A"}},null,0,null,0,0,{"$error":"#N/A"},0,{"$f":"IF(AND(W62>MAX(Konstrukce!A:A),ISNUMBER(W62)),1,0)","v":0}]
[null,"=",{"$f":"IF(Data!$B63<MIN(Panely!$A$9:$A$28),VLOOKUP(Data!$B63,tabulka_kce_def,4,FALSE),VLOOKUP(Data!$B63,tabulka_panely_def,4,FALSE))","v":{"$error":"#N/A"}},{"$f":"IF(Data!$B63<MIN(Panely!$A$9:$A$28),VLOOKUP(Data!$B63,tabulka_kce_def,23,FALSE),VLOOKUP(Data!$B63,tabulka_panely_def,24,FALSE))","v":{"$error":"#N/A"}},{"$f":"IF(Data!$B63<MIN(Panely!$A$9:$A$28),VLOOKUP(Data!$B63,tabulka_kce_def,21,FALSE),VLOOKUP(Data!$B63,tabulka_panely_def,22,FALSE))","v":{"$error":"#N/A"}},{"$f":"IF(Data!$B63<MIN(Panely!$A$9:$A$28),VLOOKUP(Data!$B63,tabulka_kce_def,26,FALSE),VLOOKUP(Data!$B63,tabulka_panely_def,31,FALSE))","v":{"$error":"#N/A"}},{"$f":"IF(Data!$B63<MIN(Panely!$A$9:$A$28),VLOOKUP(Data!$B63,tabulka_kce_def,27,FALSE),VLOOKUP(Data!$B63,tabulka_panely_def,32,FALSE))","v":{"$error":"#N/A"}},{"$f":"IF(VLOOKUP(Data!$B63,tabulka_kce_def,3,FALSE)=\"\",Konstrukce!$G$1,IF(VLOOKUP(Data!$B63,tabulka_kce_def,3,FALSE)=\"z\",Konstrukce!$G$2,VLOOKUP(Data!$B63,tabulka_kce_def,3,FALSE)))","v":{"$error":"#N/A"}},{"$f":"IF(Data!$B63<MIN(Panely!$A$9:$A$28),0,VLOOKUP(Data!$B63,tabulka_panely_def,25,FALSE))","v":{"$error":"#N/A"}},{"$f":"IF(Data!$B63<MIN(Panely!$A$9:$A$28),VLOOKUP(Data!$B63,tabulka_kce_def,24,FALSE),VLOOKUP(Data!$B63,tabulka_panely_def,33,FALSE))","v":{"$error":"#N/A"}},{"$f":"Konstrukce!$D$1","v":15},{"$f":"Konstrukce!$D$2","v":15},{"$f":"Konstrukce!$G$1","v":0},{"$f":"IF(Data!$B63<MIN(Panely!$A$9:$A$28),VLOOKUP(Data!$B63,tabulka_kce_def,59,FALSE),VLOOKUP(Data!$B63,tabulka_panely_def,63,FALSE))","v":{"$error":"#N/A"}},{"$f":"IF(Data!$B63<MIN(Panely!$A$9:$A$28),VLOOKUP(Data!$B63,tabulka_kce_def,60,FALSE),VLOOKUP(Data!$B63,tabulka_panely_def,64,FALSE))","v":{"$error":"#N/A"}},{"$f":"IF(Data!$B63<MIN(Panely!$A$9:$A$28),VLOOKUP(Data!$B63,tabulka_kce_def,61,FALSE),VLOOKUP(Data!$B63,tabulka_panely_def,65,FALSE))","v":{"$error":"#N/A"}},{"$f":"IF(Data!$B63<MIN(Panely!$A$9:$A$28),VLOOKUP(Data!$B63,tabulka_kce_def,25,FALSE),0)","v":0},{"$error":"#N/A"},null,null,null,null,"=",{"$f":"IF(Data!$W63<MIN(Panely!$A$9:$A$28),VLOOKUP(Data!$W63,tabulka_kce_def,62,FALSE),VLOOKUP(Data!$W63,tabulka_panely_def,65,FALSE))","v":{"$error":"#N/A"}},{"$f":"IF(Data!$W63<MIN(Panely!$A$9:$A$28),VLOOKUP(Data!$W63,tabulka_kce_def,Y$1-20,FALSE),VLOOKUP(Data!$W63,tabulka_panely_def,Y$1-18,FALSE))","v":{"$error":"#N/A"}},{"$f":"IF(Data!$W63<MIN(Panely!$A$9:$A$28),VLOOKUP(Data!$W63,tabulka_kce_def,Z$1-20,FALSE),VLOOKUP(Data!$W63,tabulka_panely_def,Z$1-18,FALSE))","v":{"$error":"#N/A"}},{"$f":"IF(Data!$W63<MIN(Panely!$A$9:$A$28),VLOOKUP(Data!$W63,tabulka_kce_def,AA$1-20,FALSE),VLOOKUP(Data!$W63,tabulka_panely_def,AA$1-18,FALSE))","v":{"$error":"#N/A"}},{"$f":"IF(Data!$W63<MIN(Panely!$A$9:$A$28),VLOOKUP(Data!$W63,tabulka_kce_def,AB$1-20,FALSE),VLOOKUP(Data!$W63,tabulka_panely_def,AB$1-18,FALSE))","v":{"$error":"#N/A"}},{"$f":"IF(Data!$W63<MIN(Panely!$A$9:$A$28),VLOOKUP(Data!$W63,tabulka_kce_def,AC$1-20,FALSE),VLOOKUP(Data!$W63,tabulka_panely_def,AC$1-18,FALSE))","v":{"$error":"#N/A"}},{"$f":"IF(Data!$W63<MIN(Panely!$A$9:$A$28),VLOOKUP(Data!$W63,tabulka_kce_def,AD$1-20,FALSE),VLOOKUP(Data!$W63,tabulka_panely_def,AD$1-18,FALSE))","v":{"$error":"#N/A"}},{"$f":"IF(Data!$W63<MIN(Panely!$A$9:$A$28),VLOOKUP(Data!$W63,tabulka_kce_def,AE$1-20,FALSE),VLOOKUP(Data!$W63,tabulka_panely_def,AE$1-18,FALSE))","v":{"$error":"#N/A"}},{"$f":"IF(Data!$W63<MIN(Panely!$A$9:$A$28),VLOOKUP(Data!$W63,tabulka_kce_def,AF$1-20,FALSE),VLOOKUP(Data!$W63,tabulka_panely_def,AF$1-18,FALSE))","v":{"$error":"#N/A"}},{"$f":"IF(Data!$W63<MIN(Panely!$A$9:$A$28),VLOOKUP(Data!$W63,tabulka_kce_def,AG$1-20,FALSE),VLOOKUP(Data!$W63,tabulka_panely_def,AG$1-18,FALSE))","v":{"$error":"#N/A"}},{"$f":"IF(Data!$W63<MIN(Panely!$A$9:$A$28),VLOOKUP(Data!$W63,tabulka_kce_def,AH$1-20,FALSE),VLOOKUP(Data!$W63,tabulka_panely_def,AH$1-18,FALSE))","v":{"$error":"#N/A"}},{"$f":"IF(Data!$W63<MIN(Panely!$A$9:$A$28),VLOOKUP(Data!$W63,tabulka_kce_def,AI$1-20,FALSE),VLOOKUP(Data!$W63,tabulka_panely_def,AI$1-18,FALSE))","v":{"$error":"#N/A"}},{"$f":"IF(Data!$W63<MIN(Panely!$A$9:$A$28),VLOOKUP(Data!$W63,tabulka_kce_def,AJ$1-20,FALSE),VLOOKUP(Data!$W63,tabulka_panely_def,AJ$1-18,FALSE))","v":{"$error":"#N/A"}},{"$f":"IF(Data!$W63<MIN(Panely!$A$9:$A$28),VLOOKUP(Data!$W63,tabulka_kce_def,AK$1-20,FALSE),VLOOKUP(Data!$W63,tabulka_panely_def,AK$1-18,FALSE))","v":{"$error":"#N/A"}},{"$f":"IF(Data!$W63<MIN(Panely!$A$9:$A$28),VLOOKUP(Data!$W63,tabulka_kce_def,AL$1-20,FALSE),VLOOKUP(Data!$W63,tabulka_panely_def,AL$1-18,FALSE))","v":{"$error":"#N/A"}},{"$f":"IF(Data!$W63<MIN(Panely!$A$9:$A$28),VLOOKUP(Data!$W63,tabulka_kce_def,AM$1-20,FALSE),VLOOKUP(Data!$W63,tabulka_panely_def,AM$1-18,FALSE))","v":{"$error":"#N/A"}},63,{"$f":"IF(Data!$W63<MIN(Panely!$A$9:$A$28),VLOOKUP(Data!$W63,tabulka_kce_def,63,FALSE),0)","v":0},{"$f":"IF(Data!$W63<MIN(Panely!$A$9:$A$28),VLOOKUP(Data!$W63,tabulka_kce_def,28,FALSE),1)","v":1},{"$f":"IF(Data!$W63<MIN(Panely!$A$9:$A$28),VLOOKUP(Data!$W63,tabulka_kce_def,23,FALSE),VLOOKUP(Data!$W63,tabulka_panely_def,24,FALSE))","v":{"$error":"#N/A"}},null,0,null,0,0,{"$error":"#N/A"},0,{"$f":"IF(AND(W63>MAX(Konstrukce!A:A),ISNUMBER(W63)),1,0)","v":0}]
[null,"=",{"$f":"IF(Data!$B64<MIN(Panely!$A$9:$A$28),VLOOKUP(Data!$B64,tabulka_kce_def,4,FALSE),VLOOKUP(Data!$B64,tabulka_panely_def,4,FALSE))","v":{"$error":"#N/A"}},{"$f":"IF(Data!$B64<MIN(Panely!$A$9:$A$28),VLOOKUP(Data!$B64,tabulka_kce_def,23,FALSE),VLOOKUP(Data!$B64,tabulka_panely_def,24,FALSE))","v":{"$error":"#N/A"}},{"$f":"IF(Data!$B64<MIN(Panely!$A$9:$A$28),VLOOKUP(Data!$B64,tabulka_kce_def,21,FALSE),VLOOKUP(Data!$B64,tabulka_panely_def,22,FALSE))","v":{"$error":"#N/A"}},{"$f":"IF(Data!$B64<MIN(Panely!$A$9:$A$28),VLOOKUP(Data!$B64,tabulka_kce_def,26,FALSE),VLOOKUP(Data!$B64,tabulka_panely_def,31,FALSE))","v":{"$error":"#N/A"}},{"$f":"IF(Data!$B64<MIN(Panely!$A$9:$A$28),VLOOKUP(Data!$B64,tabulka_kce_def,27,FALSE),VLOOKUP(Data!$B64,tabulka_panely_def,32,FALSE))","v":{"$error":"#N/A"}},{"$f":"IF(VLOOKUP(Data!$B64,tabulka_kce_def,3,FALSE)=\"\",Konstrukce!$G$1,IF(VLOOKUP(Data!$B64,tabulka_kce_def,3,FALSE)=\"z\",Konstrukce!$G$2,VLOOKUP(Data!$B64,tabulka_kce_def,3,FALSE)))","v":{"$error":"#N/A"}},{"$f":"IF(Data!$B64<MIN(Panely!$A$9:$A$28),0,VLOOKUP(Data!$B64,tabulka_panely_def,25,FALSE))","v":{"$error":"#N/A"}},{"$f":"IF(Data!$B64<MIN(Panely!$A$9:$A$28),VLOOKUP(Data!$B64,tabulka_kce_def,24,FALSE),VLOOKUP(Data!$B64,tabulka_panely_def,33,FALSE))","v":{"$error":"#N/A"}},{"$f":"Konstrukce!$D$1","v":15},{"$f":"Konstrukce!$D$2","v":15},{"$f":"Konstrukce!$G$1","v":0},{"$f":"IF(Data!$B64<MIN(Panely!$A$9:$A$28),VLOOKUP(Data!$B64,tabulka_kce_def,59,FALSE),VLOOKUP(Data!$B64,tabulka_panely_def,63,FALSE))","v":{"$error":"#N/A"}},{"$f":"IF(Data!$B64<MIN(Panely!$A$9:$A$28),VLOOKUP(Data!$B64,tabulka_kce_def,60,FALSE),VLOOKUP(Data!$B64,tabulka_panely_def,64,FALSE))","v":{"$error":"#N/A"}},{"$f":"IF(Data!$B64<MIN(Panely!$A$9:$A$28),VLOOKUP(Data!$B64,tabulka_kce_def,61,FALSE),VLOOKUP(Data!$B64,tabulka_panely_def,65,FALSE))","v":{"$error":"#N/A"}},{"$f":"IF(Data!$B64<MIN(Panely!$A$9:$A$28),VLOOKUP(Data!$B64,tabulka_kce_def,25,FALSE),0)","v":0},{"$error":"#N/A"},null,null,null,null,"=",{"$f":"IF(Data!$W64<MIN(Panely!$A$9:$A$28),VLOOKUP(Data!$W64,tabulka_kce_def,62,FALSE),VLOOKUP(Data!$W64,tabulka_panely_def,65,FALSE))","v":{"$error":"#N/A"}},{"$f":"IF(Data!$W64<MIN(Panely!$A$9:$A$28),VLOOKUP(Data!$W64,tabulka_kce_def,Y$1-20,FALSE),VLOOKUP(Data!$W64,tabulka_panely_def,Y$1-18,FALSE))","v":{"$error":"#N/A"}},{"$f":"IF(Data!$W64<MIN(Panely!$A$9:$A$28),VLOOKUP(Data!$W64,tabulka_kce_def,Z$1-20,FALSE),VLOOKUP(Data!$W64,tabulka_panely_def,Z$1-18,FALSE))","v":{"$error":"#N/A"}},{"$f":"IF(Data!$W64<MIN(Panely!$A$9:$A$28),VLOOKUP(Data!$W64,tabulka_kce_def,AA$1-20,FALSE),VLOOKUP(Data!$W64,tabulka_panely_def,AA$1-18,FALSE))","v":{"$error":"#N/A"}},{"$f":"IF(Data!$W64<MIN(Panely!$A$9:$A$28),VLOOKUP(Data!$W64,tabulka_kce_def,AB$1-20,FALSE),VLOOKUP(Data!$W64,tabulka_panely_def,AB$1-18,FALSE))","v":{"$error":"#N/A"}},{"$f":"IF(Data!$W64<MIN(Panely!$A$9:$A$28),VLOOKUP(Data!$W64,tabulka_kce_def,AC$1-20,FALSE),VLOOKUP(Data!$W64,tabulka_panely_def,AC$1-18,FALSE))","v":{"$error":"#N/A"}},{"$f":"IF(Data!$W64<MIN(Panely!$A$9:$A$28),VLOOKUP(Data!$W64,tabulka_kce_def,AD$1-20,FALSE),VLOOKUP(Data!$W64,tabulka_panely_def,AD$1-18,FALSE))","v":{"$error":"#N/A"}},{"$f":"IF(Data!$W64<MIN(Panely!$A$9:$A$28),VLOOKUP(Data!$W64,tabulka_kce_def,AE$1-20,FALSE),VLOOKUP(Data!$W64,tabulka_panely_def,AE$1-18,FALSE))","v":{"$error":"#N/A"}},{"$f":"IF(Data!$W64<MIN(Panely!$A$9:$A$28),VLOOKUP(Data!$W64,tabulka_kce_def,AF$1-20,FALSE),VLOOKUP(Data!$W64,tabulka_panely_def,AF$1-18,FALSE))","v":{"$error":"#N/A"}},{"$f":"IF(Data!$W64<MIN(Panely!$A$9:$A$28),VLOOKUP(Data!$W64,tabulka_kce_def,AG$1-20,FALSE),VLOOKUP(Data!$W64,tabulka_panely_def,AG$1-18,FALSE))","v":{"$error":"#N/A"}},{"$f":"IF(Data!$W64<MIN(Panely!$A$9:$A$28),VLOOKUP(Data!$W64,tabulka_kce_def,AH$1-20,FALSE),VLOOKUP(Data!$W64,tabulka_panely_def,AH$1-18,FALSE))","v":{"$error":"#N/A"}},{"$f":"IF(Data!$W64<MIN(Panely!$A$9:$A$28),VLOOKUP(Data!$W64,tabulka_kce_def,AI$1-20,FALSE),VLOOKUP(Data!$W64,tabulka_panely_def,AI$1-18,FALSE))","v":{"$error":"#N/A"}},{"$f":"IF(Data!$W64<MIN(Panely!$A$9:$A$28),VLOOKUP(Data!$W64,tabulka_kce_def,AJ$1-20,FALSE),VLOOKUP(Data!$W64,tabulka_panely_def,AJ$1-18,FALSE))","v":{"$error":"#N/A"}},{"$f":"IF(Data!$W64<MIN(Panely!$A$9:$A$28),VLOOKUP(Data!$W64,tabulka_kce_def,AK$1-20,FALSE),VLOOKUP(Data!$W64,tabulka_panely_def,AK$1-18,FALSE))","v":{"$error":"#N/A"}},{"$f":"IF(Data!$W64<MIN(Panely!$A$9:$A$28),VLOOKUP(Data!$W64,tabulka_kce_def,AL$1-20,FALSE),VLOOKUP(Data!$W64,tabulka_panely_def,AL$1-18,FALSE))","v":{"$error":"#N/A"}},{"$f":"IF(Data!$W64<MIN(Panely!$A$9:$A$28),VLOOKUP(Data!$W64,tabulka_kce_def,AM$1-20,FALSE),VLOOKUP(Data!$W64,tabulka_panely_def,AM$1-18,FALSE))","v":{"$error":"#N/A"}},64,{"$f":"IF(Data!$W64<MIN(Panely!$A$9:$A$28),VLOOKUP(Data!$W64,tabulka_kce_def,63,FALSE),0)","v":0},{"$f":"IF(Data!$W64<MIN(Panely!$A$9:$A$28),VLOOKUP(Data!$W64,tabulka_kce_def,28,FALSE),1)","v":1},{"$f":"IF(Data!$W64<MIN(Panely!$A$9:$A$28),VLOOKUP(Data!$W64,tabulka_kce_def,23,FALSE),VLOOKUP(Data!$W64,tabulka_panely_def,24,FALSE))","v":{"$error":"#N/A"}},null,0,null,0,0,{"$error":"#N/A"},0,{"$f":"IF(AND(W64>MAX(Konstrukce!A:A),ISNUMBER(W64)),1,0)","v":0}]
[null,"=",{"$f":"IF(Data!$B65<MIN(Panely!$A$9:$A$28),VLOOKUP(Data!$B65,tabulka_kce_def,4,FALSE),VLOOKUP(Data!$B65,tabulka_panely_def,4,FALSE))","v":{"$error":"#N/A"}},{"$f":"IF(Data!$B65<MIN(Panely!$A$9:$A$28),VLOOKUP(Data!$B65,tabulka_kce_def,23,FALSE),VLOOKUP(Data!$B65,tabulka_panely_def,24,FALSE))","v":{"$error":"#N/A"}},{"$f":"IF(Data!$B65<MIN(Panely!$A$9:$A$28),VLOOKUP(Data!$B65,tabulka_kce_def,21,FALSE),VLOOKUP(Data!$B65,tabulka_panely_def,22,FALSE))","v":{"$error":"#N/A"}},{"$f":"IF(Data!$B65<MIN(Panely!$A$9:$A$28),VLOOKUP(Data!$B65,tabulka_kce_def,26,FALSE),VLOOKUP(Data!$B65,tabulka_panely_def,31,FALSE))","v":{"$error":"#N/A"}},{"$f":"IF(Data!$B65<MIN(Panely!$A$9:$A$28),VLOOKUP(Data!$B65,tabulka_kce_def,27,FALSE),VLOOKUP(Data!$B65,tabulka_panely_def,32,FALSE))","v":{"$error":"#N/A"}},{"$f":"IF(VLOOKUP(Data!$B65,tabulka_kce_def,3,FALSE)=\"\",Konstrukce!$G$1,IF(VLOOKUP(Data!$B65,tabulka_kce_def,3,FALSE)=\"z\",Konstrukce!$G$2,VLOOKUP(Data!$B65,tabulka_kce_def,3,FALSE)))","v":{"$error":"#N/A"}},{"$f":"IF(Data!$B65<MIN(Panely!$A$9:$A$28),0,VLOOKUP(Data!$B65,tabulka_panely_def,25,FALSE))","v":{"$error":"#N/A"}},{"$f":"IF(Data!$B65<MIN(Panely!$A$9:$A$28),VLOOKUP(Data!$B65,tabulka_kce_def,24,FALSE),VLOOKUP(Data!$B65,tabulka_panely_def,33,FALSE))","v":{"$error":"#N/A"}},{"$f":"Konstrukce!$D$1","v":15},{"$f":"Konstrukce!$D$2","v":15},{"$f":"Konstrukce!$G$1","v":0},{"$f":"IF(Data!$B65<MIN(Panely!$A$9:$A$28),VLOOKUP(Data!$B65,tabulka_kce_def,59,FALSE),VLOOKUP(Data!$B65,tabulka_panely_def,63,FALSE))","v":{"$error":"#N/A"}},{"$f":"IF(Data!$B65<MIN(Panely!$A$9:$A$28),VLOOKUP(Data!$B65,tabulka_kce_def,60,FALSE),VLOOKUP(Data!$B65,tabulka_panely_def,64,FALSE))","v":{"$error":"#N/A"}},{"$f":"IF(Data!$B65<MIN(Panely!$A$9:$A$28),VLOOKUP(Data!$B65,tabulka_kce_def,61,FALSE),VLOOKUP(Data!$B65,tabulka_panely_def,65,FALSE))","v":{"$error":"#N/A"}},{"$f":"IF(Data!$B65<MIN(Panely!$A$9:$A$28),VLOOKUP(Data!$B65,tabulka_kce_def,25,FALSE),0)","v":0},{"$error":"#N/A"},null,null,null,null,"=",{"$f":"IF(Data!$W65<MIN(Panely!$A$9:$A$28),VLOOKUP(Data!$W65,tabulka_kce_def,62,FALSE),VLOOKUP(Data!$W65,tabulka_panely_def,65,FALSE))","v":{"$error":"#N/A"}},{"$f":"IF(Data!$W65<MIN(Panely!$A$9:$A$28),VLOOKUP(Data!$W65,tabulka_kce_def,Y$1-20,FALSE),VLOOKUP(Data!$W65,tabulka_panely_def,Y$1-18,FALSE))","v":{"$error":"#N/A"}},{"$f":"IF(Data!$W65<MIN(Panely!$A$9:$A$28),VLOOKUP(Data!$W65,tabulka_kce_def,Z$1-20,FALSE),VLOOKUP(Data!$W65,tabulka_panely_def,Z$1-18,FALSE))","v":{"$error":"#N/A"}},{"$f":"IF(Data!$W65<MIN(Panely!$A$9:$A$28),VLOOKUP(Data!$W65,tabulka_kce_def,AA$1-20,FALSE),VLOOKUP(Data!$W65,tabulka_panely_def,AA$1-18,FALSE))","v":{"$error":"#N/A"}},{"$f":"IF(Data!$W65<MIN(Panely!$A$9:$A$28),VLOOKUP(Data!$W65,tabulka_kce_def,AB$1-20,FALSE),VLOOKUP(Data!$W65,tabulka_panely_def,AB$1-18,FALSE))","v":{"$error":"#N/A"}},{"$f":"IF(Data!$W65<MIN(Panely!$A$9:$A$28),VLOOKUP(Data!$W65,tabulka_kce_def,AC$1-20,FALSE),VLOOKUP(Data!$W65,tabulka_panely_def,AC$1-18,FALSE))","v":{"$error":"#N/A"}},{"$f":"IF(Data!$W65<MIN(Panely!$A$9:$A$28),VLOOKUP(Data!$W65,tabulka_kce_def,AD$1-20,FALSE),VLOOKUP(Data!$W65,tabulka_panely_def,AD$1-18,FALSE))","v":{"$error":"#N/A"}},{"$f":"IF(Data!$W65<MIN(Panely!$A$9:$A$28),VLOOKUP(Data!$W65,tabulka_kce_def,AE$1-20,FALSE),VLOOKUP(Data!$W65,tabulka_panely_def,AE$1-18,FALSE))","v":{"$error":"#N/A"}},{"$f":"IF(Data!$W65<MIN(Panely!$A$9:$A$28),VLOOKUP(Data!$W65,tabulka_kce_def,AF$1-20,FALSE),VLOOKUP(Data!$W65,tabulka_panely_def,AF$1-18,FALSE))","v":{"$error":"#N/A"}},{"$f":"IF(Data!$W65<MIN(Panely!$A$9:$A$28),VLOOKUP(Data!$W65,tabulka_kce_def,AG$1-20,FALSE),VLOOKUP(Data!$W65,tabulka_panely_def,AG$1-18,FALSE))","v":{"$error":"#N/A"}},{"$f":"IF(Data!$W65<MIN(Panely!$A$9:$A$28),VLOOKUP(Data!$W65,tabulka_kce_def,AH$1-20,FALSE),VLOOKUP(Data!$W65,tabulka_panely_def,AH$1-18,FALSE))","v":{"$error":"#N/A"}},{"$f":"IF(Data!$W65<MIN(Panely!$A$9:$A$28),VLOOKUP(Data!$W65,tabulka_kce_def,AI$1-20,FALSE),VLOOKUP(Data!$W65,tabulka_panely_def,AI$1-18,FALSE))","v":{"$error":"#N/A"}},{"$f":"IF(Data!$W65<MIN(Panely!$A$9:$A$28),VLOOKUP(Data!$W65,tabulka_kce_def,AJ$1-20,FALSE),VLOOKUP(Data!$W65,tabulka_panely_def,AJ$1-18,FALSE))","v":{"$error":"#N/A"}},{"$f":"IF(Data!$W65<MIN(Panely!$A$9:$A$28),VLOOKUP(Data!$W65,tabulka_kce_def,AK$1-20,FALSE),VLOOKUP(Data!$W65,tabulka_panely_def,AK$1-18,FALSE))","v":{"$error":"#N/A"}},{"$f":"IF(Data!$W65<MIN(Panely!$A$9:$A$28),VLOOKUP(Data!$W65,tabulka_kce_def,AL$1-20,FALSE),VLOOKUP(Data!$W65,tabulka_panely_def,AL$1-18,FALSE))","v":{"$error":"#N/A"}},{"$f":"IF(Data!$W65<MIN(Panely!$A$9:$A$28),VLOOKUP(Data!$W65,tabulka_kce_def,AM$1-20,FALSE),VLOOKUP(Data!$W65,tabulka_panely_def,AM$1-18,FALSE))","v":{"$error":"#N/A"}},65,{"$f":"IF(Data!$W65<MIN(Panely!$A$9:$A$28),VLOOKUP(Data!$W65,tabulka_kce_def,63,FALSE),0)","v":0},{"$f":"IF(Data!$W65<MIN(Panely!$A$9:$A$28),VLOOKUP(Data!$W65,tabulka_kce_def,28,FALSE),1)","v":1},{"$f":"IF(Data!$W65<MIN(Panely!$A$9:$A$28),VLOOKUP(Data!$W65,tabulka_kce_def,23,FALSE),VLOOKUP(Data!$W65,tabulka_panely_def,24,FALSE))","v":{"$error":"#N/A"}},null,0,null,0,0,{"$error":"#N/A"},0,{"$f":"IF(AND(W65>MAX(Konstrukce!A:A),ISNUMBER(W65)),1,0)","v":0}]
[null,"=",{"$f":"IF(Data!$B66<MIN(Panely!$A$9:$A$28),VLOOKUP(Data!$B66,tabulka_kce_def,4,FALSE),VLOOKUP(Data!$B66,tabulka_panely_def,4,FALSE))","v":{"$error":"#N/A"}},{"$f":"IF(Data!$B66<MIN(Panely!$A$9:$A$28),VLOOKUP(Data!$B66,tabulka_kce_def,23,FALSE),VLOOKUP(Data!$B66,tabulka_panely_def,24,FALSE))","v":{"$error":"#N/A"}},{"$f":"IF(Data!$B66<MIN(Panely!$A$9:$A$28),VLOOKUP(Data!$B66,tabulka_kce_def,21,FALSE),VLOOKUP(Data!$B66,tabulka_panely_def,22,FALSE))","v":{"$error":"#N/A"}},{"$f":"IF(Data!$B66<MIN(Panely!$A$9:$A$28),VLOOKUP(Data!$B66,tabulka_kce_def,26,FALSE),VLOOKUP(Data!$B66,tabulka_panely_def,31,FALSE))","v":{"$error":"#N/A"}},{"$f":"IF(Data!$B66<MIN(Panely!$A$9:$A$28),VLOOKUP(Data!$B66,tabulka_kce_def,27,FALSE),VLOOKUP(Data!$B66,tabulka_panely_def,32,FALSE))","v":{"$error":"#N/A"}},{"$f":"IF(VLOOKUP(Data!$B66,tabulka_kce_def,3,FALSE)=\"\",Konstrukce!$G$1,IF(VLOOKUP(Data!$B66,tabulka_kce_def,3,FALSE)=\"z\",Konstrukce!$G$2,VLOOKUP(Data!$B66,tabulka_kce_def,3,FALSE)))","v":{"$error":"#N/A"}},{"$f":"IF(Data!$B66<MIN(Panely!$A$9:$A$28),0,VLOOKUP(Data!$B66,tabulka_panely_def,25,FALSE))","v":{"$error":"#N/A"}},{"$f":"IF(Data!$B66<MIN(Panely!$A$9:$A$28),VLOOKUP(Data!$B66,tabulka_kce_def,24,FALSE),VLOOKUP(Data!$B66,tabulka_panely_def,33,FALSE))","v":{"$error":"#N/A"}},{"$f":"Konstrukce!$D$1","v":15},{"$f":"Konstrukce!$D$2","v":15},{"$f":"Konstrukce!$G$1","v":0},{"$f":"IF(Data!$B66<MIN(Panely!$A$9:$A$28),VLOOKUP(Data!$B66,tabulka_kce_def,59,FALSE),VLOOKUP(Data!$B66,tabulka_panely_def,63,FALSE))","v":{"$error":"#N/A"}},{"$f":"IF(Data!$B66<MIN(Panely!$A$9:$A$28),VLOOKUP(Data!$B66,tabulka_kce_def,60,FALSE),VLOOKUP(Data!$B66,tabulka_panely_def,64,FALSE))","v":{"$error":"#N/A"}},{"$f":"IF(Data!$B66<MIN(Panely!$A$9:$A$28),VLOOKUP(Data!$B66,tabulka_kce_def,61,FALSE),VLOOKUP(Data!$B66,tabulka_panely_def,65,FALSE))","v":{"$error":"#N/A"}},{"$f":"IF(Data!$B66<MIN(Panely!$A$9:$A$28),VLOOKUP(Data!$B66,tabulka_kce_def,25,FALSE),0)","v":0},{"$error":"#N/A"},null,null,null,null,"=",{"$f":"IF(Data!$W66<MIN(Panely!$A$9:$A$28),VLOOKUP(Data!$W66,tabulka_kce_def,62,FALSE),VLOOKUP(Data!$W66,tabulka_panely_def,65,FALSE))","v":{"$error":"#N/A"}},{"$f":"IF(Data!$W66<MIN(Panely!$A$9:$A$28),VLOOKUP(Data!$W66,tabulka_kce_def,Y$1-20,FALSE),VLOOKUP(Data!$W66,tabulka_panely_def,Y$1-18,FALSE))","v":{"$error":"#N/A"}},{"$f":"IF(Data!$W66<MIN(Panely!$A$9:$A$28),VLOOKUP(Data!$W66,tabulka_kce_def,Z$1-20,FALSE),VLOOKUP(Data!$W66,tabulka_panely_def,Z$1-18,FALSE))","v":{"$error":"#N/A"}},{"$f":"IF(Data!$W66<MIN(Panely!$A$9:$A$28),VLOOKUP(Data!$W66,tabulka_kce_def,AA$1-20,FALSE),VLOOKUP(Data!$W66,tabulka_panely_def,AA$1-18,FALSE))","v":{"$error":"#N/A"}},{"$f":"IF(Data!$W66<MIN(Panely!$A$9:$A$28),VLOOKUP(Data!$W66,tabulka_kce_def,AB$1-20,FALSE),VLOOKUP(Data!$W66,tabulka_panely_def,AB$1-18,FALSE))","v":{"$error":"#N/A"}},{"$f":"IF(Data!$W66<MIN(Panely!$A$9:$A$28),VLOOKUP(Data!$W66,tabulka_kce_def,AC$1-20,FALSE),VLOOKUP(Data!$W66,tabulka_panely_def,AC$1-18,FALSE))","v":{"$error":"#N/A"}},{"$f":"IF(Data!$W66<MIN(Panely!$A$9:$A$28),VLOOKUP(Data!$W66,tabulka_kce_def,AD$1-20,FALSE),VLOOKUP(Data!$W66,tabulka_panely_def,AD$1-18,FALSE))","v":{"$error":"#N/A"}},{"$f":"IF(Data!$W66<MIN(Panely!$A$9:$A$28),VLOOKUP(Data!$W66,tabulka_kce_def,AE$1-20,FALSE),VLOOKUP(Data!$W66,tabulka_panely_def,AE$1-18,FALSE))","v":{"$error":"#N/A"}},{"$f":"IF(Data!$W66<MIN(Panely!$A$9:$A$28),VLOOKUP(Data!$W66,tabulka_kce_def,AF$1-20,FALSE),VLOOKUP(Data!$W66,tabulka_panely_def,AF$1-18,FALSE))","v":{"$error":"#N/A"}},{"$f":"IF(Data!$W66<MIN(Panely!$A$9:$A$28),VLOOKUP(Data!$W66,tabulka_kce_def,AG$1-20,FALSE),VLOOKUP(Data!$W66,tabulka_panely_def,AG$1-18,FALSE))","v":{"$error":"#N/A"}},{"$f":"IF(Data!$W66<MIN(Panely!$A$9:$A$28),VLOOKUP(Data!$W66,tabulka_kce_def,AH$1-20,FALSE),VLOOKUP(Data!$W66,tabulka_panely_def,AH$1-18,FALSE))","v":{"$error":"#N/A"}},{"$f":"IF(Data!$W66<MIN(Panely!$A$9:$A$28),VLOOKUP(Data!$W66,tabulka_kce_def,AI$1-20,FALSE),VLOOKUP(Data!$W66,tabulka_panely_def,AI$1-18,FALSE))","v":{"$error":"#N/A"}},{"$f":"IF(Data!$W66<MIN(Panely!$A$9:$A$28),VLOOKUP(Data!$W66,tabulka_kce_def,AJ$1-20,FALSE),VLOOKUP(Data!$W66,tabulka_panely_def,AJ$1-18,FALSE))","v":{"$error":"#N/A"}},{"$f":"IF(Data!$W66<MIN(Panely!$A$9:$A$28),VLOOKUP(Data!$W66,tabulka_kce_def,AK$1-20,FALSE),VLOOKUP(Data!$W66,tabulka_panely_def,AK$1-18,FALSE))","v":{"$error":"#N/A"}},{"$f":"IF(Data!$W66<MIN(Panely!$A$9:$A$28),VLOOKUP(Data!$W66,tabulka_kce_def,AL$1-20,FALSE),VLOOKUP(Data!$W66,tabulka_panely_def,AL$1-18,FALSE))","v":{"$error":"#N/A"}},{"$f":"IF(Data!$W66<MIN(Panely!$A$9:$A$28),VLOOKUP(Data!$W66,tabulka_kce_def,AM$1-20,FALSE),VLOOKUP(Data!$W66,tabulka_panely_def,AM$1-18,FALSE))","v":{"$error":"#N/A"}},66,{"$f":"IF(Data!$W66<MIN(Panely!$A$9:$A$28),VLOOKUP(Data!$W66,tabulka_kce_def,63,FALSE),0)","v":0},{"$f":"IF(Data!$W66<MIN(Panely!$A$9:$A$28),VLOOKUP(Data!$W66,tabulka_kce_def,28,FALSE),1)","v":1},{"$f":"IF(Data!$W66<MIN(Panely!$A$9:$A$28),VLOOKUP(Data!$W66,tabulka_kce_def,23,FALSE),VLOOKUP(Data!$W66,tabulka_panely_def,24,FALSE))","v":{"$error":"#N/A"}},null,0,null,0,0,{"$error":"#N/A"},0,{"$f":"IF(AND(W66>MAX(Konstrukce!A:A),ISNUMBER(W66)),1,0)","v":0}]
[null,"=",{"$f":"IF(Data!$B67<MIN(Panely!$A$9:$A$28),VLOOKUP(Data!$B67,tabulka_kce_def,4,FALSE),VLOOKUP(Data!$B67,tabulka_panely_def,4,FALSE))","v":{"$error":"#N/A"}},{"$f":"IF(Data!$B67<MIN(Panely!$A$9:$A$28),VLOOKUP(Data!$B67,tabulka_kce_def,23,FALSE),VLOOKUP(Data!$B67,tabulka_panely_def,24,FALSE))","v":{"$error":"#N/A"}},{"$f":"IF(Data!$B67<MIN(Panely!$A$9:$A$28),VLOOKUP(Data!$B67,tabulka_kce_def,21,FALSE),VLOOKUP(Data!$B67,tabulka_panely_def,22,FALSE))","v":{"$error":"#N/A"}},{"$f":"IF(Data!$B67<MIN(Panely!$A$9:$A$28),VLOOKUP(Data!$B67,tabulka_kce_def,26,FALSE),VLOOKUP(Data!$B67,tabulka_panely_def,31,FALSE))","v":{"$error":"#N/A"}},{"$f":"IF(Data!$B67<MIN(Panely!$A$9:$A$28),VLOOKUP(Data!$B67,tabulka_kce_def,27,FALSE),VLOOKUP(Data!$B67,tabulka_panely_def,32,FALSE))","v":{"$error":"#N/A"}},{"$f":"IF(VLOOKUP(Data!$B67,tabulka_kce_def,3,FALSE)=\"\",Konstrukce!$G$1,IF(VLOOKUP(Data!$B67,tabulka_kce_def,3,FALSE)=\"z\",Konstrukce!$G$2,VLOOKUP(Data!$B67,tabulka_kce_def,3,FALSE)))","v":{"$error":"#N/A"}},{"$f":"IF(Data!$B67<MIN(Panely!$A$9:$A$28),0,VLOOKUP(Data!$B67,tabulka_panely_def,25,FALSE))","v":{"$error":"#N/A"}},{"$f":"IF(Data!$B67<MIN(Panely!$A$9:$A$28),VLOOKUP(Data!$B67,tabulka_kce_def,24,FALSE),VLOOKUP(Data!$B67,tabulka_panely_def,33,FALSE))","v":{"$error":"#N/A"}},{"$f":"Konstrukce!$D$1","v":15},{"$f":"Konstrukce!$D$2","v":15},{"$f":"Konstrukce!$G$1","v":0},{"$f":"IF(Data!$B67<MIN(Panely!$A$9:$A$28),VLOOKUP(Data!$B67,tabulka_kce_def,59,FALSE),VLOOKUP(Data!$B67,tabulka_panely_def,63,FALSE))","v":{"$error":"#N/A"}},{"$f":"IF(Data!$B67<MIN(Panely!$A$9:$A$28),VLOOKUP(Data!$B67,tabulka_kce_def,60,FALSE),VLOOKUP(Data!$B67,tabulka_panely_def,64,FALSE))","v":{"$error":"#N/A"}},{"$f":"IF(Data!$B67<MIN(Panely!$A$9:$A$28),VLOOKUP(Data!$B67,tabulka_kce_def,61,FALSE),VLOOKUP(Data!$B67,tabulka_panely_def,65,FALSE))","v":{"$error":"#N/A"}},{"$f":"IF(Data!$B67<MIN(Panely!$A$9:$A$28),VLOOKUP(Data!$B67,tabulka_kce_def,25,FALSE),0)","v":0},{"$f":"IF(O67=\"f\",VLOOKUP(VALUE(P67),tabulka_data,3,FALSE),D67)","v":{"$error":"#N/A"}},null,null,null,null,"=",{"$f":"IF(Data!$W67<MIN(Panely!$A$9:$A$28),VLOOKUP(Data!$W67,tabulka_kce_def,62,FALSE),VLOOKUP(Data!$W67,tabulka_panely_def,65,FALSE))","v":{"$error":"#N/A"}},{"$f":"IF(Data!$W67<MIN(Panely!$A$9:$A$28),VLOOKUP(Data!$W67,tabulka_kce_def,Y$1-20,FALSE),VLOOKUP(Data!$W67,tabulka_panely_def,Y$1-18,FALSE))","v":{"$error":"#N/A"}},{"$f":"IF(Data!$W67<MIN(Panely!$A$9:$A$28),VLOOKUP(Data!$W67,tabulka_kce_def,Z$1-20,FALSE),VLOOKUP(Data!$W67,tabulka_panely_def,Z$1-18,FALSE))","v":{"$error":"#N/A"}},{"$f":"IF(Data!$W67<MIN(Panely!$A$9:$A$28),VLOOKUP(Data!$W67,tabulka_kce_def,AA$1-20,FALSE),VLOOKUP(Data!$W67,tabulka_panely_def,AA$1-18,FALSE))","v":{"$error":"#N/A"}},{"$f":"IF(Data!$W67<MIN(Panely!$A$9:$A$28),VLOOKUP(Data!$W67,tabulka_kce_def,AB$1-20,FALSE),VLOOKUP(Data!$W67,tabulka_panely_def,AB$1-18,FALSE))","v":{"$error":"#N/A"}},{"$f":"IF(Data!$W67<MIN(Panely!$A$9:$A$28),VLOOKUP(Data!$W67,tabulka_kce_def,AC$1-20,FALSE),VLOOKUP(Data!$W67,tabulka_panely_def,AC$1-18,FALSE))","v":{"$error":"#N/A"}},{"$f":"IF(Data!$W67<MIN(Panely!$A$9:$A$28),VLOOKUP(Data!$W67,tabulka_kce_def,AD$1-20,FALSE),VLOOKUP(Data!$W67,tabulka_panely_def,AD$1-18,FALSE))","v":{"$error":"#N/A"}},{"$f":"IF(Data!$W67<MIN(Panely!$A$9:$A$28),VLOOKUP(Data!$W67,tabulka_kce_def,AE$1-20,FALSE),VLOOKUP(Data!$W67,tabulka_panely_def,AE$1-18,FALSE))","v":{"$error":"#N/A"}},{"$f":"IF(Data!$W67<MIN(Panely!$A$9:$A$28),VLOOKUP(Data!$W67,tabulka_kce_def,AF$1-20,FALSE),VLOOKUP(Data!$W67,tabulka_panely_def,AF$1-18,FALSE))","v":{"$error":"#N/A"}},{"$f":"IF(Data!$W67<MIN(Panely!$A$9:$A$28),VLOOKUP(Data!$W67,tabulka_kce_def,AG$1-20,FALSE),VLOOKUP(Data!$W67,tabulka_panely_def,AG$1-18,FALSE))","v":{"$error":"#N/A"}},{"$f":"IF(Data!$W67<MIN(Panely!$A$9:$A$28),VLOOKUP(Data!$W67,tabulka_kce_def,AH$1-20,FALSE),VLOOKUP(Data!$W67,tabulka_panely_def,AH$1-18,FALSE))","v":{"$error":"#N/A"}},{"$f":"IF(Data!$W67<MIN(Panely!$A$9:$A$28),VLOOKUP(Data!$W67,tabulka_kce_def,AI$1-20,FALSE),VLOOKUP(Data!$W67,tabulka_panely_def,AI$1-18,FALSE))","v":{"$error":"#N/A"}},{"$f":"IF(Data!$W67<MIN(Panely!$A$9:$A$28),VLOOKUP(Data!$W67,tabulka_kce_def,AJ$1-20,FALSE),VLOOKUP(Data!$W67,tabulka_panely_def,AJ$1-18,FALSE))","v":{"$error":"#N/A"}},{"$f":"IF(Data!$W67<MIN(Panely!$A$9:$A$28),VLOOKUP(Data!$W67,tabulka_kce_def,AK$1-20,FALSE),VLOOKUP(Data!$W67,tabulka_panely_def,AK$1-18,FALSE))","v":{"$error":"#N/A"}},{"$f":"IF(Data!$W67<MIN(Panely!$A$9:$A$28),VLOOKUP(Data!$W67,tabulka_kce_def,AL$1-20,FALSE),VLOOKUP(Data!$W67,tabulka_panely_def,AL$1-18,FALSE))","v":{"$error":"#N/A"}},{"$f":"IF(Data!$W67<MIN(Panely!$A$9:$A$28),VLOOKUP(Data!$W67,tabulka_kce_def,AM$1-20,FALSE),VLOOKUP(Data!$W67,tabulka_panely_def,AM$1-18,FALSE))","v":{"$error":"#N/A"}},67,{"$f":"IF(Data!$W67<MIN(Panely!$A$9:$A$28),VLOOKUP(Data!$W67,tabulka_kce_def,63,FALSE),0)","v":0},{"$f":"IF(Data!$W67<MIN(Panely!$A$9:$A$28),VLOOKUP(Data!$W67,tabulka_kce_def,28,FALSE),1)","v":1},{"$f":"IF(Data!$W67<MIN(Panely!$A$9:$A$28),VLOOKUP(Data!$W67,tabulka_kce_def,23,FALSE),VLOOKUP(Data!$W67,tabulka_panely_def,24,FALSE))","v":{"$error":"#N/A"}},null,0,null,0,0,{"$error":"#N/A"},0,{"$f":"IF(AND(W67>MAX(Konstrukce!A:A),ISNUMBER(W67)),1,0)","v":0}]
[null,"=",{"$f":"IF(Data!$B68<MIN(Panely!$A$9:$A$28),VLOOKUP(Data!$B68,tabulka_kce_def,4,FALSE),VLOOKUP(Data!$B68,tabulka_panely_def,4,FALSE))","v":{"$error":"#N/A"}},{"$f":"IF(Data!$B68<MIN(Panely!$A$9:$A$28),VLOOKUP(Data!$B68,tabulka_kce_def,23,FALSE),VLOOKUP(Data!$B68,tabulka_panely_def,24,FALSE))","v":{"$error":"#N/A"}},{"$f":"IF(Data!$B68<MIN(Panely!$A$9:$A$28),VLOOKUP(Data!$B68,tabulka_kce_def,21,FALSE),VLOOKUP(Data!$B68,tabulka_panely_def,22,FALSE))","v":{"$error":"#N/A"}},{"$f":"IF(Data!$B68<MIN(Panely!$A$9:$A$28),VLOOKUP(Data!$B68,tabulka_kce_def,26,FALSE),VLOOKUP(Data!$B68,tabulka_panely_def,31,FALSE))","v":{"$error":"#N/A"}},{"$f":"IF(Data!$B68<MIN(Panely!$A$9:$A$28),VLOOKUP(Data!$B68,tabulka_kce_def,27,FALSE),VLOOKUP(Data!$B68,tabulka_panely_def,32,FALSE))","v":{"$error":"#N/A"}},{"$f":"IF(VLOOKUP(Data!$B68,tabulka_kce_def,3,FALSE)=\"\",Konstrukce!$G$1,IF(VLOOKUP(Data!$B68,tabulka_kce_def,3,FALSE)=\"z\",Konstrukce!$G$2,VLOOKUP(Data!$B68,tabulka_kce_def,3,FALSE)))","v":{"$error":"#N/A"}},{"$f":"IF(Data!$B68<MIN(Panely!$A$9:$A$28),0,VLOOKUP(Data!$B68,tabulka_panely_def,25,FALSE))","v":{"$error":"#N/A"}},{"$f":"IF(Data!$B68<MIN(Panely!$A$9:$A$28),VLOOKUP(Data!$B68,tabulka_kce_def,24,FALSE),VLOOKUP(Data!$B68,tabulka_panely_def,33,FALSE))","v":{"$error":"#N/A"}},{"$f":"Konstrukce!$D$1","v":15},{"$f":"Konstrukce!$D$2","v":15},{"$f":"Konstrukce!$G$1","v":0},{"$f":"IF(Data!$B68<MIN(Panely!$A$9:$A$28),VLOOKUP(Data!$B68,tabulka_kce_def,59,FALSE),VLOOKUP(Data!$B68,tabulka_panely_def,63,FALSE))","v":{"$error":"#N/A"}},{"$f":"IF(Data!$B68<MIN(Panely!$A$9:$A$28),VLOOKUP(Data!$B68,tabulka_kce_def,60,FALSE),VLOOKUP(Data!$B68,tabulka_panely_def,64,FALSE))","v":{"$error":"#N/A"}},{"$f":"IF(Data!$B68<MIN(Panely!$A$9:$A$28),VLOOKUP(Data!$B68,tabulka_kce_def,61,FALSE),VLOOKUP(Data!$B68,tabulka_panely_def,65,FALSE))","v":{"$error":"#N/A"}},{"$f":"IF(Data!$B68<MIN(Panely!$A$9:$A$28),VLOOKUP(Data!$B68,tabulka_kce_def,25,FALSE),0)","v":0},{"$error":"#N/A"},null,null,null,null,"=",{"$f":"IF(Data!$W68<MIN(Panely!$A$9:$A$28),VLOOKUP(Data!$W68,tabulka_kce_def,62,FALSE),VLOOKUP(Data!$W68,tabulka_panely_def,65,FALSE))","v":{"$error":"#N/A"}},{"$f":"IF(Data!$W68<MIN(Panely!$A$9:$A$28),VLOOKUP(Data!$W68,tabulka_kce_def,Y$1-20,FALSE),VLOOKUP(Data!$W68,tabulka_panely_def,Y$1-18,FALSE))","v":{"$error":"#N/A"}},{"$f":"IF(Data!$W68<MIN(Panely!$A$9:$A$28),VLOOKUP(Data!$W68,tabulka_kce_def,Z$1-20,FALSE),VLOOKUP(Data!$W68,tabulka_panely_def,Z$1-18,FALSE))","v":{"$error":"#N/A"}},{"$f":"IF(Data!$W68<MIN(Panely!$A$9:$A$28),VLOOKUP(Data!$W68,tabulka_kce_def,AA$1-20,FALSE),VLOOKUP(Data!$W68,tabulka_panely_def,AA$1-18,FALSE))","v":{"$error":"#N/A"}},{"$f":"IF(Data!$W68<MIN(Panely!$A$9:$A$28),VLOOKUP(Data!$W68,tabulka_kce_def,AB$1-20,FALSE),VLOOKUP(Data!$W68,tabulka_panely_def,AB$1-18,FALSE))","v":{"$error":"#N/A"}},{"$f":"IF(Data!$W68<MIN(Panely!$A$9:$A$28),VLOOKUP(Data!$W68,tabulka_kce_def,AC$1-20,FALSE),VLOOKUP(Data!$W68,tabulka_panely_def,AC$1-18,FALSE))","v":{"$error":"#N/A"}},{"$f":"IF(Data!$W68<MIN(Panely!$A$9:$A$28),VLOOKUP(Data!$W68,tabulka_kce_def,AD$1-20,FALSE),VLOOKUP(Data!$W68,tabulka_panely_def,AD$1-18,FALSE))","v":{"$error":"#N/A"}},{"$f":"IF(Data!$W68<MIN(Panely!$A$9:$A$28),VLOOKUP(Data!$W68,tabulka_kce_def,AE$1-20,FALSE),VLOOKUP(Data!$W68,tabulka_panely_def,AE$1-18,FALSE))","v":{"$error":"#N/A"}},{"$f":"IF(Data!$W68<MIN(Panely!$A$9:$A$28),VLOOKUP(Data!$W68,tabulka_kce_def,AF$1-20,FALSE),VLOOKUP(Data!$W68,tabulka_panely_def,AF$1-18,FALSE))","v":{"$error":"#N/A"}},{"$f":"IF(Data!$W68<MIN(Panely!$A$9:$A$28),VLOOKUP(Data!$W68,tabulka_kce_def,AG$1-20,FALSE),VLOOKUP(Data!$W68,tabulka_panely_def,AG$1-18,FALSE))","v":{"$error":"#N/A"}},{"$f":"IF(Data!$W68<MIN(Panely!$A$9:$A$28),VLOOKUP(Data!$W68,tabulka_kce_def,AH$1-20,FALSE),VLOOKUP(Data!$W68,tabulka_panely_def,AH$1-18,FALSE))","v":{"$error":"#N/A"}},{"$f":"IF(Data!$W68<MIN(Panely!$A$9:$A$28),VLOOKUP(Data!$W68,tabulka_kce_def,AI$1-20,FALSE),VLOOKUP(Data!$W68,tabulka_panely_def,AI$1-18,FALSE))","v":{"$error":"#N/A"}},{"$f":"IF(Data!$W68<MIN(Panely!$A$9:$A$28),VLOOKUP(Data!$W68,tabulka_kce_def,AJ$1-20,FALSE),VLOOKUP(Data!$W68,tabulka_panely_def,AJ$1-18,FALSE))","v":{"$error":"#N/A"}},{"$f":"IF(Data!$W68<MIN(Panely!$A$9:$A$28),VLOOKUP(Data!$W68,tabulka_kce_def,AK$1-20,FALSE),VLOOKUP(Data!$W68,tabulka_panely_def,AK$1-18,FALSE))","v":{"$error":"#N/A"}},{"$f":"IF(Data!$W68<MIN(Panely!$A$9:$A$28),VLOOKUP(Data!$W68,tabulka_kce_def,AL$1-20,FALSE),VLOOKUP(Data!$W68,tabulka_panely_def,AL$1-18,FALSE))","v":{"$error":"#N/A"}},{"$f":"IF(Data!$W68<MIN(Panely!$A$9:$A$28),VLOOKUP(Data!$W68,tabulka_kce_def,AM$1-20,FALSE),VLOOKUP(Data!$W68,tabulka_panely_def,AM$1-18,FALSE))","v":{"$error":"#N/A"}},68,{"$f":"IF(Data!$W68<MIN(Panely!$A$9:$A$28),VLOOKUP(Data!$W68,tabulka_kce_def,63,FALSE),0)","v":0},{"$f":"IF(Data!$W68<MIN(Panely!$A$9:$A$28),VLOOKUP(Data!$W68,tabulka_kce_def,28,FALSE),1)","v":1},{"$f":"IF(Data!$W68<MIN(Panely!$A$9:$A$28),VLOOKUP(Data!$W68,tabulka_kce_def,23,FALSE),VLOOKUP(Data!$W68,tabulka_panely_def,24,FALSE))","v":{"$error":"#N/A"}},null,0,null,0,0,{"$error":"#N/A"},0,{"$f":"IF(AND(W68>MAX(Konstrukce!A:A),ISNUMBER(W68)),1,0)","v":0}]
[null,"=",{"$f":"IF(Data!$B69<MIN(Panely!$A$9:$A$28),VLOOKUP(Data!$B69,tabulka_kce_def,4,FALSE),VLOOKUP(Data!$B69,tabulka_panely_def,4,FALSE))","v":{"$error":"#N/A"}},{"$f":"IF(Data!$B69<MIN(Panely!$A$9:$A$28),VLOOKUP(Data!$B69,tabulka_kce_def,23,FALSE),VLOOKUP(Data!$B69,tabulka_panely_def,24,FALSE))","v":{"$error":"#N/A"}},{"$f":"IF(Data!$B69<MIN(Panely!$A$9:$A$28),VLOOKUP(Data!$B69,tabulka_kce_def,21,FALSE),VLOOKUP(Data!$B69,tabulka_panely_def,22,FALSE))","v":{"$error":"#N/A"}},{"$f":"IF(Data!$B69<MIN(Panely!$A$9:$A$28),VLOOKUP(Data!$B69,tabulka_kce_def,26,FALSE),VLOOKUP(Data!$B69,tabulka_panely_def,31,FALSE))","v":{"$error":"#N/A"}},{"$f":"IF(Data!$B69<MIN(Panely!$A$9:$A$28),VLOOKUP(Data!$B69,tabulka_kce_def,27,FALSE),VLOOKUP(Data!$B69,tabulka_panely_def,32,FALSE))","v":{"$error":"#N/A"}},{"$f":"IF(VLOOKUP(Data!$B69,tabulka_kce_def,3,FALSE)=\"\",Konstrukce!$G$1,IF(VLOOKUP(Data!$B69,tabulka_kce_def,3,FALSE)=\"z\",Konstrukce!$G$2,VLOOKUP(Data!$B69,tabulka_kce_def,3,FALSE)))","v":{"$error":"#N/A"}},{"$f":"IF(Data!$B69<MIN(Panely!$A$9:$A$28),0,VLOOKUP(Data!$B69,tabulka_panely_def,25,FALSE))","v":{"$error":"#N/A"}},{"$f":"IF(Data!$B69<MIN(Panely!$A$9:$A$28),VLOOKUP(Data!$B69,tabulka_kce_def,24,FALSE),VLOOKUP(Data!$B69,tabulka_panely_def,33,FALSE))","v":{"$error":"#N/A"}},{"$f":"Konstrukce!$D$1","v":15},{"$f":"Konstrukce!$D$2","v":15},{"$f":"Konstrukce!$G$1","v":0},{"$f":"IF(Data!$B69<MIN(Panely!$A$9:$A$28),VLOOKUP(Data!$B69,tabulka_kce_def,59,FALSE),VLOOKUP(Data!$B69,tabulka_panely_def,63,FALSE))","v":{"$error":"#N/A"}},{"$f":"IF(Data!$B69<MIN(Panely!$A$9:$A$28),VLOOKUP(Data!$B69,tabulka_kce_def,60,FALSE),VLOOKUP(Data!$B69,tabulka_panely_def,64,FALSE))","v":{"$error":"#N/A"}},{"$f":"IF(Data!$B69<MIN(Panely!$A$9:$A$28),VLOOKUP(Data!$B69,tabulka_kce_def,61,FALSE),VLOOKUP(Data!$B69,tabulka_panely_def,65,FALSE))","v":{"$error":"#N/A"}},{"$f":"IF(Data!$B69<MIN(Panely!$A$9:$A$28),VLOOKUP(Data!$B69,tabulka_kce_def,25,FALSE),0)","v":0},{"$error":"#N/A"},null,null,null,null,"=",{"$f":"IF(Data!$W69<MIN(Panely!$A$9:$A$28),VLOOKUP(Data!$W69,tabulka_kce_def,62,FALSE),VLOOKUP(Data!$W69,tabulka_panely_def,65,FALSE))","v":{"$error":"#N/A"}},{"$f":"IF(Data!$W69<MIN(Panely!$A$9:$A$28),VLOOKUP(Data!$W69,tabulka_kce_def,Y$1-20,FALSE),VLOOKUP(Data!$W69,tabulka_panely_def,Y$1-18,FALSE))","v":{"$error":"#N/A"}},{"$f":"IF(Data!$W69<MIN(Panely!$A$9:$A$28),VLOOKUP(Data!$W69,tabulka_kce_def,Z$1-20,FALSE),VLOOKUP(Data!$W69,tabulka_panely_def,Z$1-18,FALSE))","v":{"$error":"#N/A"}},{"$f":"IF(Data!$W69<MIN(Panely!$A$9:$A$28),VLOOKUP(Data!$W69,tabulka_kce_def,AA$1-20,FALSE),VLOOKUP(Data!$W69,tabulka_panely_def,AA$1-18,FALSE))","v":{"$error":"#N/A"}},{"$f":"IF(Data!$W69<MIN(Panely!$A$9:$A$28),VLOOKUP(Data!$W69,tabulka_kce_def,AB$1-20,FALSE),VLOOKUP(Data!$W69,tabulka_panely_def,AB$1-18,FALSE))","v":{"$error":"#N/A"}},{"$f":"IF(Data!$W69<MIN(Panely!$A$9:$A$28),VLOOKUP(Data!$W69,tabulka_kce_def,AC$1-20,FALSE),VLOOKUP(Data!$W69,tabulka_panely_def,AC$1-18,FALSE))","v":{"$error":"#N/A"}},{"$f":"IF(Data!$W69<MIN(Panely!$A$9:$A$28),VLOOKUP(Data!$W69,tabulka_kce_def,AD$1-20,FALSE),VLOOKUP(Data!$W69,tabulka_panely_def,AD$1-18,FALSE))","v":{"$error":"#N/A"}},{"$f":"IF(Data!$W69<MIN(Panely!$A$9:$A$28),VLOOKUP(Data!$W69,tabulka_kce_def,AE$1-20,FALSE),VLOOKUP(Data!$W69,tabulka_panely_def,AE$1-18,FALSE))","v":{"$error":"#N/A"}},{"$f":"IF(Data!$W69<MIN(Panely!$A$9:$A$28),VLOOKUP(Data!$W69,tabulka_kce_def,AF$1-20,FALSE),VLOOKUP(Data!$W69,tabulka_panely_def,AF$1-18,FALSE))","v":{"$error":"#N/A"}},{"$f":"IF(Data!$W69<MIN(Panely!$A$9:$A$28),VLOOKUP(Data!$W69,tabulka_kce_def,AG$1-20,FALSE),VLOOKUP(Data!$W69,tabulka_panely_def,AG$1-18,FALSE))","v":{"$error":"#N/A"}},{"$f":"IF(Data!$W69<MIN(Panely!$A$9:$A$28),VLOOKUP(Data!$W69,tabulka_kce_def,AH$1-20,FALSE),VLOOKUP(Data!$W69,tabulka_panely_def,AH$1-18,FALSE))","v":{"$error":"#N/A"}},{"$f":"IF(Data!$W69<MIN(Panely!$A$9:$A$28),VLOOKUP(Data!$W69,tabulka_kce_def,AI$1-20,FALSE),VLOOKUP(Data!$W69,tabulka_panely_def,AI$1-18,FALSE))","v":{"$error":"#N/A"}},{"$f":"IF(Data!$W69<MIN(Panely!$A$9:$A$28),VLOOKUP(Data!$W69,tabulka_kce_def,AJ$1-20,FALSE),VLOOKUP(Data!$W69,tabulka_panely_def,AJ$1-18,FALSE))","v":{"$error":"#N/A"}},{"$f":"IF(Data!$W69<MIN(Panely!$A$9:$A$28),VLOOKUP(Data!$W69,tabulka_kce_def,AK$1-20,FALSE),VLOOKUP(Data!$W69,tabulka_panely_def,AK$1-18,FALSE))","v":{"$error":"#N/A"}},{"$f":"IF(Data!$W69<MIN(Panely!$A$9:$A$28),VLOOKUP(Data!$W69,tabulka_kce_def,AL$1-20,FALSE),VLOOKUP(Data!$W69,tabulka_panely_def,AL$1-18,FALSE))","v":{"$error":"#N/A"}},{"$f":"IF(Data!$W69<MIN(Panely!$A$9:$A$28),VLOOKUP(Data!$W69,tabulka_kce_def,AM$1-20,FALSE),VLOOKUP(Data!$W69,tabulka_panely_def,AM$1-18,FALSE))","v":{"$error":"#N/A"}},69,{"$f":"IF(Data!$W69<MIN(Panely!$A$9:$A$28),VLOOKUP(Data!$W69,tabulka_kce_def,63,FALSE),0)","v":0},{"$f":"IF(Data!$W69<MIN(Panely!$A$9:$A$28),VLOOKUP(Data!$W69,tabulka_kce_def,28,FALSE),1)","v":1},{"$f":"IF(Data!$W69<MIN(Panely!$A$9:$A$28),VLOOKUP(Data!$W69,tabulka_kce_def,23,FALSE),VLOOKUP(Data!$W69,tabulka_panely_def,24,FALSE))","v":{"$error":"#N/A"}},null,0,null,0,0,{"$error":"#N/A"},0,{"$f":"IF(AND(W69>MAX(Konstrukce!A:A),ISNUMBER(W69)),1,0)","v":0}]
[null,"=",{"$f":"IF(Data!$B70<MIN(Panely!$A$9:$A$28),VLOOKUP(Data!$B70,tabulka_kce_def,4,FALSE),VLOOKUP(Data!$B70,tabulka_panely_def,4,FALSE))","v":{"$error":"#N/A"}},{"$f":"IF(Data!$B70<MIN(Panely!$A$9:$A$28),VLOOKUP(Data!$B70,tabulka_kce_def,23,FALSE),VLOOKUP(Data!$B70,tabulka_panely_def,24,FALSE))","v":{"$error":"#N/A"}},{"$f":"IF(Data!$B70<MIN(Panely!$A$9:$A$28),VLOOKUP(Data!$B70,tabulka_kce_def,21,FALSE),VLOOKUP(Data!$B70,tabulka_panely_def,22,FALSE))","v":{"$error":"#N/A"}},{"$f":"IF(Data!$B70<MIN(Panely!$A$9:$A$28),VLOOKUP(Data!$B70,tabulka_kce_def,26,FALSE),VLOOKUP(Data!$B70,tabulka_panely_def,31,FALSE))","v":{"$error":"#N/A"}},{"$f":"IF(Data!$B70<MIN(Panely!$A$9:$A$28),VLOOKUP(Data!$B70,tabulka_kce_def,27,FALSE),VLOOKUP(Data!$B70,tabulka_panely_def,32,FALSE))","v":{"$error":"#N/A"}},{"$f":"IF(VLOOKUP(Data!$B70,tabulka_kce_def,3,FALSE)=\"\",Konstrukce!$G$1,IF(VLOOKUP(Data!$B70,tabulka_kce_def,3,FALSE)=\"z\",Konstrukce!$G$2,VLOOKUP(Data!$B70,tabulka_kce_def,3,FALSE)))","v":{"$error":"#N/A"}},{"$f":"IF(Data!$B70<MIN(Panely!$A$9:$A$28),0,VLOOKUP(Data!$B70,tabulka_panely_def,25,FALSE))","v":{"$error":"#N/A"}},{"$f":"IF(Data!$B70<MIN(Panely!$A$9:$A$28),VLOOKUP(Data!$B70,tabulka_kce_def,24,FALSE),VLOOKUP(Data!$B70,tabulka_panely_def,33,FALSE))","v":{"$error":"#N/A"}},{"$f":"Konstrukce!$D$1","v":15},{"$f":"Konstrukce!$D$2","v":15},{"$f":"Konstrukce!$G$1","v":0},{"$f":"IF(Data!$B70<MIN(Panely!$A$9:$A$28),VLOOKUP(Data!$B70,tabulka_kce_def,59,FALSE),VLOOKUP(Data!$B70,tabulka_panely_def,63,FALSE))","v":{"$error":"#N/A"}},{"$f":"IF(Data!$B70<MIN(Panely!$A$9:$A$28),VLOOKUP(Data!$B70,tabulka_kce_def,60,FALSE),VLOOKUP(Data!$B70,tabulka_panely_def,64,FALSE))","v":{"$error":"#N/A"}},{"$f":"IF(Data!$B70<MIN(Panely!$A$9:$A$28),VLOOKUP(Data!$B70,tabulka_kce_def,61,FALSE),VLOOKUP(Data!$B70,tabulka_panely_def,65,FALSE))","v":{"$error":"#N/A"}},{"$f":"IF(Data!$B70<MIN(Panely!$A$9:$A$28),VLOOKUP(Data!$B70,tabulka_kce_def,25,FALSE),0)","v":0},{"$error":"#N/A"},null,null,null,null,"=",{"$f":"IF(Data!$W70<MIN(Panely!$A$9:$A$28),VLOOKUP(Data!$W70,tabulka_kce_def,62,FALSE),VLOOKUP(Data!$W70,tabulka_panely_def,65,FALSE))","v":{"$error":"#N/A"}},{"$f":"IF(Data!$W70<MIN(Panely!$A$9:$A$28),VLOOKUP(Data!$W70,tabulka_kce_def,Y$1-20,FALSE),VLOOKUP(Data!$W70,tabulka_panely_def,Y$1-18,FALSE))","v":{"$error":"#N/A"}},{"$f":"IF(Data!$W70<MIN(Panely!$A$9:$A$28),VLOOKUP(Data!$W70,tabulka_kce_def,Z$1-20,FALSE),VLOOKUP(Data!$W70,tabulka_panely_def,Z$1-18,FALSE))","v":{"$error":"#N/A"}},{"$f":"IF(Data!$W70<MIN(Panely!$A$9:$A$28),VLOOKUP(Data!$W70,tabulka_kce_def,AA$1-20,FALSE),VLOOKUP(Data!$W70,tabulka_panely_def,AA$1-18,FALSE))","v":{"$error":"#N/A"}},{"$f":"IF(Data!$W70<MIN(Panely!$A$9:$A$28),VLOOKUP(Data!$W70,tabulka_kce_def,AB$1-20,FALSE),VLOOKUP(Data!$W70,tabulka_panely_def,AB$1-18,FALSE))","v":{"$error":"#N/A"}},{"$f":"IF(Data!$W70<MIN(Panely!$A$9:$A$28),VLOOKUP(Data!$W70,tabulka_kce_def,AC$1-20,FALSE),VLOOKUP(Data!$W70,tabulka_panely_def,AC$1-18,FALSE))","v":{"$error":"#N/A"}},{"$f":"IF(Data!$W70<MIN(Panely!$A$9:$A$28),VLOOKUP(Data!$W70,tabulka_kce_def,AD$1-20,FALSE),VLOOKUP(Data!$W70,tabulka_panely_def,AD$1-18,FALSE))","v":{"$error":"#N/A"}},{"$f":"IF(Data!$W70<MIN(Panely!$A$9:$A$28),VLOOKUP(Data!$W70,tabulka_kce_def,AE$1-20,FALSE),VLOOKUP(Data!$W70,tabulka_panely_def,AE$1-18,FALSE))","v":{"$error":"#N/A"}},{"$f":"IF(Data!$W70<MIN(Panely!$A$9:$A$28),VLOOKUP(Data!$W70,tabulka_kce_def,AF$1-20,FALSE),VLOOKUP(Data!$W70,tabulka_panely_def,AF$1-18,FALSE))","v":{"$error":"#N/A"}},{"$f":"IF(Data!$W70<MIN(Panely!$A$9:$A$28),VLOOKUP(Data!$W70,tabulka_kce_def,AG$1-20,FALSE),VLOOKUP(Data!$W70,tabulka_panely_def,AG$1-18,FALSE))","v":{"$error":"#N/A"}},{"$f":"IF(Data!$W70<MIN(Panely!$A$9:$A$28),VLOOKUP(Data!$W70,tabulka_kce_def,AH$1-20,FALSE),VLOOKUP(Data!$W70,tabulka_panely_def,AH$1-18,FALSE))","v":{"$error":"#N/A"}},{"$f":"IF(Data!$W70<MIN(Panely!$A$9:$A$28),VLOOKUP(Data!$W70,tabulka_kce_def,AI$1-20,FALSE),VLOOKUP(Data!$W70,tabulka_panely_def,AI$1-18,FALSE))","v":{"$error":"#N/A"}},{"$f":"IF(Data!$W70<MIN(Panely!$A$9:$A$28),VLOOKUP(Data!$W70,tabulka_kce_def,AJ$1-20,FALSE),VLOOKUP(Data!$W70,tabulka_panely_def,AJ$1-18,FALSE))","v":{"$error":"#N/A"}},{"$f":"IF(Data!$W70<MIN(Panely!$A$9:$A$28),VLOOKUP(Data!$W70,tabulka_kce_def,AK$1-20,FALSE),VLOOKUP(Data!$W70,tabulka_panely_def,AK$1-18,FALSE))","v":{"$error":"#N/A"}},{"$f":"IF(Data!$W70<MIN(Panely!$A$9:$A$28),VLOOKUP(Data!$W70,tabulka_kce_def,AL$1-20,FALSE),VLOOKUP(Data!$W70,tabulka_panely_def,AL$1-18,FALSE))","v":{"$error":"#N/A"}},{"$f":"IF(Data!$W70<MIN(Panely!$A$9:$A$28),VLOOKUP(Data!$W70,tabulka_kce_def,AM$1-20,FALSE),VLOOKUP(Data!$W70,tabulka_panely_def,AM$1-18,FALSE))","v":{"$error":"#N/A"}},70,{"$f":"IF(Data!$W70<MIN(Panely!$A$9:$A$28),VLOOKUP(Data!$W70,tabulka_kce_def,63,FALSE),0)","v":0},{"$f":"IF(Data!$W70<MIN(Panely!$A$9:$A$28),VLOOKUP(Data!$W70,tabulka_kce_def,28,FALSE),1)","v":1},{"$f":"IF(Data!$W70<MIN(Panely!$A$9:$A$28),VLOOKUP(Data!$W70,tabulka_kce_def,23,FALSE),VLOOKUP(Data!$W70,tabulka_panely_def,24,FALSE))","v":{"$error":"#N/A"}},null,0,null,0,0,{"$error":"#N/A"},0,{"$f":"IF(AND(W70>MAX(Konstrukce!A:A),ISNUMBER(W70)),1,0)","v":0}]
[null,"=",{"$f":"IF(Data!$B71<MIN(Panely!$A$9:$A$28),VLOOKUP(Data!$B71,tabulka_kce_def,4,FALSE),VLOOKUP(Data!$B71,tabulka_panely_def,4,FALSE))","v":{"$error":"#N/A"}},{"$f":"IF(Data!$B71<MIN(Panely!$A$9:$A$28),VLOOKUP(Data!$B71,tabulka_kce_def,23,FALSE),VLOOKUP(Data!$B71,tabulka_panely_def,24,FALSE))","v":{"$error":"#N/A"}},{"$f":"IF(Data!$B71<MIN(Panely!$A$9:$A$28),VLOOKUP(Data!$B71,tabulka_kce_def,21,FALSE),VLOOKUP(Data!$B71,tabulka_panely_def,22,FALSE))","v":{"$error":"#N/A"}},{"$f":"IF(Data!$B71<MIN(Panely!$A$9:$A$28),VLOOKUP(Data!$B71,tabulka_kce_def,26,FALSE),VLOOKUP(Data!$B71,tabulka_panely_def,31,FALSE))","v":{"$error":"#N/A"}},{"$f":"IF(Data!$B71<MIN(Panely!$A$9:$A$28),VLOOKUP(Data!$B71,tabulka_kce_def,27,FALSE),VLOOKUP(Data!$B71,tabulka_panely_def,32,FALSE))","v":{"$error":"#N/A"}},{"$f":"IF(VLOOKUP(Data!$B71,tabulka_kce_def,3,FALSE)=\"\",Konstrukce!$G$1,IF(VLOOKUP(Data!$B71,tabulka_kce_def,3,FALSE)=\"z\",Konstrukce!$G$2,VLOOKUP(Data!$B71,tabulka_kce_def,3,FALSE)))","v":{"$error":"#N/A"}},{"$f":"IF(Data!$B71<MIN(Panely!$A$9:$A$28),0,VLOOKUP(Data!$B71,tabulka_panely_def,25,FALSE))","v":{"$error":"#N/A"}},{"$f":"IF(Data!$B71<MIN(Panely!$A$9:$A$28),VLOOKUP(Data!$B71,tabulka_kce_def,24,FALSE),VLOOKUP(Data!$B71,tabulka_panely_def,33,FALSE))","v":{"$error":"#N/A"}},{"$f":"Konstrukce!$D$1","v":15},{"$f":"Konstrukce!$D$2","v":15},{"$f":"Konstrukce!$G$1","v":0},{"$f":"IF(Data!$B71<MIN(Panely!$A$9:$A$28),VLOOKUP(Data!$B71,tabulka_kce_def,59,FALSE),VLOOKUP(Data!$B71,tabulka_panely_def,63,FALSE))","v":{"$error":"#N/A"}},{"$f":"IF(Data!$B71<MIN(Panely!$A$9:$A$28),VLOOKUP(Data!$B71,tabulka_kce_def,60,FALSE),VLOOKUP(Data!$B71,tabulka_panely_def,64,FALSE))","v":{"$error":"#N/A"}},{"$f":"IF(Data!$B71<MIN(Panely!$A$9:$A$28),VLOOKUP(Data!$B71,tabulka_kce_def,61,FALSE),VLOOKUP(Data!$B71,tabulka_panely_def,65,FALSE))","v":{"$error":"#N/A"}},{"$f":"IF(Data!$B71<MIN(Panely!$A$9:$A$28),VLOOKUP(Data!$B71,tabulka_kce_def,25,FALSE),0)","v":0},{"$error":"#N/A"},null,null,null,null,"=",{"$f":"IF(Data!$W71<MIN(Panely!$A$9:$A$28),VLOOKUP(Data!$W71,tabulka_kce_def,62,FALSE),VLOOKUP(Data!$W71,tabulka_panely_def,65,FALSE))","v":{"$error":"#N/A"}},{"$f":"IF(Data!$W71<MIN(Panely!$A$9:$A$28),VLOOKUP(Data!$W71,tabulka_kce_def,Y$1-20,FALSE),VLOOKUP(Data!$W71,tabulka_panely_def,Y$1-18,FALSE))","v":{"$error":"#N/A"}},{"$f":"IF(Data!$W71<MIN(Panely!$A$9:$A$28),VLOOKUP(Data!$W71,tabulka_kce_def,Z$1-20,FALSE),VLOOKUP(Data!$W71,tabulka_panely_def,Z$1-18,FALSE))","v":{"$error":"#N/A"}},{"$f":"IF(Data!$W71<MIN(Panely!$A$9:$A$28),VLOOKUP(Data!$W71,tabulka_kce_def,AA$1-20,FALSE),VLOOKUP(Data!$W71,tabulka_panely_def,AA$1-18,FALSE))","v":{"$error":"#N/A"}},{"$f":"IF(Data!$W71<MIN(Panely!$A$9:$A$28),VLOOKUP(Data!$W71,tabulka_kce_def,AB$1-20,FALSE),VLOOKUP(Data!$W71,tabulka_panely_def,AB$1-18,FALSE))","v":{"$error":"#N/A"}},{"$f":"IF(Data!$W71<MIN(Panely!$A$9:$A$28),VLOOKUP(Data!$W71,tabulka_kce_def,AC$1-20,FALSE),VLOOKUP(Data!$W71,tabulka_panely_def,AC$1-18,FALSE))","v":{"$error":"#N/A"}},{"$f":"IF(Data!$W71<MIN(Panely!$A$9:$A$28),VLOOKUP(Data!$W71,tabulka_kce_def,AD$1-20,FALSE),VLOOKUP(Data!$W71,tabulka_panely_def,AD$1-18,FALSE))","v":{"$error":"#N/A"}},{"$f":"IF(Data!$W71<MIN(Panely!$A$9:$A$28),VLOOKUP(Data!$W71,tabulka_kce_def,AE$1-20,FALSE),VLOOKUP(Data!$W71,tabulka_panely_def,AE$1-18,FALSE))","v":{"$error":"#N/A"}},{"$f":"IF(Data!$W71<MIN(Panely!$A$9:$A$28),VLOOKUP(Data!$W71,tabulka_kce_def,AF$1-20,FALSE),VLOOKUP(Data!$W71,tabulka_panely_def,AF$1-18,FALSE))","v":{"$error":"#N/A"}},{"$f":"IF(Data!$W71<MIN(Panely!$A$9:$A$28),VLOOKUP(Data!$W71,tabulka_kce_def,AG$1-20,FALSE),VLOOKUP(Data!$W71,tabulka_panely_def,AG$1-18,FALSE))","v":{"$error":"#N/A"}},{"$f":"IF(Data!$W71<MIN(Panely!$A$9:$A$28),VLOOKUP(Data!$W71,tabulka_kce_def,AH$1-20,FALSE),VLOOKUP(Data!$W71,tabulka_panely_def,AH$1-18,FALSE))","v":{"$error":"#N/A"}},{"$f":"IF(Data!$W71<MIN(Panely!$A$9:$A$28),VLOOKUP(Data!$W71,tabulka_kce_def,AI$1-20,FALSE),VLOOKUP(Data!$W71,tabulka_panely_def,AI$1-18,FALSE))","v":{"$error":"#N/A"}},{"$f":"IF(Data!$W71<MIN(Panely!$A$9:$A$28),VLOOKUP(Data!$W71,tabulka_kce_def,AJ$1-20,FALSE),VLOOKUP(Data!$W71,tabulka_panely_def,AJ$1-18,FALSE))","v":{"$error":"#N/A"}},{"$f":"IF(Data!$W71<MIN(Panely!$A$9:$A$28),VLOOKUP(Data!$W71,tabulka_kce_def,AK$1-20,FALSE),VLOOKUP(Data!$W71,tabulka_panely_def,AK$1-18,FALSE))","v":{"$error":"#N/A"}},{"$f":"IF(Data!$W71<MIN(Panely!$A$9:$A$28),VLOOKUP(Data!$W71,tabulka_kce_def,AL$1-20,FALSE),VLOOKUP(Data!$W71,tabulka_panely_def,AL$1-18,FALSE))","v":{"$error":"#N/A"}},{"$f":"IF(Data!$W71<MIN(Panely!$A$9:$A$28),VLOOKUP(Data!$W71,tabulka_kce_def,AM$1-20,FALSE),VLOOKUP(Data!$W71,tabulka_panely_def,AM$1-18,FALSE))","v":{"$error":"#N/A"}},71,{"$f":"IF(Data!$W71<MIN(Panely!$A$9:$A$28),VLOOKUP(Data!$W71,tabulka_kce_def,63,FALSE),0)","v":0},{"$f":"IF(Data!$W71<MIN(Panely!$A$9:$A$28),VLOOKUP(Data!$W71,tabulka_kce_def,28,FALSE),1)","v":1},{"$f":"IF(Data!$W71<MIN(Panely!$A$9:$A$28),VLOOKUP(Data!$W71,tabulka_kce_def,23,FALSE),VLOOKUP(Data!$W71,tabulka_panely_def,24,FALSE))","v":{"$error":"#N/A"}},null,0,null,0,0,{"$error":"#N/A"},0,{"$f":"IF(AND(W71>MAX(Konstrukce!A:A),ISNUMBER(W71)),1,0)","v":0}]
[null,"=",{"$f":"IF(Data!$B72<MIN(Panely!$A$9:$A$28),VLOOKUP(Data!$B72,tabulka_kce_def,4,FALSE),VLOOKUP(Data!$B72,tabulka_panely_def,4,FALSE))","v":{"$error":"#N/A"}},{"$f":"IF(Data!$B72<MIN(Panely!$A$9:$A$28),VLOOKUP(Data!$B72,tabulka_kce_def,23,FALSE),VLOOKUP(Data!$B72,tabulka_panely_def,24,FALSE))","v":{"$error":"#N/A"}},{"$f":"IF(Data!$B72<MIN(Panely!$A$9:$A$28),VLOOKUP(Data!$B72,tabulka_kce_def,21,FALSE),VLOOKUP(Data!$B72,tabulka_panely_def,22,FALSE))","v":{"$error":"#N/A"}},{"$f":"IF(Data!$B72<MIN(Panely!$A$9:$A$28),VLOOKUP(Data!$B72,tabulka_kce_def,26,FALSE),VLOOKUP(Data!$B72,tabulka_panely_def,31,FALSE))","v":{"$error":"#N/A"}},{"$f":"IF(Data!$B72<MIN(Panely!$A$9:$A$28),VLOOKUP(Data!$B72,tabulka_kce_def,27,FALSE),VLOOKUP(Data!$B72,tabulka_panely_def,32,FALSE))","v":{"$error":"#N/A"}},{"$f":"IF(VLOOKUP(Data!$B72,tabulka_kce_def,3,FALSE)=\"\",Konstrukce!$G$1,IF(VLOOKUP(Data!$B72,tabulka_kce_def,3,FALSE)=\"z\",Konstrukce!$G$2,VLOOKUP(Data!$B72,tabulka_kce_def,3,FALSE)))","v":{"$error":"#N/A"}},{"$f":"IF(Data!$B72<MIN(Panely!$A$9:$A$28),0,VLOOKUP(Data!$B72,tabulka_panely_def,25,FALSE))","v":{"$error":"#N/A"}},{"$f":"IF(Data!$B72<MIN(Panely!$A$9:$A$28),VLOOKUP(Data!$B72,tabulka_kce_def,24,FALSE),VLOOKUP(Data!$B72,tabulka_panely_def,33,FALSE))","v":{"$error":"#N/A"}},{"$f":"Konstrukce!$D$1","v":15},{"$f":"Konstrukce!$D$2","v":15},{"$f":"Konstrukce!$G$1","v":0},{"$f":"IF(Data!$B72<MIN(Panely!$A$9:$A$28),VLOOKUP(Data!$B72,tabulka_kce_def,59,FALSE),VLOOKUP(Data!$B72,tabulka_panely_def,63,FALSE))","v":{"$error":"#N/A"}},{"$f":"IF(Data!$B72<MIN(Panely!$A$9:$A$28),VLOOKUP(Data!$B72,tabulka_kce_def,60,FALSE),VLOOKUP(Data!$B72,tabulka_panely_def,64,FALSE))","v":{"$error":"#N/A"}},{"$f":"IF(Data!$B72<MIN(Panely!$A$9:$A$28),VLOOKUP(Data!$B72,tabulka_kce_def,61,FALSE),VLOOKUP(Data!$B72,tabulka_panely_def,65,FALSE))","v":{"$error":"#N/A"}},{"$f":"IF(Data!$B72<MIN(Panely!$A$9:$A$28),VLOOKUP(Data!$B72,tabulka_kce_def,25,FALSE),0)","v":0},{"$error":"#N/A"},null,null,null,null,"=",{"$f":"IF(Data!$W72<MIN(Panely!$A$9:$A$28),VLOOKUP(Data!$W72,tabulka_kce_def,62,FALSE),VLOOKUP(Data!$W72,tabulka_panely_def,65,FALSE))","v":{"$error":"#N/A"}},{"$f":"IF(Data!$W72<MIN(Panely!$A$9:$A$28),VLOOKUP(Data!$W72,tabulka_kce_def,Y$1-20,FALSE),VLOOKUP(Data!$W72,tabulka_panely_def,Y$1-18,FALSE))","v":{"$error":"#N/A"}},{"$f":"IF(Data!$W72<MIN(Panely!$A$9:$A$28),VLOOKUP(Data!$W72,tabulka_kce_def,Z$1-20,FALSE),VLOOKUP(Data!$W72,tabulka_panely_def,Z$1-18,FALSE))","v":{"$error":"#N/A"}},{"$f":"IF(Data!$W72<MIN(Panely!$A$9:$A$28),VLOOKUP(Data!$W72,tabulka_kce_def,AA$1-20,FALSE),VLOOKUP(Data!$W72,tabulka_panely_def,AA$1-18,FALSE))","v":{"$error":"#N/A"}},{"$f":"IF(Data!$W72<MIN(Panely!$A$9:$A$28),VLOOKUP(Data!$W72,tabulka_kce_def,AB$1-20,FALSE),VLOOKUP(Data!$W72,tabulka_panely_def,AB$1-18,FALSE))","v":{"$error":"#N/A"}},{"$f":"IF(Data!$W72<MIN(Panely!$A$9:$A$28),VLOOKUP(Data!$W72,tabulka_kce_def,AC$1-20,FALSE),VLOOKUP(Data!$W72,tabulka_panely_def,AC$1-18,FALSE))","v":{"$error":"#N/A"}},{"$f":"IF(Data!$W72<MIN(Panely!$A$9:$A$28),VLOOKUP(Data!$W72,tabulka_kce_def,AD$1-20,FALSE),VLOOKUP(Data!$W72,tabulka_panely_def,AD$1-18,FALSE))","v":{"$error":"#N/A"}},{"$f":"IF(Data!$W72<MIN(Panely!$A$9:$A$28),VLOOKUP(Data!$W72,tabulka_kce_def,AE$1-20,FALSE),VLOOKUP(Data!$W72,tabulka_panely_def,AE$1-18,FALSE))","v":{"$error":"#N/A"}},{"$f":"IF(Data!$W72<MIN(Panely!$A$9:$A$28),VLOOKUP(Data!$W72,tabulka_kce_def,AF$1-20,FALSE),VLOOKUP(Data!$W72,tabulka_panely_def,AF$1-18,FALSE))","v":{"$error":"#N/A"}},{"$f":"IF(Data!$W72<MIN(Panely!$A$9:$A$28),VLOOKUP(Data!$W72,tabulka_kce_def,AG$1-20,FALSE),VLOOKUP(Data!$W72,tabulka_panely_def,AG$1-18,FALSE))","v":{"$error":"#N/A"}},{"$f":"IF(Data!$W72<MIN(Panely!$A$9:$A$28),VLOOKUP(Data!$W72,tabulka_kce_def,AH$1-20,FALSE),VLOOKUP(Data!$W72,tabulka_panely_def,AH$1-18,FALSE))","v":{"$error":"#N/A"}},{"$f":"IF(Data!$W72<MIN(Panely!$A$9:$A$28),VLOOKUP(Data!$W72,tabulka_kce_def,AI$1-20,FALSE),VLOOKUP(Data!$W72,tabulka_panely_def,AI$1-18,FALSE))","v":{"$error":"#N/A"}},{"$f":"IF(Data!$W72<MIN(Panely!$A$9:$A$28),VLOOKUP(Data!$W72,tabulka_kce_def,AJ$1-20,FALSE),VLOOKUP(Data!$W72,tabulka_panely_def,AJ$1-18,FALSE))","v":{"$error":"#N/A"}},{"$f":"IF(Data!$W72<MIN(Panely!$A$9:$A$28),VLOOKUP(Data!$W72,tabulka_kce_def,AK$1-20,FALSE),VLOOKUP(Data!$W72,tabulka_panely_def,AK$1-18,FALSE))","v":{"$error":"#N/A"}},{"$f":"IF(Data!$W72<MIN(Panely!$A$9:$A$28),VLOOKUP(Data!$W72,tabulka_kce_def,AL$1-20,FALSE),VLOOKUP(Data!$W72,tabulka_panely_def,AL$1-18,FALSE))","v":{"$error":"#N/A"}},{"$f":"IF(Data!$W72<MIN(Panely!$A$9:$A$28),VLOOKUP(Data!$W72,tabulka_kce_def,AM$1-20,FALSE),VLOOKUP(Data!$W72,tabulka_panely_def,AM$1-18,FALSE))","v":{"$error":"#N/A"}},72,{"$f":"IF(Data!$W72<MIN(Panely!$A$9:$A$28),VLOOKUP(Data!$W72,tabulka_kce_def,63,FALSE),0)","v":0},{"$f":"IF(Data!$W72<MIN(Panely!$A$9:$A$28),VLOOKUP(Data!$W72,tabulka_kce_def,28,FALSE),1)","v":1},{"$f":"IF(Data!$W72<MIN(Panely!$A$9:$A$28),VLOOKUP(Data!$W72,tabulka_kce_def,23,FALSE),VLOOKUP(Data!$W72,tabulka_panely_def,24,FALSE))","v":{"$error":"#N/A"}},null,0,null,0,0,{"$error":"#N/A"},0,{"$f":"IF(AND(W72>MAX(Konstrukce!A:A),ISNUMBER(W72)),1,0)","v":0}]
[null,"=",{"$f":"IF(Data!$B73<MIN(Panely!$A$9:$A$28),VLOOKUP(Data!$B73,tabulka_kce_def,4,FALSE),VLOOKUP(Data!$B73,tabulka_panely_def,4,FALSE))","v":{"$error":"#N/A"}},{"$f":"IF(Data!$B73<MIN(Panely!$A$9:$A$28),VLOOKUP(Data!$B73,tabulka_kce_def,23,FALSE),VLOOKUP(Data!$B73,tabulka_panely_def,24,FALSE))","v":{"$error":"#N/A"}},{"$f":"IF(Data!$B73<MIN(Panely!$A$9:$A$28),VLOOKUP(Data!$B73,tabulka_kce_def,21,FALSE),VLOOKUP(Data!$B73,tabulka_panely_def,22,FALSE))","v":{"$error":"#N/A"}},{"$f":"IF(Data!$B73<MIN(Panely!$A$9:$A$28),VLOOKUP(Data!$B73,tabulka_kce_def,26,FALSE),VLOOKUP(Data!$B73,tabulka_panely_def,31,FALSE))","v":{"$error":"#N/A"}},{"$f":"IF(Data!$B73<MIN(Panely!$A$9:$A$28),VLOOKUP(Data!$B73,tabulka_kce_def,27,FALSE),VLOOKUP(Data!$B73,tabulka_panely_def,32,FALSE))","v":{"$error":"#N/A"}},{"$f":"IF(VLOOKUP(Data!$B73,tabulka_kce_def,3,FALSE)=\"\",Konstrukce!$G$1,IF(VLOOKUP(Data!$B73,tabulka_kce_def,3,FALSE)=\"z\",Konstrukce!$G$2,VLOOKUP(Data!$B73,tabulka_kce_def,3,FALSE)))","v":{"$error":"#N/A"}},{"$f":"IF(Data!$B73<MIN(Panely!$A$9:$A$28),0,VLOOKUP(Data!$B73,tabulka_panely_def,25,FALSE))","v":{"$error":"#N/A"}},{"$f":"IF(Data!$B73<MIN(Panely!$A$9:$A$28),VLOOKUP(Data!$B73,tabulka_kce_def,24,FALSE),VLOOKUP(Data!$B73,tabulka_panely_def,33,FALSE))","v":{"$error":"#N/A"}},{"$f":"Konstrukce!$D$1","v":15},{"$f":"Konstrukce!$D$2","v":15},{"$f":"Konstrukce!$G$1","v":0},{"$f":"IF(Data!$B73<MIN(Panely!$A$9:$A$28),VLOOKUP(Data!$B73,tabulka_kce_def,59,FALSE),VLOOKUP(Data!$B73,tabulka_panely_def,63,FALSE))","v":{"$error":"#N/A"}},{"$f":"IF(Data!$B73<MIN(Panely!$A$9:$A$28),VLOOKUP(Data!$B73,tabulka_kce_def,60,FALSE),VLOOKUP(Data!$B73,tabulka_panely_def,64,FALSE))","v":{"$error":"#N/A"}},{"$f":"IF(Data!$B73<MIN(Panely!$A$9:$A$28),VLOOKUP(Data!$B73,tabulka_kce_def,61,FALSE),VLOOKUP(Data!$B73,tabulka_panely_def,65,FALSE))","v":{"$error":"#N/A"}},{"$f":"IF(Data!$B73<MIN(Panely!$A$9:$A$28),VLOOKUP(Data!$B73,tabulka_kce_def,25,FALSE),0)","v":0},{"$error":"#N/A"},null,null,null,null,"=",{"$f":"IF(Data!$W73<MIN(Panely!$A$9:$A$28),VLOOKUP(Data!$W73,tabulka_kce_def,62,FALSE),VLOOKUP(Data!$W73,tabulka_panely_def,65,FALSE))","v":{"$error":"#N/A"}},{"$f":"IF(Data!$W73<MIN(Panely!$A$9:$A$28),VLOOKUP(Data!$W73,tabulka_kce_def,Y$1-20,FALSE),VLOOKUP(Data!$W73,tabulka_panely_def,Y$1-18,FALSE))","v":{"$error":"#N/A"}},{"$f":"IF(Data!$W73<MIN(Panely!$A$9:$A$28),VLOOKUP(Data!$W73,tabulka_kce_def,Z$1-20,FALSE),VLOOKUP(Data!$W73,tabulka_panely_def,Z$1-18,FALSE))","v":{"$error":"#N/A"}},{"$f":"IF(Data!$W73<MIN(Panely!$A$9:$A$28),VLOOKUP(Data!$W73,tabulka_kce_def,AA$1-20,FALSE),VLOOKUP(Data!$W73,tabulka_panely_def,AA$1-18,FALSE))","v":{"$error":"#N/A"}},{"$f":"IF(Data!$W73<MIN(Panely!$A$9:$A$28),VLOOKUP(Data!$W73,tabulka_kce_def,AB$1-20,FALSE),VLOOKUP(Data!$W73,tabulka_panely_def,AB$1-18,FALSE))","v":{"$error":"#N/A"}},{"$f":"IF(Data!$W73<MIN(Panely!$A$9:$A$28),VLOOKUP(Data!$W73,tabulka_kce_def,AC$1-20,FALSE),VLOOKUP(Data!$W73,tabulka_panely_def,AC$1-18,FALSE))","v":{"$error":"#N/A"}},{"$f":"IF(Data!$W73<MIN(Panely!$A$9:$A$28),VLOOKUP(Data!$W73,tabulka_kce_def,AD$1-20,FALSE),VLOOKUP(Data!$W73,tabulka_panely_def,AD$1-18,FALSE))","v":{"$error":"#N/A"}},{"$f":"IF(Data!$W73<MIN(Panely!$A$9:$A$28),VLOOKUP(Data!$W73,tabulka_kce_def,AE$1-20,FALSE),VLOOKUP(Data!$W73,tabulka_panely_def,AE$1-18,FALSE))","v":{"$error":"#N/A"}},{"$f":"IF(Data!$W73<MIN(Panely!$A$9:$A$28),VLOOKUP(Data!$W73,tabulka_kce_def,AF$1-20,FALSE),VLOOKUP(Data!$W73,tabulka_panely_def,AF$1-18,FALSE))","v":{"$error":"#N/A"}},{"$f":"IF(Data!$W73<MIN(Panely!$A$9:$A$28),VLOOKUP(Data!$W73,tabulka_kce_def,AG$1-20,FALSE),VLOOKUP(Data!$W73,tabulka_panely_def,AG$1-18,FALSE))","v":{"$error":"#N/A"}},{"$f":"IF(Data!$W73<MIN(Panely!$A$9:$A$28),VLOOKUP(Data!$W73,tabulka_kce_def,AH$1-20,FALSE),VLOOKUP(Data!$W73,tabulka_panely_def,AH$1-18,FALSE))","v":{"$error":"#N/A"}},{"$f":"IF(Data!$W73<MIN(Panely!$A$9:$A$28),VLOOKUP(Data!$W73,tabulka_kce_def,AI$1-20,FALSE),VLOOKUP(Data!$W73,tabulka_panely_def,AI$1-18,FALSE))","v":{"$error":"#N/A"}},{"$f":"IF(Data!$W73<MIN(Panely!$A$9:$A$28),VLOOKUP(Data!$W73,tabulka_kce_def,AJ$1-20,FALSE),VLOOKUP(Data!$W73,tabulka_panely_def,AJ$1-18,FALSE))","v":{"$error":"#N/A"}},{"$f":"IF(Data!$W73<MIN(Panely!$A$9:$A$28),VLOOKUP(Data!$W73,tabulka_kce_def,AK$1-20,FALSE),VLOOKUP(Data!$W73,tabulka_panely_def,AK$1-18,FALSE))","v":{"$error":"#N/A"}},{"$f":"IF(Data!$W73<MIN(Panely!$A$9:$A$28),VLOOKUP(Data!$W73,tabulka_kce_def,AL$1-20,FALSE),VLOOKUP(Data!$W73,tabulka_panely_def,AL$1-18,FALSE))","v":{"$error":"#N/A"}},{"$f":"IF(Data!$W73<MIN(Panely!$A$9:$A$28),VLOOKUP(Data!$W73,tabulka_kce_def,AM$1-20,FALSE),VLOOKUP(Data!$W73,tabulka_panely_def,AM$1-18,FALSE))","v":{"$error":"#N/A"}},73,{"$f":"IF(Data!$W73<MIN(Panely!$A$9:$A$28),VLOOKUP(Data!$W73,tabulka_kce_def,63,FALSE),0)","v":0},{"$f":"IF(Data!$W73<MIN(Panely!$A$9:$A$28),VLOOKUP(Data!$W73,tabulka_kce_def,28,FALSE),1)","v":1},{"$f":"IF(Data!$W73<MIN(Panely!$A$9:$A$28),VLOOKUP(Data!$W73,tabulka_kce_def,23,FALSE),VLOOKUP(Data!$W73,tabulka_panely_def,24,FALSE))","v":{"$error":"#N/A"}},null,0,null,0,0,{"$error":"#N/A"},0,{"$f":"IF(AND(W73>MAX(Konstrukce!A:A),ISNUMBER(W73)),1,0)","v":0}]
[null,"=",{"$f":"IF(Data!$B74<MIN(Panely!$A$9:$A$28),VLOOKUP(Data!$B74,tabulka_kce_def,4,FALSE),VLOOKUP(Data!$B74,tabulka_panely_def,4,FALSE))","v":{"$error":"#N/A"}},{"$f":"IF(Data!$B74<MIN(Panely!$A$9:$A$28),VLOOKUP(Data!$B74,tabulka_kce_def,23,FALSE),VLOOKUP(Data!$B74,tabulka_panely_def,24,FALSE))","v":{"$error":"#N/A"}},{"$f":"IF(Data!$B74<MIN(Panely!$A$9:$A$28),VLOOKUP(Data!$B74,tabulka_kce_def,21,FALSE),VLOOKUP(Data!$B74,tabulka_panely_def,22,FALSE))","v":{"$error":"#N/A"}},{"$f":"IF(Data!$B74<MIN(Panely!$A$9:$A$28),VLOOKUP(Data!$B74,tabulka_kce_def,26,FALSE),VLOOKUP(Data!$B74,tabulka_panely_def,31,FALSE))","v":{"$error":"#N/A"}},{"$f":"IF(Data!$B74<MIN(Panely!$A$9:$A$28),VLOOKUP(Data!$B74,tabulka_kce_def,27,FALSE),VLOOKUP(Data!$B74,tabulka_panely_def,32,FALSE))","v":{"$error":"#N/A"}},{"$f":"IF(VLOOKUP(Data!$B74,tabulka_kce_def,3,FALSE)=\"\",Konstrukce!$G$1,IF(VLOOKUP(Data!$B74,tabulka_kce_def,3,FALSE)=\"z\",Konstrukce!$G$2,VLOOKUP(Data!$B74,tabulka_kce_def,3,FALSE)))","v":{"$error":"#N/A"}},{"$f":"IF(Data!$B74<MIN(Panely!$A$9:$A$28),0,VLOOKUP(Data!$B74,tabulka_panely_def,25,FALSE))","v":{"$error":"#N/A"}},{"$f":"IF(Data!$B74<MIN(Panely!$A$9:$A$28),VLOOKUP(Data!$B74,tabulka_kce_def,24,FALSE),VLOOKUP(Data!$B74,tabulka_panely_def,33,FALSE))","v":{"$error":"#N/A"}},{"$f":"Konstrukce!$D$1","v":15},{"$f":"Konstrukce!$D$2","v":15},{"$f":"Konstrukce!$G$1","v":0},{"$f":"IF(Data!$B74<MIN(Panely!$A$9:$A$28),VLOOKUP(Data!$B74,tabulka_kce_def,59,FALSE),VLOOKUP(Data!$B74,tabulka_panely_def,63,FALSE))","v":{"$error":"#N/A"}},{"$f":"IF(Data!$B74<MIN(Panely!$A$9:$A$28),VLOOKUP(Data!$B74,tabulka_kce_def,60,FALSE),VLOOKUP(Data!$B74,tabulka_panely_def,64,FALSE))","v":{"$error":"#N/A"}},{"$f":"IF(Data!$B74<MIN(Panely!$A$9:$A$28),VLOOKUP(Data!$B74,tabulka_kce_def,61,FALSE),VLOOKUP(Data!$B74,tabulka_panely_def,65,FALSE))","v":{"$error":"#N/A"}},{"$f":"IF(Data!$B74<MIN(Panely!$A$9:$A$28),VLOOKUP(Data!$B74,tabulka_kce_def,25,FALSE),0)","v":0},{"$error":"#N/A"},null,null,null,null,"=",{"$f":"IF(Data!$W74<MIN(Panely!$A$9:$A$28),VLOOKUP(Data!$W74,tabulka_kce_def,62,FALSE),VLOOKUP(Data!$W74,tabulka_panely_def,65,FALSE))","v":{"$error":"#N/A"}},{"$f":"IF(Data!$W74<MIN(Panely!$A$9:$A$28),VLOOKUP(Data!$W74,tabulka_kce_def,Y$1-20,FALSE),VLOOKUP(Data!$W74,tabulka_panely_def,Y$1-18,FALSE))","v":{"$error":"#N/A"}},{"$f":"IF(Data!$W74<MIN(Panely!$A$9:$A$28),VLOOKUP(Data!$W74,tabulka_kce_def,Z$1-20,FALSE),VLOOKUP(Data!$W74,tabulka_panely_def,Z$1-18,FALSE))","v":{"$error":"#N/A"}},{"$f":"IF(Data!$W74<MIN(Panely!$A$9:$A$28),VLOOKUP(Data!$W74,tabulka_kce_def,AA$1-20,FALSE),VLOOKUP(Data!$W74,tabulka_panely_def,AA$1-18,FALSE))","v":{"$error":"#N/A"}},{"$f":"IF(Data!$W74<MIN(Panely!$A$9:$A$28),VLOOKUP(Data!$W74,tabulka_kce_def,AB$1-20,FALSE),VLOOKUP(Data!$W74,tabulka_panely_def,AB$1-18,FALSE))","v":{"$error":"#N/A"}},{"$f":"IF(Data!$W74<MIN(Panely!$A$9:$A$28),VLOOKUP(Data!$W74,tabulka_kce_def,AC$1-20,FALSE),VLOOKUP(Data!$W74,tabulka_panely_def,AC$1-18,FALSE))","v":{"$error":"#N/A"}},{"$f":"IF(Data!$W74<MIN(Panely!$A$9:$A$28),VLOOKUP(Data!$W74,tabulka_kce_def,AD$1-20,FALSE),VLOOKUP(Data!$W74,tabulka_panely_def,AD$1-18,FALSE))","v":{"$error":"#N/A"}},{"$f":"IF(Data!$W74<MIN(Panely!$A$9:$A$28),VLOOKUP(Data!$W74,tabulka_kce_def,AE$1-20,FALSE),VLOOKUP(Data!$W74,tabulka_panely_def,AE$1-18,FALSE))","v":{"$error":"#N/A"}},{"$f":"IF(Data!$W74<MIN(Panely!$A$9:$A$28),VLOOKUP(Data!$W74,tabulka_kce_def,AF$1-20,FALSE),VLOOKUP(Data!$W74,tabulka_panely_def,AF$1-18,FALSE))","v":{"$error":"#N/A"}},{"$f":"IF(Data!$W74<MIN(Panely!$A$9:$A$28),VLOOKUP(Data!$W74,tabulka_kce_def,AG$1-20,FALSE),VLOOKUP(Data!$W74,tabulka_panely_def,AG$1-18,FALSE))","v":{"$error":"#N/A"}},{"$f":"IF(Data!$W74<MIN(Panely!$A$9:$A$28),VLOOKUP(Data!$W74,tabulka_kce_def,AH$1-20,FALSE),VLOOKUP(Data!$W74,tabulka_panely_def,AH$1-18,FALSE))","v":{"$error":"#N/A"}},{"$f":"IF(Data!$W74<MIN(Panely!$A$9:$A$28),VLOOKUP(Data!$W74,tabulka_kce_def,AI$1-20,FALSE),VLOOKUP(Data!$W74,tabulka_panely_def,AI$1-18,FALSE))","v":{"$error":"#N/A"}},{"$f":"IF(Data!$W74<MIN(Panely!$A$9:$A$28),VLOOKUP(Data!$W74,tabulka_kce_def,AJ$1-20,FALSE),VLOOKUP(Data!$W74,tabulka_panely_def,AJ$1-18,FALSE))","v":{"$error":"#N/A"}},{"$f":"IF(Data!$W74<MIN(Panely!$A$9:$A$28),VLOOKUP(Data!$W74,tabulka_kce_def,AK$1-20,FALSE),VLOOKUP(Data!$W74,tabulka_panely_def,AK$1-18,FALSE))","v":{"$error":"#N/A"}},{"$f":"IF(Data!$W74<MIN(Panely!$A$9:$A$28),VLOOKUP(Data!$W74,tabulka_kce_def,AL$1-20,FALSE),VLOOKUP(Data!$W74,tabulka_panely_def,AL$1-18,FALSE))","v":{"$error":"#N/A"}},{"$f":"IF(Data!$W74<MIN(Panely!$A$9:$A$28),VLOOKUP(Data!$W74,tabulka_kce_def,AM$1-20,FALSE),VLOOKUP(Data!$W74,tabulka_panely_def,AM$1-18,FALSE))","v":{"$error":"#N/A"}},74,{"$f":"IF(Data!$W74<MIN(Panely!$A$9:$A$28),VLOOKUP(Data!$W74,tabulka_kce_def,63,FALSE),0)","v":0},{"$f":"IF(Data!$W74<MIN(Panely!$A$9:$A$28),VLOOKUP(Data!$W74,tabulka_kce_def,28,FALSE),1)","v":1},{"$f":"IF(Data!$W74<MIN(Panely!$A$9:$A$28),VLOOKUP(Data!$W74,tabulka_kce_def,23,FALSE),VLOOKUP(Data!$W74,tabulka_panely_def,24,FALSE))","v":{"$error":"#N/A"}},null,0,null,0,0,{"$error":"#N/A"},0,{"$f":"IF(AND(W74>MAX(Konstrukce!A:A),ISNUMBER(W74)),1,0)","v":0}]
[null,"=",{"$f":"IF(Data!$B75<MIN(Panely!$A$9:$A$28),VLOOKUP(Data!$B75,tabulka_kce_def,4,FALSE),VLOOKUP(Data!$B75,tabulka_panely_def,4,FALSE))","v":{"$error":"#N/A"}},{"$f":"IF(Data!$B75<MIN(Panely!$A$9:$A$28),VLOOKUP(Data!$B75,tabulka_kce_def,23,FALSE),VLOOKUP(Data!$B75,tabulka_panely_def,24,FALSE))","v":{"$error":"#N/A"}},{"$f":"IF(Data!$B75<MIN(Panely!$A$9:$A$28),VLOOKUP(Data!$B75,tabulka_kce_def,21,FALSE),VLOOKUP(Data!$B75,tabulka_panely_def,22,FALSE))","v":{"$error":"#N/A"}},{"$f":"IF(Data!$B75<MIN(Panely!$A$9:$A$28),VLOOKUP(Data!$B75,tabulka_kce_def,26,FALSE),VLOOKUP(Data!$B75,tabulka_panely_def,31,FALSE))","v":{"$error":"#N/A"}},{"$f":"IF(Data!$B75<MIN(Panely!$A$9:$A$28),VLOOKUP(Data!$B75,tabulka_kce_def,27,FALSE),VLOOKUP(Data!$B75,tabulka_panely_def,32,FALSE))","v":{"$error":"#N/A"}},{"$f":"IF(VLOOKUP(Data!$B75,tabulka_kce_def,3,FALSE)=\"\",Konstrukce!$G$1,IF(VLOOKUP(Data!$B75,tabulka_kce_def,3,FALSE)=\"z\",Konstrukce!$G$2,VLOOKUP(Data!$B75,tabulka_kce_def,3,FALSE)))","v":{"$error":"#N/A"}},{"$f":"IF(Data!$B75<MIN(Panely!$A$9:$A$28),0,VLOOKUP(Data!$B75,tabulka_panely_def,25,FALSE))","v":{"$error":"#N/A"}},{"$f":"IF(Data!$B75<MIN(Panely!$A$9:$A$28),VLOOKUP(Data!$B75,tabulka_kce_def,24,FALSE),VLOOKUP(Data!$B75,tabulka_panely_def,33,FALSE))","v":{"$error":"#N/A"}},{"$f":"Konstrukce!$D$1","v":15},{"$f":"Konstrukce!$D$2","v":15},{"$f":"Konstrukce!$G$1","v":0},{"$f":"IF(Data!$B75<MIN(Panely!$A$9:$A$28),VLOOKUP(Data!$B75,tabulka_kce_def,59,FALSE),VLOOKUP(Data!$B75,tabulka_panely_def,63,FALSE))","v":{"$error":"#N/A"}},{"$f":"IF(Data!$B75<MIN(Panely!$A$9:$A$28),VLOOKUP(Data!$B75,tabulka_kce_def,60,FALSE),VLOOKUP(Data!$B75,tabulka_panely_def,64,FALSE))","v":{"$error":"#N/A"}},{"$f":"IF(Data!$B75<MIN(Panely!$A$9:$A$28),VLOOKUP(Data!$B75,tabulka_kce_def,61,FALSE),VLOOKUP(Data!$B75,tabulka_panely_def,65,FALSE))","v":{"$error":"#N/A"}},{"$f":"IF(Data!$B75<MIN(Panely!$A$9:$A$28),VLOOKUP(Data!$B75,tabulka_kce_def,25,FALSE),0)","v":0},{"$error":"#N/A"},null,null,null,null,"=",{"$f":"IF(Data!$W75<MIN(Panely!$A$9:$A$28),VLOOKUP(Data!$W75,tabulka_kce_def,62,FALSE),VLOOKUP(Data!$W75,tabulka_panely_def,65,FALSE))","v":{"$error":"#N/A"}},{"$f":"IF(Data!$W75<MIN(Panely!$A$9:$A$28),VLOOKUP(Data!$W75,tabulka_kce_def,Y$1-20,FALSE),VLOOKUP(Data!$W75,tabulka_panely_def,Y$1-18,FALSE))","v":{"$error":"#N/A"}},{"$f":"IF(Data!$W75<MIN(Panely!$A$9:$A$28),VLOOKUP(Data!$W75,tabulka_kce_def,Z$1-20,FALSE),VLOOKUP(Data!$W75,tabulka_panely_def,Z$1-18,FALSE))","v":{"$error":"#N/A"}},{"$f":"IF(Data!$W75<MIN(Panely!$A$9:$A$28),VLOOKUP(Data!$W75,tabulka_kce_def,AA$1-20,FALSE),VLOOKUP(Data!$W75,tabulka_panely_def,AA$1-18,FALSE))","v":{"$error":"#N/A"}},{"$f":"IF(Data!$W75<MIN(Panely!$A$9:$A$28),VLOOKUP(Data!$W75,tabulka_kce_def,AB$1-20,FALSE),VLOOKUP(Data!$W75,tabulka_panely_def,AB$1-18,FALSE))","v":{"$error":"#N/A"}},{"$f":"IF(Data!$W75<MIN(Panely!$A$9:$A$28),VLOOKUP(Data!$W75,tabulka_kce_def,AC$1-20,FALSE),VLOOKUP(Data!$W75,tabulka_panely_def,AC$1-18,FALSE))","v":{"$error":"#N/A"}},{"$f":"IF(Data!$W75<MIN(Panely!$A$9:$A$28),VLOOKUP(Data!$W75,tabulka_kce_def,AD$1-20,FALSE),VLOOKUP(Data!$W75,tabulka_panely_def,AD$1-18,FALSE))","v":{"$error":"#N/A"}},{"$f":"IF(Data!$W75<MIN(Panely!$A$9:$A$28),VLOOKUP(Data!$W75,tabulka_kce_def,AE$1-20,FALSE),VLOOKUP(Data!$W75,tabulka_panely_def,AE$1-18,FALSE))","v":{"$error":"#N/A"}},{"$f":"IF(Data!$W75<MIN(Panely!$A$9:$A$28),VLOOKUP(Data!$W75,tabulka_kce_def,AF$1-20,FALSE),VLOOKUP(Data!$W75,tabulka_panely_def,AF$1-18,FALSE))","v":{"$error":"#N/A"}},{"$f":"IF(Data!$W75<MIN(Panely!$A$9:$A$28),VLOOKUP(Data!$W75,tabulka_kce_def,AG$1-20,FALSE),VLOOKUP(Data!$W75,tabulka_panely_def,AG$1-18,FALSE))","v":{"$error":"#N/A"}},{"$f":"IF(Data!$W75<MIN(Panely!$A$9:$A$28),VLOOKUP(Data!$W75,tabulka_kce_def,AH$1-20,FALSE),VLOOKUP(Data!$W75,tabulka_panely_def,AH$1-18,FALSE))","v":{"$error":"#N/A"}},{"$f":"IF(Data!$W75<MIN(Panely!$A$9:$A$28),VLOOKUP(Data!$W75,tabulka_kce_def,AI$1-20,FALSE),VLOOKUP(Data!$W75,tabulka_panely_def,AI$1-18,FALSE))","v":{"$error":"#N/A"}},{"$f":"IF(Data!$W75<MIN(Panely!$A$9:$A$28),VLOOKUP(Data!$W75,tabulka_kce_def,AJ$1-20,FALSE),VLOOKUP(Data!$W75,tabulka_panely_def,AJ$1-18,FALSE))","v":{"$error":"#N/A"}},{"$f":"IF(Data!$W75<MIN(Panely!$A$9:$A$28),VLOOKUP(Data!$W75,tabulka_kce_def,AK$1-20,FALSE),VLOOKUP(Data!$W75,tabulka_panely_def,AK$1-18,FALSE))","v":{"$error":"#N/A"}},{"$f":"IF(Data!$W75<MIN(Panely!$A$9:$A$28),VLOOKUP(Data!$W75,tabulka_kce_def,AL$1-20,FALSE),VLOOKUP(Data!$W75,tabulka_panely_def,AL$1-18,FALSE))","v":{"$error":"#N/A"}},{"$f":"IF(Data!$W75<MIN(Panely!$A$9:$A$28),VLOOKUP(Data!$W75,tabulka_kce_def,AM$1-20,FALSE),VLOOKUP(Data!$W75,tabulka_panely_def,AM$1-18,FALSE))","v":{"$error":"#N/A"}},75,{"$f":"IF(Data!$W75<MIN(Panely!$A$9:$A$28),VLOOKUP(Data!$W75,tabulka_kce_def,63,FALSE),0)","v":0},{"$f":"IF(Data!$W75<MIN(Panely!$A$9:$A$28),VLOOKUP(Data!$W75,tabulka_kce_def,28,FALSE),1)","v":1},{"$f":"IF(Data!$W75<MIN(Panely!$A$9:$A$28),VLOOKUP(Data!$W75,tabulka_kce_def,23,FALSE),VLOOKUP(Data!$W75,tabulka_panely_def,24,FALSE))","v":{"$error":"#N/A"}},null,0,null,0,0,{"$error":"#N/A"},0,{"$f":"IF(AND(W75>MAX(Konstrukce!A:A),ISNUMBER(W75)),1,0)","v":0}]
[null,"=",{"$f":"IF(Data!$B76<MIN(Panely!$A$9:$A$28),VLOOKUP(Data!$B76,tabulka_kce_def,4,FALSE),VLOOKUP(Data!$B76,tabulka_panely_def,4,FALSE))","v":{"$error":"#N/A"}},{"$f":"IF(Data!$B76<MIN(Panely!$A$9:$A$28),VLOOKUP(Data!$B76,tabulka_kce_def,23,FALSE),VLOOKUP(Data!$B76,tabulka_panely_def,24,FALSE))","v":{"$error":"#N/A"}},{"$f":"IF(Data!$B76<MIN(Panely!$A$9:$A$28),VLOOKUP(Data!$B76,tabulka_kce_def,21,FALSE),VLOOKUP(Data!$B76,tabulka_panely_def,22,FALSE))","v":{"$error":"#N/A"}},{"$f":"IF(Data!$B76<MIN(Panely!$A$9:$A$28),VLOOKUP(Data!$B76,tabulka_kce_def,26,FALSE),VLOOKUP(Data!$B76,tabulka_panely_def,31,FALSE))","v":{"$error":"#N/A"}},{"$f":"IF(Data!$B76<MIN(Panely!$A$9:$A$28),VLOOKUP(Data!$B76,tabulka_kce_def,27,FALSE),VLOOKUP(Data!$B76,tabulka_panely_def,32,FALSE))","v":{"$error":"#N/A"}},{"$f":"IF(VLOOKUP(Data!$B76,tabulka_kce_def,3,FALSE)=\"\",Konstrukce!$G$1,IF(VLOOKUP(Data!$B76,tabulka_kce_def,3,FALSE)=\"z\",Konstrukce!$G$2,VLOOKUP(Data!$B76,tabulka_kce_def,3,FALSE)))","v":{"$error":"#N/A"}},{"$f":"IF(Data!$B76<MIN(Panely!$A$9:$A$28),0,VLOOKUP(Data!$B76,tabulka_panely_def,25,FALSE))","v":{"$error":"#N/A"}},{"$f":"IF(Data!$B76<MIN(Panely!$A$9:$A$28),VLOOKUP(Data!$B76,tabulka_kce_def,24,FALSE),VLOOKUP(Data!$B76,tabulka_panely_def,33,FALSE))","v":{"$error":"#N/A"}},{"$f":"Konstrukce!$D$1","v":15},{"$f":"Konstrukce!$D$2","v":15},{"$f":"Konstrukce!$G$1","v":0},{"$f":"IF(Data!$B76<MIN(Panely!$A$9:$A$28),VLOOKUP(Data!$B76,tabulka_kce_def,59,FALSE),VLOOKUP(Data!$B76,tabulka_panely_def,63,FALSE))","v":{"$error":"#N/A"}},{"$f":"IF(Data!$B76<MIN(Panely!$A$9:$A$28),VLOOKUP(Data!$B76,tabulka_kce_def,60,FALSE),VLOOKUP(Data!$B76,tabulka_panely_def,64,FALSE))","v":{"$error":"#N/A"}},{"$f":"IF(Data!$B76<MIN(Panely!$A$9:$A$28),VLOOKUP(Data!$B76,tabulka_kce_def,61,FALSE),VLOOKUP(Data!$B76,tabulka_panely_def,65,FALSE))","v":{"$error":"#N/A"}},{"$f":"IF(Data!$B76<MIN(Panely!$A$9:$A$28),VLOOKUP(Data!$B76,tabulka_kce_def,25,FALSE),0)","v":0},{"$error":"#N/A"},null,null,null,null,"=",{"$f":"IF(Data!$W76<MIN(Panely!$A$9:$A$28),VLOOKUP(Data!$W76,tabulka_kce_def,62,FALSE),VLOOKUP(Data!$W76,tabulka_panely_def,65,FALSE))","v":{"$error":"#N/A"}},{"$f":"IF(Data!$W76<MIN(Panely!$A$9:$A$28),VLOOKUP(Data!$W76,tabulka_kce_def,Y$1-20,FALSE),VLOOKUP(Data!$W76,tabulka_panely_def,Y$1-18,FALSE))","v":{"$error":"#N/A"}},{"$f":"IF(Data!$W76<MIN(Panely!$A$9:$A$28),VLOOKUP(Data!$W76,tabulka_kce_def,Z$1-20,FALSE),VLOOKUP(Data!$W76,tabulka_panely_def,Z$1-18,FALSE))","v":{"$error":"#N/A"}},{"$f":"IF(Data!$W76<MIN(Panely!$A$9:$A$28),VLOOKUP(Data!$W76,tabulka_kce_def,AA$1-20,FALSE),VLOOKUP(Data!$W76,tabulka_panely_def,AA$1-18,FALSE))","v":{"$error":"#N/A"}},{"$f":"IF(Data!$W76<MIN(Panely!$A$9:$A$28),VLOOKUP(Data!$W76,tabulka_kce_def,AB$1-20,FALSE),VLOOKUP(Data!$W76,tabulka_panely_def,AB$1-18,FALSE))","v":{"$error":"#N/A"}},{"$f":"IF(Data!$W76<MIN(Panely!$A$9:$A$28),VLOOKUP(Data!$W76,tabulka_kce_def,AC$1-20,FALSE),VLOOKUP(Data!$W76,tabulka_panely_def,AC$1-18,FALSE))","v":{"$error":"#N/A"}},{"$f":"IF(Data!$W76<MIN(Panely!$A$9:$A$28),VLOOKUP(Data!$W76,tabulka_kce_def,AD$1-20,FALSE),VLOOKUP(Data!$W76,tabulka_panely_def,AD$1-18,FALSE))","v":{"$error":"#N/A"}},{"$f":"IF(Data!$W76<MIN(Panely!$A$9:$A$28),VLOOKUP(Data!$W76,tabulka_kce_def,AE$1-20,FALSE),VLOOKUP(Data!$W76,tabulka_panely_def,AE$1-18,FALSE))","v":{"$error":"#N/A"}},{"$f":"IF(Data!$W76<MIN(Panely!$A$9:$A$28),VLOOKUP(Data!$W76,tabulka_kce_def,AF$1-20,FALSE),VLOOKUP(Data!$W76,tabulka_panely_def,AF$1-18,FALSE))","v":{"$error":"#N/A"}},{"$f":"IF(Data!$W76<MIN(Panely!$A$9:$A$28),VLOOKUP(Data!$W76,tabulka_kce_def,AG$1-20,FALSE),VLOOKUP(Data!$W76,tabulka_panely_def,AG$1-18,FALSE))","v":{"$error":"#N/A"}},{"$f":"IF(Data!$W76<MIN(Panely!$A$9:$A$28),VLOOKUP(Data!$W76,tabulka_kce_def,AH$1-20,FALSE),VLOOKUP(Data!$W76,tabulka_panely_def,AH$1-18,FALSE))","v":{"$error":"#N/A"}},{"$f":"IF(Data!$W76<MIN(Panely!$A$9:$A$28),VLOOKUP(Data!$W76,tabulka_kce_def,AI$1-20,FALSE),VLOOKUP(Data!$W76,tabulka_panely_def,AI$1-18,FALSE))","v":{"$error":"#N/A"}},{"$f":"IF(Data!$W76<MIN(Panely!$A$9:$A$28),VLOOKUP(Data!$W76,tabulka_kce_def,AJ$1-20,FALSE),VLOOKUP(Data!$W76,tabulka_panely_def,AJ$1-18,FALSE))","v":{"$error":"#N/A"}},{"$f":"IF(Data!$W76<MIN(Panely!$A$9:$A$28),VLOOKUP(Data!$W76,tabulka_kce_def,AK$1-20,FALSE),VLOOKUP(Data!$W76,tabulka_panely_def,AK$1-18,FALSE))","v":{"$error":"#N/A"}},{"$f":"IF(Data!$W76<MIN(Panely!$A$9:$A$28),VLOOKUP(Data!$W76,tabulka_kce_def,AL$1-20,FALSE),VLOOKUP(Data!$W76,tabulka_panely_def,AL$1-18,FALSE))","v":{"$error":"#N/A"}},{"$f":"IF(Data!$W76<MIN(Panely!$A$9:$A$28),VLOOKUP(Data!$W76,tabulka_kce_def,AM$1-20,FALSE),VLOOKUP(Data!$W76,tabulka_panely_def,AM$1-18,FALSE))","v":{"$error":"#N/A"}},76,{"$f":"IF(Data!$W76<MIN(Panely!$A$9:$A$28),VLOOKUP(Data!$W76,tabulka_kce_def,63,FALSE),0)","v":0},{"$f":"IF(Data!$W76<MIN(Panely!$A$9:$A$28),VLOOKUP(Data!$W76,tabulka_kce_def,28,FALSE),1)","v":1},{"$f":"IF(Data!$W76<MIN(Panely!$A$9:$A$28),VLOOKUP(Data!$W76,tabulka_kce_def,23,FALSE),VLOOKUP(Data!$W76,tabulka_panely_def,24,FALSE))","v":{"$error":"#N/A"}},null,0,null,0,0,{"$error":"#N/A"},0,{"$f":"IF(AND(W76>MAX(Konstrukce!A:A),ISNUMBER(W76)),1,0)","v":0}]
[null,"=",{"$f":"IF(Data!$B77<MIN(Panely!$A$9:$A$28),VLOOKUP(Data!$B77,tabulka_kce_def,4,FALSE),VLOOKUP(Data!$B77,tabulka_panely_def,4,FALSE))","v":{"$error":"#N/A"}},{"$f":"IF(Data!$B77<MIN(Panely!$A$9:$A$28),VLOOKUP(Data!$B77,tabulka_kce_def,23,FALSE),VLOOKUP(Data!$B77,tabulka_panely_def,24,FALSE))","v":{"$error":"#N/A"}},{"$f":"IF(Data!$B77<MIN(Panely!$A$9:$A$28),VLOOKUP(Data!$B77,tabulka_kce_def,21,FALSE),VLOOKUP(Data!$B77,tabulka_panely_def,22,FALSE))","v":{"$error":"#N/A"}},{"$f":"IF(Data!$B77<MIN(Panely!$A$9:$A$28),VLOOKUP(Data!$B77,tabulka_kce_def,26,FALSE),VLOOKUP(Data!$B77,tabulka_panely_def,31,FALSE))","v":{"$error":"#N/A"}},{"$f":"IF(Data!$B77<MIN(Panely!$A$9:$A$28),VLOOKUP(Data!$B77,tabulka_kce_def,27,FALSE),VLOOKUP(Data!$B77,tabulka_panely_def,32,FALSE))","v":{"$error":"#N/A"}},{"$f":"IF(VLOOKUP(Data!$B77,tabulka_kce_def,3,FALSE)=\"\",Konstrukce!$G$1,IF(VLOOKUP(Data!$B77,tabulka_kce_def,3,FALSE)=\"z\",Konstrukce!$G$2,VLOOKUP(Data!$B77,tabulka_kce_def,3,FALSE)))","v":{"$error":"#N/A"}},{"$f":"IF(Data!$B77<MIN(Panely!$A$9:$A$28),0,VLOOKUP(Data!$B77,tabulka_panely_def,25,FALSE))","v":{"$error":"#N/A"}},{"$f":"IF(Data!$B77<MIN(Panely!$A$9:$A$28),VLOOKUP(Data!$B77,tabulka_kce_def,24,FALSE),VLOOKUP(Data!$B77,tabulka_panely_def,33,FALSE))","v":{"$error":"#N/A"}},{"$f":"Konstrukce!$D$1","v":15},{"$f":"Konstrukce!$D$2","v":15},{"$f":"Konstrukce!$G$1","v":0},{"$f":"IF(Data!$B77<MIN(Panely!$A$9:$A$28),VLOOKUP(Data!$B77,tabulka_kce_def,59,FALSE),VLOOKUP(Data!$B77,tabulka_panely_def,63,FALSE))","v":{"$error":"#N/A"}},{"$f":"IF(Data!$B77<MIN(Panely!$A$9:$A$28),VLOOKUP(Data!$B77,tabulka_kce_def,60,FALSE),VLOOKUP(Data!$B77,tabulka_panely_def,64,FALSE))","v":{"$error":"#N/A"}},{"$f":"IF(Data!$B77<MIN(Panely!$A$9:$A$28),VLOOKUP(Data!$B77,tabulka_kce_def,61,FALSE),VLOOKUP(Data!$B77,tabulka_panely_def,65,FALSE))","v":{"$error":"#N/A"}},{"$f":"IF(Data!$B77<MIN(Panely!$A$9:$A$28),VLOOKUP(Data!$B77,tabulka_kce_def,25,FALSE),0)","v":0},{"$error":"#N/A"},null,null,null,null,"=",{"$f":"IF(Data!$W77<MIN(Panely!$A$9:$A$28),VLOOKUP(Data!$W77,tabulka_kce_def,62,FALSE),VLOOKUP(Data!$W77,tabulka_panely_def,65,FALSE))","v":{"$error":"#N/A"}},{"$f":"IF(Data!$W77<MIN(Panely!$A$9:$A$28),VLOOKUP(Data!$W77,tabulka_kce_def,Y$1-20,FALSE),VLOOKUP(Data!$W77,tabulka_panely_def,Y$1-18,FALSE))","v":{"$error":"#N/A"}},{"$f":"IF(Data!$W77<MIN(Panely!$A$9:$A$28),VLOOKUP(Data!$W77,tabulka_kce_def,Z$1-20,FALSE),VLOOKUP(Data!$W77,tabulka_panely_def,Z$1-18,FALSE))","v":{"$error":"#N/A"}},{"$f":"IF(Data!$W77<MIN(Panely!$A$9:$A$28),VLOOKUP(Data!$W77,tabulka_kce_def,AA$1-20,FALSE),VLOOKUP(Data!$W77,tabulka_panely_def,AA$1-18,FALSE))","v":{"$error":"#N/A"}},{"$f":"IF(Data!$W77<MIN(Panely!$A$9:$A$28),VLOOKUP(Data!$W77,tabulka_kce_def,AB$1-20,FALSE),VLOOKUP(Data!$W77,tabulka_panely_def,AB$1-18,FALSE))","v":{"$error":"#N/A"}},{"$f":"IF(Data!$W77<MIN(Panely!$A$9:$A$28),VLOOKUP(Data!$W77,tabulka_kce_def,AC$1-20,FALSE),VLOOKUP(Data!$W77,tabulka_panely_def,AC$1-18,FALSE))","v":{"$error":"#N/A"}},{"$f":"IF(Data!$W77<MIN(Panely!$A$9:$A$28),VLOOKUP(Data!$W77,tabulka_kce_def,AD$1-20,FALSE),VLOOKUP(Data!$W77,tabulka_panely_def,AD$1-18,FALSE))","v":{"$error":"#N/A"}},{"$f":"IF(Data!$W77<MIN(Panely!$A$9:$A$28),VLOOKUP(Data!$W77,tabulka_kce_def,AE$1-20,FALSE),VLOOKUP(Data!$W77,tabulka_panely_def,AE$1-18,FALSE))","v":{"$error":"#N/A"}},{"$f":"IF(Data!$W77<MIN(Panely!$A$9:$A$28),VLOOKUP(Data!$W77,tabulka_kce_def,AF$1-20,FALSE),VLOOKUP(Data!$W77,tabulka_panely_def,AF$1-18,FALSE))","v":{"$error":"#N/A"}},{"$f":"IF(Data!$W77<MIN(Panely!$A$9:$A$28),VLOOKUP(Data!$W77,tabulka_kce_def,AG$1-20,FALSE),VLOOKUP(Data!$W77,tabulka_panely_def,AG$1-18,FALSE))","v":{"$error":"#N/A"}},{"$f":"IF(Data!$W77<MIN(Panely!$A$9:$A$28),VLOOKUP(Data!$W77,tabulka_kce_def,AH$1-20,FALSE),VLOOKUP(Data!$W77,tabulka_panely_def,AH$1-18,FALSE))","v":{"$error":"#N/A"}},{"$f":"IF(Data!$W77<MIN(Panely!$A$9:$A$28),VLOOKUP(Data!$W77,tabulka_kce_def,AI$1-20,FALSE),VLOOKUP(Data!$W77,tabulka_panely_def,AI$1-18,FALSE))","v":{"$error":"#N/A"}},{"$f":"IF(Data!$W77<MIN(Panely!$A$9:$A$28),VLOOKUP(Data!$W77,tabulka_kce_def,AJ$1-20,FALSE),VLOOKUP(Data!$W77,tabulka_panely_def,AJ$1-18,FALSE))","v":{"$error":"#N/A"}},{"$f":"IF(Data!$W77<MIN(Panely!$A$9:$A$28),VLOOKUP(Data!$W77,tabulka_kce_def,AK$1-20,FALSE),VLOOKUP(Data!$W77,tabulka_panely_def,AK$1-18,FALSE))","v":{"$error":"#N/A"}},{"$f":"IF(Data!$W77<MIN(Panely!$A$9:$A$28),VLOOKUP(Data!$W77,tabulka_kce_def,AL$1-20,FALSE),VLOOKUP(Data!$W77,tabulka_panely_def,AL$1-18,FALSE))","v":{"$error":"#N/A"}},{"$f":"IF(Data!$W77<MIN(Panely!$A$9:$A$28),VLOOKUP(Data!$W77,tabulka_kce_def,AM$1-20,FALSE),VLOOKUP(Data!$W77,tabulka_panely_def,AM$1-18,FALSE))","v":{"$error":"#N/A"}},77,{"$f":"IF(Data!$W77<MIN(Panely!$A$9:$A$28),VLOOKUP(Data!$W77,tabulka_kce_def,63,FALSE),0)","v":0},{"$f":"IF(Data!$W77<MIN(Panely!$A$9:$A$28),VLOOKUP(Data!$W77,tabulka_kce_def,28,FALSE),1)","v":1},{"$f":"IF(Data!$W77<MIN(Panely!$A$9:$A$28),VLOOKUP(Data!$W77,tabulka_kce_def,23,FALSE),VLOOKUP(Data!$W77,tabulka_panely_def,24,FALSE))","v":{"$error":"#N/A"}},null,0,null,0,0,{"$error":"#N/A"},0,{"$f":"IF(AND(W77>MAX(Konstrukce!A:A),ISNUMBER(W77)),1,0)","v":0}]
[null,"=",{"$f":"IF(Data!$B78<MIN(Panely!$A$9:$A$28),VLOOKUP(Data!$B78,tabulka_kce_def,4,FALSE),VLOOKUP(Data!$B78,tabulka_panely_def,4,FALSE))","v":{"$error":"#N/A"}},{"$f":"IF(Data!$B78<MIN(Panely!$A$9:$A$28),VLOOKUP(Data!$B78,tabulka_kce_def,23,FALSE),VLOOKUP(Data!$B78,tabulka_panely_def,24,FALSE))","v":{"$error":"#N/A"}},{"$f":"IF(Data!$B78<MIN(Panely!$A$9:$A$28),VLOOKUP(Data!$B78,tabulka_kce_def,21,FALSE),VLOOKUP(Data!$B78,tabulka_panely_def,22,FALSE))","v":{"$error":"#N/A"}},{"$f":"IF(Data!$B78<MIN(Panely!$A$9:$A$28),VLOOKUP(Data!$B78,tabulka_kce_def,26,FALSE),VLOOKUP(Data!$B78,tabulka_panely_def,31,FALSE))","v":{"$error":"#N/A"}},{"$f":"IF(Data!$B78<MIN(Panely!$A$9:$A$28),VLOOKUP(Data!$B78,tabulka_kce_def,27,FALSE),VLOOKUP(Data!$B78,tabulka_panely_def,32,FALSE))","v":{"$error":"#N/A"}},{"$f":"IF(VLOOKUP(Data!$B78,tabulka_kce_def,3,FALSE)=\"\",Konstrukce!$G$1,IF(VLOOKUP(Data!$B78,tabulka_kce_def,3,FALSE)=\"z\",Konstrukce!$G$2,VLOOKUP(Data!$B78,tabulka_kce_def,3,FALSE)))","v":{"$error":"#N/A"}},{"$f":"IF(Data!$B78<MIN(Panely!$A$9:$A$28),0,VLOOKUP(Data!$B78,tabulka_panely_def,25,FALSE))","v":{"$error":"#N/A"}},{"$f":"IF(Data!$B78<MIN(Panely!$A$9:$A$28),VLOOKUP(Data!$B78,tabulka_kce_def,24,FALSE),VLOOKUP(Data!$B78,tabulka_panely_def,33,FALSE))","v":{"$error":"#N/A"}},{"$f":"Konstrukce!$D$1","v":15},{"$f":"Konstrukce!$D$2","v":15},{"$f":"Konstrukce!$G$1","v":0},{"$f":"IF(Data!$B78<MIN(Panely!$A$9:$A$28),VLOOKUP(Data!$B78,tabulka_kce_def,59,FALSE),VLOOKUP(Data!$B78,tabulka_panely_def,63,FALSE))","v":{"$error":"#N/A"}},{"$f":"IF(Data!$B78<MIN(Panely!$A$9:$A$28),VLOOKUP(Data!$B78,tabulka_kce_def,60,FALSE),VLOOKUP(Data!$B78,tabulka_panely_def,64,FALSE))","v":{"$error":"#N/A"}},{"$f":"IF(Data!$B78<MIN(Panely!$A$9:$A$28),VLOOKUP(Data!$B78,tabulka_kce_def,61,FALSE),VLOOKUP(Data!$B78,tabulka_panely_def,65,FALSE))","v":{"$error":"#N/A"}},{"$f":"IF(Data!$B78<MIN(Panely!$A$9:$A$28),VLOOKUP(Data!$B78,tabulka_kce_def,25,FALSE),0)","v":0},{"$error":"#N/A"},null,null,null,null,"=",{"$f":"IF(Data!$W78<MIN(Panely!$A$9:$A$28),VLOOKUP(Data!$W78,tabulka_kce_def,62,FALSE),VLOOKUP(Data!$W78,tabulka_panely_def,65,FALSE))","v":{"$error":"#N/A"}},{"$f":"IF(Data!$W78<MIN(Panely!$A$9:$A$28),VLOOKUP(Data!$W78,tabulka_kce_def,Y$1-20,FALSE),VLOOKUP(Data!$W78,tabulka_panely_def,Y$1-18,FALSE))","v":{"$error":"#N/A"}},{"$f":"IF(Data!$W78<MIN(Panely!$A$9:$A$28),VLOOKUP(Data!$W78,tabulka_kce_def,Z$1-20,FALSE),VLOOKUP(Data!$W78,tabulka_panely_def,Z$1-18,FALSE))","v":{"$error":"#N/A"}},{"$f":"IF(Data!$W78<MIN(Panely!$A$9:$A$28),VLOOKUP(Data!$W78,tabulka_kce_def,AA$1-20,FALSE),VLOOKUP(Data!$W78,tabulka_panely_def,AA$1-18,FALSE))","v":{"$error":"#N/A"}},{"$f":"IF(Data!$W78<MIN(Panely!$A$9:$A$28),VLOOKUP(Data!$W78,tabulka_kce_def,AB$1-20,FALSE),VLOOKUP(Data!$W78,tabulka_panely_def,AB$1-18,FALSE))","v":{"$error":"#N/A"}},{"$f":"IF(Data!$W78<MIN(Panely!$A$9:$A$28),VLOOKUP(Data!$W78,tabulka_kce_def,AC$1-20,FALSE),VLOOKUP(Data!$W78,tabulka_panely_def,AC$1-18,FALSE))","v":{"$error":"#N/A"}},{"$f":"IF(Data!$W78<MIN(Panely!$A$9:$A$28),VLOOKUP(Data!$W78,tabulka_kce_def,AD$1-20,FALSE),VLOOKUP(Data!$W78,tabulka_panely_def,AD$1-18,FALSE))","v":{"$error":"#N/A"}},{"$f":"IF(Data!$W78<MIN(Panely!$A$9:$A$28),VLOOKUP(Data!$W78,tabulka_kce_def,AE$1-20,FALSE),VLOOKUP(Data!$W78,tabulka_panely_def,AE$1-18,FALSE))","v":{"$error":"#N/A"}},{"$f":"IF(Data!$W78<MIN(Panely!$A$9:$A$28),VLOOKUP(Data!$W78,tabulka_kce_def,AF$1-20,FALSE),VLOOKUP(Data!$W78,tabulka_panely_def,AF$1-18,FALSE))","v":{"$error":"#N/A"}},{"$f":"IF(Data!$W78<MIN(Panely!$A$9:$A$28),VLOOKUP(Data!$W78,tabulka_kce_def,AG$1-20,FALSE),VLOOKUP(Data!$W78,tabulka_panely_def,AG$1-18,FALSE))","v":{"$error":"#N/A"}},{"$f":"IF(Data!$W78<MIN(Panely!$A$9:$A$28),VLOOKUP(Data!$W78,tabulka_kce_def,AH$1-20,FALSE),VLOOKUP(Data!$W78,tabulka_panely_def,AH$1-18,FALSE))","v":{"$error":"#N/A"}},{"$f":"IF(Data!$W78<MIN(Panely!$A$9:$A$28),VLOOKUP(Data!$W78,tabulka_kce_def,AI$1-20,FALSE),VLOOKUP(Data!$W78,tabulka_panely_def,AI$1-18,FALSE))","v":{"$error":"#N/A"}},{"$f":"IF(Data!$W78<MIN(Panely!$A$9:$A$28),VLOOKUP(Data!$W78,tabulka_kce_def,AJ$1-20,FALSE),VLOOKUP(Data!$W78,tabulka_panely_def,AJ$1-18,FALSE))","v":{"$error":"#N/A"}},{"$f":"IF(Data!$W78<MIN(Panely!$A$9:$A$28),VLOOKUP(Data!$W78,tabulka_kce_def,AK$1-20,FALSE),VLOOKUP(Data!$W78,tabulka_panely_def,AK$1-18,FALSE))","v":{"$error":"#N/A"}},{"$f":"IF(Data!$W78<MIN(Panely!$A$9:$A$28),VLOOKUP(Data!$W78,tabulka_kce_def,AL$1-20,FALSE),VLOOKUP(Data!$W78,tabulka_panely_def,AL$1-18,FALSE))","v":{"$error":"#N/A"}},{"$f":"IF(Data!$W78<MIN(Panely!$A$9:$A$28),VLOOKUP(Data!$W78,tabulka_kce_def,AM$1-20,FALSE),VLOOKUP(Data!$W78,tabulka_panely_def,AM$1-18,FALSE))","v":{"$error":"#N/A"}},78,{"$f":"IF(Data!$W78<MIN(Panely!$A$9:$A$28),VLOOKUP(Data!$W78,tabulka_kce_def,63,FALSE),0)","v":0},{"$f":"IF(Data!$W78<MIN(Panely!$A$9:$A$28),VLOOKUP(Data!$W78,tabulka_kce_def,28,FALSE),1)","v":1},{"$f":"IF(Data!$W78<MIN(Panely!$A$9:$A$28),VLOOKUP(Data!$W78,tabulka_kce_def,23,FALSE),VLOOKUP(Data!$W78,tabulka_panely_def,24,FALSE))","v":{"$error":"#N/A"}},null,0,null,0,0,{"$error":"#N/A"},0,{"$f":"IF(AND(W78>MAX(Konstrukce!A:A),ISNUMBER(W78)),1,0)","v":0}]
[null,"=",{"$f":"IF(Data!$B79<MIN(Panely!$A$9:$A$28),VLOOKUP(Data!$B79,tabulka_kce_def,4,FALSE),VLOOKUP(Data!$B79,tabulka_panely_def,4,FALSE))","v":{"$error":"#N/A"}},{"$f":"IF(Data!$B79<MIN(Panely!$A$9:$A$28),VLOOKUP(Data!$B79,tabulka_kce_def,23,FALSE),VLOOKUP(Data!$B79,tabulka_panely_def,24,FALSE))","v":{"$error":"#N/A"}},{"$f":"IF(Data!$B79<MIN(Panely!$A$9:$A$28),VLOOKUP(Data!$B79,tabulka_kce_def,21,FALSE),VLOOKUP(Data!$B79,tabulka_panely_def,22,FALSE))","v":{"$error":"#N/A"}},{"$f":"IF(Data!$B79<MIN(Panely!$A$9:$A$28),VLOOKUP(Data!$B79,tabulka_kce_def,26,FALSE),VLOOKUP(Data!$B79,tabulka_panely_def,31,FALSE))","v":{"$error":"#N/A"}},{"$f":"IF(Data!$B79<MIN(Panely!$A$9:$A$28),VLOOKUP(Data!$B79,tabulka_kce_def,27,FALSE),VLOOKUP(Data!$B79,tabulka_panely_def,32,FALSE))","v":{"$error":"#N/A"}},{"$f":"IF(VLOOKUP(Data!$B79,tabulka_kce_def,3,FALSE)=\"\",Konstrukce!$G$1,IF(VLOOKUP(Data!$B79,tabulka_kce_def,3,FALSE)=\"z\",Konstrukce!$G$2,VLOOKUP(Data!$B79,tabulka_kce_def,3,FALSE)))","v":{"$error":"#N/A"}},{"$f":"IF(Data!$B79<MIN(Panely!$A$9:$A$28),0,VLOOKUP(Data!$B79,tabulka_panely_def,25,FALSE))","v":{"$error":"#N/A"}},{"$f":"IF(Data!$B79<MIN(Panely!$A$9:$A$28),VLOOKUP(Data!$B79,tabulka_kce_def,24,FALSE),VLOOKUP(Data!$B79,tabulka_panely_def,33,FALSE))","v":{"$error":"#N/A"}},{"$f":"Konstrukce!$D$1","v":15},{"$f":"Konstrukce!$D$2","v":15},{"$f":"Konstrukce!$G$1","v":0},{"$f":"IF(Data!$B79<MIN(Panely!$A$9:$A$28),VLOOKUP(Data!$B79,tabulka_kce_def,59,FALSE),VLOOKUP(Data!$B79,tabulka_panely_def,63,FALSE))","v":{"$error":"#N/A"}},{"$f":"IF(Data!$B79<MIN(Panely!$A$9:$A$28),VLOOKUP(Data!$B79,tabulka_kce_def,60,FALSE),VLOOKUP(Data!$B79,tabulka_panely_def,64,FALSE))","v":{"$error":"#N/A"}},{"$f":"IF(Data!$B79<MIN(Panely!$A$9:$A$28),VLOOKUP(Data!$B79,tabulka_kce_def,61,FALSE),VLOOKUP(Data!$B79,tabulka_panely_def,65,FALSE))","v":{"$error":"#N/A"}},{"$f":"IF(Data!$B79<MIN(Panely!$A$9:$A$28),VLOOKUP(Data!$B79,tabulka_kce_def,25,FALSE),0)","v":0},{"$error":"#N/A"},null,null,null,null,"=",{"$f":"IF(Data!$W79<MIN(Panely!$A$9:$A$28),VLOOKUP(Data!$W79,tabulka_kce_def,62,FALSE),VLOOKUP(Data!$W79,tabulka_panely_def,65,FALSE))","v":{"$error":"#N/A"}},{"$f":"IF(Data!$W79<MIN(Panely!$A$9:$A$28),VLOOKUP(Data!$W79,tabulka_kce_def,Y$1-20,FALSE),VLOOKUP(Data!$W79,tabulka_panely_def,Y$1-18,FALSE))","v":{"$error":"#N/A"}},{"$f":"IF(Data!$W79<MIN(Panely!$A$9:$A$28),VLOOKUP(Data!$W79,tabulka_kce_def,Z$1-20,FALSE),VLOOKUP(Data!$W79,tabulka_panely_def,Z$1-18,FALSE))","v":{"$error":"#N/A"}},{"$f":"IF(Data!$W79<MIN(Panely!$A$9:$A$28),VLOOKUP(Data!$W79,tabulka_kce_def,AA$1-20,FALSE),VLOOKUP(Data!$W79,tabulka_panely_def,AA$1-18,FALSE))","v":{"$error":"#N/A"}},{"$f":"IF(Data!$W79<MIN(Panely!$A$9:$A$28),VLOOKUP(Data!$W79,tabulka_kce_def,AB$1-20,FALSE),VLOOKUP(Data!$W79,tabulka_panely_def,AB$1-18,FALSE))","v":{"$error":"#N/A"}},{"$f":"IF(Data!$W79<MIN(Panely!$A$9:$A$28),VLOOKUP(Data!$W79,tabulka_kce_def,AC$1-20,FALSE),VLOOKUP(Data!$W79,tabulka_panely_def,AC$1-18,FALSE))","v":{"$error":"#N/A"}},{"$f":"IF(Data!$W79<MIN(Panely!$A$9:$A$28),VLOOKUP(Data!$W79,tabulka_kce_def,AD$1-20,FALSE),VLOOKUP(Data!$W79,tabulka_panely_def,AD$1-18,FALSE))","v":{"$error":"#N/A"}},{"$f":"IF(Data!$W79<MIN(Panely!$A$9:$A$28),VLOOKUP(Data!$W79,tabulka_kce_def,AE$1-20,FALSE),VLOOKUP(Data!$W79,tabulka_panely_def,AE$1-18,FALSE))","v":{"$error":"#N/A"}},{"$f":"IF(Data!$W79<MIN(Panely!$A$9:$A$28),VLOOKUP(Data!$W79,tabulka_kce_def,AF$1-20,FALSE),VLOOKUP(Data!$W79,tabulka_panely_def,AF$1-18,FALSE))","v":{"$error":"#N/A"}},{"$f":"IF(Data!$W79<MIN(Panely!$A$9:$A$28),VLOOKUP(Data!$W79,tabulka_kce_def,AG$1-20,FALSE),VLOOKUP(Data!$W79,tabulka_panely_def,AG$1-18,FALSE))","v":{"$error":"#N/A"}},{"$f":"IF(Data!$W79<MIN(Panely!$A$9:$A$28),VLOOKUP(Data!$W79,tabulka_kce_def,AH$1-20,FALSE),VLOOKUP(Data!$W79,tabulka_panely_def,AH$1-18,FALSE))","v":{"$error":"#N/A"}},{"$f":"IF(Data!$W79<MIN(Panely!$A$9:$A$28),VLOOKUP(Data!$W79,tabulka_kce_def,AI$1-20,FALSE),VLOOKUP(Data!$W79,tabulka_panely_def,AI$1-18,FALSE))","v":{"$error":"#N/A"}},{"$f":"IF(Data!$W79<MIN(Panely!$A$9:$A$28),VLOOKUP(Data!$W79,tabulka_kce_def,AJ$1-20,FALSE),VLOOKUP(Data!$W79,tabulka_panely_def,AJ$1-18,FALSE))","v":{"$error":"#N/A"}},{"$f":"IF(Data!$W79<MIN(Panely!$A$9:$A$28),VLOOKUP(Data!$W79,tabulka_kce_def,AK$1-20,FALSE),VLOOKUP(Data!$W79,tabulka_panely_def,AK$1-18,FALSE))","v":{"$error":"#N/A"}},{"$f":"IF(Data!$W79<MIN(Panely!$A$9:$A$28),VLOOKUP(Data!$W79,tabulka_kce_def,AL$1-20,FALSE),VLOOKUP(Data!$W79,tabulka_panely_def,AL$1-18,FALSE))","v":{"$error":"#N/A"}},{"$f":"IF(Data!$W79<MIN(Panely!$A$9:$A$28),VLOOKUP(Data!$W79,tabulka_kce_def,AM$1-20,FALSE),VLOOKUP(Data!$W79,tabulka_panely_def,AM$1-18,FALSE))","v":{"$error":"#N/A"}},79,{"$f":"IF(Data!$W79<MIN(Panely!$A$9:$A$28),VLOOKUP(Data!$W79,tabulka_kce_def,63,FALSE),0)","v":0},{"$f":"IF(Data!$W79<MIN(Panely!$A$9:$A$28),VLOOKUP(Data!$W79,tabulka_kce_def,28,FALSE),1)","v":1},{"$f":"IF(Data!$W79<MIN(Panely!$A$9:$A$28),VLOOKUP(Data!$W79,tabulka_kce_def,23,FALSE),VLOOKUP(Data!$W79,tabulka_panely_def,24,FALSE))","v":{"$error":"#N/A"}},null,0,null,0,0,{"$error":"#N/A"},0,{"$f":"IF(AND(W79>MAX(Konstrukce!A:A),ISNUMBER(W79)),1,0)","v":0}]
[null,"=",{"$f":"IF(Data!$B80<MIN(Panely!$A$9:$A$28),VLOOKUP(Data!$B80,tabulka_kce_def,4,FALSE),VLOOKUP(Data!$B80,tabulka_panely_def,4,FALSE))","v":{"$error":"#N/A"}},{"$f":"IF(Data!$B80<MIN(Panely!$A$9:$A$28),VLOOKUP(Data!$B80,tabulka_kce_def,23,FALSE),VLOOKUP(Data!$B80,tabulka_panely_def,24,FALSE))","v":{"$error":"#N/A"}},{"$f":"IF(Data!$B80<MIN(Panely!$A$9:$A$28),VLOOKUP(Data!$B80,tabulka_kce_def,21,FALSE),VLOOKUP(Data!$B80,tabulka_panely_def,22,FALSE))","v":{"$error":"#N/A"}},{"$f":"IF(Data!$B80<MIN(Panely!$A$9:$A$28),VLOOKUP(Data!$B80,tabulka_kce_def,26,FALSE),VLOOKUP(Data!$B80,tabulka_panely_def,31,FALSE))","v":{"$error":"#N/A"}},{"$f":"IF(Data!$B80<MIN(Panely!$A$9:$A$28),VLOOKUP(Data!$B80,tabulka_kce_def,27,FALSE),VLOOKUP(Data!$B80,tabulka_panely_def,32,FALSE))","v":{"$error":"#N/A"}},{"$f":"IF(VLOOKUP(Data!$B80,tabulka_kce_def,3,FALSE)=\"\",Konstrukce!$G$1,IF(VLOOKUP(Data!$B80,tabulka_kce_def,3,FALSE)=\"z\",Konstrukce!$G$2,VLOOKUP(Data!$B80,tabulka_kce_def,3,FALSE)))","v":{"$error":"#N/A"}},{"$f":"IF(Data!$B80<MIN(Panely!$A$9:$A$28),0,VLOOKUP(Data!$B80,tabulka_panely_def,25,FALSE))","v":{"$error":"#N/A"}},{"$f":"IF(Data!$B80<MIN(Panely!$A$9:$A$28),VLOOKUP(Data!$B80,tabulka_kce_def,24,FALSE),VLOOKUP(Data!$B80,tabulka_panely_def,33,FALSE))","v":{"$error":"#N/A"}},{"$f":"Konstrukce!$D$1","v":15},{"$f":"Konstrukce!$D$2","v":15},{"$f":"Konstrukce!$G$1","v":0},{"$f":"IF(Data!$B80<MIN(Panely!$A$9:$A$28),VLOOKUP(Data!$B80,tabulka_kce_def,59,FALSE),VLOOKUP(Data!$B80,tabulka_panely_def,63,FALSE))","v":{"$error":"#N/A"}},{"$f":"IF(Data!$B80<MIN(Panely!$A$9:$A$28),VLOOKUP(Data!$B80,tabulka_kce_def,60,FALSE),VLOOKUP(Data!$B80,tabulka_panely_def,64,FALSE))","v":{"$error":"#N/A"}},{"$f":"IF(Data!$B80<MIN(Panely!$A$9:$A$28),VLOOKUP(Data!$B80,tabulka_kce_def,61,FALSE),VLOOKUP(Data!$B80,tabulka_panely_def,65,FALSE))","v":{"$error":"#N/A"}},{"$f":"IF(Data!$B80<MIN(Panely!$A$9:$A$28),VLOOKUP(Data!$B80,tabulka_kce_def,25,FALSE),0)","v":0},{"$error":"#N/A"},null,null,null,null,"=",{"$f":"IF(Data!$W80<MIN(Panely!$A$9:$A$28),VLOOKUP(Data!$W80,tabulka_kce_def,62,FALSE),VLOOKUP(Data!$W80,tabulka_panely_def,65,FALSE))","v":{"$error":"#N/A"}},{"$f":"IF(Data!$W80<MIN(Panely!$A$9:$A$28),VLOOKUP(Data!$W80,tabulka_kce_def,Y$1-20,FALSE),VLOOKUP(Data!$W80,tabulka_panely_def,Y$1-18,FALSE))","v":{"$error":"#N/A"}},{"$f":"IF(Data!$W80<MIN(Panely!$A$9:$A$28),VLOOKUP(Data!$W80,tabulka_kce_def,Z$1-20,FALSE),VLOOKUP(Data!$W80,tabulka_panely_def,Z$1-18,FALSE))","v":{"$error":"#N/A"}},{"$f":"IF(Data!$W80<MIN(Panely!$A$9:$A$28),VLOOKUP(Data!$W80,tabulka_kce_def,AA$1-20,FALSE),VLOOKUP(Data!$W80,tabulka_panely_def,AA$1-18,FALSE))","v":{"$error":"#N/A"}},{"$f":"IF(Data!$W80<MIN(Panely!$A$9:$A$28),VLOOKUP(Data!$W80,tabulka_kce_def,AB$1-20,FALSE),VLOOKUP(Data!$W80,tabulka_panely_def,AB$1-18,FALSE))","v":{"$error":"#N/A"}},{"$f":"IF(Data!$W80<MIN(Panely!$A$9:$A$28),VLOOKUP(Data!$W80,tabulka_kce_def,AC$1-20,FALSE),VLOOKUP(Data!$W80,tabulka_panely_def,AC$1-18,FALSE))","v":{"$error":"#N/A"}},{"$f":"IF(Data!$W80<MIN(Panely!$A$9:$A$28),VLOOKUP(Data!$W80,tabulka_kce_def,AD$1-20,FALSE),VLOOKUP(Data!$W80,tabulka_panely_def,AD$1-18,FALSE))","v":{"$error":"#N/A"}},{"$f":"IF(Data!$W80<MIN(Panely!$A$9:$A$28),VLOOKUP(Data!$W80,tabulka_kce_def,AE$1-20,FALSE),VLOOKUP(Data!$W80,tabulka_panely_def,AE$1-18,FALSE))","v":{"$error":"#N/A"}},{"$f":"IF(Data!$W80<MIN(Panely!$A$9:$A$28),VLOOKUP(Data!$W80,tabulka_kce_def,AF$1-20,FALSE),VLOOKUP(Data!$W80,tabulka_panely_def,AF$1-18,FALSE))","v":{"$error":"#N/A"}},{"$f":"IF(Data!$W80<MIN(Panely!$A$9:$A$28),VLOOKUP(Data!$W80,tabulka_kce_def,AG$1-20,FALSE),VLOOKUP(Data!$W80,tabulka_panely_def,AG$1-18,FALSE))","v":{"$error":"#N/A"}},{"$f":"IF(Data!$W80<MIN(Panely!$A$9:$A$28),VLOOKUP(Data!$W80,tabulka_kce_def,AH$1-20,FALSE),VLOOKUP(Data!$W80,tabulka_panely_def,AH$1-18,FALSE))","v":{"$error":"#N/A"}},{"$f":"IF(Data!$W80<MIN(Panely!$A$9:$A$28),VLOOKUP(Data!$W80,tabulka_kce_def,AI$1-20,FALSE),VLOOKUP(Data!$W80,tabulka_panely_def,AI$1-18,FALSE))","v":{"$error":"#N/A"}},{"$f":"IF(Data!$W80<MIN(Panely!$A$9:$A$28),VLOOKUP(Data!$W80,tabulka_kce_def,AJ$1-20,FALSE),VLOOKUP(Data!$W80,tabulka_panely_def,AJ$1-18,FALSE))","v":{"$error":"#N/A"}},{"$f":"IF(Data!$W80<MIN(Panely!$A$9:$A$28),VLOOKUP(Data!$W80,tabulka_kce_def,AK$1-20,FALSE),VLOOKUP(Data!$W80,tabulka_panely_def,AK$1-18,FALSE))","v":{"$error":"#N/A"}},{"$f":"IF(Data!$W80<MIN(Panely!$A$9:$A$28),VLOOKUP(Data!$W80,tabulka_kce_def,AL$1-20,FALSE),VLOOKUP(Data!$W80,tabulka_panely_def,AL$1-18,FALSE))","v":{"$error":"#N/A"}},{"$f":"IF(Data!$W80<MIN(Panely!$A$9:$A$28),VLOOKUP(Data!$W80,tabulka_kce_def,AM$1-20,FALSE),VLOOKUP(Data!$W80,tabulka_panely_def,AM$1-18,FALSE))","v":{"$error":"#N/A"}},80,{"$f":"IF(Data!$W80<MIN(Panely!$A$9:$A$28),VLOOKUP(Data!$W80,tabulka_kce_def,63,FALSE),0)","v":0},{"$f":"IF(Data!$W80<MIN(Panely!$A$9:$A$28),VLOOKUP(Data!$W80,tabulka_kce_def,28,FALSE),1)","v":1},{"$f":"IF(Data!$W80<MIN(Panely!$A$9:$A$28),VLOOKUP(Data!$W80,tabulka_kce_def,23,FALSE),VLOOKUP(Data!$W80,tabulka_panely_def,24,FALSE))","v":{"$error":"#N/A"}},null,0,null,{"$f":"IF(ISERROR(MID(VLOOKUP($W80,tabulka_kce_def,2,FALSE),1,3)=\"ooz\"),0,IF(MID(VLOOKUP($W80,tabulka_kce_def,2,FALSE),1,3)=\"ooz\",1,0))","v":0},{"$f":"IF(ISERROR(MID(VLOOKUP($W80,tabulka_kce_def,60,FALSE),1,1)=\"f\"),0,IF(MID(VLOOKUP($W80,tabulka_kce_def,60,FALSE),1,1)=\"f\",1,0))","v":0},{"$f":"VALUE(VLOOKUP($W80,tabulka_kce_def,61,FALSE))","v":{"$error":"#N/A"}},{"$f":"IF(AV80=1,IF(MID(VLOOKUP(AW80,tabulka_kce_def,2,FALSE),1,3)=\"ooz\",1,0),0)","v":0},{"$f":"IF(AND(W80>MAX(Konstrukce!A:A),ISNUMBER(W80)),1,0)","v":0}]
[null,"=",{"$f":"IF(Data!$B81<MIN(Panely!$A$9:$A$28),VLOOKUP(Data!$B81,tabulka_kce_def,4,FALSE),VLOOKUP(Data!$B81,tabulka_panely_def,4,FALSE))","v":{"$error":"#N/A"}},{"$f":"IF(Data!$B81<MIN(Panely!$A$9:$A$28),VLOOKUP(Data!$B81,tabulka_kce_def,23,FALSE),VLOOKUP(Data!$B81,tabulka_panely_def,24,FALSE))","v":{"$error":"#N/A"}},{"$f":"IF(Data!$B81<MIN(Panely!$A$9:$A$28),VLOOKUP(Data!$B81,tabulka_kce_def,21,FALSE),VLOOKUP(Data!$B81,tabulka_panely_def,22,FALSE))","v":{"$error":"#N/A"}},{"$f":"IF(Data!$B81<MIN(Panely!$A$9:$A$28),VLOOKUP(Data!$B81,tabulka_kce_def,26,FALSE),VLOOKUP(Data!$B81,tabulka_panely_def,31,FALSE))","v":{"$error":"#N/A"}},{"$f":"IF(Data!$B81<MIN(Panely!$A$9:$A$28),VLOOKUP(Data!$B81,tabulka_kce_def,27,FALSE),VLOOKUP(Data!$B81,tabulka_panely_def,32,FALSE))","v":{"$error":"#N/A"}},{"$f":"IF(VLOOKUP(Data!$B81,tabulka_kce_def,3,FALSE)=\"\",Konstrukce!$G$1,IF(VLOOKUP(Data!$B81,tabulka_kce_def,3,FALSE)=\"z\",Konstrukce!$G$2,VLOOKUP(Data!$B81,tabulka_kce_def,3,FALSE)))","v":{"$error":"#N/A"}},{"$f":"IF(Data!$B81<MIN(Panely!$A$9:$A$28),0,VLOOKUP(Data!$B81,tabulka_panely_def,25,FALSE))","v":{"$error":"#N/A"}},{"$f":"IF(Data!$B81<MIN(Panely!$A$9:$A$28),VLOOKUP(Data!$B81,tabulka_kce_def,24,FALSE),VLOOKUP(Data!$B81,tabulka_panely_def,33,FALSE))","v":{"$error":"#N/A"}},{"$f":"Konstrukce!$D$1","v":15},{"$f":"Konstrukce!$D$2","v":15},{"$f":"Konstrukce!$G$1","v":0},{"$f":"IF(Data!$B81<MIN(Panely!$A$9:$A$28),VLOOKUP(Data!$B81,tabulka_kce_def,59,FALSE),VLOOKUP(Data!$B81,tabulka_panely_def,63,FALSE))","v":{"$error":"#N/A"}},{"$f":"IF(Data!$B81<MIN(Panely!$A$9:$A$28),VLOOKUP(Data!$B81,tabulka_kce_def,60,FALSE),VLOOKUP(Data!$B81,tabulka_panely_def,64,FALSE))","v":{"$error":"#N/A"}},{"$f":"IF(Data!$B81<MIN(Panely!$A$9:$A$28),VLOOKUP(Data!$B81,tabulka_kce_def,61,FALSE),VLOOKUP(Data!$B81,tabulka_panely_def,65,FALSE))","v":{"$error":"#N/A"}},{"$f":"IF(Data!$B81<MIN(Panely!$A$9:$A$28),VLOOKUP(Data!$B81,tabulka_kce_def,25,FALSE),0)","v":0},{"$error":"#N/A"},null,null,null,null,"=",{"$f":"IF(Data!$W81<MIN(Panely!$A$9:$A$28),VLOOKUP(Data!$W81,tabulka_kce_def,62,FALSE),VLOOKUP(Data!$W81,tabulka_panely_def,65,FALSE))","v":{"$error":"#N/A"}},{"$f":"IF(Data!$W81<MIN(Panely!$A$9:$A$28),VLOOKUP(Data!$W81,tabulka_kce_def,Y$1-20,FALSE),VLOOKUP(Data!$W81,tabulka_panely_def,Y$1-18,FALSE))","v":{"$error":"#N/A"}},{"$f":"IF(Data!$W81<MIN(Panely!$A$9:$A$28),VLOOKUP(Data!$W81,tabulka_kce_def,Z$1-20,FALSE),VLOOKUP(Data!$W81,tabulka_panely_def,Z$1-18,FALSE))","v":{"$error":"#N/A"}},{"$f":"IF(Data!$W81<MIN(Panely!$A$9:$A$28),VLOOKUP(Data!$W81,tabulka_kce_def,AA$1-20,FALSE),VLOOKUP(Data!$W81,tabulka_panely_def,AA$1-18,FALSE))","v":{"$error":"#N/A"}},{"$f":"IF(Data!$W81<MIN(Panely!$A$9:$A$28),VLOOKUP(Data!$W81,tabulka_kce_def,AB$1-20,FALSE),VLOOKUP(Data!$W81,tabulka_panely_def,AB$1-18,FALSE))","v":{"$error":"#N/A"}},{"$f":"IF(Data!$W81<MIN(Panely!$A$9:$A$28),VLOOKUP(Data!$W81,tabulka_kce_def,AC$1-20,FALSE),VLOOKUP(Data!$W81,tabulka_panely_def,AC$1-18,FALSE))","v":{"$error":"#N/A"}},{"$f":"IF(Data!$W81<MIN(Panely!$A$9:$A$28),VLOOKUP(Data!$W81,tabulka_kce_def,AD$1-20,FALSE),VLOOKUP(Data!$W81,tabulka_panely_def,AD$1-18,FALSE))","v":{"$error":"#N/A"}},{"$f":"IF(Data!$W81<MIN(Panely!$A$9:$A$28),VLOOKUP(Data!$W81,tabulka_kce_def,AE$1-20,FALSE),VLOOKUP(Data!$W81,tabulka_panely_def,AE$1-18,FALSE))","v":{"$error":"#N/A"}},{"$f":"IF(Data!$W81<MIN(Panely!$A$9:$A$28),VLOOKUP(Data!$W81,tabulka_kce_def,AF$1-20,FALSE),VLOOKUP(Data!$W81,tabulka_panely_def,AF$1-18,FALSE))","v":{"$error":"#N/A"}},{"$f":"IF(Data!$W81<MIN(Panely!$A$9:$A$28),VLOOKUP(Data!$W81,tabulka_kce_def,AG$1-20,FALSE),VLOOKUP(Data!$W81,tabulka_panely_def,AG$1-18,FALSE))","v":{"$error":"#N/A"}},{"$f":"IF(Data!$W81<MIN(Panely!$A$9:$A$28),VLOOKUP(Data!$W81,tabulka_kce_def,AH$1-20,FALSE),VLOOKUP(Data!$W81,tabulka_panely_def,AH$1-18,FALSE))","v":{"$error":"#N/A"}},{"$f":"IF(Data!$W81<MIN(Panely!$A$9:$A$28),VLOOKUP(Data!$W81,tabulka_kce_def,AI$1-20,FALSE),VLOOKUP(Data!$W81,tabulka_panely_def,AI$1-18,FALSE))","v":{"$error":"#N/A"}},{"$f":"IF(Data!$W81<MIN(Panely!$A$9:$A$28),VLOOKUP(Data!$W81,tabulka_kce_def,AJ$1-20,FALSE),VLOOKUP(Data!$W81,tabulka_panely_def,AJ$1-18,FALSE))","v":{"$error":"#N/A"}},{"$f":"IF(Data!$W81<MIN(Panely!$A$9:$A$28),VLOOKUP(Data!$W81,tabulka_kce_def,AK$1-20,FALSE),VLOOKUP(Data!$W81,tabulka_panely_def,AK$1-18,FALSE))","v":{"$error":"#N/A"}},{"$f":"IF(Data!$W81<MIN(Panely!$A$9:$A$28),VLOOKUP(Data!$W81,tabulka_kce_def,AL$1-20,FALSE),VLOOKUP(Data!$W81,tabulka_panely_def,AL$1-18,FALSE))","v":{"$error":"#N/A"}},{"$f":"IF(Data!$W81<MIN(Panely!$A$9:$A$28),VLOOKUP(Data!$W81,tabulka_kce_def,AM$1-20,FALSE),VLOOKUP(Data!$W81,tabulka_panely_def,AM$1-18,FALSE))","v":{"$error":"#N/A"}},81,{"$f":"IF(Data!$W81<MIN(Panely!$A$9:$A$28),VLOOKUP(Data!$W81,tabulka_kce_def,63,FALSE),0)","v":0},{"$f":"IF(Data!$W81<MIN(Panely!$A$9:$A$28),VLOOKUP(Data!$W81,tabulka_kce_def,28,FALSE),1)","v":1},{"$f":"IF(Data!$W81<MIN(Panely!$A$9:$A$28),VLOOKUP(Data!$W81,tabulka_kce_def,23,FALSE),VLOOKUP(Data!$W81,tabulka_panely_def,24,FALSE))","v":{"$error":"#N/A"}},null,{"$f":"IF(ISERROR(AR81*(273.15+AQ81)^4),0,AR81*((273.15+AQ81)^4))","v":0},null,0,0,{"$error":"#N/A"},0,{"$f":"IF(AND(W81>MAX(Konstrukce!A:A),ISNUMBER(W81)),1,0)","v":0}]
[null,"=",{"$f":"IF(Data!$B82<MIN(Panely!$A$9:$A$28),VLOOKUP(Data!$B82,tabulka_kce_def,4,FALSE),VLOOKUP(Data!$B82,tabulka_panely_def,4,FALSE))","v":{"$error":"#N/A"}},{"$f":"IF(Data!$B82<MIN(Panely!$A$9:$A$28),VLOOKUP(Data!$B82,tabulka_kce_def,23,FALSE),VLOOKUP(Data!$B82,tabulka_panely_def,24,FALSE))","v":{"$error":"#N/A"}},{"$f":"IF(Data!$B82<MIN(Panely!$A$9:$A$28),VLOOKUP(Data!$B82,tabulka_kce_def,21,FALSE),VLOOKUP(Data!$B82,tabulka_panely_def,22,FALSE))","v":{"$error":"#N/A"}},{"$f":"IF(Data!$B82<MIN(Panely!$A$9:$A$28),VLOOKUP(Data!$B82,tabulka_kce_def,26,FALSE),VLOOKUP(Data!$B82,tabulka_panely_def,31,FALSE))","v":{"$error":"#N/A"}},{"$f":"IF(Data!$B82<MIN(Panely!$A$9:$A$28),VLOOKUP(Data!$B82,tabulka_kce_def,27,FALSE),VLOOKUP(Data!$B82,tabulka_panely_def,32,FALSE))","v":{"$error":"#N/A"}},{"$f":"IF(VLOOKUP(Data!$B82,tabulka_kce_def,3,FALSE)=\"\",Konstrukce!$G$1,IF(VLOOKUP(Data!$B82,tabulka_kce_def,3,FALSE)=\"z\",Konstrukce!$G$2,VLOOKUP(Data!$B82,tabulka_kce_def,3,FALSE)))","v":{"$error":"#N/A"}},{"$f":"IF(Data!$B82<MIN(Panely!$A$9:$A$28),0,VLOOKUP(Data!$B82,tabulka_panely_def,25,FALSE))","v":{"$error":"#N/A"}},{"$f":"IF(Data!$B82<MIN(Panely!$A$9:$A$28),VLOOKUP(Data!$B82,tabulka_kce_def,24,FALSE),VLOOKUP(Data!$B82,tabulka_panely_def,33,FALSE))","v":{"$error":"#N/A"}},{"$f":"Konstrukce!$D$1","v":15},{"$f":"Konstrukce!$D$2","v":15},{"$f":"Konstrukce!$G$1","v":0},{"$f":"IF(Data!$B82<MIN(Panely!$A$9:$A$28),VLOOKUP(Data!$B82,tabulka_kce_def,59,FALSE),VLOOKUP(Data!$B82,tabulka_panely_def,63,FALSE))","v":{"$error":"#N/A"}},{"$f":"IF(Data!$B82<MIN(Panely!$A$9:$A$28),VLOOKUP(Data!$B82,tabulka_kce_def,60,FALSE),VLOOKUP(Data!$B82,tabulka_panely_def,64,FALSE))","v":{"$error":"#N/A"}},{"$f":"IF(Data!$B82<MIN(Panely!$A$9:$A$28),VLOOKUP(Data!$B82,tabulka_kce_def,61,FALSE),VLOOKUP(Data!$B82,tabulka_panely_def,65,FALSE))","v":{"$error":"#N/A"}},{"$f":"IF(Data!$B82<MIN(Panely!$A$9:$A$28),VLOOKUP(Data!$B82,tabulka_kce_def,25,FALSE),0)","v":0},{"$error":"#N/A"},null,null,null,null,"=",{"$f":"IF(Data!$W82<MIN(Panely!$A$9:$A$28),VLOOKUP(Data!$W82,tabulka_kce_def,62,FALSE),VLOOKUP(Data!$W82,tabulka_panely_def,65,FALSE))","v":{"$error":"#N/A"}},{"$f":"IF(Data!$W82<MIN(Panely!$A$9:$A$28),VLOOKUP(Data!$W82,tabulka_kce_def,Y$1-20,FALSE),VLOOKUP(Data!$W82,tabulka_panely_def,Y$1-18,FALSE))","v":{"$error":"#N/A"}},{"$f":"IF(Data!$W82<MIN(Panely!$A$9:$A$28),VLOOKUP(Data!$W82,tabulka_kce_def,Z$1-20,FALSE),VLOOKUP(Data!$W82,tabulka_panely_def,Z$1-18,FALSE))","v":{"$error":"#N/A"}},{"$f":"IF(Data!$W82<MIN(Panely!$A$9:$A$28),VLOOKUP(Data!$W82,tabulka_kce_def,AA$1-20,FALSE),VLOOKUP(Data!$W82,tabulka_panely_def,AA$1-18,FALSE))","v":{"$error":"#N/A"}},{"$f":"IF(Data!$W82<MIN(Panely!$A$9:$A$28),VLOOKUP(Data!$W82,tabulka_kce_def,AB$1-20,FALSE),VLOOKUP(Data!$W82,tabulka_panely_def,AB$1-18,FALSE))","v":{"$error":"#N/A"}},{"$f":"IF(Data!$W82<MIN(Panely!$A$9:$A$28),VLOOKUP(Data!$W82,tabulka_kce_def,AC$1-20,FALSE),VLOOKUP(Data!$W82,tabulka_panely_def,AC$1-18,FALSE))","v":{"$error":"#N/A"}},{"$f":"IF(Data!$W82<MIN(Panely!$A$9:$A$28),VLOOKUP(Data!$W82,tabulka_kce_def,AD$1-20,FALSE),VLOOKUP(Data!$W82,tabulka_panely_def,AD$1-18,FALSE))","v":{"$error":"#N/A"}},{"$f":"IF(Data!$W82<MIN(Panely!$A$9:$A$28),VLOOKUP(Data!$W82,tabulka_kce_def,AE$1-20,FALSE),VLOOKUP(Data!$W82,tabulka_panely_def,AE$1-18,FALSE))","v":{"$error":"#N/A"}},{"$f":"IF(Data!$W82<MIN(Panely!$A$9:$A$28),VLOOKUP(Data!$W82,tabulka_kce_def,AF$1-20,FALSE),VLOOKUP(Data!$W82,tabulka_panely_def,AF$1-18,FALSE))","v":{"$error":"#N/A"}},{"$f":"IF(Data!$W82<MIN(Panely!$A$9:$A$28),VLOOKUP(Data!$W82,tabulka_kce_def,AG$1-20,FALSE),VLOOKUP(Data!$W82,tabulka_panely_def,AG$1-18,FALSE))","v":{"$error":"#N/A"}},{"$f":"IF(Data!$W82<MIN(Panely!$A$9:$A$28),VLOOKUP(Data!$W82,tabulka_kce_def,AH$1-20,FALSE),VLOOKUP(Data!$W82,tabulka_panely_def,AH$1-18,FALSE))","v":{"$error":"#N/A"}},{"$f":"IF(Data!$W82<MIN(Panely!$A$9:$A$28),VLOOKUP(Data!$W82,tabulka_kce_def,AI$1-20,FALSE),VLOOKUP(Data!$W82,tabulka_panely_def,AI$1-18,FALSE))","v":{"$error":"#N/A"}},{"$f":"IF(Data!$W82<MIN(Panely!$A$9:$A$28),VLOOKUP(Data!$W82,tabulka_kce_def,AJ$1-20,FALSE),VLOOKUP(Data!$W82,tabulka_panely_def,AJ$1-18,FALSE))","v":{"$error":"#N/A"}},{"$f":"IF(Data!$W82<MIN(Panely!$A$9:$A$28),VLOOKUP(Data!$W82,tabulka_kce_def,AK$1-20,FALSE),VLOOKUP(Data!$W82,tabulka_panely_def,AK$1-18,FALSE))","v":{"$error":"#N/A"}},{"$f":"IF(Data!$W82<MIN(Panely!$A$9:$A$28),VLOOKUP(Data!$W82,tabulka_kce_def,AL$1-20,FALSE),VLOOKUP(Data!$W82,tabulka_panely_def,AL$1-18,FALSE))","v":{"$error":"#N/A"}},{"$f":"IF(Data!$W82<MIN(Panely!$A$9:$A$28),VLOOKUP(Data!$W82,tabulka_kce_def,AM$1-20,FALSE),VLOOKUP(Data!$W82,tabulka_panely_def,AM$1-18,FALSE))","v":{"$error":"#N/A"}},{"$f":"AN81+1","v":82},{"$f":"IF(Data!$W82<MIN(Panely!$A$9:$A$28),VLOOKUP(Data!$W82,tabulka_kce_def,63,FALSE),0)","v":0},{"$f":"IF(Data!$W82<MIN(Panely!$A$9:$A$28),VLOOKUP(Data!$W82,tabulka_kce_def,28,FALSE),1)","v":1},{"$f":"IF(Data!$W82<MIN(Panely!$A$9:$A$28),VLOOKUP(Data!$W82,tabulka_kce_def,23,FALSE),VLOOKUP(Data!$W82,tabulka_panely_def,24,FALSE))","v":{"$error":"#N/A"}},null,0,null,0,0,{"$error":"#N/A"},0,{"$f":"IF(AND(W82>MAX(Konstrukce!A:A),ISNUMBER(W82)),1,0)","v":0}]
[null,"=",{"$f":"IF(Data!$B83<MIN(Panely!$A$9:$A$28),VLOOKUP(Data!$B83,tabulka_kce_def,4,FALSE),VLOOKUP(Data!$B83,tabulka_panely_def,4,FALSE))","v":{"$error":"#N/A"}},{"$f":"IF(Data!$B83<MIN(Panely!$A$9:$A$28),VLOOKUP(Data!$B83,tabulka_kce_def,23,FALSE),VLOOKUP(Data!$B83,tabulka_panely_def,24,FALSE))","v":{"$error":"#N/A"}},{"$f":"IF(Data!$B83<MIN(Panely!$A$9:$A$28),VLOOKUP(Data!$B83,tabulka_kce_def,21,FALSE),VLOOKUP(Data!$B83,tabulka_panely_def,22,FALSE))","v":{"$error":"#N/A"}},{"$f":"IF(Data!$B83<MIN(Panely!$A$9:$A$28),VLOOKUP(Data!$B83,tabulka_kce_def,26,FALSE),VLOOKUP(Data!$B83,tabulka_panely_def,31,FALSE))","v":{"$error":"#N/A"}},{"$f":"IF(Data!$B83<MIN(Panely!$A$9:$A$28),VLOOKUP(Data!$B83,tabulka_kce_def,27,FALSE),VLOOKUP(Data!$B83,tabulka_panely_def,32,FALSE))","v":{"$error":"#N/A"}},{"$f":"IF(VLOOKUP(Data!$B83,tabulka_kce_def,3,FALSE)=\"\",Konstrukce!$G$1,IF(VLOOKUP(Data!$B83,tabulka_kce_def,3,FALSE)=\"z\",Konstrukce!$G$2,VLOOKUP(Data!$B83,tabulka_kce_def,3,FALSE)))","v":{"$error":"#N/A"}},{"$f":"IF(Data!$B83<MIN(Panely!$A$9:$A$28),0,VLOOKUP(Data!$B83,tabulka_panely_def,25,FALSE))","v":{"$error":"#N/A"}},{"$f":"IF(Data!$B83<MIN(Panely!$A$9:$A$28),VLOOKUP(Data!$B83,tabulka_kce_def,24,FALSE),VLOOKUP(Data!$B83,tabulka_panely_def,33,FALSE))","v":{"$error":"#N/A"}},{"$f":"Konstrukce!$D$1","v":15},{"$f":"Konstrukce!$D$2","v":15},{"$f":"Konstrukce!$G$1","v":0},{"$f":"IF(Data!$B83<MIN(Panely!$A$9:$A$28),VLOOKUP(Data!$B83,tabulka_kce_def,59,FALSE),VLOOKUP(Data!$B83,tabulka_panely_def,63,FALSE))","v":{"$error":"#N/A"}},{"$f":"IF(Data!$B83<MIN(Panely!$A$9:$A$28),VLOOKUP(Data!$B83,tabulka_kce_def,60,FALSE),VLOOKUP(Data!$B83,tabulka_panely_def,64,FALSE))","v":{"$error":"#N/A"}},{"$f":"IF(Data!$B83<MIN(Panely!$A$9:$A$28),VLOOKUP(Data!$B83,tabulka_kce_def,61,FALSE),VLOOKUP(Data!$B83,tabulka_panely_def,65,FALSE))","v":{"$error":"#N/A"}},{"$f":"IF(Data!$B83<MIN(Panely!$A$9:$A$28),VLOOKUP(Data!$B83,tabulka_kce_def,25,FALSE),0)","v":0},{"$error":"#N/A"},null,null,null,null,"=",{"$f":"IF(Data!$W83<MIN(Panely!$A$9:$A$28),VLOOKUP(Data!$W83,tabulka_kce_def,62,FALSE),VLOOKUP(Data!$W83,tabulka_panely_def,65,FALSE))","v":{"$error":"#N/A"}},{"$f":"IF(Data!$W83<MIN(Panely!$A$9:$A$28),VLOOKUP(Data!$W83,tabulka_kce_def,Y$1-20,FALSE),VLOOKUP(Data!$W83,tabulka_panely_def,Y$1-18,FALSE))","v":{"$error":"#N/A"}},{"$f":"IF(Data!$W83<MIN(Panely!$A$9:$A$28),VLOOKUP(Data!$W83,tabulka_kce_def,Z$1-20,FALSE),VLOOKUP(Data!$W83,tabulka_panely_def,Z$1-18,FALSE))","v":{"$error":"#N/A"}},{"$f":"IF(Data!$W83<MIN(Panely!$A$9:$A$28),VLOOKUP(Data!$W83,tabulka_kce_def,AA$1-20,FALSE),VLOOKUP(Data!$W83,tabulka_panely_def,AA$1-18,FALSE))","v":{"$error":"#N/A"}},{"$f":"IF(Data!$W83<MIN(Panely!$A$9:$A$28),VLOOKUP(Data!$W83,tabulka_kce_def,AB$1-20,FALSE),VLOOKUP(Data!$W83,tabulka_panely_def,AB$1-18,FALSE))","v":{"$error":"#N/A"}},{"$f":"IF(Data!$W83<MIN(Panely!$A$9:$A$28),VLOOKUP(Data!$W83,tabulka_kce_def,AC$1-20,FALSE),VLOOKUP(Data!$W83,tabulka_panely_def,AC$1-18,FALSE))","v":{"$error":"#N/A"}},{"$f":"IF(Data!$W83<MIN(Panely!$A$9:$A$28),VLOOKUP(Data!$W83,tabulka_kce_def,AD$1-20,FALSE),VLOOKUP(Data!$W83,tabulka_panely_def,AD$1-18,FALSE))","v":{"$error":"#N/A"}},{"$f":"IF(Data!$W83<MIN(Panely!$A$9:$A$28),VLOOKUP(Data!$W83,tabulka_kce_def,AE$1-20,FALSE),VLOOKUP(Data!$W83,tabulka_panely_def,AE$1-18,FALSE))","v":{"$error":"#N/A"}},{"$f":"IF(Data!$W83<MIN(Panely!$A$9:$A$28),VLOOKUP(Data!$W83,tabulka_kce_def,AF$1-20,FALSE),VLOOKUP(Data!$W83,tabulka_panely_def,AF$1-18,FALSE))","v":{"$error":"#N/A"}},{"$f":"IF(Data!$W83<MIN(Panely!$A$9:$A$28),VLOOKUP(Data!$W83,tabulka_kce_def,AG$1-20,FALSE),VLOOKUP(Data!$W83,tabulka_panely_def,AG$1-18,FALSE))","v":{"$error":"#N/A"}},{"$f":"IF(Data!$W83<MIN(Panely!$A$9:$A$28),VLOOKUP(Data!$W83,tabulka_kce_def,AH$1-20,FALSE),VLOOKUP(Data!$W83,tabulka_panely_def,AH$1-18,FALSE))","v":{"$error":"#N/A"}},{"$f":"IF(Data!$W83<MIN(Panely!$A$9:$A$28),VLOOKUP(Data!$W83,tabulka_kce_def,AI$1-20,FALSE),VLOOKUP(Data!$W83,tabulka_panely_def,AI$1-18,FALSE))","v":{"$error":"#N/A"}},{"$f":"IF(Data!$W83<MIN(Panely!$A$9:$A$28),VLOOKUP(Data!$W83,tabulka_kce_def,AJ$1-20,FALSE),VLOOKUP(Data!$W83,tabulka_panely_def,AJ$1-18,FALSE))","v":{"$error":"#N/A"}},{"$f":"IF(Data!$W83<MIN(Panely!$A$9:$A$28),VLOOKUP(Data!$W83,tabulka_kce_def,AK$1-20,FALSE),VLOOKUP(Data!$W83,tabulka_panely_def,AK$1-18,FALSE))","v":{"$error":"#N/A"}},{"$f":"IF(Data!$W83<MIN(Panely!$A$9:$A$28),VLOOKUP(Data!$W83,tabulka_kce_def,AL$1-20,FALSE),VLOOKUP(Data!$W83,tabulka_panely_def,AL$1-18,FALSE))","v":{"$error":"#N/A"}},{"$f":"IF(Data!$W83<MIN(Panely!$A$9:$A$28),VLOOKUP(Data!$W83,tabulka_kce_def,AM$1-20,FALSE),VLOOKUP(Data!$W83,tabulka_panely_def,AM$1-18,FALSE))","v":{"$error":"#N/A"}},83,{"$f":"IF(Data!$W83<MIN(Panely!$A$9:$A$28),VLOOKUP(Data!$W83,tabulka_kce_def,63,FALSE),0)","v":0},{"$f":"IF(Data!$W83<MIN(Panely!$A$9:$A$28),VLOOKUP(Data!$W83,tabulka_kce_def,28,FALSE),1)","v":1},{"$f":"IF(Data!$W83<MIN(Panely!$A$9:$A$28),VLOOKUP(Data!$W83,tabulka_kce_def,23,FALSE),VLOOKUP(Data!$W83,tabulka_panely_def,24,FALSE))","v":{"$error":"#N/A"}},null,0,null,0,0,{"$error":"#N/A"},0,{"$f":"IF(AND(W83>MAX(Konstrukce!A:A),ISNUMBER(W83)),1,0)","v":0}]
[null,"=",{"$f":"IF(Data!$B84<MIN(Panely!$A$9:$A$28),VLOOKUP(Data!$B84,tabulka_kce_def,4,FALSE),VLOOKUP(Data!$B84,tabulka_panely_def,4,FALSE))","v":{"$error":"#N/A"}},{"$f":"IF(Data!$B84<MIN(Panely!$A$9:$A$28),VLOOKUP(Data!$B84,tabulka_kce_def,23,FALSE),VLOOKUP(Data!$B84,tabulka_panely_def,24,FALSE))","v":{"$error":"#N/A"}},{"$f":"IF(Data!$B84<MIN(Panely!$A$9:$A$28),VLOOKUP(Data!$B84,tabulka_kce_def,21,FALSE),VLOOKUP(Data!$B84,tabulka_panely_def,22,FALSE))","v":{"$error":"#N/A"}},{"$f":"IF(Data!$B84<MIN(Panely!$A$9:$A$28),VLOOKUP(Data!$B84,tabulka_kce_def,26,FALSE),VLOOKUP(Data!$B84,tabulka_panely_def,31,FALSE))","v":{"$error":"#N/A"}},{"$f":"IF(Data!$B84<MIN(Panely!$A$9:$A$28),VLOOKUP(Data!$B84,tabulka_kce_def,27,FALSE),VLOOKUP(Data!$B84,tabulka_panely_def,32,FALSE))","v":{"$error":"#N/A"}},{"$f":"IF(VLOOKUP(Data!$B84,tabulka_kce_def,3,FALSE)=\"\",Konstrukce!$G$1,IF(VLOOKUP(Data!$B84,tabulka_kce_def,3,FALSE)=\"z\",Konstrukce!$G$2,VLOOKUP(Data!$B84,tabulka_kce_def,3,FALSE)))","v":{"$error":"#N/A"}},{"$f":"IF(Data!$B84<MIN(Panely!$A$9:$A$28),0,VLOOKUP(Data!$B84,tabulka_panely_def,25,FALSE))","v":{"$error":"#N/A"}},{"$f":"IF(Data!$B84<MIN(Panely!$A$9:$A$28),VLOOKUP(Data!$B84,tabulka_kce_def,24,FALSE),VLOOKUP(Data!$B84,tabulka_panely_def,33,FALSE))","v":{"$error":"#N/A"}},{"$f":"Konstrukce!$D$1","v":15},{"$f":"Konstrukce!$D$2","v":15},{"$f":"Konstrukce!$G$1","v":0},{"$f":"IF(Data!$B84<MIN(Panely!$A$9:$A$28),VLOOKUP(Data!$B84,tabulka_kce_def,59,FALSE),VLOOKUP(Data!$B84,tabulka_panely_def,63,FALSE))","v":{"$error":"#N/A"}},{"$f":"IF(Data!$B84<MIN(Panely!$A$9:$A$28),VLOOKUP(Data!$B84,tabulka_kce_def,60,FALSE),VLOOKUP(Data!$B84,tabulka_panely_def,64,FALSE))","v":{"$error":"#N/A"}},{"$f":"IF(Data!$B84<MIN(Panely!$A$9:$A$28),VLOOKUP(Data!$B84,tabulka_kce_def,61,FALSE),VLOOKUP(Data!$B84,tabulka_panely_def,65,FALSE))","v":{"$error":"#N/A"}},{"$f":"IF(Data!$B84<MIN(Panely!$A$9:$A$28),VLOOKUP(Data!$B84,tabulka_kce_def,25,FALSE),0)","v":0},{"$error":"#N/A"},null,null,null,null,"=",{"$f":"IF(Data!$W84<MIN(Panely!$A$9:$A$28),VLOOKUP(Data!$W84,tabulka_kce_def,62,FALSE),VLOOKUP(Data!$W84,tabulka_panely_def,65,FALSE))","v":{"$error":"#N/A"}},{"$f":"IF(Data!$W84<MIN(Panely!$A$9:$A$28),VLOOKUP(Data!$W84,tabulka_kce_def,Y$1-20,FALSE),VLOOKUP(Data!$W84,tabulka_panely_def,Y$1-18,FALSE))","v":{"$error":"#N/A"}},{"$f":"IF(Data!$W84<MIN(Panely!$A$9:$A$28),VLOOKUP(Data!$W84,tabulka_kce_def,Z$1-20,FALSE),VLOOKUP(Data!$W84,tabulka_panely_def,Z$1-18,FALSE))","v":{"$error":"#N/A"}},{"$f":"IF(Data!$W84<MIN(Panely!$A$9:$A$28),VLOOKUP(Data!$W84,tabulka_kce_def,AA$1-20,FALSE),VLOOKUP(Data!$W84,tabulka_panely_def,AA$1-18,FALSE))","v":{"$error":"#N/A"}},{"$f":"IF(Data!$W84<MIN(Panely!$A$9:$A$28),VLOOKUP(Data!$W84,tabulka_kce_def,AB$1-20,FALSE),VLOOKUP(Data!$W84,tabulka_panely_def,AB$1-18,FALSE))","v":{"$error":"#N/A"}},{"$f":"IF(Data!$W84<MIN(Panely!$A$9:$A$28),VLOOKUP(Data!$W84,tabulka_kce_def,AC$1-20,FALSE),VLOOKUP(Data!$W84,tabulka_panely_def,AC$1-18,FALSE))","v":{"$error":"#N/A"}},{"$f":"IF(Data!$W84<MIN(Panely!$A$9:$A$28),VLOOKUP(Data!$W84,tabulka_kce_def,AD$1-20,FALSE),VLOOKUP(Data!$W84,tabulka_panely_def,AD$1-18,FALSE))","v":{"$error":"#N/A"}},{"$f":"IF(Data!$W84<MIN(Panely!$A$9:$A$28),VLOOKUP(Data!$W84,tabulka_kce_def,AE$1-20,FALSE),VLOOKUP(Data!$W84,tabulka_panely_def,AE$1-18,FALSE))","v":{"$error":"#N/A"}},{"$f":"IF(Data!$W84<MIN(Panely!$A$9:$A$28),VLOOKUP(Data!$W84,tabulka_kce_def,AF$1-20,FALSE),VLOOKUP(Data!$W84,tabulka_panely_def,AF$1-18,FALSE))","v":{"$error":"#N/A"}},{"$f":"IF(Data!$W84<MIN(Panely!$A$9:$A$28),VLOOKUP(Data!$W84,tabulka_kce_def,AG$1-20,FALSE),VLOOKUP(Data!$W84,tabulka_panely_def,AG$1-18,FALSE))","v":{"$error":"#N/A"}},{"$f":"IF(Data!$W84<MIN(Panely!$A$9:$A$28),VLOOKUP(Data!$W84,tabulka_kce_def,AH$1-20,FALSE),VLOOKUP(Data!$W84,tabulka_panely_def,AH$1-18,FALSE))","v":{"$error":"#N/A"}},{"$f":"IF(Data!$W84<MIN(Panely!$A$9:$A$28),VLOOKUP(Data!$W84,tabulka_kce_def,AI$1-20,FALSE),VLOOKUP(Data!$W84,tabulka_panely_def,AI$1-18,FALSE))","v":{"$error":"#N/A"}},{"$f":"IF(Data!$W84<MIN(Panely!$A$9:$A$28),VLOOKUP(Data!$W84,tabulka_kce_def,AJ$1-20,FALSE),VLOOKUP(Data!$W84,tabulka_panely_def,AJ$1-18,FALSE))","v":{"$error":"#N/A"}},{"$f":"IF(Data!$W84<MIN(Panely!$A$9:$A$28),VLOOKUP(Data!$W84,tabulka_kce_def,AK$1-20,FALSE),VLOOKUP(Data!$W84,tabulka_panely_def,AK$1-18,FALSE))","v":{"$error":"#N/A"}},{"$f":"IF(Data!$W84<MIN(Panely!$A$9:$A$28),VLOOKUP(Data!$W84,tabulka_kce_def,AL$1-20,FALSE),VLOOKUP(Data!$W84,tabulka_panely_def,AL$1-18,FALSE))","v":{"$error":"#N/A"}},{"$f":"IF(Data!$W84<MIN(Panely!$A$9:$A$28),VLOOKUP(Data!$W84,tabulka_kce_def,AM$1-20,FALSE),VLOOKUP(Data!$W84,tabulka_panely_def,AM$1-18,FALSE))","v":{"$error":"#N/A"}},84,{"$f":"IF(Data!$W84<MIN(Panely!$A$9:$A$28),VLOOKUP(Data!$W84,tabulka_kce_def,63,FALSE),0)","v":0},{"$f":"IF(Data!$W84<MIN(Panely!$A$9:$A$28),VLOOKUP(Data!$W84,tabulka_kce_def,28,FALSE),1)","v":1},{"$f":"IF(Data!$W84<MIN(Panely!$A$9:$A$28),VLOOKUP(Data!$W84,tabulka_kce_def,23,FALSE),VLOOKUP(Data!$W84,tabulka_panely_def,24,FALSE))","v":{"$error":"#N/A"}},null,0,null,0,0,{"$error":"#N/A"},0,{"$f":"IF(AND(W84>MAX(Konstrukce!A:A),ISNUMBER(W84)),1,0)","v":0}]
[null,"=",{"$f":"IF(Data!$B85<MIN(Panely!$A$9:$A$28),VLOOKUP(Data!$B85,tabulka_kce_def,4,FALSE),VLOOKUP(Data!$B85,tabulka_panely_def,4,FALSE))","v":{"$error":"#N/A"}},{"$f":"IF(Data!$B85<MIN(Panely!$A$9:$A$28),VLOOKUP(Data!$B85,tabulka_kce_def,23,FALSE),VLOOKUP(Data!$B85,tabulka_panely_def,24,FALSE))","v":{"$error":"#N/A"}},{"$f":"IF(Data!$B85<MIN(Panely!$A$9:$A$28),VLOOKUP(Data!$B85,tabulka_kce_def,21,FALSE),VLOOKUP(Data!$B85,tabulka_panely_def,22,FALSE))","v":{"$error":"#N/A"}},{"$f":"IF(Data!$B85<MIN(Panely!$A$9:$A$28),VLOOKUP(Data!$B85,tabulka_kce_def,26,FALSE),VLOOKUP(Data!$B85,tabulka_panely_def,31,FALSE))","v":{"$error":"#N/A"}},{"$f":"IF(Data!$B85<MIN(Panely!$A$9:$A$28),VLOOKUP(Data!$B85,tabulka_kce_def,27,FALSE),VLOOKUP(Data!$B85,tabulka_panely_def,32,FALSE))","v":{"$error":"#N/A"}},{"$f":"IF(VLOOKUP(Data!$B85,tabulka_kce_def,3,FALSE)=\"\",Konstrukce!$G$1,IF(VLOOKUP(Data!$B85,tabulka_kce_def,3,FALSE)=\"z\",Konstrukce!$G$2,VLOOKUP(Data!$B85,tabulka_kce_def,3,FALSE)))","v":{"$error":"#N/A"}},{"$f":"IF(Data!$B85<MIN(Panely!$A$9:$A$28),0,VLOOKUP(Data!$B85,tabulka_panely_def,25,FALSE))","v":{"$error":"#N/A"}},{"$f":"IF(Data!$B85<MIN(Panely!$A$9:$A$28),VLOOKUP(Data!$B85,tabulka_kce_def,24,FALSE),VLOOKUP(Data!$B85,tabulka_panely_def,33,FALSE))","v":{"$error":"#N/A"}},{"$f":"Konstrukce!$D$1","v":15},{"$f":"Konstrukce!$D$2","v":15},{"$f":"Konstrukce!$G$1","v":0},{"$f":"IF(Data!$B85<MIN(Panely!$A$9:$A$28),VLOOKUP(Data!$B85,tabulka_kce_def,59,FALSE),VLOOKUP(Data!$B85,tabulka_panely_def,63,FALSE))","v":{"$error":"#N/A"}},{"$f":"IF(Data!$B85<MIN(Panely!$A$9:$A$28),VLOOKUP(Data!$B85,tabulka_kce_def,60,FALSE),VLOOKUP(Data!$B85,tabulka_panely_def,64,FALSE))","v":{"$error":"#N/A"}},{"$f":"IF(Data!$B85<MIN(Panely!$A$9:$A$28),VLOOKUP(Data!$B85,tabulka_kce_def,61,FALSE),VLOOKUP(Data!$B85,tabulka_panely_def,65,FALSE))","v":{"$error":"#N/A"}},{"$f":"IF(Data!$B85<MIN(Panely!$A$9:$A$28),VLOOKUP(Data!$B85,tabulka_kce_def,25,FALSE),0)","v":0},{"$error":"#N/A"},null,null,null,null,"=",{"$f":"IF(Data!$W85<MIN(Panely!$A$9:$A$28),VLOOKUP(Data!$W85,tabulka_kce_def,62,FALSE),VLOOKUP(Data!$W85,tabulka_panely_def,65,FALSE))","v":{"$error":"#N/A"}},{"$f":"IF(Data!$W85<MIN(Panely!$A$9:$A$28),VLOOKUP(Data!$W85,tabulka_kce_def,Y$1-20,FALSE),VLOOKUP(Data!$W85,tabulka_panely_def,Y$1-18,FALSE))","v":{"$error":"#N/A"}},{"$f":"IF(Data!$W85<MIN(Panely!$A$9:$A$28),VLOOKUP(Data!$W85,tabulka_kce_def,Z$1-20,FALSE),VLOOKUP(Data!$W85,tabulka_panely_def,Z$1-18,FALSE))","v":{"$error":"#N/A"}},{"$f":"IF(Data!$W85<MIN(Panely!$A$9:$A$28),VLOOKUP(Data!$W85,tabulka_kce_def,AA$1-20,FALSE),VLOOKUP(Data!$W85,tabulka_panely_def,AA$1-18,FALSE))","v":{"$error":"#N/A"}},{"$f":"IF(Data!$W85<MIN(Panely!$A$9:$A$28),VLOOKUP(Data!$W85,tabulka_kce_def,AB$1-20,FALSE),VLOOKUP(Data!$W85,tabulka_panely_def,AB$1-18,FALSE))","v":{"$error":"#N/A"}},{"$f":"IF(Data!$W85<MIN(Panely!$A$9:$A$28),VLOOKUP(Data!$W85,tabulka_kce_def,AC$1-20,FALSE),VLOOKUP(Data!$W85,tabulka_panely_def,AC$1-18,FALSE))","v":{"$error":"#N/A"}},{"$f":"IF(Data!$W85<MIN(Panely!$A$9:$A$28),VLOOKUP(Data!$W85,tabulka_kce_def,AD$1-20,FALSE),VLOOKUP(Data!$W85,tabulka_panely_def,AD$1-18,FALSE))","v":{"$error":"#N/A"}},{"$f":"IF(Data!$W85<MIN(Panely!$A$9:$A$28),VLOOKUP(Data!$W85,tabulka_kce_def,AE$1-20,FALSE),VLOOKUP(Data!$W85,tabulka_panely_def,AE$1-18,FALSE))","v":{"$error":"#N/A"}},{"$f":"IF(Data!$W85<MIN(Panely!$A$9:$A$28),VLOOKUP(Data!$W85,tabulka_kce_def,AF$1-20,FALSE),VLOOKUP(Data!$W85,tabulka_panely_def,AF$1-18,FALSE))","v":{"$error":"#N/A"}},{"$f":"IF(Data!$W85<MIN(Panely!$A$9:$A$28),VLOOKUP(Data!$W85,tabulka_kce_def,AG$1-20,FALSE),VLOOKUP(Data!$W85,tabulka_panely_def,AG$1-18,FALSE))","v":{"$error":"#N/A"}},{"$f":"IF(Data!$W85<MIN(Panely!$A$9:$A$28),VLOOKUP(Data!$W85,tabulka_kce_def,AH$1-20,FALSE),VLOOKUP(Data!$W85,tabulka_panely_def,AH$1-18,FALSE))","v":{"$error":"#N/A"}},{"$f":"IF(Data!$W85<MIN(Panely!$A$9:$A$28),VLOOKUP(Data!$W85,tabulka_kce_def,AI$1-20,FALSE),VLOOKUP(Data!$W85,tabulka_panely_def,AI$1-18,FALSE))","v":{"$error":"#N/A"}},{"$f":"IF(Data!$W85<MIN(Panely!$A$9:$A$28),VLOOKUP(Data!$W85,tabulka_kce_def,AJ$1-20,FALSE),VLOOKUP(Data!$W85,tabulka_panely_def,AJ$1-18,FALSE))","v":{"$error":"#N/A"}},{"$f":"IF(Data!$W85<MIN(Panely!$A$9:$A$28),VLOOKUP(Data!$W85,tabulka_kce_def,AK$1-20,FALSE),VLOOKUP(Data!$W85,tabulka_panely_def,AK$1-18,FALSE))","v":{"$error":"#N/A"}},{"$f":"IF(Data!$W85<MIN(Panely!$A$9:$A$28),VLOOKUP(Data!$W85,tabulka_kce_def,AL$1-20,FALSE),VLOOKUP(Data!$W85,tabulka_panely_def,AL$1-18,FALSE))","v":{"$error":"#N/A"}},{"$f":"IF(Data!$W85<MIN(Panely!$A$9:$A$28),VLOOKUP(Data!$W85,tabulka_kce_def,AM$1-20,FALSE),VLOOKUP(Data!$W85,tabulka_panely_def,AM$1-18,FALSE))","v":{"$error":"#N/A"}},85,{"$f":"IF(Data!$W85<MIN(Panely!$A$9:$A$28),VLOOKUP(Data!$W85,tabulka_kce_def,63,FALSE),0)","v":0},{"$f":"IF(Data!$W85<MIN(Panely!$A$9:$A$28),VLOOKUP(Data!$W85,tabulka_kce_def,28,FALSE),1)","v":1},{"$f":"IF(Data!$W85<MIN(Panely!$A$9:$A$28),VLOOKUP(Data!$W85,tabulka_kce_def,23,FALSE),VLOOKUP(Data!$W85,tabulka_panely_def,24,FALSE))","v":{"$error":"#N/A"}},null,0,null,0,0,{"$error":"#N/A"},0,{"$f":"IF(AND(W85>MAX(Konstrukce!A:A),ISNUMBER(W85)),1,0)","v":0}]
[null,"=",{"$f":"IF(Data!$B86<MIN(Panely!$A$9:$A$28),VLOOKUP(Data!$B86,tabulka_kce_def,4,FALSE),VLOOKUP(Data!$B86,tabulka_panely_def,4,FALSE))","v":{"$error":"#N/A"}},{"$f":"IF(Data!$B86<MIN(Panely!$A$9:$A$28),VLOOKUP(Data!$B86,tabulka_kce_def,23,FALSE),VLOOKUP(Data!$B86,tabulka_panely_def,24,FALSE))","v":{"$error":"#N/A"}},{"$f":"IF(Data!$B86<MIN(Panely!$A$9:$A$28),VLOOKUP(Data!$B86,tabulka_kce_def,21,FALSE),VLOOKUP(Data!$B86,tabulka_panely_def,22,FALSE))","v":{"$error":"#N/A"}},{"$f":"IF(Data!$B86<MIN(Panely!$A$9:$A$28),VLOOKUP(Data!$B86,tabulka_kce_def,26,FALSE),VLOOKUP(Data!$B86,tabulka_panely_def,31,FALSE))","v":{"$error":"#N/A"}},{"$f":"IF(Data!$B86<MIN(Panely!$A$9:$A$28),VLOOKUP(Data!$B86,tabulka_kce_def,27,FALSE),VLOOKUP(Data!$B86,tabulka_panely_def,32,FALSE))","v":{"$error":"#N/A"}},{"$f":"IF(VLOOKUP(Data!$B86,tabulka_kce_def,3,FALSE)=\"\",Konstrukce!$G$1,IF(VLOOKUP(Data!$B86,tabulka_kce_def,3,FALSE)=\"z\",Konstrukce!$G$2,VLOOKUP(Data!$B86,tabulka_kce_def,3,FALSE)))","v":{"$error":"#N/A"}},{"$f":"IF(Data!$B86<MIN(Panely!$A$9:$A$28),0,VLOOKUP(Data!$B86,tabulka_panely_def,25,FALSE))","v":{"$error":"#N/A"}},{"$f":"IF(Data!$B86<MIN(Panely!$A$9:$A$28),VLOOKUP(Data!$B86,tabulka_kce_def,24,FALSE),VLOOKUP(Data!$B86,tabulka_panely_def,33,FALSE))","v":{"$error":"#N/A"}},{"$f":"Konstrukce!$D$1","v":15},{"$f":"Konstrukce!$D$2","v":15},{"$f":"Konstrukce!$G$1","v":0},{"$f":"IF(Data!$B86<MIN(Panely!$A$9:$A$28),VLOOKUP(Data!$B86,tabulka_kce_def,59,FALSE),VLOOKUP(Data!$B86,tabulka_panely_def,63,FALSE))","v":{"$error":"#N/A"}},{"$f":"IF(Data!$B86<MIN(Panely!$A$9:$A$28),VLOOKUP(Data!$B86,tabulka_kce_def,60,FALSE),VLOOKUP(Data!$B86,tabulka_panely_def,64,FALSE))","v":{"$error":"#N/A"}},{"$f":"IF(Data!$B86<MIN(Panely!$A$9:$A$28),VLOOKUP(Data!$B86,tabulka_kce_def,61,FALSE),VLOOKUP(Data!$B86,tabulka_panely_def,65,FALSE))","v":{"$error":"#N/A"}},{"$f":"IF(Data!$B86<MIN(Panely!$A$9:$A$28),VLOOKUP(Data!$B86,tabulka_kce_def,25,FALSE),0)","v":0},{"$error":"#N/A"},null,null,null,null,"=",{"$f":"IF(Data!$W86<MIN(Panely!$A$9:$A$28),VLOOKUP(Data!$W86,tabulka_kce_def,62,FALSE),VLOOKUP(Data!$W86,tabulka_panely_def,65,FALSE))","v":{"$error":"#N/A"}},{"$f":"IF(Data!$W86<MIN(Panely!$A$9:$A$28),VLOOKUP(Data!$W86,tabulka_kce_def,Y$1-20,FALSE),VLOOKUP(Data!$W86,tabulka_panely_def,Y$1-18,FALSE))","v":{"$error":"#N/A"}},{"$f":"IF(Data!$W86<MIN(Panely!$A$9:$A$28),VLOOKUP(Data!$W86,tabulka_kce_def,Z$1-20,FALSE),VLOOKUP(Data!$W86,tabulka_panely_def,Z$1-18,FALSE))","v":{"$error":"#N/A"}},{"$f":"IF(Data!$W86<MIN(Panely!$A$9:$A$28),VLOOKUP(Data!$W86,tabulka_kce_def,AA$1-20,FALSE),VLOOKUP(Data!$W86,tabulka_panely_def,AA$1-18,FALSE))","v":{"$error":"#N/A"}},{"$f":"IF(Data!$W86<MIN(Panely!$A$9:$A$28),VLOOKUP(Data!$W86,tabulka_kce_def,AB$1-20,FALSE),VLOOKUP(Data!$W86,tabulka_panely_def,AB$1-18,FALSE))","v":{"$error":"#N/A"}},{"$f":"IF(Data!$W86<MIN(Panely!$A$9:$A$28),VLOOKUP(Data!$W86,tabulka_kce_def,AC$1-20,FALSE),VLOOKUP(Data!$W86,tabulka_panely_def,AC$1-18,FALSE))","v":{"$error":"#N/A"}},{"$f":"IF(Data!$W86<MIN(Panely!$A$9:$A$28),VLOOKUP(Data!$W86,tabulka_kce_def,AD$1-20,FALSE),VLOOKUP(Data!$W86,tabulka_panely_def,AD$1-18,FALSE))","v":{"$error":"#N/A"}},{"$f":"IF(Data!$W86<MIN(Panely!$A$9:$A$28),VLOOKUP(Data!$W86,tabulka_kce_def,AE$1-20,FALSE),VLOOKUP(Data!$W86,tabulka_panely_def,AE$1-18,FALSE))","v":{"$error":"#N/A"}},{"$f":"IF(Data!$W86<MIN(Panely!$A$9:$A$28),VLOOKUP(Data!$W86,tabulka_kce_def,AF$1-20,FALSE),VLOOKUP(Data!$W86,tabulka_panely_def,AF$1-18,FALSE))","v":{"$error":"#N/A"}},{"$f":"IF(Data!$W86<MIN(Panely!$A$9:$A$28),VLOOKUP(Data!$W86,tabulka_kce_def,AG$1-20,FALSE),VLOOKUP(Data!$W86,tabulka_panely_def,AG$1-18,FALSE))","v":{"$error":"#N/A"}},{"$f":"IF(Data!$W86<MIN(Panely!$A$9:$A$28),VLOOKUP(Data!$W86,tabulka_kce_def,AH$1-20,FALSE),VLOOKUP(Data!$W86,tabulka_panely_def,AH$1-18,FALSE))","v":{"$error":"#N/A"}},{"$f":"IF(Data!$W86<MIN(Panely!$A$9:$A$28),VLOOKUP(Data!$W86,tabulka_kce_def,AI$1-20,FALSE),VLOOKUP(Data!$W86,tabulka_panely_def,AI$1-18,FALSE))","v":{"$error":"#N/A"}},{"$f":"IF(Data!$W86<MIN(Panely!$A$9:$A$28),VLOOKUP(Data!$W86,tabulka_kce_def,AJ$1-20,FALSE),VLOOKUP(Data!$W86,tabulka_panely_def,AJ$1-18,FALSE))","v":{"$error":"#N/A"}},{"$f":"IF(Data!$W86<MIN(Panely!$A$9:$A$28),VLOOKUP(Data!$W86,tabulka_kce_def,AK$1-20,FALSE),VLOOKUP(Data!$W86,tabulka_panely_def,AK$1-18,FALSE))","v":{"$error":"#N/A"}},{"$f":"IF(Data!$W86<MIN(Panely!$A$9:$A$28),VLOOKUP(Data!$W86,tabulka_kce_def,AL$1-20,FALSE),VLOOKUP(Data!$W86,tabulka_panely_def,AL$1-18,FALSE))","v":{"$error":"#N/A"}},{"$f":"IF(Data!$W86<MIN(Panely!$A$9:$A$28),VLOOKUP(Data!$W86,tabulka_kce_def,AM$1-20,FALSE),VLOOKUP(Data!$W86,tabulka_panely_def,AM$1-18,FALSE))","v":{"$error":"#N/A"}},86,{"$f":"IF(Data!$W86<MIN(Panely!$A$9:$A$28),VLOOKUP(Data!$W86,tabulka_kce_def,63,FALSE),0)","v":0},{"$f":"IF(Data!$W86<MIN(Panely!$A$9:$A$28),VLOOKUP(Data!$W86,tabulka_kce_def,28,FALSE),1)","v":1},{"$f":"IF(Data!$W86<MIN(Panely!$A$9:$A$28),VLOOKUP(Data!$W86,tabulka_kce_def,23,FALSE),VLOOKUP(Data!$W86,tabulka_panely_def,24,FALSE))","v":{"$error":"#N/A"}},null,0,null,0,0,{"$error":"#N/A"},0,{"$f":"IF(AND(W86>MAX(Konstrukce!A:A),ISNUMBER(W86)),1,0)","v":0}]
[null,"=",{"$f":"IF(Data!$B87<MIN(Panely!$A$9:$A$28),VLOOKUP(Data!$B87,tabulka_kce_def,4,FALSE),VLOOKUP(Data!$B87,tabulka_panely_def,4,FALSE))","v":{"$error":"#N/A"}},{"$f":"IF(Data!$B87<MIN(Panely!$A$9:$A$28),VLOOKUP(Data!$B87,tabulka_kce_def,23,FALSE),VLOOKUP(Data!$B87,tabulka_panely_def,24,FALSE))","v":{"$error":"#N/A"}},{"$f":"IF(Data!$B87<MIN(Panely!$A$9:$A$28),VLOOKUP(Data!$B87,tabulka_kce_def,21,FALSE),VLOOKUP(Data!$B87,tabulka_panely_def,22,FALSE))","v":{"$error":"#N/A"}},{"$f":"IF(Data!$B87<MIN(Panely!$A$9:$A$28),VLOOKUP(Data!$B87,tabulka_kce_def,26,FALSE),VLOOKUP(Data!$B87,tabulka_panely_def,31,FALSE))","v":{"$error":"#N/A"}},{"$f":"IF(Data!$B87<MIN(Panely!$A$9:$A$28),VLOOKUP(Data!$B87,tabulka_kce_def,27,FALSE),VLOOKUP(Data!$B87,tabulka_panely_def,32,FALSE))","v":{"$error":"#N/A"}},{"$f":"IF(VLOOKUP(Data!$B87,tabulka_kce_def,3,FALSE)=\"\",Konstrukce!$G$1,IF(VLOOKUP(Data!$B87,tabulka_kce_def,3,FALSE)=\"z\",Konstrukce!$G$2,VLOOKUP(Data!$B87,tabulka_kce_def,3,FALSE)))","v":{"$error":"#N/A"}},{"$f":"IF(Data!$B87<MIN(Panely!$A$9:$A$28),0,VLOOKUP(Data!$B87,tabulka_panely_def,25,FALSE))","v":{"$error":"#N/A"}},{"$f":"IF(Data!$B87<MIN(Panely!$A$9:$A$28),VLOOKUP(Data!$B87,tabulka_kce_def,24,FALSE),VLOOKUP(Data!$B87,tabulka_panely_def,33,FALSE))","v":{"$error":"#N/A"}},{"$f":"Konstrukce!$D$1","v":15},{"$f":"Konstrukce!$D$2","v":15},{"$f":"Konstrukce!$G$1","v":0},{"$f":"IF(Data!$B87<MIN(Panely!$A$9:$A$28),VLOOKUP(Data!$B87,tabulka_kce_def,59,FALSE),VLOOKUP(Data!$B87,tabulka_panely_def,63,FALSE))","v":{"$error":"#N/A"}},{"$f":"IF(Data!$B87<MIN(Panely!$A$9:$A$28),VLOOKUP(Data!$B87,tabulka_kce_def,60,FALSE),VLOOKUP(Data!$B87,tabulka_panely_def,64,FALSE))","v":{"$error":"#N/A"}},{"$f":"IF(Data!$B87<MIN(Panely!$A$9:$A$28),VLOOKUP(Data!$B87,tabulka_kce_def,61,FALSE),VLOOKUP(Data!$B87,tabulka_panely_def,65,FALSE))","v":{"$error":"#N/A"}},{"$f":"IF(Data!$B87<MIN(Panely!$A$9:$A$28),VLOOKUP(Data!$B87,tabulka_kce_def,25,FALSE),0)","v":0},{"$error":"#N/A"},null,null,null,null,"=",{"$f":"IF(Data!$W87<MIN(Panely!$A$9:$A$28),VLOOKUP(Data!$W87,tabulka_kce_def,62,FALSE),VLOOKUP(Data!$W87,tabulka_panely_def,65,FALSE))","v":{"$error":"#N/A"}},{"$f":"IF(Data!$W87<MIN(Panely!$A$9:$A$28),VLOOKUP(Data!$W87,tabulka_kce_def,Y$1-20,FALSE),VLOOKUP(Data!$W87,tabulka_panely_def,Y$1-18,FALSE))","v":{"$error":"#N/A"}},{"$f":"IF(Data!$W87<MIN(Panely!$A$9:$A$28),VLOOKUP(Data!$W87,tabulka_kce_def,Z$1-20,FALSE),VLOOKUP(Data!$W87,tabulka_panely_def,Z$1-18,FALSE))","v":{"$error":"#N/A"}},{"$f":"IF(Data!$W87<MIN(Panely!$A$9:$A$28),VLOOKUP(Data!$W87,tabulka_kce_def,AA$1-20,FALSE),VLOOKUP(Data!$W87,tabulka_panely_def,AA$1-18,FALSE))","v":{"$error":"#N/A"}},{"$f":"IF(Data!$W87<MIN(Panely!$A$9:$A$28),VLOOKUP(Data!$W87,tabulka_kce_def,AB$1-20,FALSE),VLOOKUP(Data!$W87,tabulka_panely_def,AB$1-18,FALSE))","v":{"$error":"#N/A"}},{"$f":"IF(Data!$W87<MIN(Panely!$A$9:$A$28),VLOOKUP(Data!$W87,tabulka_kce_def,AC$1-20,FALSE),VLOOKUP(Data!$W87,tabulka_panely_def,AC$1-18,FALSE))","v":{"$error":"#N/A"}},{"$f":"IF(Data!$W87<MIN(Panely!$A$9:$A$28),VLOOKUP(Data!$W87,tabulka_kce_def,AD$1-20,FALSE),VLOOKUP(Data!$W87,tabulka_panely_def,AD$1-18,FALSE))","v":{"$error":"#N/A"}},{"$f":"IF(Data!$W87<MIN(Panely!$A$9:$A$28),VLOOKUP(Data!$W87,tabulka_kce_def,AE$1-20,FALSE),VLOOKUP(Data!$W87,tabulka_panely_def,AE$1-18,FALSE))","v":{"$error":"#N/A"}},{"$f":"IF(Data!$W87<MIN(Panely!$A$9:$A$28),VLOOKUP(Data!$W87,tabulka_kce_def,AF$1-20,FALSE),VLOOKUP(Data!$W87,tabulka_panely_def,AF$1-18,FALSE))","v":{"$error":"#N/A"}},{"$f":"IF(Data!$W87<MIN(Panely!$A$9:$A$28),VLOOKUP(Data!$W87,tabulka_kce_def,AG$1-20,FALSE),VLOOKUP(Data!$W87,tabulka_panely_def,AG$1-18,FALSE))","v":{"$error":"#N/A"}},{"$f":"IF(Data!$W87<MIN(Panely!$A$9:$A$28),VLOOKUP(Data!$W87,tabulka_kce_def,AH$1-20,FALSE),VLOOKUP(Data!$W87,tabulka_panely_def,AH$1-18,FALSE))","v":{"$error":"#N/A"}},{"$f":"IF(Data!$W87<MIN(Panely!$A$9:$A$28),VLOOKUP(Data!$W87,tabulka_kce_def,AI$1-20,FALSE),VLOOKUP(Data!$W87,tabulka_panely_def,AI$1-18,FALSE))","v":{"$error":"#N/A"}},{"$f":"IF(Data!$W87<MIN(Panely!$A$9:$A$28),VLOOKUP(Data!$W87,tabulka_kce_def,AJ$1-20,FALSE),VLOOKUP(Data!$W87,tabulka_panely_def,AJ$1-18,FALSE))","v":{"$error":"#N/A"}},{"$f":"IF(Data!$W87<MIN(Panely!$A$9:$A$28),VLOOKUP(Data!$W87,tabulka_kce_def,AK$1-20,FALSE),VLOOKUP(Data!$W87,tabulka_panely_def,AK$1-18,FALSE))","v":{"$error":"#N/A"}},{"$f":"IF(Data!$W87<MIN(Panely!$A$9:$A$28),VLOOKUP(Data!$W87,tabulka_kce_def,AL$1-20,FALSE),VLOOKUP(Data!$W87,tabulka_panely_def,AL$1-18,FALSE))","v":{"$error":"#N/A"}},{"$f":"IF(Data!$W87<MIN(Panely!$A$9:$A$28),VLOOKUP(Data!$W87,tabulka_kce_def,AM$1-20,FALSE),VLOOKUP(Data!$W87,tabulka_panely_def,AM$1-18,FALSE))","v":{"$error":"#N/A"}},87,{"$f":"IF(Data!$W87<MIN(Panely!$A$9:$A$28),VLOOKUP(Data!$W87,tabulka_kce_def,63,FALSE),0)","v":0},{"$f":"IF(Data!$W87<MIN(Panely!$A$9:$A$28),VLOOKUP(Data!$W87,tabulka_kce_def,28,FALSE),1)","v":1},{"$f":"IF(Data!$W87<MIN(Panely!$A$9:$A$28),VLOOKUP(Data!$W87,tabulka_kce_def,23,FALSE),VLOOKUP(Data!$W87,tabulka_panely_def,24,FALSE))","v":{"$error":"#N/A"}},null,0,null,0,0,{"$error":"#N/A"},0,{"$f":"IF(AND(W87>MAX(Konstrukce!A:A),ISNUMBER(W87)),1,0)","v":0}]
[null,"=",{"$f":"IF(Data!$B88<MIN(Panely!$A$9:$A$28),VLOOKUP(Data!$B88,tabulka_kce_def,4,FALSE),VLOOKUP(Data!$B88,tabulka_panely_def,4,FALSE))","v":{"$error":"#N/A"}},{"$f":"IF(Data!$B88<MIN(Panely!$A$9:$A$28),VLOOKUP(Data!$B88,tabulka_kce_def,23,FALSE),VLOOKUP(Data!$B88,tabulka_panely_def,24,FALSE))","v":{"$error":"#N/A"}},{"$f":"IF(Data!$B88<MIN(Panely!$A$9:$A$28),VLOOKUP(Data!$B88,tabulka_kce_def,21,FALSE),VLOOKUP(Data!$B88,tabulka_panely_def,22,FALSE))","v":{"$error":"#N/A"}},{"$f":"IF(Data!$B88<MIN(Panely!$A$9:$A$28),VLOOKUP(Data!$B88,tabulka_kce_def,26,FALSE),VLOOKUP(Data!$B88,tabulka_panely_def,31,FALSE))","v":{"$error":"#N/A"}},{"$f":"IF(Data!$B88<MIN(Panely!$A$9:$A$28),VLOOKUP(Data!$B88,tabulka_kce_def,27,FALSE),VLOOKUP(Data!$B88,tabulka_panely_def,32,FALSE))","v":{"$error":"#N/A"}},{"$f":"IF(VLOOKUP(Data!$B88,tabulka_kce_def,3,FALSE)=\"\",Konstrukce!$G$1,IF(VLOOKUP(Data!$B88,tabulka_kce_def,3,FALSE)=\"z\",Konstrukce!$G$2,VLOOKUP(Data!$B88,tabulka_kce_def,3,FALSE)))","v":{"$error":"#N/A"}},{"$f":"IF(Data!$B88<MIN(Panely!$A$9:$A$28),0,VLOOKUP(Data!$B88,tabulka_panely_def,25,FALSE))","v":{"$error":"#N/A"}},{"$f":"IF(Data!$B88<MIN(Panely!$A$9:$A$28),VLOOKUP(Data!$B88,tabulka_kce_def,24,FALSE),VLOOKUP(Data!$B88,tabulka_panely_def,33,FALSE))","v":{"$error":"#N/A"}},{"$f":"Konstrukce!$D$1","v":15},{"$f":"Konstrukce!$D$2","v":15},{"$f":"Konstrukce!$G$1","v":0},{"$f":"IF(Data!$B88<MIN(Panely!$A$9:$A$28),VLOOKUP(Data!$B88,tabulka_kce_def,59,FALSE),VLOOKUP(Data!$B88,tabulka_panely_def,63,FALSE))","v":{"$error":"#N/A"}},{"$f":"IF(Data!$B88<MIN(Panely!$A$9:$A$28),VLOOKUP(Data!$B88,tabulka_kce_def,60,FALSE),VLOOKUP(Data!$B88,tabulka_panely_def,64,FALSE))","v":{"$error":"#N/A"}},{"$f":"IF(Data!$B88<MIN(Panely!$A$9:$A$28),VLOOKUP(Data!$B88,tabulka_kce_def,61,FALSE),VLOOKUP(Data!$B88,tabulka_panely_def,65,FALSE))","v":{"$error":"#N/A"}},{"$f":"IF(Data!$B88<MIN(Panely!$A$9:$A$28),VLOOKUP(Data!$B88,tabulka_kce_def,25,FALSE),0)","v":0},{"$error":"#N/A"},null,null,null,null,"=",{"$f":"IF(Data!$W88<MIN(Panely!$A$9:$A$28),VLOOKUP(Data!$W88,tabulka_kce_def,62,FALSE),VLOOKUP(Data!$W88,tabulka_panely_def,65,FALSE))","v":{"$error":"#N/A"}},{"$f":"IF(Data!$W88<MIN(Panely!$A$9:$A$28),VLOOKUP(Data!$W88,tabulka_kce_def,Y$1-20,FALSE),VLOOKUP(Data!$W88,tabulka_panely_def,Y$1-18,FALSE))","v":{"$error":"#N/A"}},{"$f":"IF(Data!$W88<MIN(Panely!$A$9:$A$28),VLOOKUP(Data!$W88,tabulka_kce_def,Z$1-20,FALSE),VLOOKUP(Data!$W88,tabulka_panely_def,Z$1-18,FALSE))","v":{"$error":"#N/A"}},{"$f":"IF(Data!$W88<MIN(Panely!$A$9:$A$28),VLOOKUP(Data!$W88,tabulka_kce_def,AA$1-20,FALSE),VLOOKUP(Data!$W88,tabulka_panely_def,AA$1-18,FALSE))","v":{"$error":"#N/A"}},{"$f":"IF(Data!$W88<MIN(Panely!$A$9:$A$28),VLOOKUP(Data!$W88,tabulka_kce_def,AB$1-20,FALSE),VLOOKUP(Data!$W88,tabulka_panely_def,AB$1-18,FALSE))","v":{"$error":"#N/A"}},{"$f":"IF(Data!$W88<MIN(Panely!$A$9:$A$28),VLOOKUP(Data!$W88,tabulka_kce_def,AC$1-20,FALSE),VLOOKUP(Data!$W88,tabulka_panely_def,AC$1-18,FALSE))","v":{"$error":"#N/A"}},{"$f":"IF(Data!$W88<MIN(Panely!$A$9:$A$28),VLOOKUP(Data!$W88,tabulka_kce_def,AD$1-20,FALSE),VLOOKUP(Data!$W88,tabulka_panely_def,AD$1-18,FALSE))","v":{"$error":"#N/A"}},{"$f":"IF(Data!$W88<MIN(Panely!$A$9:$A$28),VLOOKUP(Data!$W88,tabulka_kce_def,AE$1-20,FALSE),VLOOKUP(Data!$W88,tabulka_panely_def,AE$1-18,FALSE))","v":{"$error":"#N/A"}},{"$f":"IF(Data!$W88<MIN(Panely!$A$9:$A$28),VLOOKUP(Data!$W88,tabulka_kce_def,AF$1-20,FALSE),VLOOKUP(Data!$W88,tabulka_panely_def,AF$1-18,FALSE))","v":{"$error":"#N/A"}},{"$f":"IF(Data!$W88<MIN(Panely!$A$9:$A$28),VLOOKUP(Data!$W88,tabulka_kce_def,AG$1-20,FALSE),VLOOKUP(Data!$W88,tabulka_panely_def,AG$1-18,FALSE))","v":{"$error":"#N/A"}},{"$f":"IF(Data!$W88<MIN(Panely!$A$9:$A$28),VLOOKUP(Data!$W88,tabulka_kce_def,AH$1-20,FALSE),VLOOKUP(Data!$W88,tabulka_panely_def,AH$1-18,FALSE))","v":{"$error":"#N/A"}},{"$f":"IF(Data!$W88<MIN(Panely!$A$9:$A$28),VLOOKUP(Data!$W88,tabulka_kce_def,AI$1-20,FALSE),VLOOKUP(Data!$W88,tabulka_panely_def,AI$1-18,FALSE))","v":{"$error":"#N/A"}},{"$f":"IF(Data!$W88<MIN(Panely!$A$9:$A$28),VLOOKUP(Data!$W88,tabulka_kce_def,AJ$1-20,FALSE),VLOOKUP(Data!$W88,tabulka_panely_def,AJ$1-18,FALSE))","v":{"$error":"#N/A"}},{"$f":"IF(Data!$W88<MIN(Panely!$A$9:$A$28),VLOOKUP(Data!$W88,tabulka_kce_def,AK$1-20,FALSE),VLOOKUP(Data!$W88,tabulka_panely_def,AK$1-18,FALSE))","v":{"$error":"#N/A"}},{"$f":"IF(Data!$W88<MIN(Panely!$A$9:$A$28),VLOOKUP(Data!$W88,tabulka_kce_def,AL$1-20,FALSE),VLOOKUP(Data!$W88,tabulka_panely_def,AL$1-18,FALSE))","v":{"$error":"#N/A"}},{"$f":"IF(Data!$W88<MIN(Panely!$A$9:$A$28),VLOOKUP(Data!$W88,tabulka_kce_def,AM$1-20,FALSE),VLOOKUP(Data!$W88,tabulka_panely_def,AM$1-18,FALSE))","v":{"$error":"#N/A"}},88,{"$f":"IF(Data!$W88<MIN(Panely!$A$9:$A$28),VLOOKUP(Data!$W88,tabulka_kce_def,63,FALSE),0)","v":0},{"$f":"IF(Data!$W88<MIN(Panely!$A$9:$A$28),VLOOKUP(Data!$W88,tabulka_kce_def,28,FALSE),1)","v":1},{"$f":"IF(Data!$W88<MIN(Panely!$A$9:$A$28),VLOOKUP(Data!$W88,tabulka_kce_def,23,FALSE),VLOOKUP(Data!$W88,tabulka_panely_def,24,FALSE))","v":{"$error":"#N/A"}},null,0,null,0,0,{"$error":"#N/A"},0,{"$f":"IF(AND(W88>MAX(Konstrukce!A:A),ISNUMBER(W88)),1,0)","v":0}]
[null,"=",{"$f":"IF(Data!$B89<MIN(Panely!$A$9:$A$28),VLOOKUP(Data!$B89,tabulka_kce_def,4,FALSE),VLOOKUP(Data!$B89,tabulka_panely_def,4,FALSE))","v":{"$error":"#N/A"}},{"$f":"IF(Data!$B89<MIN(Panely!$A$9:$A$28),VLOOKUP(Data!$B89,tabulka_kce_def,23,FALSE),VLOOKUP(Data!$B89,tabulka_panely_def,24,FALSE))","v":{"$error":"#N/A"}},{"$f":"IF(Data!$B89<MIN(Panely!$A$9:$A$28),VLOOKUP(Data!$B89,tabulka_kce_def,21,FALSE),VLOOKUP(Data!$B89,tabulka_panely_def,22,FALSE))","v":{"$error":"#N/A"}},{"$f":"IF(Data!$B89<MIN(Panely!$A$9:$A$28),VLOOKUP(Data!$B89,tabulka_kce_def,26,FALSE),VLOOKUP(Data!$B89,tabulka_panely_def,31,FALSE))","v":{"$error":"#N/A"}},{"$f":"IF(Data!$B89<MIN(Panely!$A$9:$A$28),VLOOKUP(Data!$B89,tabulka_kce_def,27,FALSE),VLOOKUP(Data!$B89,tabulka_panely_def,32,FALSE))","v":{"$error":"#N/A"}},{"$f":"IF(VLOOKUP(Data!$B89,tabulka_kce_def,3,FALSE)=\"\",Konstrukce!$G$1,IF(VLOOKUP(Data!$B89,tabulka_kce_def,3,FALSE)=\"z\",Konstrukce!$G$2,VLOOKUP(Data!$B89,tabulka_kce_def,3,FALSE)))","v":{"$error":"#N/A"}},{"$f":"IF(Data!$B89<MIN(Panely!$A$9:$A$28),0,VLOOKUP(Data!$B89,tabulka_panely_def,25,FALSE))","v":{"$error":"#N/A"}},{"$f":"IF(Data!$B89<MIN(Panely!$A$9:$A$28),VLOOKUP(Data!$B89,tabulka_kce_def,24,FALSE),VLOOKUP(Data!$B89,tabulka_panely_def,33,FALSE))","v":{"$error":"#N/A"}},{"$f":"Konstrukce!$D$1","v":15},{"$f":"Konstrukce!$D$2","v":15},{"$f":"Konstrukce!$G$1","v":0},{"$f":"IF(Data!$B89<MIN(Panely!$A$9:$A$28),VLOOKUP(Data!$B89,tabulka_kce_def,59,FALSE),VLOOKUP(Data!$B89,tabulka_panely_def,63,FALSE))","v":{"$error":"#N/A"}},{"$f":"IF(Data!$B89<MIN(Panely!$A$9:$A$28),VLOOKUP(Data!$B89,tabulka_kce_def,60,FALSE),VLOOKUP(Data!$B89,tabulka_panely_def,64,FALSE))","v":{"$error":"#N/A"}},{"$f":"IF(Data!$B89<MIN(Panely!$A$9:$A$28),VLOOKUP(Data!$B89,tabulka_kce_def,61,FALSE),VLOOKUP(Data!$B89,tabulka_panely_def,65,FALSE))","v":{"$error":"#N/A"}},{"$f":"IF(Data!$B89<MIN(Panely!$A$9:$A$28),VLOOKUP(Data!$B89,tabulka_kce_def,25,FALSE),0)","v":0},{"$error":"#N/A"},null,null,null,null,"=",{"$f":"IF(Data!$W89<MIN(Panely!$A$9:$A$28),VLOOKUP(Data!$W89,tabulka_kce_def,62,FALSE),VLOOKUP(Data!$W89,tabulka_panely_def,65,FALSE))","v":{"$error":"#N/A"}},{"$f":"IF(Data!$W89<MIN(Panely!$A$9:$A$28),VLOOKUP(Data!$W89,tabulka_kce_def,Y$1-20,FALSE),VLOOKUP(Data!$W89,tabulka_panely_def,Y$1-18,FALSE))","v":{"$error":"#N/A"}},{"$f":"IF(Data!$W89<MIN(Panely!$A$9:$A$28),VLOOKUP(Data!$W89,tabulka_kce_def,Z$1-20,FALSE),VLOOKUP(Data!$W89,tabulka_panely_def,Z$1-18,FALSE))","v":{"$error":"#N/A"}},{"$f":"IF(Data!$W89<MIN(Panely!$A$9:$A$28),VLOOKUP(Data!$W89,tabulka_kce_def,AA$1-20,FALSE),VLOOKUP(Data!$W89,tabulka_panely_def,AA$1-18,FALSE))","v":{"$error":"#N/A"}},{"$f":"IF(Data!$W89<MIN(Panely!$A$9:$A$28),VLOOKUP(Data!$W89,tabulka_kce_def,AB$1-20,FALSE),VLOOKUP(Data!$W89,tabulka_panely_def,AB$1-18,FALSE))","v":{"$error":"#N/A"}},{"$f":"IF(Data!$W89<MIN(Panely!$A$9:$A$28),VLOOKUP(Data!$W89,tabulka_kce_def,AC$1-20,FALSE),VLOOKUP(Data!$W89,tabulka_panely_def,AC$1-18,FALSE))","v":{"$error":"#N/A"}},{"$f":"IF(Data!$W89<MIN(Panely!$A$9:$A$28),VLOOKUP(Data!$W89,tabulka_kce_def,AD$1-20,FALSE),VLOOKUP(Data!$W89,tabulka_panely_def,AD$1-18,FALSE))","v":{"$error":"#N/A"}},{"$f":"IF(Data!$W89<MIN(Panely!$A$9:$A$28),VLOOKUP(Data!$W89,tabulka_kce_def,AE$1-20,FALSE),VLOOKUP(Data!$W89,tabulka_panely_def,AE$1-18,FALSE))","v":{"$error":"#N/A"}},{"$f":"IF(Data!$W89<MIN(Panely!$A$9:$A$28),VLOOKUP(Data!$W89,tabulka_kce_def,AF$1-20,FALSE),VLOOKUP(Data!$W89,tabulka_panely_def,AF$1-18,FALSE))","v":{"$error":"#N/A"}},{"$f":"IF(Data!$W89<MIN(Panely!$A$9:$A$28),VLOOKUP(Data!$W89,tabulka_kce_def,AG$1-20,FALSE),VLOOKUP(Data!$W89,tabulka_panely_def,AG$1-18,FALSE))","v":{"$error":"#N/A"}},{"$f":"IF(Data!$W89<MIN(Panely!$A$9:$A$28),VLOOKUP(Data!$W89,tabulka_kce_def,AH$1-20,FALSE),VLOOKUP(Data!$W89,tabulka_panely_def,AH$1-18,FALSE))","v":{"$error":"#N/A"}},{"$f":"IF(Data!$W89<MIN(Panely!$A$9:$A$28),VLOOKUP(Data!$W89,tabulka_kce_def,AI$1-20,FALSE),VLOOKUP(Data!$W89,tabulka_panely_def,AI$1-18,FALSE))","v":{"$error":"#N/A"}},{"$f":"IF(Data!$W89<MIN(Panely!$A$9:$A$28),VLOOKUP(Data!$W89,tabulka_kce_def,AJ$1-20,FALSE),VLOOKUP(Data!$W89,tabulka_panely_def,AJ$1-18,FALSE))","v":{"$error":"#N/A"}},{"$f":"IF(Data!$W89<MIN(Panely!$A$9:$A$28),VLOOKUP(Data!$W89,tabulka_kce_def,AK$1-20,FALSE),VLOOKUP(Data!$W89,tabulka_panely_def,AK$1-18,FALSE))","v":{"$error":"#N/A"}},{"$f":"IF(Data!$W89<MIN(Panely!$A$9:$A$28),VLOOKUP(Data!$W89,tabulka_kce_def,AL$1-20,FALSE),VLOOKUP(Data!$W89,tabulka_panely_def,AL$1-18,FALSE))","v":{"$error":"#N/A"}},{"$f":"IF(Data!$W89<MIN(Panely!$A$9:$A$28),VLOOKUP(Data!$W89,tabulka_kce_def,AM$1-20,FALSE),VLOOKUP(Data!$W89,tabulka_panely_def,AM$1-18,FALSE))","v":{"$error":"#N/A"}},89,{"$f":"IF(Data!$W89<MIN(Panely!$A$9:$A$28),VLOOKUP(Data!$W89,tabulka_kce_def,63,FALSE),0)","v":0},{"$f":"IF(Data!$W89<MIN(Panely!$A$9:$A$28),VLOOKUP(Data!$W89,tabulka_kce_def,28,FALSE),1)","v":1},{"$f":"IF(Data!$W89<MIN(Panely!$A$9:$A$28),VLOOKUP(Data!$W89,tabulka_kce_def,23,FALSE),VLOOKUP(Data!$W89,tabulka_panely_def,24,FALSE))","v":{"$error":"#N/A"}},null,0,null,0,0,{"$error":"#N/A"},0,{"$f":"IF(AND(W89>MAX(Konstrukce!A:A),ISNUMBER(W89)),1,0)","v":0}]
[null,"=",{"$f":"IF(Data!$B90<MIN(Panely!$A$9:$A$28),VLOOKUP(Data!$B90,tabulka_kce_def,4,FALSE),VLOOKUP(Data!$B90,tabulka_panely_def,4,FALSE))","v":{"$error":"#N/A"}},{"$f":"IF(Data!$B90<MIN(Panely!$A$9:$A$28),VLOOKUP(Data!$B90,tabulka_kce_def,23,FALSE),VLOOKUP(Data!$B90,tabulka_panely_def,24,FALSE))","v":{"$error":"#N/A"}},{"$f":"IF(Data!$B90<MIN(Panely!$A$9:$A$28),VLOOKUP(Data!$B90,tabulka_kce_def,21,FALSE),VLOOKUP(Data!$B90,tabulka_panely_def,22,FALSE))","v":{"$error":"#N/A"}},{"$f":"IF(Data!$B90<MIN(Panely!$A$9:$A$28),VLOOKUP(Data!$B90,tabulka_kce_def,26,FALSE),VLOOKUP(Data!$B90,tabulka_panely_def,31,FALSE))","v":{"$error":"#N/A"}},{"$f":"IF(Data!$B90<MIN(Panely!$A$9:$A$28),VLOOKUP(Data!$B90,tabulka_kce_def,27,FALSE),VLOOKUP(Data!$B90,tabulka_panely_def,32,FALSE))","v":{"$error":"#N/A"}},{"$f":"IF(VLOOKUP(Data!$B90,tabulka_kce_def,3,FALSE)=\"\",Konstrukce!$G$1,IF(VLOOKUP(Data!$B90,tabulka_kce_def,3,FALSE)=\"z\",Konstrukce!$G$2,VLOOKUP(Data!$B90,tabulka_kce_def,3,FALSE)))","v":{"$error":"#N/A"}},{"$f":"IF(Data!$B90<MIN(Panely!$A$9:$A$28),0,VLOOKUP(Data!$B90,tabulka_panely_def,25,FALSE))","v":{"$error":"#N/A"}},{"$f":"IF(Data!$B90<MIN(Panely!$A$9:$A$28),VLOOKUP(Data!$B90,tabulka_kce_def,24,FALSE),VLOOKUP(Data!$B90,tabulka_panely_def,33,FALSE))","v":{"$error":"#N/A"}},{"$f":"Konstrukce!$D$1","v":15},{"$f":"Konstrukce!$D$2","v":15},{"$f":"Konstrukce!$G$1","v":0},{"$f":"IF(Data!$B90<MIN(Panely!$A$9:$A$28),VLOOKUP(Data!$B90,tabulka_kce_def,59,FALSE),VLOOKUP(Data!$B90,tabulka_panely_def,63,FALSE))","v":{"$error":"#N/A"}},{"$f":"IF(Data!$B90<MIN(Panely!$A$9:$A$28),VLOOKUP(Data!$B90,tabulka_kce_def,60,FALSE),VLOOKUP(Data!$B90,tabulka_panely_def,64,FALSE))","v":{"$error":"#N/A"}},{"$f":"IF(Data!$B90<MIN(Panely!$A$9:$A$28),VLOOKUP(Data!$B90,tabulka_kce_def,61,FALSE),VLOOKUP(Data!$B90,tabulka_panely_def,65,FALSE))","v":{"$error":"#N/A"}},{"$f":"IF(Data!$B90<MIN(Panely!$A$9:$A$28),VLOOKUP(Data!$B90,tabulka_kce_def,25,FALSE),0)","v":0},{"$error":"#N/A"},null,null,null,null,"=",{"$f":"IF(Data!$W90<MIN(Panely!$A$9:$A$28),VLOOKUP(Data!$W90,tabulka_kce_def,62,FALSE),VLOOKUP(Data!$W90,tabulka_panely_def,65,FALSE))","v":{"$error":"#N/A"}},{"$f":"IF(Data!$W90<MIN(Panely!$A$9:$A$28),VLOOKUP(Data!$W90,tabulka_kce_def,Y$1-20,FALSE),VLOOKUP(Data!$W90,tabulka_panely_def,Y$1-18,FALSE))","v":{"$error":"#N/A"}},{"$f":"IF(Data!$W90<MIN(Panely!$A$9:$A$28),VLOOKUP(Data!$W90,tabulka_kce_def,Z$1-20,FALSE),VLOOKUP(Data!$W90,tabulka_panely_def,Z$1-18,FALSE))","v":{"$error":"#N/A"}},{"$f":"IF(Data!$W90<MIN(Panely!$A$9:$A$28),VLOOKUP(Data!$W90,tabulka_kce_def,AA$1-20,FALSE),VLOOKUP(Data!$W90,tabulka_panely_def,AA$1-18,FALSE))","v":{"$error":"#N/A"}},{"$f":"IF(Data!$W90<MIN(Panely!$A$9:$A$28),VLOOKUP(Data!$W90,tabulka_kce_def,AB$1-20,FALSE),VLOOKUP(Data!$W90,tabulka_panely_def,AB$1-18,FALSE))","v":{"$error":"#N/A"}},{"$f":"IF(Data!$W90<MIN(Panely!$A$9:$A$28),VLOOKUP(Data!$W90,tabulka_kce_def,AC$1-20,FALSE),VLOOKUP(Data!$W90,tabulka_panely_def,AC$1-18,FALSE))","v":{"$error":"#N/A"}},{"$f":"IF(Data!$W90<MIN(Panely!$A$9:$A$28),VLOOKUP(Data!$W90,tabulka_kce_def,AD$1-20,FALSE),VLOOKUP(Data!$W90,tabulka_panely_def,AD$1-18,FALSE))","v":{"$error":"#N/A"}},{"$f":"IF(Data!$W90<MIN(Panely!$A$9:$A$28),VLOOKUP(Data!$W90,tabulka_kce_def,AE$1-20,FALSE),VLOOKUP(Data!$W90,tabulka_panely_def,AE$1-18,FALSE))","v":{"$error":"#N/A"}},{"$f":"IF(Data!$W90<MIN(Panely!$A$9:$A$28),VLOOKUP(Data!$W90,tabulka_kce_def,AF$1-20,FALSE),VLOOKUP(Data!$W90,tabulka_panely_def,AF$1-18,FALSE))","v":{"$error":"#N/A"}},{"$f":"IF(Data!$W90<MIN(Panely!$A$9:$A$28),VLOOKUP(Data!$W90,tabulka_kce_def,AG$1-20,FALSE),VLOOKUP(Data!$W90,tabulka_panely_def,AG$1-18,FALSE))","v":{"$error":"#N/A"}},{"$f":"IF(Data!$W90<MIN(Panely!$A$9:$A$28),VLOOKUP(Data!$W90,tabulka_kce_def,AH$1-20,FALSE),VLOOKUP(Data!$W90,tabulka_panely_def,AH$1-18,FALSE))","v":{"$error":"#N/A"}},{"$f":"IF(Data!$W90<MIN(Panely!$A$9:$A$28),VLOOKUP(Data!$W90,tabulka_kce_def,AI$1-20,FALSE),VLOOKUP(Data!$W90,tabulka_panely_def,AI$1-18,FALSE))","v":{"$error":"#N/A"}},{"$f":"IF(Data!$W90<MIN(Panely!$A$9:$A$28),VLOOKUP(Data!$W90,tabulka_kce_def,AJ$1-20,FALSE),VLOOKUP(Data!$W90,tabulka_panely_def,AJ$1-18,FALSE))","v":{"$error":"#N/A"}},{"$f":"IF(Data!$W90<MIN(Panely!$A$9:$A$28),VLOOKUP(Data!$W90,tabulka_kce_def,AK$1-20,FALSE),VLOOKUP(Data!$W90,tabulka_panely_def,AK$1-18,FALSE))","v":{"$error":"#N/A"}},{"$f":"IF(Data!$W90<MIN(Panely!$A$9:$A$28),VLOOKUP(Data!$W90,tabulka_kce_def,AL$1-20,FALSE),VLOOKUP(Data!$W90,tabulka_panely_def,AL$1-18,FALSE))","v":{"$error":"#N/A"}},{"$f":"IF(Data!$W90<MIN(Panely!$A$9:$A$28),VLOOKUP(Data!$W90,tabulka_kce_def,AM$1-20,FALSE),VLOOKUP(Data!$W90,tabulka_panely_def,AM$1-18,FALSE))","v":{"$error":"#N/A"}},90,{"$f":"IF(Data!$W90<MIN(Panely!$A$9:$A$28),VLOOKUP(Data!$W90,tabulka_kce_def,63,FALSE),0)","v":0},{"$f":"IF(Data!$W90<MIN(Panely!$A$9:$A$28),VLOOKUP(Data!$W90,tabulka_kce_def,28,FALSE),1)","v":1},{"$f":"IF(Data!$W90<MIN(Panely!$A$9:$A$28),VLOOKUP(Data!$W90,tabulka_kce_def,23,FALSE),VLOOKUP(Data!$W90,tabulka_panely_def,24,FALSE))","v":{"$error":"#N/A"}},null,0,null,0,0,{"$error":"#N/A"},0,{"$f":"IF(AND(W90>MAX(Konstrukce!A:A),ISNUMBER(W90)),1,0)","v":0}]
[null,"=",{"$f":"IF(Data!$B91<MIN(Panely!$A$9:$A$28),VLOOKUP(Data!$B91,tabulka_kce_def,4,FALSE),VLOOKUP(Data!$B91,tabulka_panely_def,4,FALSE))","v":{"$error":"#N/A"}},{"$f":"IF(Data!$B91<MIN(Panely!$A$9:$A$28),VLOOKUP(Data!$B91,tabulka_kce_def,23,FALSE),VLOOKUP(Data!$B91,tabulka_panely_def,24,FALSE))","v":{"$error":"#N/A"}},{"$f":"IF(Data!$B91<MIN(Panely!$A$9:$A$28),VLOOKUP(Data!$B91,tabulka_kce_def,21,FALSE),VLOOKUP(Data!$B91,tabulka_panely_def,22,FALSE))","v":{"$error":"#N/A"}},{"$f":"IF(Data!$B91<MIN(Panely!$A$9:$A$28),VLOOKUP(Data!$B91,tabulka_kce_def,26,FALSE),VLOOKUP(Data!$B91,tabulka_panely_def,31,FALSE))","v":{"$error":"#N/A"}},{"$f":"IF(Data!$B91<MIN(Panely!$A$9:$A$28),VLOOKUP(Data!$B91,tabulka_kce_def,27,FALSE),VLOOKUP(Data!$B91,tabulka_panely_def,32,FALSE))","v":{"$error":"#N/A"}},{"$f":"IF(VLOOKUP(Data!$B91,tabulka_kce_def,3,FALSE)=\"\",Konstrukce!$G$1,IF(VLOOKUP(Data!$B91,tabulka_kce_def,3,FALSE)=\"z\",Konstrukce!$G$2,VLOOKUP(Data!$B91,tabulka_kce_def,3,FALSE)))","v":{"$error":"#N/A"}},{"$f":"IF(Data!$B91<MIN(Panely!$A$9:$A$28),0,VLOOKUP(Data!$B91,tabulka_panely_def,25,FALSE))","v":{"$error":"#N/A"}},{"$f":"IF(Data!$B91<MIN(Panely!$A$9:$A$28),VLOOKUP(Data!$B91,tabulka_kce_def,24,FALSE),VLOOKUP(Data!$B91,tabulka_panely_def,33,FALSE))","v":{"$error":"#N/A"}},{"$f":"Konstrukce!$D$1","v":15},{"$f":"Konstrukce!$D$2","v":15},{"$f":"Konstrukce!$G$1","v":0},{"$f":"IF(Data!$B91<MIN(Panely!$A$9:$A$28),VLOOKUP(Data!$B91,tabulka_kce_def,59,FALSE),VLOOKUP(Data!$B91,tabulka_panely_def,63,FALSE))","v":{"$error":"#N/A"}},{"$f":"IF(Data!$B91<MIN(Panely!$A$9:$A$28),VLOOKUP(Data!$B91,tabulka_kce_def,60,FALSE),VLOOKUP(Data!$B91,tabulka_panely_def,64,FALSE))","v":{"$error":"#N/A"}},{"$f":"IF(Data!$B91<MIN(Panely!$A$9:$A$28),VLOOKUP(Data!$B91,tabulka_kce_def,61,FALSE),VLOOKUP(Data!$B91,tabulka_panely_def,65,FALSE))","v":{"$error":"#N/A"}},{"$f":"IF(Data!$B91<MIN(Panely!$A$9:$A$28),VLOOKUP(Data!$B91,tabulka_kce_def,25,FALSE),0)","v":0},{"$error":"#N/A"},null,null,null,null,"=",{"$f":"IF(Data!$W91<MIN(Panely!$A$9:$A$28),VLOOKUP(Data!$W91,tabulka_kce_def,62,FALSE),VLOOKUP(Data!$W91,tabulka_panely_def,65,FALSE))","v":{"$error":"#N/A"}},{"$f":"IF(Data!$W91<MIN(Panely!$A$9:$A$28),VLOOKUP(Data!$W91,tabulka_kce_def,Y$1-20,FALSE),VLOOKUP(Data!$W91,tabulka_panely_def,Y$1-18,FALSE))","v":{"$error":"#N/A"}},{"$f":"IF(Data!$W91<MIN(Panely!$A$9:$A$28),VLOOKUP(Data!$W91,tabulka_kce_def,Z$1-20,FALSE),VLOOKUP(Data!$W91,tabulka_panely_def,Z$1-18,FALSE))","v":{"$error":"#N/A"}},{"$f":"IF(Data!$W91<MIN(Panely!$A$9:$A$28),VLOOKUP(Data!$W91,tabulka_kce_def,AA$1-20,FALSE),VLOOKUP(Data!$W91,tabulka_panely_def,AA$1-18,FALSE))","v":{"$error":"#N/A"}},{"$f":"IF(Data!$W91<MIN(Panely!$A$9:$A$28),VLOOKUP(Data!$W91,tabulka_kce_def,AB$1-20,FALSE),VLOOKUP(Data!$W91,tabulka_panely_def,AB$1-18,FALSE))","v":{"$error":"#N/A"}},{"$f":"IF(Data!$W91<MIN(Panely!$A$9:$A$28),VLOOKUP(Data!$W91,tabulka_kce_def,AC$1-20,FALSE),VLOOKUP(Data!$W91,tabulka_panely_def,AC$1-18,FALSE))","v":{"$error":"#N/A"}},{"$f":"IF(Data!$W91<MIN(Panely!$A$9:$A$28),VLOOKUP(Data!$W91,tabulka_kce_def,AD$1-20,FALSE),VLOOKUP(Data!$W91,tabulka_panely_def,AD$1-18,FALSE))","v":{"$error":"#N/A"}},{"$f":"IF(Data!$W91<MIN(Panely!$A$9:$A$28),VLOOKUP(Data!$W91,tabulka_kce_def,AE$1-20,FALSE),VLOOKUP(Data!$W91,tabulka_panely_def,AE$1-18,FALSE))","v":{"$error":"#N/A"}},{"$f":"IF(Data!$W91<MIN(Panely!$A$9:$A$28),VLOOKUP(Data!$W91,tabulka_kce_def,AF$1-20,FALSE),VLOOKUP(Data!$W91,tabulka_panely_def,AF$1-18,FALSE))","v":{"$error":"#N/A"}},{"$f":"IF(Data!$W91<MIN(Panely!$A$9:$A$28),VLOOKUP(Data!$W91,tabulka_kce_def,AG$1-20,FALSE),VLOOKUP(Data!$W91,tabulka_panely_def,AG$1-18,FALSE))","v":{"$error":"#N/A"}},{"$f":"IF(Data!$W91<MIN(Panely!$A$9:$A$28),VLOOKUP(Data!$W91,tabulka_kce_def,AH$1-20,FALSE),VLOOKUP(Data!$W91,tabulka_panely_def,AH$1-18,FALSE))","v":{"$error":"#N/A"}},{"$f":"IF(Data!$W91<MIN(Panely!$A$9:$A$28),VLOOKUP(Data!$W91,tabulka_kce_def,AI$1-20,FALSE),VLOOKUP(Data!$W91,tabulka_panely_def,AI$1-18,FALSE))","v":{"$error":"#N/A"}},{"$f":"IF(Data!$W91<MIN(Panely!$A$9:$A$28),VLOOKUP(Data!$W91,tabulka_kce_def,AJ$1-20,FALSE),VLOOKUP(Data!$W91,tabulka_panely_def,AJ$1-18,FALSE))","v":{"$error":"#N/A"}},{"$f":"IF(Data!$W91<MIN(Panely!$A$9:$A$28),VLOOKUP(Data!$W91,tabulka_kce_def,AK$1-20,FALSE),VLOOKUP(Data!$W91,tabulka_panely_def,AK$1-18,FALSE))","v":{"$error":"#N/A"}},{"$f":"IF(Data!$W91<MIN(Panely!$A$9:$A$28),VLOOKUP(Data!$W91,tabulka_kce_def,AL$1-20,FALSE),VLOOKUP(Data!$W91,tabulka_panely_def,AL$1-18,FALSE))","v":{"$error":"#N/A"}},{"$f":"IF(Data!$W91<MIN(Panely!$A$9:$A$28),VLOOKUP(Data!$W91,tabulka_kce_def,AM$1-20,FALSE),VLOOKUP(Data!$W91,tabulka_panely_def,AM$1-18,FALSE))","v":{"$error":"#N/A"}},91,{"$f":"IF(Data!$W91<MIN(Panely!$A$9:$A$28),VLOOKUP(Data!$W91,tabulka_kce_def,63,FALSE),0)","v":0},{"$f":"IF(Data!$W91<MIN(Panely!$A$9:$A$28),VLOOKUP(Data!$W91,tabulka_kce_def,28,FALSE),1)","v":1},{"$f":"IF(Data!$W91<MIN(Panely!$A$9:$A$28),VLOOKUP(Data!$W91,tabulka_kce_def,23,FALSE),VLOOKUP(Data!$W91,tabulka_panely_def,24,FALSE))","v":{"$error":"#N/A"}},null,0,null,0,0,{"$error":"#N/A"},0,{"$f":"IF(AND(W91>MAX(Konstrukce!A:A),ISNUMBER(W91)),1,0)","v":0}]
[null,"=",{"$f":"IF(Data!$B92<MIN(Panely!$A$9:$A$28),VLOOKUP(Data!$B92,tabulka_kce_def,4,FALSE),VLOOKUP(Data!$B92,tabulka_panely_def,4,FALSE))","v":{"$error":"#N/A"}},{"$f":"IF(Data!$B92<MIN(Panely!$A$9:$A$28),VLOOKUP(Data!$B92,tabulka_kce_def,23,FALSE),VLOOKUP(Data!$B92,tabulka_panely_def,24,FALSE))","v":{"$error":"#N/A"}},{"$f":"IF(Data!$B92<MIN(Panely!$A$9:$A$28),VLOOKUP(Data!$B92,tabulka_kce_def,21,FALSE),VLOOKUP(Data!$B92,tabulka_panely_def,22,FALSE))","v":{"$error":"#N/A"}},{"$f":"IF(Data!$B92<MIN(Panely!$A$9:$A$28),VLOOKUP(Data!$B92,tabulka_kce_def,26,FALSE),VLOOKUP(Data!$B92,tabulka_panely_def,31,FALSE))","v":{"$error":"#N/A"}},{"$f":"IF(Data!$B92<MIN(Panely!$A$9:$A$28),VLOOKUP(Data!$B92,tabulka_kce_def,27,FALSE),VLOOKUP(Data!$B92,tabulka_panely_def,32,FALSE))","v":{"$error":"#N/A"}},{"$f":"IF(VLOOKUP(Data!$B92,tabulka_kce_def,3,FALSE)=\"\",Konstrukce!$G$1,IF(VLOOKUP(Data!$B92,tabulka_kce_def,3,FALSE)=\"z\",Konstrukce!$G$2,VLOOKUP(Data!$B92,tabulka_kce_def,3,FALSE)))","v":{"$error":"#N/A"}},{"$f":"IF(Data!$B92<MIN(Panely!$A$9:$A$28),0,VLOOKUP(Data!$B92,tabulka_panely_def,25,FALSE))","v":{"$error":"#N/A"}},{"$f":"IF(Data!$B92<MIN(Panely!$A$9:$A$28),VLOOKUP(Data!$B92,tabulka_kce_def,24,FALSE),VLOOKUP(Data!$B92,tabulka_panely_def,33,FALSE))","v":{"$error":"#N/A"}},{"$f":"Konstrukce!$D$1","v":15},{"$f":"Konstrukce!$D$2","v":15},{"$f":"Konstrukce!$G$1","v":0},{"$f":"IF(Data!$B92<MIN(Panely!$A$9:$A$28),VLOOKUP(Data!$B92,tabulka_kce_def,59,FALSE),VLOOKUP(Data!$B92,tabulka_panely_def,63,FALSE))","v":{"$error":"#N/A"}},{"$f":"IF(Data!$B92<MIN(Panely!$A$9:$A$28),VLOOKUP(Data!$B92,tabulka_kce_def,60,FALSE),VLOOKUP(Data!$B92,tabulka_panely_def,64,FALSE))","v":{"$error":"#N/A"}},{"$f":"IF(Data!$B92<MIN(Panely!$A$9:$A$28),VLOOKUP(Data!$B92,tabulka_kce_def,61,FALSE),VLOOKUP(Data!$B92,tabulka_panely_def,65,FALSE))","v":{"$error":"#N/A"}},{"$f":"IF(Data!$B92<MIN(Panely!$A$9:$A$28),VLOOKUP(Data!$B92,tabulka_kce_def,25,FALSE),0)","v":0},{"$error":"#N/A"},null,null,null,null,"=",{"$f":"IF(Data!$W92<MIN(Panely!$A$9:$A$28),VLOOKUP(Data!$W92,tabulka_kce_def,62,FALSE),VLOOKUP(Data!$W92,tabulka_panely_def,65,FALSE))","v":{"$error":"#N/A"}},{"$f":"IF(Data!$W92<MIN(Panely!$A$9:$A$28),VLOOKUP(Data!$W92,tabulka_kce_def,Y$1-20,FALSE),VLOOKUP(Data!$W92,tabulka_panely_def,Y$1-18,FALSE))","v":{"$error":"#N/A"}},{"$f":"IF(Data!$W92<MIN(Panely!$A$9:$A$28),VLOOKUP(Data!$W92,tabulka_kce_def,Z$1-20,FALSE),VLOOKUP(Data!$W92,tabulka_panely_def,Z$1-18,FALSE))","v":{"$error":"#N/A"}},{"$f":"IF(Data!$W92<MIN(Panely!$A$9:$A$28),VLOOKUP(Data!$W92,tabulka_kce_def,AA$1-20,FALSE),VLOOKUP(Data!$W92,tabulka_panely_def,AA$1-18,FALSE))","v":{"$error":"#N/A"}},{"$f":"IF(Data!$W92<MIN(Panely!$A$9:$A$28),VLOOKUP(Data!$W92,tabulka_kce_def,AB$1-20,FALSE),VLOOKUP(Data!$W92,tabulka_panely_def,AB$1-18,FALSE))","v":{"$error":"#N/A"}},{"$f":"IF(Data!$W92<MIN(Panely!$A$9:$A$28),VLOOKUP(Data!$W92,tabulka_kce_def,AC$1-20,FALSE),VLOOKUP(Data!$W92,tabulka_panely_def,AC$1-18,FALSE))","v":{"$error":"#N/A"}},{"$f":"IF(Data!$W92<MIN(Panely!$A$9:$A$28),VLOOKUP(Data!$W92,tabulka_kce_def,AD$1-20,FALSE),VLOOKUP(Data!$W92,tabulka_panely_def,AD$1-18,FALSE))","v":{"$error":"#N/A"}},{"$f":"IF(Data!$W92<MIN(Panely!$A$9:$A$28),VLOOKUP(Data!$W92,tabulka_kce_def,AE$1-20,FALSE),VLOOKUP(Data!$W92,tabulka_panely_def,AE$1-18,FALSE))","v":{"$error":"#N/A"}},{"$f":"IF(Data!$W92<MIN(Panely!$A$9:$A$28),VLOOKUP(Data!$W92,tabulka_kce_def,AF$1-20,FALSE),VLOOKUP(Data!$W92,tabulka_panely_def,AF$1-18,FALSE))","v":{"$error":"#N/A"}},{"$f":"IF(Data!$W92<MIN(Panely!$A$9:$A$28),VLOOKUP(Data!$W92,tabulka_kce_def,AG$1-20,FALSE),VLOOKUP(Data!$W92,tabulka_panely_def,AG$1-18,FALSE))","v":{"$error":"#N/A"}},{"$f":"IF(Data!$W92<MIN(Panely!$A$9:$A$28),VLOOKUP(Data!$W92,tabulka_kce_def,AH$1-20,FALSE),VLOOKUP(Data!$W92,tabulka_panely_def,AH$1-18,FALSE))","v":{"$error":"#N/A"}},{"$f":"IF(Data!$W92<MIN(Panely!$A$9:$A$28),VLOOKUP(Data!$W92,tabulka_kce_def,AI$1-20,FALSE),VLOOKUP(Data!$W92,tabulka_panely_def,AI$1-18,FALSE))","v":{"$error":"#N/A"}},{"$f":"IF(Data!$W92<MIN(Panely!$A$9:$A$28),VLOOKUP(Data!$W92,tabulka_kce_def,AJ$1-20,FALSE),VLOOKUP(Data!$W92,tabulka_panely_def,AJ$1-18,FALSE))","v":{"$error":"#N/A"}},{"$f":"IF(Data!$W92<MIN(Panely!$A$9:$A$28),VLOOKUP(Data!$W92,tabulka_kce_def,AK$1-20,FALSE),VLOOKUP(Data!$W92,tabulka_panely_def,AK$1-18,FALSE))","v":{"$error":"#N/A"}},{"$f":"IF(Data!$W92<MIN(Panely!$A$9:$A$28),VLOOKUP(Data!$W92,tabulka_kce_def,AL$1-20,FALSE),VLOOKUP(Data!$W92,tabulka_panely_def,AL$1-18,FALSE))","v":{"$error":"#N/A"}},{"$f":"IF(Data!$W92<MIN(Panely!$A$9:$A$28),VLOOKUP(Data!$W92,tabulka_kce_def,AM$1-20,FALSE),VLOOKUP(Data!$W92,tabulka_panely_def,AM$1-18,FALSE))","v":{"$error":"#N/A"}},92,{"$f":"IF(Data!$W92<MIN(Panely!$A$9:$A$28),VLOOKUP(Data!$W92,tabulka_kce_def,63,FALSE),0)","v":0},{"$f":"IF(Data!$W92<MIN(Panely!$A$9:$A$28),VLOOKUP(Data!$W92,tabulka_kce_def,28,FALSE),1)","v":1},{"$f":"IF(Data!$W92<MIN(Panely!$A$9:$A$28),VLOOKUP(Data!$W92,tabulka_kce_def,23,FALSE),VLOOKUP(Data!$W92,tabulka_panely_def,24,FALSE))","v":{"$error":"#N/A"}},null,0,null,0,0,{"$error":"#N/A"},0,{"$f":"IF(AND(W92>MAX(Konstrukce!A:A),ISNUMBER(W92)),1,0)","v":0}]
[null,"=",{"$f":"IF(Data!$B93<MIN(Panely!$A$9:$A$28),VLOOKUP(Data!$B93,tabulka_kce_def,4,FALSE),VLOOKUP(Data!$B93,tabulka_panely_def,4,FALSE))","v":{"$error":"#N/A"}},{"$f":"IF(Data!$B93<MIN(Panely!$A$9:$A$28),VLOOKUP(Data!$B93,tabulka_kce_def,23,FALSE),VLOOKUP(Data!$B93,tabulka_panely_def,24,FALSE))","v":{"$error":"#N/A"}},{"$f":"IF(Data!$B93<MIN(Panely!$A$9:$A$28),VLOOKUP(Data!$B93,tabulka_kce_def,21,FALSE),VLOOKUP(Data!$B93,tabulka_panely_def,22,FALSE))","v":{"$error":"#N/A"}},{"$f":"IF(Data!$B93<MIN(Panely!$A$9:$A$28),VLOOKUP(Data!$B93,tabulka_kce_def,26,FALSE),VLOOKUP(Data!$B93,tabulka_panely_def,31,FALSE))","v":{"$error":"#N/A"}},{"$f":"IF(Data!$B93<MIN(Panely!$A$9:$A$28),VLOOKUP(Data!$B93,tabulka_kce_def,27,FALSE),VLOOKUP(Data!$B93,tabulka_panely_def,32,FALSE))","v":{"$error":"#N/A"}},{"$f":"IF(VLOOKUP(Data!$B93,tabulka_kce_def,3,FALSE)=\"\",Konstrukce!$G$1,IF(VLOOKUP(Data!$B93,tabulka_kce_def,3,FALSE)=\"z\",Konstrukce!$G$2,VLOOKUP(Data!$B93,tabulka_kce_def,3,FALSE)))","v":{"$error":"#N/A"}},{"$f":"IF(Data!$B93<MIN(Panely!$A$9:$A$28),0,VLOOKUP(Data!$B93,tabulka_panely_def,25,FALSE))","v":{"$error":"#N/A"}},{"$f":"IF(Data!$B93<MIN(Panely!$A$9:$A$28),VLOOKUP(Data!$B93,tabulka_kce_def,24,FALSE),VLOOKUP(Data!$B93,tabulka_panely_def,33,FALSE))","v":{"$error":"#N/A"}},{"$f":"Konstrukce!$D$1","v":15},{"$f":"Konstrukce!$D$2","v":15},{"$f":"Konstrukce!$G$1","v":0},{"$f":"IF(Data!$B93<MIN(Panely!$A$9:$A$28),VLOOKUP(Data!$B93,tabulka_kce_def,59,FALSE),VLOOKUP(Data!$B93,tabulka_panely_def,63,FALSE))","v":{"$error":"#N/A"}},{"$f":"IF(Data!$B93<MIN(Panely!$A$9:$A$28),VLOOKUP(Data!$B93,tabulka_kce_def,60,FALSE),VLOOKUP(Data!$B93,tabulka_panely_def,64,FALSE))","v":{"$error":"#N/A"}},{"$f":"IF(Data!$B93<MIN(Panely!$A$9:$A$28),VLOOKUP(Data!$B93,tabulka_kce_def,61,FALSE),VLOOKUP(Data!$B93,tabulka_panely_def,65,FALSE))","v":{"$error":"#N/A"}},{"$f":"IF(Data!$B93<MIN(Panely!$A$9:$A$28),VLOOKUP(Data!$B93,tabulka_kce_def,25,FALSE),0)","v":0},{"$error":"#N/A"},null,null,null,null,"=",{"$f":"IF(Data!$W93<MIN(Panely!$A$9:$A$28),VLOOKUP(Data!$W93,tabulka_kce_def,62,FALSE),VLOOKUP(Data!$W93,tabulka_panely_def,65,FALSE))","v":{"$error":"#N/A"}},{"$f":"IF(Data!$W93<MIN(Panely!$A$9:$A$28),VLOOKUP(Data!$W93,tabulka_kce_def,Y$1-20,FALSE),VLOOKUP(Data!$W93,tabulka_panely_def,Y$1-18,FALSE))","v":{"$error":"#N/A"}},{"$f":"IF(Data!$W93<MIN(Panely!$A$9:$A$28),VLOOKUP(Data!$W93,tabulka_kce_def,Z$1-20,FALSE),VLOOKUP(Data!$W93,tabulka_panely_def,Z$1-18,FALSE))","v":{"$error":"#N/A"}},{"$f":"IF(Data!$W93<MIN(Panely!$A$9:$A$28),VLOOKUP(Data!$W93,tabulka_kce_def,AA$1-20,FALSE),VLOOKUP(Data!$W93,tabulka_panely_def,AA$1-18,FALSE))","v":{"$error":"#N/A"}},{"$f":"IF(Data!$W93<MIN(Panely!$A$9:$A$28),VLOOKUP(Data!$W93,tabulka_kce_def,AB$1-20,FALSE),VLOOKUP(Data!$W93,tabulka_panely_def,AB$1-18,FALSE))","v":{"$error":"#N/A"}},{"$f":"IF(Data!$W93<MIN(Panely!$A$9:$A$28),VLOOKUP(Data!$W93,tabulka_kce_def,AC$1-20,FALSE),VLOOKUP(Data!$W93,tabulka_panely_def,AC$1-18,FALSE))","v":{"$error":"#N/A"}},{"$f":"IF(Data!$W93<MIN(Panely!$A$9:$A$28),VLOOKUP(Data!$W93,tabulka_kce_def,AD$1-20,FALSE),VLOOKUP(Data!$W93,tabulka_panely_def,AD$1-18,FALSE))","v":{"$error":"#N/A"}},{"$f":"IF(Data!$W93<MIN(Panely!$A$9:$A$28),VLOOKUP(Data!$W93,tabulka_kce_def,AE$1-20,FALSE),VLOOKUP(Data!$W93,tabulka_panely_def,AE$1-18,FALSE))","v":{"$error":"#N/A"}},{"$f":"IF(Data!$W93<MIN(Panely!$A$9:$A$28),VLOOKUP(Data!$W93,tabulka_kce_def,AF$1-20,FALSE),VLOOKUP(Data!$W93,tabulka_panely_def,AF$1-18,FALSE))","v":{"$error":"#N/A"}},{"$f":"IF(Data!$W93<MIN(Panely!$A$9:$A$28),VLOOKUP(Data!$W93,tabulka_kce_def,AG$1-20,FALSE),VLOOKUP(Data!$W93,tabulka_panely_def,AG$1-18,FALSE))","v":{"$error":"#N/A"}},{"$f":"IF(Data!$W93<MIN(Panely!$A$9:$A$28),VLOOKUP(Data!$W93,tabulka_kce_def,AH$1-20,FALSE),VLOOKUP(Data!$W93,tabulka_panely_def,AH$1-18,FALSE))","v":{"$error":"#N/A"}},{"$f":"IF(Data!$W93<MIN(Panely!$A$9:$A$28),VLOOKUP(Data!$W93,tabulka_kce_def,AI$1-20,FALSE),VLOOKUP(Data!$W93,tabulka_panely_def,AI$1-18,FALSE))","v":{"$error":"#N/A"}},{"$f":"IF(Data!$W93<MIN(Panely!$A$9:$A$28),VLOOKUP(Data!$W93,tabulka_kce_def,AJ$1-20,FALSE),VLOOKUP(Data!$W93,tabulka_panely_def,AJ$1-18,FALSE))","v":{"$error":"#N/A"}},{"$f":"IF(Data!$W93<MIN(Panely!$A$9:$A$28),VLOOKUP(Data!$W93,tabulka_kce_def,AK$1-20,FALSE),VLOOKUP(Data!$W93,tabulka_panely_def,AK$1-18,FALSE))","v":{"$error":"#N/A"}},{"$f":"IF(Data!$W93<MIN(Panely!$A$9:$A$28),VLOOKUP(Data!$W93,tabulka_kce_def,AL$1-20,FALSE),VLOOKUP(Data!$W93,tabulka_panely_def,AL$1-18,FALSE))","v":{"$error":"#N/A"}},{"$f":"IF(Data!$W93<MIN(Panely!$A$9:$A$28),VLOOKUP(Data!$W93,tabulka_kce_def,AM$1-20,FALSE),VLOOKUP(Data!$W93,tabulka_panely_def,AM$1-18,FALSE))","v":{"$error":"#N/A"}},93,{"$f":"IF(Data!$W93<MIN(Panely!$A$9:$A$28),VLOOKUP(Data!$W93,tabulka_kce_def,63,FALSE),0)","v":0},{"$f":"IF(Data!$W93<MIN(Panely!$A$9:$A$28),VLOOKUP(Data!$W93,tabulka_kce_def,28,FALSE),1)","v":1},{"$f":"IF(Data!$W93<MIN(Panely!$A$9:$A$28),VLOOKUP(Data!$W93,tabulka_kce_def,23,FALSE),VLOOKUP(Data!$W93,tabulka_panely_def,24,FALSE))","v":{"$error":"#N/A"}},null,0,null,0,0,{"$error":"#N/A"},0,{"$f":"IF(AND(W93>MAX(Konstrukce!A:A),ISNUMBER(W93)),1,0)","v":0}]
[null,"=",{"$f":"IF(Data!$B94<MIN(Panely!$A$9:$A$28),VLOOKUP(Data!$B94,tabulka_kce_def,4,FALSE),VLOOKUP(Data!$B94,tabulka_panely_def,4,FALSE))","v":{"$error":"#N/A"}},{"$f":"IF(Data!$B94<MIN(Panely!$A$9:$A$28),VLOOKUP(Data!$B94,tabulka_kce_def,23,FALSE),VLOOKUP(Data!$B94,tabulka_panely_def,24,FALSE))","v":{"$error":"#N/A"}},{"$f":"IF(Data!$B94<MIN(Panely!$A$9:$A$28),VLOOKUP(Data!$B94,tabulka_kce_def,21,FALSE),VLOOKUP(Data!$B94,tabulka_panely_def,22,FALSE))","v":{"$error":"#N/A"}},{"$f":"IF(Data!$B94<MIN(Panely!$A$9:$A$28),VLOOKUP(Data!$B94,tabulka_kce_def,26,FALSE),VLOOKUP(Data!$B94,tabulka_panely_def,31,FALSE))","v":{"$error":"#N/A"}},{"$f":"IF(Data!$B94<MIN(Panely!$A$9:$A$28),VLOOKUP(Data!$B94,tabulka_kce_def,27,FALSE),VLOOKUP(Data!$B94,tabulka_panely_def,32,FALSE))","v":{"$error":"#N/A"}},{"$f":"IF(VLOOKUP(Data!$B94,tabulka_kce_def,3,FALSE)=\"\",Konstrukce!$G$1,IF(VLOOKUP(Data!$B94,tabulka_kce_def,3,FALSE)=\"z\",Konstrukce!$G$2,VLOOKUP(Data!$B94,tabulka_kce_def,3,FALSE)))","v":{"$error":"#N/A"}},{"$f":"IF(Data!$B94<MIN(Panely!$A$9:$A$28),0,VLOOKUP(Data!$B94,tabulka_panely_def,25,FALSE))","v":{"$error":"#N/A"}},{"$f":"IF(Data!$B94<MIN(Panely!$A$9:$A$28),VLOOKUP(Data!$B94,tabulka_kce_def,24,FALSE),VLOOKUP(Data!$B94,tabulka_panely_def,33,FALSE))","v":{"$error":"#N/A"}},{"$f":"Konstrukce!$D$1","v":15},{"$f":"Konstrukce!$D$2","v":15},{"$f":"Konstrukce!$G$1","v":0},{"$f":"IF(Data!$B94<MIN(Panely!$A$9:$A$28),VLOOKUP(Data!$B94,tabulka_kce_def,59,FALSE),VLOOKUP(Data!$B94,tabulka_panely_def,63,FALSE))","v":{"$error":"#N/A"}},{"$f":"IF(Data!$B94<MIN(Panely!$A$9:$A$28),VLOOKUP(Data!$B94,tabulka_kce_def,60,FALSE),VLOOKUP(Data!$B94,tabulka_panely_def,64,FALSE))","v":{"$error":"#N/A"}},{"$f":"IF(Data!$B94<MIN(Panely!$A$9:$A$28),VLOOKUP(Data!$B94,tabulka_kce_def,61,FALSE),VLOOKUP(Data!$B94,tabulka_panely_def,65,FALSE))","v":{"$error":"#N/A"}},{"$f":"IF(Data!$B94<MIN(Panely!$A$9:$A$28),VLOOKUP(Data!$B94,tabulka_kce_def,25,FALSE),0)","v":0},{"$error":"#N/A"},null,null,null,null,"=",{"$f":"IF(Data!$W94<MIN(Panely!$A$9:$A$28),VLOOKUP(Data!$W94,tabulka_kce_def,62,FALSE),VLOOKUP(Data!$W94,tabulka_panely_def,65,FALSE))","v":{"$error":"#N/A"}},{"$f":"IF(Data!$W94<MIN(Panely!$A$9:$A$28),VLOOKUP(Data!$W94,tabulka_kce_def,Y$1-20,FALSE),VLOOKUP(Data!$W94,tabulka_panely_def,Y$1-18,FALSE))","v":{"$error":"#N/A"}},{"$f":"IF(Data!$W94<MIN(Panely!$A$9:$A$28),VLOOKUP(Data!$W94,tabulka_kce_def,Z$1-20,FALSE),VLOOKUP(Data!$W94,tabulka_panely_def,Z$1-18,FALSE))","v":{"$error":"#N/A"}},{"$f":"IF(Data!$W94<MIN(Panely!$A$9:$A$28),VLOOKUP(Data!$W94,tabulka_kce_def,AA$1-20,FALSE),VLOOKUP(Data!$W94,tabulka_panely_def,AA$1-18,FALSE))","v":{"$error":"#N/A"}},{"$f":"IF(Data!$W94<MIN(Panely!$A$9:$A$28),VLOOKUP(Data!$W94,tabulka_kce_def,AB$1-20,FALSE),VLOOKUP(Data!$W94,tabulka_panely_def,AB$1-18,FALSE))","v":{"$error":"#N/A"}},{"$f":"IF(Data!$W94<MIN(Panely!$A$9:$A$28),VLOOKUP(Data!$W94,tabulka_kce_def,AC$1-20,FALSE),VLOOKUP(Data!$W94,tabulka_panely_def,AC$1-18,FALSE))","v":{"$error":"#N/A"}},{"$f":"IF(Data!$W94<MIN(Panely!$A$9:$A$28),VLOOKUP(Data!$W94,tabulka_kce_def,AD$1-20,FALSE),VLOOKUP(Data!$W94,tabulka_panely_def,AD$1-18,FALSE))","v":{"$error":"#N/A"}},{"$f":"IF(Data!$W94<MIN(Panely!$A$9:$A$28),VLOOKUP(Data!$W94,tabulka_kce_def,AE$1-20,FALSE),VLOOKUP(Data!$W94,tabulka_panely_def,AE$1-18,FALSE))","v":{"$error":"#N/A"}},{"$f":"IF(Data!$W94<MIN(Panely!$A$9:$A$28),VLOOKUP(Data!$W94,tabulka_kce_def,AF$1-20,FALSE),VLOOKUP(Data!$W94,tabulka_panely_def,AF$1-18,FALSE))","v":{"$error":"#N/A"}},{"$f":"IF(Data!$W94<MIN(Panely!$A$9:$A$28),VLOOKUP(Data!$W94,tabulka_kce_def,AG$1-20,FALSE),VLOOKUP(Data!$W94,tabulka_panely_def,AG$1-18,FALSE))","v":{"$error":"#N/A"}},{"$f":"IF(Data!$W94<MIN(Panely!$A$9:$A$28),VLOOKUP(Data!$W94,tabulka_kce_def,AH$1-20,FALSE),VLOOKUP(Data!$W94,tabulka_panely_def,AH$1-18,FALSE))","v":{"$error":"#N/A"}},{"$f":"IF(Data!$W94<MIN(Panely!$A$9:$A$28),VLOOKUP(Data!$W94,tabulka_kce_def,AI$1-20,FALSE),VLOOKUP(Data!$W94,tabulka_panely_def,AI$1-18,FALSE))","v":{"$error":"#N/A"}},{"$f":"IF(Data!$W94<MIN(Panely!$A$9:$A$28),VLOOKUP(Data!$W94,tabulka_kce_def,AJ$1-20,FALSE),VLOOKUP(Data!$W94,tabulka_panely_def,AJ$1-18,FALSE))","v":{"$error":"#N/A"}},{"$f":"IF(Data!$W94<MIN(Panely!$A$9:$A$28),VLOOKUP(Data!$W94,tabulka_kce_def,AK$1-20,FALSE),VLOOKUP(Data!$W94,tabulka_panely_def,AK$1-18,FALSE))","v":{"$error":"#N/A"}},{"$f":"IF(Data!$W94<MIN(Panely!$A$9:$A$28),VLOOKUP(Data!$W94,tabulka_kce_def,AL$1-20,FALSE),VLOOKUP(Data!$W94,tabulka_panely_def,AL$1-18,FALSE))","v":{"$error":"#N/A"}},{"$f":"IF(Data!$W94<MIN(Panely!$A$9:$A$28),VLOOKUP(Data!$W94,tabulka_kce_def,AM$1-20,FALSE),VLOOKUP(Data!$W94,tabulka_panely_def,AM$1-18,FALSE))","v":{"$error":"#N/A"}},94,{"$f":"IF(Data!$W94<MIN(Panely!$A$9:$A$28),VLOOKUP(Data!$W94,tabulka_kce_def,63,FALSE),0)","v":0},{"$f":"IF(Data!$W94<MIN(Panely!$A$9:$A$28),VLOOKUP(Data!$W94,tabulka_kce_def,28,FALSE),1)","v":1},{"$f":"IF(Data!$W94<MIN(Panely!$A$9:$A$28),VLOOKUP(Data!$W94,tabulka_kce_def,23,FALSE),VLOOKUP(Data!$W94,tabulka_panely_def,24,FALSE))","v":{"$error":"#N/A"}},null,0,null,0,0,{"$error":"#N/A"},0,{"$f":"IF(AND(W94>MAX(Konstrukce!A:A),ISNUMBER(W94)),1,0)","v":0}]
[null,"=",{"$f":"IF(Data!$B95<MIN(Panely!$A$9:$A$28),VLOOKUP(Data!$B95,tabulka_kce_def,4,FALSE),VLOOKUP(Data!$B95,tabulka_panely_def,4,FALSE))","v":{"$error":"#N/A"}},{"$f":"IF(Data!$B95<MIN(Panely!$A$9:$A$28),VLOOKUP(Data!$B95,tabulka_kce_def,23,FALSE),VLOOKUP(Data!$B95,tabulka_panely_def,24,FALSE))","v":{"$error":"#N/A"}},{"$f":"IF(Data!$B95<MIN(Panely!$A$9:$A$28),VLOOKUP(Data!$B95,tabulka_kce_def,21,FALSE),VLOOKUP(Data!$B95,tabulka_panely_def,22,FALSE))","v":{"$error":"#N/A"}},{"$f":"IF(Data!$B95<MIN(Panely!$A$9:$A$28),VLOOKUP(Data!$B95,tabulka_kce_def,26,FALSE),VLOOKUP(Data!$B95,tabulka_panely_def,31,FALSE))","v":{"$error":"#N/A"}},{"$f":"IF(Data!$B95<MIN(Panely!$A$9:$A$28),VLOOKUP(Data!$B95,tabulka_kce_def,27,FALSE),VLOOKUP(Data!$B95,tabulka_panely_def,32,FALSE))","v":{"$error":"#N/A"}},{"$f":"IF(VLOOKUP(Data!$B95,tabulka_kce_def,3,FALSE)=\"\",Konstrukce!$G$1,IF(VLOOKUP(Data!$B95,tabulka_kce_def,3,FALSE)=\"z\",Konstrukce!$G$2,VLOOKUP(Data!$B95,tabulka_kce_def,3,FALSE)))","v":{"$error":"#N/A"}},{"$f":"IF(Data!$B95<MIN(Panely!$A$9:$A$28),0,VLOOKUP(Data!$B95,tabulka_panely_def,25,FALSE))","v":{"$error":"#N/A"}},{"$f":"IF(Data!$B95<MIN(Panely!$A$9:$A$28),VLOOKUP(Data!$B95,tabulka_kce_def,24,FALSE),VLOOKUP(Data!$B95,tabulka_panely_def,33,FALSE))","v":{"$error":"#N/A"}},{"$f":"Konstrukce!$D$1","v":15},{"$f":"Konstrukce!$D$2","v":15},{"$f":"Konstrukce!$G$1","v":0},{"$f":"IF(Data!$B95<MIN(Panely!$A$9:$A$28),VLOOKUP(Data!$B95,tabulka_kce_def,59,FALSE),VLOOKUP(Data!$B95,tabulka_panely_def,63,FALSE))","v":{"$error":"#N/A"}},{"$f":"IF(Data!$B95<MIN(Panely!$A$9:$A$28),VLOOKUP(Data!$B95,tabulka_kce_def,60,FALSE),VLOOKUP(Data!$B95,tabulka_panely_def,64,FALSE))","v":{"$error":"#N/A"}},{"$f":"IF(Data!$B95<MIN(Panely!$A$9:$A$28),VLOOKUP(Data!$B95,tabulka_kce_def,61,FALSE),VLOOKUP(Data!$B95,tabulka_panely_def,65,FALSE))","v":{"$error":"#N/A"}},{"$f":"IF(Data!$B95<MIN(Panely!$A$9:$A$28),VLOOKUP(Data!$B95,tabulka_kce_def,25,FALSE),0)","v":0},{"$error":"#N/A"},null,null,null,null,"=",{"$f":"IF(Data!$W95<MIN(Panely!$A$9:$A$28),VLOOKUP(Data!$W95,tabulka_kce_def,62,FALSE),VLOOKUP(Data!$W95,tabulka_panely_def,65,FALSE))","v":{"$error":"#N/A"}},{"$f":"IF(Data!$W95<MIN(Panely!$A$9:$A$28),VLOOKUP(Data!$W95,tabulka_kce_def,Y$1-20,FALSE),VLOOKUP(Data!$W95,tabulka_panely_def,Y$1-18,FALSE))","v":{"$error":"#N/A"}},{"$f":"IF(Data!$W95<MIN(Panely!$A$9:$A$28),VLOOKUP(Data!$W95,tabulka_kce_def,Z$1-20,FALSE),VLOOKUP(Data!$W95,tabulka_panely_def,Z$1-18,FALSE))","v":{"$error":"#N/A"}},{"$f":"IF(Data!$W95<MIN(Panely!$A$9:$A$28),VLOOKUP(Data!$W95,tabulka_kce_def,AA$1-20,FALSE),VLOOKUP(Data!$W95,tabulka_panely_def,AA$1-18,FALSE))","v":{"$error":"#N/A"}},{"$f":"IF(Data!$W95<MIN(Panely!$A$9:$A$28),VLOOKUP(Data!$W95,tabulka_kce_def,AB$1-20,FALSE),VLOOKUP(Data!$W95,tabulka_panely_def,AB$1-18,FALSE))","v":{"$error":"#N/A"}},{"$f":"IF(Data!$W95<MIN(Panely!$A$9:$A$28),VLOOKUP(Data!$W95,tabulka_kce_def,AC$1-20,FALSE),VLOOKUP(Data!$W95,tabulka_panely_def,AC$1-18,FALSE))","v":{"$error":"#N/A"}},{"$f":"IF(Data!$W95<MIN(Panely!$A$9:$A$28),VLOOKUP(Data!$W95,tabulka_kce_def,AD$1-20,FALSE),VLOOKUP(Data!$W95,tabulka_panely_def,AD$1-18,FALSE))","v":{"$error":"#N/A"}},{"$f":"IF(Data!$W95<MIN(Panely!$A$9:$A$28),VLOOKUP(Data!$W95,tabulka_kce_def,AE$1-20,FALSE),VLOOKUP(Data!$W95,tabulka_panely_def,AE$1-18,FALSE))","v":{"$error":"#N/A"}},{"$f":"IF(Data!$W95<MIN(Panely!$A$9:$A$28),VLOOKUP(Data!$W95,tabulka_kce_def,AF$1-20,FALSE),VLOOKUP(Data!$W95,tabulka_panely_def,AF$1-18,FALSE))","v":{"$error":"#N/A"}},{"$f":"IF(Data!$W95<MIN(Panely!$A$9:$A$28),VLOOKUP(Data!$W95,tabulka_kce_def,AG$1-20,FALSE),VLOOKUP(Data!$W95,tabulka_panely_def,AG$1-18,FALSE))","v":{"$error":"#N/A"}},{"$f":"IF(Data!$W95<MIN(Panely!$A$9:$A$28),VLOOKUP(Data!$W95,tabulka_kce_def,AH$1-20,FALSE),VLOOKUP(Data!$W95,tabulka_panely_def,AH$1-18,FALSE))","v":{"$error":"#N/A"}},{"$f":"IF(Data!$W95<MIN(Panely!$A$9:$A$28),VLOOKUP(Data!$W95,tabulka_kce_def,AI$1-20,FALSE),VLOOKUP(Data!$W95,tabulka_panely_def,AI$1-18,FALSE))","v":{"$error":"#N/A"}},{"$f":"IF(Data!$W95<MIN(Panely!$A$9:$A$28),VLOOKUP(Data!$W95,tabulka_kce_def,AJ$1-20,FALSE),VLOOKUP(Data!$W95,tabulka_panely_def,AJ$1-18,FALSE))","v":{"$error":"#N/A"}},{"$f":"IF(Data!$W95<MIN(Panely!$A$9:$A$28),VLOOKUP(Data!$W95,tabulka_kce_def,AK$1-20,FALSE),VLOOKUP(Data!$W95,tabulka_panely_def,AK$1-18,FALSE))","v":{"$error":"#N/A"}},{"$f":"IF(Data!$W95<MIN(Panely!$A$9:$A$28),VLOOKUP(Data!$W95,tabulka_kce_def,AL$1-20,FALSE),VLOOKUP(Data!$W95,tabulka_panely_def,AL$1-18,FALSE))","v":{"$error":"#N/A"}},{"$f":"IF(Data!$W95<MIN(Panely!$A$9:$A$28),VLOOKUP(Data!$W95,tabulka_kce_def,AM$1-20,FALSE),VLOOKUP(Data!$W95,tabulka_panely_def,AM$1-18,FALSE))","v":{"$error":"#N/A"}},95,{"$f":"IF(Data!$W95<MIN(Panely!$A$9:$A$28),VLOOKUP(Data!$W95,tabulka_kce_def,63,FALSE),0)","v":0},{"$f":"IF(Data!$W95<MIN(Panely!$A$9:$A$28),VLOOKUP(Data!$W95,tabulka_kce_def,28,FALSE),1)","v":1},{"$f":"IF(Data!$W95<MIN(Panely!$A$9:$A$28),VLOOKUP(Data!$W95,tabulka_kce_def,23,FALSE),VLOOKUP(Data!$W95,tabulka_panely_def,24,FALSE))","v":{"$error":"#N/A"}},null,0,null,0,0,{"$error":"#N/A"},0,{"$f":"IF(AND(W95>MAX(Konstrukce!A:A),ISNUMBER(W95)),1,0)","v":0}]
[null,"=",{"$f":"IF(Data!$B96<MIN(Panely!$A$9:$A$28),VLOOKUP(Data!$B96,tabulka_kce_def,4,FALSE),VLOOKUP(Data!$B96,tabulka_panely_def,4,FALSE))","v":{"$error":"#N/A"}},{"$f":"IF(Data!$B96<MIN(Panely!$A$9:$A$28),VLOOKUP(Data!$B96,tabulka_kce_def,23,FALSE),VLOOKUP(Data!$B96,tabulka_panely_def,24,FALSE))","v":{"$error":"#N/A"}},{"$f":"IF(Data!$B96<MIN(Panely!$A$9:$A$28),VLOOKUP(Data!$B96,tabulka_kce_def,21,FALSE),VLOOKUP(Data!$B96,tabulka_panely_def,22,FALSE))","v":{"$error":"#N/A"}},{"$f":"IF(Data!$B96<MIN(Panely!$A$9:$A$28),VLOOKUP(Data!$B96,tabulka_kce_def,26,FALSE),VLOOKUP(Data!$B96,tabulka_panely_def,31,FALSE))","v":{"$error":"#N/A"}},{"$f":"IF(Data!$B96<MIN(Panely!$A$9:$A$28),VLOOKUP(Data!$B96,tabulka_kce_def,27,FALSE),VLOOKUP(Data!$B96,tabulka_panely_def,32,FALSE))","v":{"$error":"#N/A"}},{"$f":"IF(VLOOKUP(Data!$B96,tabulka_kce_def,3,FALSE)=\"\",Konstrukce!$G$1,IF(VLOOKUP(Data!$B96,tabulka_kce_def,3,FALSE)=\"z\",Konstrukce!$G$2,VLOOKUP(Data!$B96,tabulka_kce_def,3,FALSE)))","v":{"$error":"#N/A"}},{"$f":"IF(Data!$B96<MIN(Panely!$A$9:$A$28),0,VLOOKUP(Data!$B96,tabulka_panely_def,25,FALSE))","v":{"$error":"#N/A"}},{"$f":"IF(Data!$B96<MIN(Panely!$A$9:$A$28),VLOOKUP(Data!$B96,tabulka_kce_def,24,FALSE),VLOOKUP(Data!$B96,tabulka_panely_def,33,FALSE))","v":{"$error":"#N/A"}},{"$f":"Konstrukce!$D$1","v":15},{"$f":"Konstrukce!$D$2","v":15},{"$f":"Konstrukce!$G$1","v":0},{"$f":"IF(Data!$B96<MIN(Panely!$A$9:$A$28),VLOOKUP(Data!$B96,tabulka_kce_def,59,FALSE),VLOOKUP(Data!$B96,tabulka_panely_def,63,FALSE))","v":{"$error":"#N/A"}},{"$f":"IF(Data!$B96<MIN(Panely!$A$9:$A$28),VLOOKUP(Data!$B96,tabulka_kce_def,60,FALSE),VLOOKUP(Data!$B96,tabulka_panely_def,64,FALSE))","v":{"$error":"#N/A"}},{"$f":"IF(Data!$B96<MIN(Panely!$A$9:$A$28),VLOOKUP(Data!$B96,tabulka_kce_def,61,FALSE),VLOOKUP(Data!$B96,tabulka_panely_def,65,FALSE))","v":{"$error":"#N/A"}},{"$f":"IF(Data!$B96<MIN(Panely!$A$9:$A$28),VLOOKUP(Data!$B96,tabulka_kce_def,25,FALSE),0)","v":0},{"$error":"#N/A"},null,null,null,null,"=",{"$f":"IF(Data!$W96<MIN(Panely!$A$9:$A$28),VLOOKUP(Data!$W96,tabulka_kce_def,62,FALSE),VLOOKUP(Data!$W96,tabulka_panely_def,65,FALSE))","v":{"$error":"#N/A"}},{"$f":"IF(Data!$W96<MIN(Panely!$A$9:$A$28),VLOOKUP(Data!$W96,tabulka_kce_def,Y$1-20,FALSE),VLOOKUP(Data!$W96,tabulka_panely_def,Y$1-18,FALSE))","v":{"$error":"#N/A"}},{"$f":"IF(Data!$W96<MIN(Panely!$A$9:$A$28),VLOOKUP(Data!$W96,tabulka_kce_def,Z$1-20,FALSE),VLOOKUP(Data!$W96,tabulka_panely_def,Z$1-18,FALSE))","v":{"$error":"#N/A"}},{"$f":"IF(Data!$W96<MIN(Panely!$A$9:$A$28),VLOOKUP(Data!$W96,tabulka_kce_def,AA$1-20,FALSE),VLOOKUP(Data!$W96,tabulka_panely_def,AA$1-18,FALSE))","v":{"$error":"#N/A"}},{"$f":"IF(Data!$W96<MIN(Panely!$A$9:$A$28),VLOOKUP(Data!$W96,tabulka_kce_def,AB$1-20,FALSE),VLOOKUP(Data!$W96,tabulka_panely_def,AB$1-18,FALSE))","v":{"$error":"#N/A"}},{"$f":"IF(Data!$W96<MIN(Panely!$A$9:$A$28),VLOOKUP(Data!$W96,tabulka_kce_def,AC$1-20,FALSE),VLOOKUP(Data!$W96,tabulka_panely_def,AC$1-18,FALSE))","v":{"$error":"#N/A"}},{"$f":"IF(Data!$W96<MIN(Panely!$A$9:$A$28),VLOOKUP(Data!$W96,tabulka_kce_def,AD$1-20,FALSE),VLOOKUP(Data!$W96,tabulka_panely_def,AD$1-18,FALSE))","v":{"$error":"#N/A"}},{"$f":"IF(Data!$W96<MIN(Panely!$A$9:$A$28),VLOOKUP(Data!$W96,tabulka_kce_def,AE$1-20,FALSE),VLOOKUP(Data!$W96,tabulka_panely_def,AE$1-18,FALSE))","v":{"$error":"#N/A"}},{"$f":"IF(Data!$W96<MIN(Panely!$A$9:$A$28),VLOOKUP(Data!$W96,tabulka_kce_def,AF$1-20,FALSE),VLOOKUP(Data!$W96,tabulka_panely_def,AF$1-18,FALSE))","v":{"$error":"#N/A"}},{"$f":"IF(Data!$W96<MIN(Panely!$A$9:$A$28),VLOOKUP(Data!$W96,tabulka_kce_def,AG$1-20,FALSE),VLOOKUP(Data!$W96,tabulka_panely_def,AG$1-18,FALSE))","v":{"$error":"#N/A"}},{"$f":"IF(Data!$W96<MIN(Panely!$A$9:$A$28),VLOOKUP(Data!$W96,tabulka_kce_def,AH$1-20,FALSE),VLOOKUP(Data!$W96,tabulka_panely_def,AH$1-18,FALSE))","v":{"$error":"#N/A"}},{"$f":"IF(Data!$W96<MIN(Panely!$A$9:$A$28),VLOOKUP(Data!$W96,tabulka_kce_def,AI$1-20,FALSE),VLOOKUP(Data!$W96,tabulka_panely_def,AI$1-18,FALSE))","v":{"$error":"#N/A"}},{"$f":"IF(Data!$W96<MIN(Panely!$A$9:$A$28),VLOOKUP(Data!$W96,tabulka_kce_def,AJ$1-20,FALSE),VLOOKUP(Data!$W96,tabulka_panely_def,AJ$1-18,FALSE))","v":{"$error":"#N/A"}},{"$f":"IF(Data!$W96<MIN(Panely!$A$9:$A$28),VLOOKUP(Data!$W96,tabulka_kce_def,AK$1-20,FALSE),VLOOKUP(Data!$W96,tabulka_panely_def,AK$1-18,FALSE))","v":{"$error":"#N/A"}},{"$f":"IF(Data!$W96<MIN(Panely!$A$9:$A$28),VLOOKUP(Data!$W96,tabulka_kce_def,AL$1-20,FALSE),VLOOKUP(Data!$W96,tabulka_panely_def,AL$1-18,FALSE))","v":{"$error":"#N/A"}},{"$f":"IF(Data!$W96<MIN(Panely!$A$9:$A$28),VLOOKUP(Data!$W96,tabulka_kce_def,AM$1-20,FALSE),VLOOKUP(Data!$W96,tabulka_panely_def,AM$1-18,FALSE))","v":{"$error":"#N/A"}},96,{"$f":"IF(Data!$W96<MIN(Panely!$A$9:$A$28),VLOOKUP(Data!$W96,tabulka_kce_def,63,FALSE),0)","v":0},{"$f":"IF(Data!$W96<MIN(Panely!$A$9:$A$28),VLOOKUP(Data!$W96,tabulka_kce_def,28,FALSE),1)","v":1},{"$f":"IF(Data!$W96<MIN(Panely!$A$9:$A$28),VLOOKUP(Data!$W96,tabulka_kce_def,23,FALSE),VLOOKUP(Data!$W96,tabulka_panely_def,24,FALSE))","v":{"$error":"#N/A"}},null,0,null,0,0,{"$error":"#N/A"},0,{"$f":"IF(AND(W96>MAX(Konstrukce!A:A),ISNUMBER(W96)),1,0)","v":0}]
[null,"=",{"$f":"IF(Data!$B97<MIN(Panely!$A$9:$A$28),VLOOKUP(Data!$B97,tabulka_kce_def,4,FALSE),VLOOKUP(Data!$B97,tabulka_panely_def,4,FALSE))","v":{"$error":"#N/A"}},{"$f":"IF(Data!$B97<MIN(Panely!$A$9:$A$28),VLOOKUP(Data!$B97,tabulka_kce_def,23,FALSE),VLOOKUP(Data!$B97,tabulka_panely_def,24,FALSE))","v":{"$error":"#N/A"}},{"$f":"IF(Data!$B97<MIN(Panely!$A$9:$A$28),VLOOKUP(Data!$B97,tabulka_kce_def,21,FALSE),VLOOKUP(Data!$B97,tabulka_panely_def,22,FALSE))","v":{"$error":"#N/A"}},{"$f":"IF(Data!$B97<MIN(Panely!$A$9:$A$28),VLOOKUP(Data!$B97,tabulka_kce_def,26,FALSE),VLOOKUP(Data!$B97,tabulka_panely_def,31,FALSE))","v":{"$error":"#N/A"}},{"$f":"IF(Data!$B97<MIN(Panely!$A$9:$A$28),VLOOKUP(Data!$B97,tabulka_kce_def,27,FALSE),VLOOKUP(Data!$B97,tabulka_panely_def,32,FALSE))","v":{"$error":"#N/A"}},{"$f":"IF(VLOOKUP(Data!$B97,tabulka_kce_def,3,FALSE)=\"\",Konstrukce!$G$1,IF(VLOOKUP(Data!$B97,tabulka_kce_def,3,FALSE)=\"z\",Konstrukce!$G$2,VLOOKUP(Data!$B97,tabulka_kce_def,3,FALSE)))","v":{"$error":"#N/A"}},{"$f":"IF(Data!$B97<MIN(Panely!$A$9:$A$28),0,VLOOKUP(Data!$B97,tabulka_panely_def,25,FALSE))","v":{"$error":"#N/A"}},{"$f":"IF(Data!$B97<MIN(Panely!$A$9:$A$28),VLOOKUP(Data!$B97,tabulka_kce_def,24,FALSE),VLOOKUP(Data!$B97,tabulka_panely_def,33,FALSE))","v":{"$error":"#N/A"}},{"$f":"Konstrukce!$D$1","v":15},{"$f":"Konstrukce!$D$2","v":15},{"$f":"Konstrukce!$G$1","v":0},{"$f":"IF(Data!$B97<MIN(Panely!$A$9:$A$28),VLOOKUP(Data!$B97,tabulka_kce_def,59,FALSE),VLOOKUP(Data!$B97,tabulka_panely_def,63,FALSE))","v":{"$error":"#N/A"}},{"$f":"IF(Data!$B97<MIN(Panely!$A$9:$A$28),VLOOKUP(Data!$B97,tabulka_kce_def,60,FALSE),VLOOKUP(Data!$B97,tabulka_panely_def,64,FALSE))","v":{"$error":"#N/A"}},{"$f":"IF(Data!$B97<MIN(Panely!$A$9:$A$28),VLOOKUP(Data!$B97,tabulka_kce_def,61,FALSE),VLOOKUP(Data!$B97,tabulka_panely_def,65,FALSE))","v":{"$error":"#N/A"}},{"$f":"IF(Data!$B97<MIN(Panely!$A$9:$A$28),VLOOKUP(Data!$B97,tabulka_kce_def,25,FALSE),0)","v":0},{"$error":"#N/A"},null,null,null,null,"=",{"$f":"IF(Data!$W97<MIN(Panely!$A$9:$A$28),VLOOKUP(Data!$W97,tabulka_kce_def,62,FALSE),VLOOKUP(Data!$W97,tabulka_panely_def,65,FALSE))","v":{"$error":"#N/A"}},{"$f":"IF(Data!$W97<MIN(Panely!$A$9:$A$28),VLOOKUP(Data!$W97,tabulka_kce_def,Y$1-20,FALSE),VLOOKUP(Data!$W97,tabulka_panely_def,Y$1-18,FALSE))","v":{"$error":"#N/A"}},{"$f":"IF(Data!$W97<MIN(Panely!$A$9:$A$28),VLOOKUP(Data!$W97,tabulka_kce_def,Z$1-20,FALSE),VLOOKUP(Data!$W97,tabulka_panely_def,Z$1-18,FALSE))","v":{"$error":"#N/A"}},{"$f":"IF(Data!$W97<MIN(Panely!$A$9:$A$28),VLOOKUP(Data!$W97,tabulka_kce_def,AA$1-20,FALSE),VLOOKUP(Data!$W97,tabulka_panely_def,AA$1-18,FALSE))","v":{"$error":"#N/A"}},{"$f":"IF(Data!$W97<MIN(Panely!$A$9:$A$28),VLOOKUP(Data!$W97,tabulka_kce_def,AB$1-20,FALSE),VLOOKUP(Data!$W97,tabulka_panely_def,AB$1-18,FALSE))","v":{"$error":"#N/A"}},{"$f":"IF(Data!$W97<MIN(Panely!$A$9:$A$28),VLOOKUP(Data!$W97,tabulka_kce_def,AC$1-20,FALSE),VLOOKUP(Data!$W97,tabulka_panely_def,AC$1-18,FALSE))","v":{"$error":"#N/A"}},{"$f":"IF(Data!$W97<MIN(Panely!$A$9:$A$28),VLOOKUP(Data!$W97,tabulka_kce_def,AD$1-20,FALSE),VLOOKUP(Data!$W97,tabulka_panely_def,AD$1-18,FALSE))","v":{"$error":"#N/A"}},{"$f":"IF(Data!$W97<MIN(Panely!$A$9:$A$28),VLOOKUP(Data!$W97,tabulka_kce_def,AE$1-20,FALSE),VLOOKUP(Data!$W97,tabulka_panely_def,AE$1-18,FALSE))","v":{"$error":"#N/A"}},{"$f":"IF(Data!$W97<MIN(Panely!$A$9:$A$28),VLOOKUP(Data!$W97,tabulka_kce_def,AF$1-20,FALSE),VLOOKUP(Data!$W97,tabulka_panely_def,AF$1-18,FALSE))","v":{"$error":"#N/A"}},{"$f":"IF(Data!$W97<MIN(Panely!$A$9:$A$28),VLOOKUP(Data!$W97,tabulka_kce_def,AG$1-20,FALSE),VLOOKUP(Data!$W97,tabulka_panely_def,AG$1-18,FALSE))","v":{"$error":"#N/A"}},{"$f":"IF(Data!$W97<MIN(Panely!$A$9:$A$28),VLOOKUP(Data!$W97,tabulka_kce_def,AH$1-20,FALSE),VLOOKUP(Data!$W97,tabulka_panely_def,AH$1-18,FALSE))","v":{"$error":"#N/A"}},{"$f":"IF(Data!$W97<MIN(Panely!$A$9:$A$28),VLOOKUP(Data!$W97,tabulka_kce_def,AI$1-20,FALSE),VLOOKUP(Data!$W97,tabulka_panely_def,AI$1-18,FALSE))","v":{"$error":"#N/A"}},{"$f":"IF(Data!$W97<MIN(Panely!$A$9:$A$28),VLOOKUP(Data!$W97,tabulka_kce_def,AJ$1-20,FALSE),VLOOKUP(Data!$W97,tabulka_panely_def,AJ$1-18,FALSE))","v":{"$error":"#N/A"}},{"$f":"IF(Data!$W97<MIN(Panely!$A$9:$A$28),VLOOKUP(Data!$W97,tabulka_kce_def,AK$1-20,FALSE),VLOOKUP(Data!$W97,tabulka_panely_def,AK$1-18,FALSE))","v":{"$error":"#N/A"}},{"$f":"IF(Data!$W97<MIN(Panely!$A$9:$A$28),VLOOKUP(Data!$W97,tabulka_kce_def,AL$1-20,FALSE),VLOOKUP(Data!$W97,tabulka_panely_def,AL$1-18,FALSE))","v":{"$error":"#N/A"}},{"$f":"IF(Data!$W97<MIN(Panely!$A$9:$A$28),VLOOKUP(Data!$W97,tabulka_kce_def,AM$1-20,FALSE),VLOOKUP(Data!$W97,tabulka_panely_def,AM$1-18,FALSE))","v":{"$error":"#N/A"}},97,{"$f":"IF(Data!$W97<MIN(Panely!$A$9:$A$28),VLOOKUP(Data!$W97,tabulka_kce_def,63,FALSE),0)","v":0},{"$f":"IF(Data!$W97<MIN(Panely!$A$9:$A$28),VLOOKUP(Data!$W97,tabulka_kce_def,28,FALSE),1)","v":1},{"$f":"IF(Data!$W97<MIN(Panely!$A$9:$A$28),VLOOKUP(Data!$W97,tabulka_kce_def,23,FALSE),VLOOKUP(Data!$W97,tabulka_panely_def,24,FALSE))","v":{"$error":"#N/A"}},null,0,null,0,0,{"$error":"#N/A"},0,{"$f":"IF(AND(W97>MAX(Konstrukce!A:A),ISNUMBER(W97)),1,0)","v":0}]
[null,"=",{"$f":"IF(Data!$B98<MIN(Panely!$A$9:$A$28),VLOOKUP(Data!$B98,tabulka_kce_def,4,FALSE),VLOOKUP(Data!$B98,tabulka_panely_def,4,FALSE))","v":{"$error":"#N/A"}},{"$f":"IF(Data!$B98<MIN(Panely!$A$9:$A$28),VLOOKUP(Data!$B98,tabulka_kce_def,23,FALSE),VLOOKUP(Data!$B98,tabulka_panely_def,24,FALSE))","v":{"$error":"#N/A"}},{"$f":"IF(Data!$B98<MIN(Panely!$A$9:$A$28),VLOOKUP(Data!$B98,tabulka_kce_def,21,FALSE),VLOOKUP(Data!$B98,tabulka_panely_def,22,FALSE))","v":{"$error":"#N/A"}},{"$f":"IF(Data!$B98<MIN(Panely!$A$9:$A$28),VLOOKUP(Data!$B98,tabulka_kce_def,26,FALSE),VLOOKUP(Data!$B98,tabulka_panely_def,31,FALSE))","v":{"$error":"#N/A"}},{"$f":"IF(Data!$B98<MIN(Panely!$A$9:$A$28),VLOOKUP(Data!$B98,tabulka_kce_def,27,FALSE),VLOOKUP(Data!$B98,tabulka_panely_def,32,FALSE))","v":{"$error":"#N/A"}},{"$f":"IF(VLOOKUP(Data!$B98,tabulka_kce_def,3,FALSE)=\"\",Konstrukce!$G$1,IF(VLOOKUP(Data!$B98,tabulka_kce_def,3,FALSE)=\"z\",Konstrukce!$G$2,VLOOKUP(Data!$B98,tabulka_kce_def,3,FALSE)))","v":{"$error":"#N/A"}},{"$f":"IF(Data!$B98<MIN(Panely!$A$9:$A$28),0,VLOOKUP(Data!$B98,tabulka_panely_def,25,FALSE))","v":{"$error":"#N/A"}},{"$f":"IF(Data!$B98<MIN(Panely!$A$9:$A$28),VLOOKUP(Data!$B98,tabulka_kce_def,24,FALSE),VLOOKUP(Data!$B98,tabulka_panely_def,33,FALSE))","v":{"$error":"#N/A"}},{"$f":"Konstrukce!$D$1","v":15},{"$f":"Konstrukce!$D$2","v":15},{"$f":"Konstrukce!$G$1","v":0},{"$f":"IF(Data!$B98<MIN(Panely!$A$9:$A$28),VLOOKUP(Data!$B98,tabulka_kce_def,59,FALSE),VLOOKUP(Data!$B98,tabulka_panely_def,63,FALSE))","v":{"$error":"#N/A"}},{"$f":"IF(Data!$B98<MIN(Panely!$A$9:$A$28),VLOOKUP(Data!$B98,tabulka_kce_def,60,FALSE),VLOOKUP(Data!$B98,tabulka_panely_def,64,FALSE))","v":{"$error":"#N/A"}},{"$f":"IF(Data!$B98<MIN(Panely!$A$9:$A$28),VLOOKUP(Data!$B98,tabulka_kce_def,61,FALSE),VLOOKUP(Data!$B98,tabulka_panely_def,65,FALSE))","v":{"$error":"#N/A"}},{"$f":"IF(Data!$B98<MIN(Panely!$A$9:$A$28),VLOOKUP(Data!$B98,tabulka_kce_def,25,FALSE),0)","v":0},{"$error":"#N/A"},null,null,null,null,"=",{"$f":"IF(Data!$W98<MIN(Panely!$A$9:$A$28),VLOOKUP(Data!$W98,tabulka_kce_def,62,FALSE),VLOOKUP(Data!$W98,tabulka_panely_def,65,FALSE))","v":{"$error":"#N/A"}},{"$f":"IF(Data!$W98<MIN(Panely!$A$9:$A$28),VLOOKUP(Data!$W98,tabulka_kce_def,Y$1-20,FALSE),VLOOKUP(Data!$W98,tabulka_panely_def,Y$1-18,FALSE))","v":{"$error":"#N/A"}},{"$f":"IF(Data!$W98<MIN(Panely!$A$9:$A$28),VLOOKUP(Data!$W98,tabulka_kce_def,Z$1-20,FALSE),VLOOKUP(Data!$W98,tabulka_panely_def,Z$1-18,FALSE))","v":{"$error":"#N/A"}},{"$f":"IF(Data!$W98<MIN(Panely!$A$9:$A$28),VLOOKUP(Data!$W98,tabulka_kce_def,AA$1-20,FALSE),VLOOKUP(Data!$W98,tabulka_panely_def,AA$1-18,FALSE))","v":{"$error":"#N/A"}},{"$f":"IF(Data!$W98<MIN(Panely!$A$9:$A$28),VLOOKUP(Data!$W98,tabulka_kce_def,AB$1-20,FALSE),VLOOKUP(Data!$W98,tabulka_panely_def,AB$1-18,FALSE))","v":{"$error":"#N/A"}},{"$f":"IF(Data!$W98<MIN(Panely!$A$9:$A$28),VLOOKUP(Data!$W98,tabulka_kce_def,AC$1-20,FALSE),VLOOKUP(Data!$W98,tabulka_panely_def,AC$1-18,FALSE))","v":{"$error":"#N/A"}},{"$f":"IF(Data!$W98<MIN(Panely!$A$9:$A$28),VLOOKUP(Data!$W98,tabulka_kce_def,AD$1-20,FALSE),VLOOKUP(Data!$W98,tabulka_panely_def,AD$1-18,FALSE))","v":{"$error":"#N/A"}},{"$f":"IF(Data!$W98<MIN(Panely!$A$9:$A$28),VLOOKUP(Data!$W98,tabulka_kce_def,AE$1-20,FALSE),VLOOKUP(Data!$W98,tabulka_panely_def,AE$1-18,FALSE))","v":{"$error":"#N/A"}},{"$f":"IF(Data!$W98<MIN(Panely!$A$9:$A$28),VLOOKUP(Data!$W98,tabulka_kce_def,AF$1-20,FALSE),VLOOKUP(Data!$W98,tabulka_panely_def,AF$1-18,FALSE))","v":{"$error":"#N/A"}},{"$f":"IF(Data!$W98<MIN(Panely!$A$9:$A$28),VLOOKUP(Data!$W98,tabulka_kce_def,AG$1-20,FALSE),VLOOKUP(Data!$W98,tabulka_panely_def,AG$1-18,FALSE))","v":{"$error":"#N/A"}},{"$f":"IF(Data!$W98<MIN(Panely!$A$9:$A$28),VLOOKUP(Data!$W98,tabulka_kce_def,AH$1-20,FALSE),VLOOKUP(Data!$W98,tabulka_panely_def,AH$1-18,FALSE))","v":{"$error":"#N/A"}},{"$f":"IF(Data!$W98<MIN(Panely!$A$9:$A$28),VLOOKUP(Data!$W98,tabulka_kce_def,AI$1-20,FALSE),VLOOKUP(Data!$W98,tabulka_panely_def,AI$1-18,FALSE))","v":{"$error":"#N/A"}},{"$f":"IF(Data!$W98<MIN(Panely!$A$9:$A$28),VLOOKUP(Data!$W98,tabulka_kce_def,AJ$1-20,FALSE),VLOOKUP(Data!$W98,tabulka_panely_def,AJ$1-18,FALSE))","v":{"$error":"#N/A"}},{"$f":"IF(Data!$W98<MIN(Panely!$A$9:$A$28),VLOOKUP(Data!$W98,tabulka_kce_def,AK$1-20,FALSE),VLOOKUP(Data!$W98,tabulka_panely_def,AK$1-18,FALSE))","v":{"$error":"#N/A"}},{"$f":"IF(Data!$W98<MIN(Panely!$A$9:$A$28),VLOOKUP(Data!$W98,tabulka_kce_def,AL$1-20,FALSE),VLOOKUP(Data!$W98,tabulka_panely_def,AL$1-18,FALSE))","v":{"$error":"#N/A"}},{"$f":"IF(Data!$W98<MIN(Panely!$A$9:$A$28),VLOOKUP(Data!$W98,tabulka_kce_def,AM$1-20,FALSE),VLOOKUP(Data!$W98,tabulka_panely_def,AM$1-18,FALSE))","v":{"$error":"#N/A"}},98,{"$f":"IF(Data!$W98<MIN(Panely!$A$9:$A$28),VLOOKUP(Data!$W98,tabulka_kce_def,63,FALSE),0)","v":0},{"$f":"IF(Data!$W98<MIN(Panely!$A$9:$A$28),VLOOKUP(Data!$W98,tabulka_kce_def,28,FALSE),1)","v":1},{"$f":"IF(Data!$W98<MIN(Panely!$A$9:$A$28),VLOOKUP(Data!$W98,tabulka_kce_def,23,FALSE),VLOOKUP(Data!$W98,tabulka_panely_def,24,FALSE))","v":{"$error":"#N/A"}},null,0,null,0,0,{"$error":"#N/A"},0,{"$f":"IF(AND(W98>MAX(Konstrukce!A:A),ISNUMBER(W98)),1,0)","v":0}]
[null,"=",{"$f":"IF(Data!$B99<MIN(Panely!$A$9:$A$28),VLOOKUP(Data!$B99,tabulka_kce_def,4,FALSE),VLOOKUP(Data!$B99,tabulka_panely_def,4,FALSE))","v":{"$error":"#N/A"}},{"$f":"IF(Data!$B99<MIN(Panely!$A$9:$A$28),VLOOKUP(Data!$B99,tabulka_kce_def,23,FALSE),VLOOKUP(Data!$B99,tabulka_panely_def,24,FALSE))","v":{"$error":"#N/A"}},{"$f":"IF(Data!$B99<MIN(Panely!$A$9:$A$28),VLOOKUP(Data!$B99,tabulka_kce_def,21,FALSE),VLOOKUP(Data!$B99,tabulka_panely_def,22,FALSE))","v":{"$error":"#N/A"}},{"$f":"IF(Data!$B99<MIN(Panely!$A$9:$A$28),VLOOKUP(Data!$B99,tabulka_kce_def,26,FALSE),VLOOKUP(Data!$B99,tabulka_panely_def,31,FALSE))","v":{"$error":"#N/A"}},{"$f":"IF(Data!$B99<MIN(Panely!$A$9:$A$28),VLOOKUP(Data!$B99,tabulka_kce_def,27,FALSE),VLOOKUP(Data!$B99,tabulka_panely_def,32,FALSE))","v":{"$error":"#N/A"}},{"$f":"IF(VLOOKUP(Data!$B99,tabulka_kce_def,3,FALSE)=\"\",Konstrukce!$G$1,IF(VLOOKUP(Data!$B99,tabulka_kce_def,3,FALSE)=\"z\",Konstrukce!$G$2,VLOOKUP(Data!$B99,tabulka_kce_def,3,FALSE)))","v":{"$error":"#N/A"}},{"$f":"IF(Data!$B99<MIN(Panely!$A$9:$A$28),0,VLOOKUP(Data!$B99,tabulka_panely_def,25,FALSE))","v":{"$error":"#N/A"}},{"$f":"IF(Data!$B99<MIN(Panely!$A$9:$A$28),VLOOKUP(Data!$B99,tabulka_kce_def,24,FALSE),VLOOKUP(Data!$B99,tabulka_panely_def,33,FALSE))","v":{"$error":"#N/A"}},{"$f":"Konstrukce!$D$1","v":15},{"$f":"Konstrukce!$D$2","v":15},{"$f":"Konstrukce!$G$1","v":0},{"$f":"IF(Data!$B99<MIN(Panely!$A$9:$A$28),VLOOKUP(Data!$B99,tabulka_kce_def,59,FALSE),VLOOKUP(Data!$B99,tabulka_panely_def,63,FALSE))","v":{"$error":"#N/A"}},{"$f":"IF(Data!$B99<MIN(Panely!$A$9:$A$28),VLOOKUP(Data!$B99,tabulka_kce_def,60,FALSE),VLOOKUP(Data!$B99,tabulka_panely_def,64,FALSE))","v":{"$error":"#N/A"}},{"$f":"IF(Data!$B99<MIN(Panely!$A$9:$A$28),VLOOKUP(Data!$B99,tabulka_kce_def,61,FALSE),VLOOKUP(Data!$B99,tabulka_panely_def,65,FALSE))","v":{"$error":"#N/A"}},{"$f":"IF(Data!$B99<MIN(Panely!$A$9:$A$28),VLOOKUP(Data!$B99,tabulka_kce_def,25,FALSE),0)","v":0},{"$f":"IF(O99=\"f\",VLOOKUP(VALUE(P99),tabulka_data,3,FALSE),D99)","v":{"$error":"#N/A"}},null,null,null,null,"=",{"$f":"IF(Data!$W99<MIN(Panely!$A$9:$A$28),VLOOKUP(Data!$W99,tabulka_kce_def,62,FALSE),VLOOKUP(Data!$W99,tabulka_panely_def,65,FALSE))","v":{"$error":"#N/A"}},{"$f":"IF(Data!$W99<MIN(Panely!$A$9:$A$28),VLOOKUP(Data!$W99,tabulka_kce_def,Y$1-20,FALSE),VLOOKUP(Data!$W99,tabulka_panely_def,Y$1-18,FALSE))","v":{"$error":"#N/A"}},{"$f":"IF(Data!$W99<MIN(Panely!$A$9:$A$28),VLOOKUP(Data!$W99,tabulka_kce_def,Z$1-20,FALSE),VLOOKUP(Data!$W99,tabulka_panely_def,Z$1-18,FALSE))","v":{"$error":"#N/A"}},{"$f":"IF(Data!$W99<MIN(Panely!$A$9:$A$28),VLOOKUP(Data!$W99,tabulka_kce_def,AA$1-20,FALSE),VLOOKUP(Data!$W99,tabulka_panely_def,AA$1-18,FALSE))","v":{"$error":"#N/A"}},{"$f":"IF(Data!$W99<MIN(Panely!$A$9:$A$28),VLOOKUP(Data!$W99,tabulka_kce_def,AB$1-20,FALSE),VLOOKUP(Data!$W99,tabulka_panely_def,AB$1-18,FALSE))","v":{"$error":"#N/A"}},{"$f":"IF(Data!$W99<MIN(Panely!$A$9:$A$28),VLOOKUP(Data!$W99,tabulka_kce_def,AC$1-20,FALSE),VLOOKUP(Data!$W99,tabulka_panely_def,AC$1-18,FALSE))","v":{"$error":"#N/A"}},{"$f":"IF(Data!$W99<MIN(Panely!$A$9:$A$28),VLOOKUP(Data!$W99,tabulka_kce_def,AD$1-20,FALSE),VLOOKUP(Data!$W99,tabulka_panely_def,AD$1-18,FALSE))","v":{"$error":"#N/A"}},{"$f":"IF(Data!$W99<MIN(Panely!$A$9:$A$28),VLOOKUP(Data!$W99,tabulka_kce_def,AE$1-20,FALSE),VLOOKUP(Data!$W99,tabulka_panely_def,AE$1-18,FALSE))","v":{"$error":"#N/A"}},{"$f":"IF(Data!$W99<MIN(Panely!$A$9:$A$28),VLOOKUP(Data!$W99,tabulka_kce_def,AF$1-20,FALSE),VLOOKUP(Data!$W99,tabulka_panely_def,AF$1-18,FALSE))","v":{"$error":"#N/A"}},{"$f":"IF(Data!$W99<MIN(Panely!$A$9:$A$28),VLOOKUP(Data!$W99,tabulka_kce_def,AG$1-20,FALSE),VLOOKUP(Data!$W99,tabulka_panely_def,AG$1-18,FALSE))","v":{"$error":"#N/A"}},{"$f":"IF(Data!$W99<MIN(Panely!$A$9:$A$28),VLOOKUP(Data!$W99,tabulka_kce_def,AH$1-20,FALSE),VLOOKUP(Data!$W99,tabulka_panely_def,AH$1-18,FALSE))","v":{"$error":"#N/A"}},{"$f":"IF(Data!$W99<MIN(Panely!$A$9:$A$28),VLOOKUP(Data!$W99,tabulka_kce_def,AI$1-20,FALSE),VLOOKUP(Data!$W99,tabulka_panely_def,AI$1-18,FALSE))","v":{"$error":"#N/A"}},{"$f":"IF(Data!$W99<MIN(Panely!$A$9:$A$28),VLOOKUP(Data!$W99,tabulka_kce_def,AJ$1-20,FALSE),VLOOKUP(Data!$W99,tabulka_panely_def,AJ$1-18,FALSE))","v":{"$error":"#N/A"}},{"$f":"IF(Data!$W99<MIN(Panely!$A$9:$A$28),VLOOKUP(Data!$W99,tabulka_kce_def,AK$1-20,FALSE),VLOOKUP(Data!$W99,tabulka_panely_def,AK$1-18,FALSE))","v":{"$error":"#N/A"}},{"$f":"IF(Data!$W99<MIN(Panely!$A$9:$A$28),VLOOKUP(Data!$W99,tabulka_kce_def,AL$1-20,FALSE),VLOOKUP(Data!$W99,tabulka_panely_def,AL$1-18,FALSE))","v":{"$error":"#N/A"}},{"$f":"IF(Data!$W99<MIN(Panely!$A$9:$A$28),VLOOKUP(Data!$W99,tabulka_kce_def,AM$1-20,FALSE),VLOOKUP(Data!$W99,tabulka_panely_def,AM$1-18,FALSE))","v":{"$error":"#N/A"}},99,{"$f":"IF(Data!$W99<MIN(Panely!$A$9:$A$28),VLOOKUP(Data!$W99,tabulka_kce_def,63,FALSE),0)","v":0},{"$f":"IF(Data!$W99<MIN(Panely!$A$9:$A$28),VLOOKUP(Data!$W99,tabulka_kce_def,28,FALSE),1)","v":1},{"$f":"IF(Data!$W99<MIN(Panely!$A$9:$A$28),VLOOKUP(Data!$W99,tabulka_kce_def,23,FALSE),VLOOKUP(Data!$W99,tabulka_panely_def,24,FALSE))","v":{"$error":"#N/A"}},null,0,null,0,0,{"$error":"#N/A"},0,{"$f":"IF(AND(W99>MAX(Konstrukce!A:A),ISNUMBER(W99)),1,0)","v":0}]
[null,"=",{"$f":"IF(Data!$B100<MIN(Panely!$A$9:$A$28),VLOOKUP(Data!$B100,tabulka_kce_def,4,FALSE),VLOOKUP(Data!$B100,tabulka_panely_def,4,FALSE))","v":{"$error":"#N/A"}},{"$f":"IF(Data!$B100<MIN(Panely!$A$9:$A$28),VLOOKUP(Data!$B100,tabulka_kce_def,23,FALSE),VLOOKUP(Data!$B100,tabulka_panely_def,24,FALSE))","v":{"$error":"#N/A"}},{"$f":"IF(Data!$B100<MIN(Panely!$A$9:$A$28),VLOOKUP(Data!$B100,tabulka_kce_def,21,FALSE),VLOOKUP(Data!$B100,tabulka_panely_def,22,FALSE))","v":{"$error":"#N/A"}},{"$f":"IF(Data!$B100<MIN(Panely!$A$9:$A$28),VLOOKUP(Data!$B100,tabulka_kce_def,26,FALSE),VLOOKUP(Data!$B100,tabulka_panely_def,31,FALSE))","v":{"$error":"#N/A"}},{"$f":"IF(Data!$B100<MIN(Panely!$A$9:$A$28),VLOOKUP(Data!$B100,tabulka_kce_def,27,FALSE),VLOOKUP(Data!$B100,tabulka_panely_def,32,FALSE))","v":{"$error":"#N/A"}},{"$f":"IF(VLOOKUP(Data!$B100,tabulka_kce_def,3,FALSE)=\"\",Konstrukce!$G$1,IF(VLOOKUP(Data!$B100,tabulka_kce_def,3,FALSE)=\"z\",Konstrukce!$G$2,VLOOKUP(Data!$B100,tabulka_kce_def,3,FALSE)))","v":{"$error":"#N/A"}},{"$f":"IF(Data!$B100<MIN(Panely!$A$9:$A$28),0,VLOOKUP(Data!$B100,tabulka_panely_def,25,FALSE))","v":{"$error":"#N/A"}},{"$f":"IF(Data!$B100<MIN(Panely!$A$9:$A$28),VLOOKUP(Data!$B100,tabulka_kce_def,24,FALSE),VLOOKUP(Data!$B100,tabulka_panely_def,33,FALSE))","v":{"$error":"#N/A"}},{"$f":"Konstrukce!$D$1","v":15},{"$f":"Konstrukce!$D$2","v":15},{"$f":"Konstrukce!$G$1","v":0},{"$f":"IF(Data!$B100<MIN(Panely!$A$9:$A$28),VLOOKUP(Data!$B100,tabulka_kce_def,59,FALSE),VLOOKUP(Data!$B100,tabulka_panely_def,63,FALSE))","v":{"$error":"#N/A"}},{"$f":"IF(Data!$B100<MIN(Panely!$A$9:$A$28),VLOOKUP(Data!$B100,tabulka_kce_def,60,FALSE),VLOOKUP(Data!$B100,tabulka_panely_def,64,FALSE))","v":{"$error":"#N/A"}},{"$f":"IF(Data!$B100<MIN(Panely!$A$9:$A$28),VLOOKUP(Data!$B100,tabulka_kce_def,61,FALSE),VLOOKUP(Data!$B100,tabulka_panely_def,65,FALSE))","v":{"$error":"#N/A"}},{"$f":"IF(Data!$B100<MIN(Panely!$A$9:$A$28),VLOOKUP(Data!$B100,tabulka_kce_def,25,FALSE),0)","v":0},{"$error":"#N/A"},null,null,null,null,"=",{"$f":"IF(Data!$W100<MIN(Panely!$A$9:$A$28),VLOOKUP(Data!$W100,tabulka_kce_def,62,FALSE),VLOOKUP(Data!$W100,tabulka_panely_def,65,FALSE))","v":{"$error":"#N/A"}},{"$f":"IF(Data!$W100<MIN(Panely!$A$9:$A$28),VLOOKUP(Data!$W100,tabulka_kce_def,Y$1-20,FALSE),VLOOKUP(Data!$W100,tabulka_panely_def,Y$1-18,FALSE))","v":{"$error":"#N/A"}},{"$f":"IF(Data!$W100<MIN(Panely!$A$9:$A$28),VLOOKUP(Data!$W100,tabulka_kce_def,Z$1-20,FALSE),VLOOKUP(Data!$W100,tabulka_panely_def,Z$1-18,FALSE))","v":{"$error":"#N/A"}},{"$f":"IF(Data!$W100<MIN(Panely!$A$9:$A$28),VLOOKUP(Data!$W100,tabulka_kce_def,AA$1-20,FALSE),VLOOKUP(Data!$W100,tabulka_panely_def,AA$1-18,FALSE))","v":{"$error":"#N/A"}},{"$f":"IF(Data!$W100<MIN(Panely!$A$9:$A$28),VLOOKUP(Data!$W100,tabulka_kce_def,AB$1-20,FALSE),VLOOKUP(Data!$W100,tabulka_panely_def,AB$1-18,FALSE))","v":{"$error":"#N/A"}},{"$f":"IF(Data!$W100<MIN(Panely!$A$9:$A$28),VLOOKUP(Data!$W100,tabulka_kce_def,AC$1-20,FALSE),VLOOKUP(Data!$W100,tabulka_panely_def,AC$1-18,FALSE))","v":{"$error":"#N/A"}},{"$f":"IF(Data!$W100<MIN(Panely!$A$9:$A$28),VLOOKUP(Data!$W100,tabulka_kce_def,AD$1-20,FALSE),VLOOKUP(Data!$W100,tabulka_panely_def,AD$1-18,FALSE))","v":{"$error":"#N/A"}},{"$f":"IF(Data!$W100<MIN(Panely!$A$9:$A$28),VLOOKUP(Data!$W100,tabulka_kce_def,AE$1-20,FALSE),VLOOKUP(Data!$W100,tabulka_panely_def,AE$1-18,FALSE))","v":{"$error":"#N/A"}},{"$f":"IF(Data!$W100<MIN(Panely!$A$9:$A$28),VLOOKUP(Data!$W100,tabulka_kce_def,AF$1-20,FALSE),VLOOKUP(Data!$W100,tabulka_panely_def,AF$1-18,FALSE))","v":{"$error":"#N/A"}},{"$f":"IF(Data!$W100<MIN(Panely!$A$9:$A$28),VLOOKUP(Data!$W100,tabulka_kce_def,AG$1-20,FALSE),VLOOKUP(Data!$W100,tabulka_panely_def,AG$1-18,FALSE))","v":{"$error":"#N/A"}},{"$f":"IF(Data!$W100<MIN(Panely!$A$9:$A$28),VLOOKUP(Data!$W100,tabulka_kce_def,AH$1-20,FALSE),VLOOKUP(Data!$W100,tabulka_panely_def,AH$1-18,FALSE))","v":{"$error":"#N/A"}},{"$f":"IF(Data!$W100<MIN(Panely!$A$9:$A$28),VLOOKUP(Data!$W100,tabulka_kce_def,AI$1-20,FALSE),VLOOKUP(Data!$W100,tabulka_panely_def,AI$1-18,FALSE))","v":{"$error":"#N/A"}},{"$f":"IF(Data!$W100<MIN(Panely!$A$9:$A$28),VLOOKUP(Data!$W100,tabulka_kce_def,AJ$1-20,FALSE),VLOOKUP(Data!$W100,tabulka_panely_def,AJ$1-18,FALSE))","v":{"$error":"#N/A"}},{"$f":"IF(Data!$W100<MIN(Panely!$A$9:$A$28),VLOOKUP(Data!$W100,tabulka_kce_def,AK$1-20,FALSE),VLOOKUP(Data!$W100,tabulka_panely_def,AK$1-18,FALSE))","v":{"$error":"#N/A"}},{"$f":"IF(Data!$W100<MIN(Panely!$A$9:$A$28),VLOOKUP(Data!$W100,tabulka_kce_def,AL$1-20,FALSE),VLOOKUP(Data!$W100,tabulka_panely_def,AL$1-18,FALSE))","v":{"$error":"#N/A"}},{"$f":"IF(Data!$W100<MIN(Panely!$A$9:$A$28),VLOOKUP(Data!$W100,tabulka_kce_def,AM$1-20,FALSE),VLOOKUP(Data!$W100,tabulka_panely_def,AM$1-18,FALSE))","v":{"$error":"#N/A"}},100,{"$f":"IF(Data!$W100<MIN(Panely!$A$9:$A$28),VLOOKUP(Data!$W100,tabulka_kce_def,63,FALSE),0)","v":0},{"$f":"IF(Data!$W100<MIN(Panely!$A$9:$A$28),VLOOKUP(Data!$W100,tabulka_kce_def,28,FALSE),1)","v":1},{"$f":"IF(Data!$W100<MIN(Panely!$A$9:$A$28),VLOOKUP(Data!$W100,tabulka_kce_def,23,FALSE),VLOOKUP(Data!$W100,tabulka_panely_def,24,FALSE))","v":{"$error":"#N/A"}},null,0,null,0,0,{"$error":"#N/A"},0,{"$f":"IF(AND(W100>MAX(Konstrukce!A:A),ISNUMBER(W100)),1,0)","v":0}]
[null,"=",{"$f":"IF(Data!$B101<MIN(Panely!$A$9:$A$28),VLOOKUP(Data!$B101,tabulka_kce_def,4,FALSE),VLOOKUP(Data!$B101,tabulka_panely_def,4,FALSE))","v":{"$error":"#N/A"}},{"$f":"IF(Data!$B101<MIN(Panely!$A$9:$A$28),VLOOKUP(Data!$B101,tabulka_kce_def,23,FALSE),VLOOKUP(Data!$B101,tabulka_panely_def,24,FALSE))","v":{"$error":"#N/A"}},{"$f":"IF(Data!$B101<MIN(Panely!$A$9:$A$28),VLOOKUP(Data!$B101,tabulka_kce_def,21,FALSE),VLOOKUP(Data!$B101,tabulka_panely_def,22,FALSE))","v":{"$error":"#N/A"}},{"$f":"IF(Data!$B101<MIN(Panely!$A$9:$A$28),VLOOKUP(Data!$B101,tabulka_kce_def,26,FALSE),VLOOKUP(Data!$B101,tabulka_panely_def,31,FALSE))","v":{"$error":"#N/A"}},{"$f":"IF(Data!$B101<MIN(Panely!$A$9:$A$28),VLOOKUP(Data!$B101,tabulka_kce_def,27,FALSE),VLOOKUP(Data!$B101,tabulka_panely_def,32,FALSE))","v":{"$error":"#N/A"}},{"$f":"IF(VLOOKUP(Data!$B101,tabulka_kce_def,3,FALSE)=\"\",Konstrukce!$G$1,IF(VLOOKUP(Data!$B101,tabulka_kce_def,3,FALSE)=\"z\",Konstrukce!$G$2,VLOOKUP(Data!$B101,tabulka_kce_def,3,FALSE)))","v":{"$error":"#N/A"}},{"$f":"IF(Data!$B101<MIN(Panely!$A$9:$A$28),0,VLOOKUP(Data!$B101,tabulka_panely_def,25,FALSE))","v":{"$error":"#N/A"}},{"$f":"IF(Data!$B101<MIN(Panely!$A$9:$A$28),VLOOKUP(Data!$B101,tabulka_kce_def,24,FALSE),VLOOKUP(Data!$B101,tabulka_panely_def,33,FALSE))","v":{"$error":"#N/A"}},{"$f":"Konstrukce!$D$1","v":15},{"$f":"Konstrukce!$D$2","v":15},{"$f":"Konstrukce!$G$1","v":0},{"$f":"IF(Data!$B101<MIN(Panely!$A$9:$A$28),VLOOKUP(Data!$B101,tabulka_kce_def,59,FALSE),VLOOKUP(Data!$B101,tabulka_panely_def,63,FALSE))","v":{"$error":"#N/A"}},{"$f":"IF(Data!$B101<MIN(Panely!$A$9:$A$28),VLOOKUP(Data!$B101,tabulka_kce_def,60,FALSE),VLOOKUP(Data!$B101,tabulka_panely_def,64,FALSE))","v":{"$error":"#N/A"}},{"$f":"IF(Data!$B101<MIN(Panely!$A$9:$A$28),VLOOKUP(Data!$B101,tabulka_kce_def,61,FALSE),VLOOKUP(Data!$B101,tabulka_panely_def,65,FALSE))","v":{"$error":"#N/A"}},{"$f":"IF(Data!$B101<MIN(Panely!$A$9:$A$28),VLOOKUP(Data!$B101,tabulka_kce_def,25,FALSE),0)","v":0},{"$error":"#N/A"},null,null,null,null,"=",{"$f":"IF(Data!$W101<MIN(Panely!$A$9:$A$28),VLOOKUP(Data!$W101,tabulka_kce_def,62,FALSE),VLOOKUP(Data!$W101,tabulka_panely_def,65,FALSE))","v":{"$error":"#N/A"}},{"$f":"IF(Data!$W101<MIN(Panely!$A$9:$A$28),VLOOKUP(Data!$W101,tabulka_kce_def,Y$1-20,FALSE),VLOOKUP(Data!$W101,tabulka_panely_def,Y$1-18,FALSE))","v":{"$error":"#N/A"}},{"$f":"IF(Data!$W101<MIN(Panely!$A$9:$A$28),VLOOKUP(Data!$W101,tabulka_kce_def,Z$1-20,FALSE),VLOOKUP(Data!$W101,tabulka_panely_def,Z$1-18,FALSE))","v":{"$error":"#N/A"}},{"$f":"IF(Data!$W101<MIN(Panely!$A$9:$A$28),VLOOKUP(Data!$W101,tabulka_kce_def,AA$1-20,FALSE),VLOOKUP(Data!$W101,tabulka_panely_def,AA$1-18,FALSE))","v":{"$error":"#N/A"}},{"$f":"IF(Data!$W101<MIN(Panely!$A$9:$A$28),VLOOKUP(Data!$W101,tabulka_kce_def,AB$1-20,FALSE),VLOOKUP(Data!$W101,tabulka_panely_def,AB$1-18,FALSE))","v":{"$error":"#N/A"}},{"$f":"IF(Data!$W101<MIN(Panely!$A$9:$A$28),VLOOKUP(Data!$W101,tabulka_kce_def,AC$1-20,FALSE),VLOOKUP(Data!$W101,tabulka_panely_def,AC$1-18,FALSE))","v":{"$error":"#N/A"}},{"$f":"IF(Data!$W101<MIN(Panely!$A$9:$A$28),VLOOKUP(Data!$W101,tabulka_kce_def,AD$1-20,FALSE),VLOOKUP(Data!$W101,tabulka_panely_def,AD$1-18,FALSE))","v":{"$error":"#N/A"}},{"$f":"IF(Data!$W101<MIN(Panely!$A$9:$A$28),VLOOKUP(Data!$W101,tabulka_kce_def,AE$1-20,FALSE),VLOOKUP(Data!$W101,tabulka_panely_def,AE$1-18,FALSE))","v":{"$error":"#N/A"}},{"$f":"IF(Data!$W101<MIN(Panely!$A$9:$A$28),VLOOKUP(Data!$W101,tabulka_kce_def,AF$1-20,FALSE),VLOOKUP(Data!$W101,tabulka_panely_def,AF$1-18,FALSE))","v":{"$error":"#N/A"}},{"$f":"IF(Data!$W101<MIN(Panely!$A$9:$A$28),VLOOKUP(Data!$W101,tabulka_kce_def,AG$1-20,FALSE),VLOOKUP(Data!$W101,tabulka_panely_def,AG$1-18,FALSE))","v":{"$error":"#N/A"}},{"$f":"IF(Data!$W101<MIN(Panely!$A$9:$A$28),VLOOKUP(Data!$W101,tabulka_kce_def,AH$1-20,FALSE),VLOOKUP(Data!$W101,tabulka_panely_def,AH$1-18,FALSE))","v":{"$error":"#N/A"}},{"$f":"IF(Data!$W101<MIN(Panely!$A$9:$A$28),VLOOKUP(Data!$W101,tabulka_kce_def,AI$1-20,FALSE),VLOOKUP(Data!$W101,tabulka_panely_def,AI$1-18,FALSE))","v":{"$error":"#N/A"}},{"$f":"IF(Data!$W101<MIN(Panely!$A$9:$A$28),VLOOKUP(Data!$W101,tabulka_kce_def,AJ$1-20,FALSE),VLOOKUP(Data!$W101,tabulka_panely_def,AJ$1-18,FALSE))","v":{"$error":"#N/A"}},{"$f":"IF(Data!$W101<MIN(Panely!$A$9:$A$28),VLOOKUP(Data!$W101,tabulka_kce_def,AK$1-20,FALSE),VLOOKUP(Data!$W101,tabulka_panely_def,AK$1-18,FALSE))","v":{"$error":"#N/A"}},{"$f":"IF(Data!$W101<MIN(Panely!$A$9:$A$28),VLOOKUP(Data!$W101,tabulka_kce_def,AL$1-20,FALSE),VLOOKUP(Data!$W101,tabulka_panely_def,AL$1-18,FALSE))","v":{"$error":"#N/A"}},{"$f":"IF(Data!$W101<MIN(Panely!$A$9:$A$28),VLOOKUP(Data!$W101,tabulka_kce_def,AM$1-20,FALSE),VLOOKUP(Data!$W101,tabulka_panely_def,AM$1-18,FALSE))","v":{"$error":"#N/A"}},101,{"$f":"IF(Data!$W101<MIN(Panely!$A$9:$A$28),VLOOKUP(Data!$W101,tabulka_kce_def,63,FALSE),0)","v":0},{"$f":"IF(Data!$W101<MIN(Panely!$A$9:$A$28),VLOOKUP(Data!$W101,tabulka_kce_def,28,FALSE),1)","v":1},{"$f":"IF(Data!$W101<MIN(Panely!$A$9:$A$28),VLOOKUP(Data!$W101,tabulka_kce_def,23,FALSE),VLOOKUP(Data!$W101,tabulka_panely_def,24,FALSE))","v":{"$error":"#N/A"}},null,0,null,0,0,{"$error":"#N/A"},0,{"$f":"IF(AND(W101>MAX(Konstrukce!A:A),ISNUMBER(W101)),1,0)","v":0}]
[null,"=",{"$f":"IF(Data!$B102<MIN(Panely!$A$9:$A$28),VLOOKUP(Data!$B102,tabulka_kce_def,4,FALSE),VLOOKUP(Data!$B102,tabulka_panely_def,4,FALSE))","v":{"$error":"#N/A"}},{"$f":"IF(Data!$B102<MIN(Panely!$A$9:$A$28),VLOOKUP(Data!$B102,tabulka_kce_def,23,FALSE),VLOOKUP(Data!$B102,tabulka_panely_def,24,FALSE))","v":{"$error":"#N/A"}},{"$f":"IF(Data!$B102<MIN(Panely!$A$9:$A$28),VLOOKUP(Data!$B102,tabulka_kce_def,21,FALSE),VLOOKUP(Data!$B102,tabulka_panely_def,22,FALSE))","v":{"$error":"#N/A"}},{"$f":"IF(Data!$B102<MIN(Panely!$A$9:$A$28),VLOOKUP(Data!$B102,tabulka_kce_def,26,FALSE),VLOOKUP(Data!$B102,tabulka_panely_def,31,FALSE))","v":{"$error":"#N/A"}},{"$f":"IF(Data!$B102<MIN(Panely!$A$9:$A$28),VLOOKUP(Data!$B102,tabulka_kce_def,27,FALSE),VLOOKUP(Data!$B102,tabulka_panely_def,32,FALSE))","v":{"$error":"#N/A"}},{"$f":"IF(VLOOKUP(Data!$B102,tabulka_kce_def,3,FALSE)=\"\",Konstrukce!$G$1,IF(VLOOKUP(Data!$B102,tabulka_kce_def,3,FALSE)=\"z\",Konstrukce!$G$2,VLOOKUP(Data!$B102,tabulka_kce_def,3,FALSE)))","v":{"$error":"#N/A"}},{"$f":"IF(Data!$B102<MIN(Panely!$A$9:$A$28),0,VLOOKUP(Data!$B102,tabulka_panely_def,25,FALSE))","v":{"$error":"#N/A"}},{"$f":"IF(Data!$B102<MIN(Panely!$A$9:$A$28),VLOOKUP(Data!$B102,tabulka_kce_def,24,FALSE),VLOOKUP(Data!$B102,tabulka_panely_def,33,FALSE))","v":{"$error":"#N/A"}},{"$f":"Konstrukce!$D$1","v":15},{"$f":"Konstrukce!$D$2","v":15},{"$f":"Konstrukce!$G$1","v":0},{"$f":"IF(Data!$B102<MIN(Panely!$A$9:$A$28),VLOOKUP(Data!$B102,tabulka_kce_def,59,FALSE),VLOOKUP(Data!$B102,tabulka_panely_def,63,FALSE))","v":{"$error":"#N/A"}},{"$f":"IF(Data!$B102<MIN(Panely!$A$9:$A$28),VLOOKUP(Data!$B102,tabulka_kce_def,60,FALSE),VLOOKUP(Data!$B102,tabulka_panely_def,64,FALSE))","v":{"$error":"#N/A"}},{"$f":"IF(Data!$B102<MIN(Panely!$A$9:$A$28),VLOOKUP(Data!$B102,tabulka_kce_def,61,FALSE),VLOOKUP(Data!$B102,tabulka_panely_def,65,FALSE))","v":{"$error":"#N/A"}},{"$f":"IF(Data!$B102<MIN(Panely!$A$9:$A$28),VLOOKUP(Data!$B102,tabulka_kce_def,25,FALSE),0)","v":0},{"$error":"#N/A"},null,null,null,null,"=",{"$f":"IF(Data!$W102<MIN(Panely!$A$9:$A$28),VLOOKUP(Data!$W102,tabulka_kce_def,62,FALSE),VLOOKUP(Data!$W102,tabulka_panely_def,65,FALSE))","v":{"$error":"#N/A"}},{"$f":"IF(Data!$W102<MIN(Panely!$A$9:$A$28),VLOOKUP(Data!$W102,tabulka_kce_def,Y$1-20,FALSE),VLOOKUP(Data!$W102,tabulka_panely_def,Y$1-18,FALSE))","v":{"$error":"#N/A"}},{"$f":"IF(Data!$W102<MIN(Panely!$A$9:$A$28),VLOOKUP(Data!$W102,tabulka_kce_def,Z$1-20,FALSE),VLOOKUP(Data!$W102,tabulka_panely_def,Z$1-18,FALSE))","v":{"$error":"#N/A"}},{"$f":"IF(Data!$W102<MIN(Panely!$A$9:$A$28),VLOOKUP(Data!$W102,tabulka_kce_def,AA$1-20,FALSE),VLOOKUP(Data!$W102,tabulka_panely_def,AA$1-18,FALSE))","v":{"$error":"#N/A"}},{"$f":"IF(Data!$W102<MIN(Panely!$A$9:$A$28),VLOOKUP(Data!$W102,tabulka_kce_def,AB$1-20,FALSE),VLOOKUP(Data!$W102,tabulka_panely_def,AB$1-18,FALSE))","v":{"$error":"#N/A"}},{"$f":"IF(Data!$W102<MIN(Panely!$A$9:$A$28),VLOOKUP(Data!$W102,tabulka_kce_def,AC$1-20,FALSE),VLOOKUP(Data!$W102,tabulka_panely_def,AC$1-18,FALSE))","v":{"$error":"#N/A"}},{"$f":"IF(Data!$W102<MIN(Panely!$A$9:$A$28),VLOOKUP(Data!$W102,tabulka_kce_def,AD$1-20,FALSE),VLOOKUP(Data!$W102,tabulka_panely_def,AD$1-18,FALSE))","v":{"$error":"#N/A"}},{"$f":"IF(Data!$W102<MIN(Panely!$A$9:$A$28),VLOOKUP(Data!$W102,tabulka_kce_def,AE$1-20,FALSE),VLOOKUP(Data!$W102,tabulka_panely_def,AE$1-18,FALSE))","v":{"$error":"#N/A"}},{"$f":"IF(Data!$W102<MIN(Panely!$A$9:$A$28),VLOOKUP(Data!$W102,tabulka_kce_def,AF$1-20,FALSE),VLOOKUP(Data!$W102,tabulka_panely_def,AF$1-18,FALSE))","v":{"$error":"#N/A"}},{"$f":"IF(Data!$W102<MIN(Panely!$A$9:$A$28),VLOOKUP(Data!$W102,tabulka_kce_def,AG$1-20,FALSE),VLOOKUP(Data!$W102,tabulka_panely_def,AG$1-18,FALSE))","v":{"$error":"#N/A"}},{"$f":"IF(Data!$W102<MIN(Panely!$A$9:$A$28),VLOOKUP(Data!$W102,tabulka_kce_def,AH$1-20,FALSE),VLOOKUP(Data!$W102,tabulka_panely_def,AH$1-18,FALSE))","v":{"$error":"#N/A"}},{"$f":"IF(Data!$W102<MIN(Panely!$A$9:$A$28),VLOOKUP(Data!$W102,tabulka_kce_def,AI$1-20,FALSE),VLOOKUP(Data!$W102,tabulka_panely_def,AI$1-18,FALSE))","v":{"$error":"#N/A"}},{"$f":"IF(Data!$W102<MIN(Panely!$A$9:$A$28),VLOOKUP(Data!$W102,tabulka_kce_def,AJ$1-20,FALSE),VLOOKUP(Data!$W102,tabulka_panely_def,AJ$1-18,FALSE))","v":{"$error":"#N/A"}},{"$f":"IF(Data!$W102<MIN(Panely!$A$9:$A$28),VLOOKUP(Data!$W102,tabulka_kce_def,AK$1-20,FALSE),VLOOKUP(Data!$W102,tabulka_panely_def,AK$1-18,FALSE))","v":{"$error":"#N/A"}},{"$f":"IF(Data!$W102<MIN(Panely!$A$9:$A$28),VLOOKUP(Data!$W102,tabulka_kce_def,AL$1-20,FALSE),VLOOKUP(Data!$W102,tabulka_panely_def,AL$1-18,FALSE))","v":{"$error":"#N/A"}},{"$f":"IF(Data!$W102<MIN(Panely!$A$9:$A$28),VLOOKUP(Data!$W102,tabulka_kce_def,AM$1-20,FALSE),VLOOKUP(Data!$W102,tabulka_panely_def,AM$1-18,FALSE))","v":{"$error":"#N/A"}},102,{"$f":"IF(Data!$W102<MIN(Panely!$A$9:$A$28),VLOOKUP(Data!$W102,tabulka_kce_def,63,FALSE),0)","v":0},{"$f":"IF(Data!$W102<MIN(Panely!$A$9:$A$28),VLOOKUP(Data!$W102,tabulka_kce_def,28,FALSE),1)","v":1},{"$f":"IF(Data!$W102<MIN(Panely!$A$9:$A$28),VLOOKUP(Data!$W102,tabulka_kce_def,23,FALSE),VLOOKUP(Data!$W102,tabulka_panely_def,24,FALSE))","v":{"$error":"#N/A"}},null,0,null,0,0,{"$error":"#N/A"},0,{"$f":"IF(AND(W102>MAX(Konstrukce!A:A),ISNUMBER(W102)),1,0)","v":0}]
[null,"=",{"$f":"IF(Data!$B103<MIN(Panely!$A$9:$A$28),VLOOKUP(Data!$B103,tabulka_kce_def,4,FALSE),VLOOKUP(Data!$B103,tabulka_panely_def,4,FALSE))","v":{"$error":"#N/A"}},{"$f":"IF(Data!$B103<MIN(Panely!$A$9:$A$28),VLOOKUP(Data!$B103,tabulka_kce_def,23,FALSE),VLOOKUP(Data!$B103,tabulka_panely_def,24,FALSE))","v":{"$error":"#N/A"}},{"$f":"IF(Data!$B103<MIN(Panely!$A$9:$A$28),VLOOKUP(Data!$B103,tabulka_kce_def,21,FALSE),VLOOKUP(Data!$B103,tabulka_panely_def,22,FALSE))","v":{"$error":"#N/A"}},{"$f":"IF(Data!$B103<MIN(Panely!$A$9:$A$28),VLOOKUP(Data!$B103,tabulka_kce_def,26,FALSE),VLOOKUP(Data!$B103,tabulka_panely_def,31,FALSE))","v":{"$error":"#N/A"}},{"$f":"IF(Data!$B103<MIN(Panely!$A$9:$A$28),VLOOKUP(Data!$B103,tabulka_kce_def,27,FALSE),VLOOKUP(Data!$B103,tabulka_panely_def,32,FALSE))","v":{"$error":"#N/A"}},{"$f":"IF(VLOOKUP(Data!$B103,tabulka_kce_def,3,FALSE)=\"\",Konstrukce!$G$1,IF(VLOOKUP(Data!$B103,tabulka_kce_def,3,FALSE)=\"z\",Konstrukce!$G$2,VLOOKUP(Data!$B103,tabulka_kce_def,3,FALSE)))","v":{"$error":"#N/A"}},{"$f":"IF(Data!$B103<MIN(Panely!$A$9:$A$28),0,VLOOKUP(Data!$B103,tabulka_panely_def,25,FALSE))","v":{"$error":"#N/A"}},{"$f":"IF(Data!$B103<MIN(Panely!$A$9:$A$28),VLOOKUP(Data!$B103,tabulka_kce_def,24,FALSE),VLOOKUP(Data!$B103,tabulka_panely_def,33,FALSE))","v":{"$error":"#N/A"}},{"$f":"Konstrukce!$D$1","v":15},{"$f":"Konstrukce!$D$2","v":15},{"$f":"Konstrukce!$G$1","v":0},{"$f":"IF(Data!$B103<MIN(Panely!$A$9:$A$28),VLOOKUP(Data!$B103,tabulka_kce_def,59,FALSE),VLOOKUP(Data!$B103,tabulka_panely_def,63,FALSE))","v":{"$error":"#N/A"}},{"$f":"IF(Data!$B103<MIN(Panely!$A$9:$A$28),VLOOKUP(Data!$B103,tabulka_kce_def,60,FALSE),VLOOKUP(Data!$B103,tabulka_panely_def,64,FALSE))","v":{"$error":"#N/A"}},{"$f":"IF(Data!$B103<MIN(Panely!$A$9:$A$28),VLOOKUP(Data!$B103,tabulka_kce_def,61,FALSE),VLOOKUP(Data!$B103,tabulka_panely_def,65,FALSE))","v":{"$error":"#N/A"}},{"$f":"IF(Data!$B103<MIN(Panely!$A$9:$A$28),VLOOKUP(Data!$B103,tabulka_kce_def,25,FALSE),0)","v":0},{"$error":"#N/A"},null,null,null,null,"=",{"$f":"IF(Data!$W103<MIN(Panely!$A$9:$A$28),VLOOKUP(Data!$W103,tabulka_kce_def,62,FALSE),VLOOKUP(Data!$W103,tabulka_panely_def,65,FALSE))","v":{"$error":"#N/A"}},{"$f":"IF(Data!$W103<MIN(Panely!$A$9:$A$28),VLOOKUP(Data!$W103,tabulka_kce_def,Y$1-20,FALSE),VLOOKUP(Data!$W103,tabulka_panely_def,Y$1-18,FALSE))","v":{"$error":"#N/A"}},{"$f":"IF(Data!$W103<MIN(Panely!$A$9:$A$28),VLOOKUP(Data!$W103,tabulka_kce_def,Z$1-20,FALSE),VLOOKUP(Data!$W103,tabulka_panely_def,Z$1-18,FALSE))","v":{"$error":"#N/A"}},{"$f":"IF(Data!$W103<MIN(Panely!$A$9:$A$28),VLOOKUP(Data!$W103,tabulka_kce_def,AA$1-20,FALSE),VLOOKUP(Data!$W103,tabulka_panely_def,AA$1-18,FALSE))","v":{"$error":"#N/A"}},{"$f":"IF(Data!$W103<MIN(Panely!$A$9:$A$28),VLOOKUP(Data!$W103,tabulka_kce_def,AB$1-20,FALSE),VLOOKUP(Data!$W103,tabulka_panely_def,AB$1-18,FALSE))","v":{"$error":"#N/A"}},{"$f":"IF(Data!$W103<MIN(Panely!$A$9:$A$28),VLOOKUP(Data!$W103,tabulka_kce_def,AC$1-20,FALSE),VLOOKUP(Data!$W103,tabulka_panely_def,AC$1-18,FALSE))","v":{"$error":"#N/A"}},{"$f":"IF(Data!$W103<MIN(Panely!$A$9:$A$28),VLOOKUP(Data!$W103,tabulka_kce_def,AD$1-20,FALSE),VLOOKUP(Data!$W103,tabulka_panely_def,AD$1-18,FALSE))","v":{"$error":"#N/A"}},{"$f":"IF(Data!$W103<MIN(Panely!$A$9:$A$28),VLOOKUP(Data!$W103,tabulka_kce_def,AE$1-20,FALSE),VLOOKUP(Data!$W103,tabulka_panely_def,AE$1-18,FALSE))","v":{"$error":"#N/A"}},{"$f":"IF(Data!$W103<MIN(Panely!$A$9:$A$28),VLOOKUP(Data!$W103,tabulka_kce_def,AF$1-20,FALSE),VLOOKUP(Data!$W103,tabulka_panely_def,AF$1-18,FALSE))","v":{"$error":"#N/A"}},{"$f":"IF(Data!$W103<MIN(Panely!$A$9:$A$28),VLOOKUP(Data!$W103,tabulka_kce_def,AG$1-20,FALSE),VLOOKUP(Data!$W103,tabulka_panely_def,AG$1-18,FALSE))","v":{"$error":"#N/A"}},{"$f":"IF(Data!$W103<MIN(Panely!$A$9:$A$28),VLOOKUP(Data!$W103,tabulka_kce_def,AH$1-20,FALSE),VLOOKUP(Data!$W103,tabulka_panely_def,AH$1-18,FALSE))","v":{"$error":"#N/A"}},{"$f":"IF(Data!$W103<MIN(Panely!$A$9:$A$28),VLOOKUP(Data!$W103,tabulka_kce_def,AI$1-20,FALSE),VLOOKUP(Data!$W103,tabulka_panely_def,AI$1-18,FALSE))","v":{"$error":"#N/A"}},{"$f":"IF(Data!$W103<MIN(Panely!$A$9:$A$28),VLOOKUP(Data!$W103,tabulka_kce_def,AJ$1-20,FALSE),VLOOKUP(Data!$W103,tabulka_panely_def,AJ$1-18,FALSE))","v":{"$error":"#N/A"}},{"$f":"IF(Data!$W103<MIN(Panely!$A$9:$A$28),VLOOKUP(Data!$W103,tabulka_kce_def,AK$1-20,FALSE),VLOOKUP(Data!$W103,tabulka_panely_def,AK$1-18,FALSE))","v":{"$error":"#N/A"}},{"$f":"IF(Data!$W103<MIN(Panely!$A$9:$A$28),VLOOKUP(Data!$W103,tabulka_kce_def,AL$1-20,FALSE),VLOOKUP(Data!$W103,tabulka_panely_def,AL$1-18,FALSE))","v":{"$error":"#N/A"}},{"$f":"IF(Data!$W103<MIN(Panely!$A$9:$A$28),VLOOKUP(Data!$W103,tabulka_kce_def,AM$1-20,FALSE),VLOOKUP(Data!$W103,tabulka_panely_def,AM$1-18,FALSE))","v":{"$error":"#N/A"}},103,{"$f":"IF(Data!$W103<MIN(Panely!$A$9:$A$28),VLOOKUP(Data!$W103,tabulka_kce_def,63,FALSE),0)","v":0},{"$f":"IF(Data!$W103<MIN(Panely!$A$9:$A$28),VLOOKUP(Data!$W103,tabulka_kce_def,28,FALSE),1)","v":1},{"$f":"IF(Data!$W103<MIN(Panely!$A$9:$A$28),VLOOKUP(Data!$W103,tabulka_kce_def,23,FALSE),VLOOKUP(Data!$W103,tabulka_panely_def,24,FALSE))","v":{"$error":"#N/A"}},null,0,null,0,0,{"$error":"#N/A"},0,{"$f":"IF(AND(W103>MAX(Konstrukce!A:A),ISNUMBER(W103)),1,0)","v":0}]
[null,"=",{"$f":"IF(Data!$B104<MIN(Panely!$A$9:$A$28),VLOOKUP(Data!$B104,tabulka_kce_def,4,FALSE),VLOOKUP(Data!$B104,tabulka_panely_def,4,FALSE))","v":{"$error":"#N/A"}},{"$f":"IF(Data!$B104<MIN(Panely!$A$9:$A$28),VLOOKUP(Data!$B104,tabulka_kce_def,23,FALSE),VLOOKUP(Data!$B104,tabulka_panely_def,24,FALSE))","v":{"$error":"#N/A"}},{"$f":"IF(Data!$B104<MIN(Panely!$A$9:$A$28),VLOOKUP(Data!$B104,tabulka_kce_def,21,FALSE),VLOOKUP(Data!$B104,tabulka_panely_def,22,FALSE))","v":{"$error":"#N/A"}},{"$f":"IF(Data!$B104<MIN(Panely!$A$9:$A$28),VLOOKUP(Data!$B104,tabulka_kce_def,26,FALSE),VLOOKUP(Data!$B104,tabulka_panely_def,31,FALSE))","v":{"$error":"#N/A"}},{"$f":"IF(Data!$B104<MIN(Panely!$A$9:$A$28),VLOOKUP(Data!$B104,tabulka_kce_def,27,FALSE),VLOOKUP(Data!$B104,tabulka_panely_def,32,FALSE))","v":{"$error":"#N/A"}},{"$f":"IF(VLOOKUP(Data!$B104,tabulka_kce_def,3,FALSE)=\"\",Konstrukce!$G$1,IF(VLOOKUP(Data!$B104,tabulka_kce_def,3,FALSE)=\"z\",Konstrukce!$G$2,VLOOKUP(Data!$B104,tabulka_kce_def,3,FALSE)))","v":{"$error":"#N/A"}},{"$f":"IF(Data!$B104<MIN(Panely!$A$9:$A$28),0,VLOOKUP(Data!$B104,tabulka_panely_def,25,FALSE))","v":{"$error":"#N/A"}},{"$f":"IF(Data!$B104<MIN(Panely!$A$9:$A$28),VLOOKUP(Data!$B104,tabulka_kce_def,24,FALSE),VLOOKUP(Data!$B104,tabulka_panely_def,33,FALSE))","v":{"$error":"#N/A"}},{"$f":"Konstrukce!$D$1","v":15},{"$f":"Konstrukce!$D$2","v":15},{"$f":"Konstrukce!$G$1","v":0},{"$f":"IF(Data!$B104<MIN(Panely!$A$9:$A$28),VLOOKUP(Data!$B104,tabulka_kce_def,59,FALSE),VLOOKUP(Data!$B104,tabulka_panely_def,63,FALSE))","v":{"$error":"#N/A"}},{"$f":"IF(Data!$B104<MIN(Panely!$A$9:$A$28),VLOOKUP(Data!$B104,tabulka_kce_def,60,FALSE),VLOOKUP(Data!$B104,tabulka_panely_def,64,FALSE))","v":{"$error":"#N/A"}},{"$f":"IF(Data!$B104<MIN(Panely!$A$9:$A$28),VLOOKUP(Data!$B104,tabulka_kce_def,61,FALSE),VLOOKUP(Data!$B104,tabulka_panely_def,65,FALSE))","v":{"$error":"#N/A"}},{"$f":"IF(Data!$B104<MIN(Panely!$A$9:$A$28),VLOOKUP(Data!$B104,tabulka_kce_def,25,FALSE),0)","v":0},{"$error":"#N/A"},null,null,null,null,"=",{"$f":"IF(Data!$W104<MIN(Panely!$A$9:$A$28),VLOOKUP(Data!$W104,tabulka_kce_def,62,FALSE),VLOOKUP(Data!$W104,tabulka_panely_def,65,FALSE))","v":{"$error":"#N/A"}},{"$f":"IF(Data!$W104<MIN(Panely!$A$9:$A$28),VLOOKUP(Data!$W104,tabulka_kce_def,Y$1-20,FALSE),VLOOKUP(Data!$W104,tabulka_panely_def,Y$1-18,FALSE))","v":{"$error":"#N/A"}},{"$f":"IF(Data!$W104<MIN(Panely!$A$9:$A$28),VLOOKUP(Data!$W104,tabulka_kce_def,Z$1-20,FALSE),VLOOKUP(Data!$W104,tabulka_panely_def,Z$1-18,FALSE))","v":{"$error":"#N/A"}},{"$f":"IF(Data!$W104<MIN(Panely!$A$9:$A$28),VLOOKUP(Data!$W104,tabulka_kce_def,AA$1-20,FALSE),VLOOKUP(Data!$W104,tabulka_panely_def,AA$1-18,FALSE))","v":{"$error":"#N/A"}},{"$f":"IF(Data!$W104<MIN(Panely!$A$9:$A$28),VLOOKUP(Data!$W104,tabulka_kce_def,AB$1-20,FALSE),VLOOKUP(Data!$W104,tabulka_panely_def,AB$1-18,FALSE))","v":{"$error":"#N/A"}},{"$f":"IF(Data!$W104<MIN(Panely!$A$9:$A$28),VLOOKUP(Data!$W104,tabulka_kce_def,AC$1-20,FALSE),VLOOKUP(Data!$W104,tabulka_panely_def,AC$1-18,FALSE))","v":{"$error":"#N/A"}},{"$f":"IF(Data!$W104<MIN(Panely!$A$9:$A$28),VLOOKUP(Data!$W104,tabulka_kce_def,AD$1-20,FALSE),VLOOKUP(Data!$W104,tabulka_panely_def,AD$1-18,FALSE))","v":{"$error":"#N/A"}},{"$f":"IF(Data!$W104<MIN(Panely!$A$9:$A$28),VLOOKUP(Data!$W104,tabulka_kce_def,AE$1-20,FALSE),VLOOKUP(Data!$W104,tabulka_panely_def,AE$1-18,FALSE))","v":{"$error":"#N/A"}},{"$f":"IF(Data!$W104<MIN(Panely!$A$9:$A$28),VLOOKUP(Data!$W104,tabulka_kce_def,AF$1-20,FALSE),VLOOKUP(Data!$W104,tabulka_panely_def,AF$1-18,FALSE))","v":{"$error":"#N/A"}},{"$f":"IF(Data!$W104<MIN(Panely!$A$9:$A$28),VLOOKUP(Data!$W104,tabulka_kce_def,AG$1-20,FALSE),VLOOKUP(Data!$W104,tabulka_panely_def,AG$1-18,FALSE))","v":{"$error":"#N/A"}},{"$f":"IF(Data!$W104<MIN(Panely!$A$9:$A$28),VLOOKUP(Data!$W104,tabulka_kce_def,AH$1-20,FALSE),VLOOKUP(Data!$W104,tabulka_panely_def,AH$1-18,FALSE))","v":{"$error":"#N/A"}},{"$f":"IF(Data!$W104<MIN(Panely!$A$9:$A$28),VLOOKUP(Data!$W104,tabulka_kce_def,AI$1-20,FALSE),VLOOKUP(Data!$W104,tabulka_panely_def,AI$1-18,FALSE))","v":{"$error":"#N/A"}},{"$f":"IF(Data!$W104<MIN(Panely!$A$9:$A$28),VLOOKUP(Data!$W104,tabulka_kce_def,AJ$1-20,FALSE),VLOOKUP(Data!$W104,tabulka_panely_def,AJ$1-18,FALSE))","v":{"$error":"#N/A"}},{"$f":"IF(Data!$W104<MIN(Panely!$A$9:$A$28),VLOOKUP(Data!$W104,tabulka_kce_def,AK$1-20,FALSE),VLOOKUP(Data!$W104,tabulka_panely_def,AK$1-18,FALSE))","v":{"$error":"#N/A"}},{"$f":"IF(Data!$W104<MIN(Panely!$A$9:$A$28),VLOOKUP(Data!$W104,tabulka_kce_def,AL$1-20,FALSE),VLOOKUP(Data!$W104,tabulka_panely_def,AL$1-18,FALSE))","v":{"$error":"#N/A"}},{"$f":"IF(Data!$W104<MIN(Panely!$A$9:$A$28),VLOOKUP(Data!$W104,tabulka_kce_def,AM$1-20,FALSE),VLOOKUP(Data!$W104,tabulka_panely_def,AM$1-18,FALSE))","v":{"$error":"#N/A"}},104,{"$f":"IF(Data!$W104<MIN(Panely!$A$9:$A$28),VLOOKUP(Data!$W104,tabulka_kce_def,63,FALSE),0)","v":0},{"$f":"IF(Data!$W104<MIN(Panely!$A$9:$A$28),VLOOKUP(Data!$W104,tabulka_kce_def,28,FALSE),1)","v":1},{"$f":"IF(Data!$W104<MIN(Panely!$A$9:$A$28),VLOOKUP(Data!$W104,tabulka_kce_def,23,FALSE),VLOOKUP(Data!$W104,tabulka_panely_def,24,FALSE))","v":{"$error":"#N/A"}},null,0,null,0,0,{"$error":"#N/A"},0,{"$f":"IF(AND(W104>MAX(Konstrukce!A:A),ISNUMBER(W104)),1,0)","v":0}]
[null,"=",{"$f":"IF(Data!$B105<MIN(Panely!$A$9:$A$28),VLOOKUP(Data!$B105,tabulka_kce_def,4,FALSE),VLOOKUP(Data!$B105,tabulka_panely_def,4,FALSE))","v":{"$error":"#N/A"}},{"$f":"IF(Data!$B105<MIN(Panely!$A$9:$A$28),VLOOKUP(Data!$B105,tabulka_kce_def,23,FALSE),VLOOKUP(Data!$B105,tabulka_panely_def,24,FALSE))","v":{"$error":"#N/A"}},{"$f":"IF(Data!$B105<MIN(Panely!$A$9:$A$28),VLOOKUP(Data!$B105,tabulka_kce_def,21,FALSE),VLOOKUP(Data!$B105,tabulka_panely_def,22,FALSE))","v":{"$error":"#N/A"}},{"$f":"IF(Data!$B105<MIN(Panely!$A$9:$A$28),VLOOKUP(Data!$B105,tabulka_kce_def,26,FALSE),VLOOKUP(Data!$B105,tabulka_panely_def,31,FALSE))","v":{"$error":"#N/A"}},{"$f":"IF(Data!$B105<MIN(Panely!$A$9:$A$28),VLOOKUP(Data!$B105,tabulka_kce_def,27,FALSE),VLOOKUP(Data!$B105,tabulka_panely_def,32,FALSE))","v":{"$error":"#N/A"}},{"$f":"IF(VLOOKUP(Data!$B105,tabulka_kce_def,3,FALSE)=\"\",Konstrukce!$G$1,IF(VLOOKUP(Data!$B105,tabulka_kce_def,3,FALSE)=\"z\",Konstrukce!$G$2,VLOOKUP(Data!$B105,tabulka_kce_def,3,FALSE)))","v":{"$error":"#N/A"}},{"$f":"IF(Data!$B105<MIN(Panely!$A$9:$A$28),0,VLOOKUP(Data!$B105,tabulka_panely_def,25,FALSE))","v":{"$error":"#N/A"}},{"$f":"IF(Data!$B105<MIN(Panely!$A$9:$A$28),VLOOKUP(Data!$B105,tabulka_kce_def,24,FALSE),VLOOKUP(Data!$B105,tabulka_panely_def,33,FALSE))","v":{"$error":"#N/A"}},{"$f":"Konstrukce!$D$1","v":15},{"$f":"Konstrukce!$D$2","v":15},{"$f":"Konstrukce!$G$1","v":0},{"$f":"IF(Data!$B105<MIN(Panely!$A$9:$A$28),VLOOKUP(Data!$B105,tabulka_kce_def,59,FALSE),VLOOKUP(Data!$B105,tabulka_panely_def,63,FALSE))","v":{"$error":"#N/A"}},{"$f":"IF(Data!$B105<MIN(Panely!$A$9:$A$28),VLOOKUP(Data!$B105,tabulka_kce_def,60,FALSE),VLOOKUP(Data!$B105,tabulka_panely_def,64,FALSE))","v":{"$error":"#N/A"}},{"$f":"IF(Data!$B105<MIN(Panely!$A$9:$A$28),VLOOKUP(Data!$B105,tabulka_kce_def,61,FALSE),VLOOKUP(Data!$B105,tabulka_panely_def,65,FALSE))","v":{"$error":"#N/A"}},{"$f":"IF(Data!$B105<MIN(Panely!$A$9:$A$28),VLOOKUP(Data!$B105,tabulka_kce_def,25,FALSE),0)","v":0},{"$error":"#N/A"},null,null,null,null,"=",{"$f":"IF(Data!$W105<MIN(Panely!$A$9:$A$28),VLOOKUP(Data!$W105,tabulka_kce_def,62,FALSE),VLOOKUP(Data!$W105,tabulka_panely_def,65,FALSE))","v":{"$error":"#N/A"}},{"$f":"IF(Data!$W105<MIN(Panely!$A$9:$A$28),VLOOKUP(Data!$W105,tabulka_kce_def,Y$1-20,FALSE),VLOOKUP(Data!$W105,tabulka_panely_def,Y$1-18,FALSE))","v":{"$error":"#N/A"}},{"$f":"IF(Data!$W105<MIN(Panely!$A$9:$A$28),VLOOKUP(Data!$W105,tabulka_kce_def,Z$1-20,FALSE),VLOOKUP(Data!$W105,tabulka_panely_def,Z$1-18,FALSE))","v":{"$error":"#N/A"}},{"$f":"IF(Data!$W105<MIN(Panely!$A$9:$A$28),VLOOKUP(Data!$W105,tabulka_kce_def,AA$1-20,FALSE),VLOOKUP(Data!$W105,tabulka_panely_def,AA$1-18,FALSE))","v":{"$error":"#N/A"}},{"$f":"IF(Data!$W105<MIN(Panely!$A$9:$A$28),VLOOKUP(Data!$W105,tabulka_kce_def,AB$1-20,FALSE),VLOOKUP(Data!$W105,tabulka_panely_def,AB$1-18,FALSE))","v":{"$error":"#N/A"}},{"$f":"IF(Data!$W105<MIN(Panely!$A$9:$A$28),VLOOKUP(Data!$W105,tabulka_kce_def,AC$1-20,FALSE),VLOOKUP(Data!$W105,tabulka_panely_def,AC$1-18,FALSE))","v":{"$error":"#N/A"}},{"$f":"IF(Data!$W105<MIN(Panely!$A$9:$A$28),VLOOKUP(Data!$W105,tabulka_kce_def,AD$1-20,FALSE),VLOOKUP(Data!$W105,tabulka_panely_def,AD$1-18,FALSE))","v":{"$error":"#N/A"}},{"$f":"IF(Data!$W105<MIN(Panely!$A$9:$A$28),VLOOKUP(Data!$W105,tabulka_kce_def,AE$1-20,FALSE),VLOOKUP(Data!$W105,tabulka_panely_def,AE$1-18,FALSE))","v":{"$error":"#N/A"}},{"$f":"IF(Data!$W105<MIN(Panely!$A$9:$A$28),VLOOKUP(Data!$W105,tabulka_kce_def,AF$1-20,FALSE),VLOOKUP(Data!$W105,tabulka_panely_def,AF$1-18,FALSE))","v":{"$error":"#N/A"}},{"$f":"IF(Data!$W105<MIN(Panely!$A$9:$A$28),VLOOKUP(Data!$W105,tabulka_kce_def,AG$1-20,FALSE),VLOOKUP(Data!$W105,tabulka_panely_def,AG$1-18,FALSE))","v":{"$error":"#N/A"}},{"$f":"IF(Data!$W105<MIN(Panely!$A$9:$A$28),VLOOKUP(Data!$W105,tabulka_kce_def,AH$1-20,FALSE),VLOOKUP(Data!$W105,tabulka_panely_def,AH$1-18,FALSE))","v":{"$error":"#N/A"}},{"$f":"IF(Data!$W105<MIN(Panely!$A$9:$A$28),VLOOKUP(Data!$W105,tabulka_kce_def,AI$1-20,FALSE),VLOOKUP(Data!$W105,tabulka_panely_def,AI$1-18,FALSE))","v":{"$error":"#N/A"}},{"$f":"IF(Data!$W105<MIN(Panely!$A$9:$A$28),VLOOKUP(Data!$W105,tabulka_kce_def,AJ$1-20,FALSE),VLOOKUP(Data!$W105,tabulka_panely_def,AJ$1-18,FALSE))","v":{"$error":"#N/A"}},{"$f":"IF(Data!$W105<MIN(Panely!$A$9:$A$28),VLOOKUP(Data!$W105,tabulka_kce_def,AK$1-20,FALSE),VLOOKUP(Data!$W105,tabulka_panely_def,AK$1-18,FALSE))","v":{"$error":"#N/A"}},{"$f":"IF(Data!$W105<MIN(Panely!$A$9:$A$28),VLOOKUP(Data!$W105,tabulka_kce_def,AL$1-20,FALSE),VLOOKUP(Data!$W105,tabulka_panely_def,AL$1-18,FALSE))","v":{"$error":"#N/A"}},{"$f":"IF(Data!$W105<MIN(Panely!$A$9:$A$28),VLOOKUP(Data!$W105,tabulka_kce_def,AM$1-20,FALSE),VLOOKUP(Data!$W105,tabulka_panely_def,AM$1-18,FALSE))","v":{"$error":"#N/A"}},105,{"$f":"IF(Data!$W105<MIN(Panely!$A$9:$A$28),VLOOKUP(Data!$W105,tabulka_kce_def,63,FALSE),0)","v":0},{"$f":"IF(Data!$W105<MIN(Panely!$A$9:$A$28),VLOOKUP(Data!$W105,tabulka_kce_def,28,FALSE),1)","v":1},{"$f":"IF(Data!$W105<MIN(Panely!$A$9:$A$28),VLOOKUP(Data!$W105,tabulka_kce_def,23,FALSE),VLOOKUP(Data!$W105,tabulka_panely_def,24,FALSE))","v":{"$error":"#N/A"}},null,0,null,0,0,{"$error":"#N/A"},0,{"$f":"IF(AND(W105>MAX(Konstrukce!A:A),ISNUMBER(W105)),1,0)","v":0}]
[null,"=",{"$f":"IF(Data!$B106<MIN(Panely!$A$9:$A$28),VLOOKUP(Data!$B106,tabulka_kce_def,4,FALSE),VLOOKUP(Data!$B106,tabulka_panely_def,4,FALSE))","v":{"$error":"#N/A"}},{"$f":"IF(Data!$B106<MIN(Panely!$A$9:$A$28),VLOOKUP(Data!$B106,tabulka_kce_def,23,FALSE),VLOOKUP(Data!$B106,tabulka_panely_def,24,FALSE))","v":{"$error":"#N/A"}},{"$f":"IF(Data!$B106<MIN(Panely!$A$9:$A$28),VLOOKUP(Data!$B106,tabulka_kce_def,21,FALSE),VLOOKUP(Data!$B106,tabulka_panely_def,22,FALSE))","v":{"$error":"#N/A"}},{"$f":"IF(Data!$B106<MIN(Panely!$A$9:$A$28),VLOOKUP(Data!$B106,tabulka_kce_def,26,FALSE),VLOOKUP(Data!$B106,tabulka_panely_def,31,FALSE))","v":{"$error":"#N/A"}},{"$f":"IF(Data!$B106<MIN(Panely!$A$9:$A$28),VLOOKUP(Data!$B106,tabulka_kce_def,27,FALSE),VLOOKUP(Data!$B106,tabulka_panely_def,32,FALSE))","v":{"$error":"#N/A"}},{"$f":"IF(VLOOKUP(Data!$B106,tabulka_kce_def,3,FALSE)=\"\",Konstrukce!$G$1,IF(VLOOKUP(Data!$B106,tabulka_kce_def,3,FALSE)=\"z\",Konstrukce!$G$2,VLOOKUP(Data!$B106,tabulka_kce_def,3,FALSE)))","v":{"$error":"#N/A"}},{"$f":"IF(Data!$B106<MIN(Panely!$A$9:$A$28),0,VLOOKUP(Data!$B106,tabulka_panely_def,25,FALSE))","v":{"$error":"#N/A"}},{"$f":"IF(Data!$B106<MIN(Panely!$A$9:$A$28),VLOOKUP(Data!$B106,tabulka_kce_def,24,FALSE),VLOOKUP(Data!$B106,tabulka_panely_def,33,FALSE))","v":{"$error":"#N/A"}},{"$f":"Konstrukce!$D$1","v":15},{"$f":"Konstrukce!$D$2","v":15},{"$f":"Konstrukce!$G$1","v":0},{"$f":"IF(Data!$B106<MIN(Panely!$A$9:$A$28),VLOOKUP(Data!$B106,tabulka_kce_def,59,FALSE),VLOOKUP(Data!$B106,tabulka_panely_def,63,FALSE))","v":{"$error":"#N/A"}},{"$f":"IF(Data!$B106<MIN(Panely!$A$9:$A$28),VLOOKUP(Data!$B106,tabulka_kce_def,60,FALSE),VLOOKUP(Data!$B106,tabulka_panely_def,64,FALSE))","v":{"$error":"#N/A"}},{"$f":"IF(Data!$B106<MIN(Panely!$A$9:$A$28),VLOOKUP(Data!$B106,tabulka_kce_def,61,FALSE),VLOOKUP(Data!$B106,tabulka_panely_def,65,FALSE))","v":{"$error":"#N/A"}},{"$f":"IF(Data!$B106<MIN(Panely!$A$9:$A$28),VLOOKUP(Data!$B106,tabulka_kce_def,25,FALSE),0)","v":0},{"$error":"#N/A"},null,null,null,null,"=",{"$f":"IF(Data!$W106<MIN(Panely!$A$9:$A$28),VLOOKUP(Data!$W106,tabulka_kce_def,62,FALSE),VLOOKUP(Data!$W106,tabulka_panely_def,65,FALSE))","v":{"$error":"#N/A"}},{"$f":"IF(Data!$W106<MIN(Panely!$A$9:$A$28),VLOOKUP(Data!$W106,tabulka_kce_def,Y$1-20,FALSE),VLOOKUP(Data!$W106,tabulka_panely_def,Y$1-18,FALSE))","v":{"$error":"#N/A"}},{"$f":"IF(Data!$W106<MIN(Panely!$A$9:$A$28),VLOOKUP(Data!$W106,tabulka_kce_def,Z$1-20,FALSE),VLOOKUP(Data!$W106,tabulka_panely_def,Z$1-18,FALSE))","v":{"$error":"#N/A"}},{"$f":"IF(Data!$W106<MIN(Panely!$A$9:$A$28),VLOOKUP(Data!$W106,tabulka_kce_def,AA$1-20,FALSE),VLOOKUP(Data!$W106,tabulka_panely_def,AA$1-18,FALSE))","v":{"$error":"#N/A"}},{"$f":"IF(Data!$W106<MIN(Panely!$A$9:$A$28),VLOOKUP(Data!$W106,tabulka_kce_def,AB$1-20,FALSE),VLOOKUP(Data!$W106,tabulka_panely_def,AB$1-18,FALSE))","v":{"$error":"#N/A"}},{"$f":"IF(Data!$W106<MIN(Panely!$A$9:$A$28),VLOOKUP(Data!$W106,tabulka_kce_def,AC$1-20,FALSE),VLOOKUP(Data!$W106,tabulka_panely_def,AC$1-18,FALSE))","v":{"$error":"#N/A"}},{"$f":"IF(Data!$W106<MIN(Panely!$A$9:$A$28),VLOOKUP(Data!$W106,tabulka_kce_def,AD$1-20,FALSE),VLOOKUP(Data!$W106,tabulka_panely_def,AD$1-18,FALSE))","v":{"$error":"#N/A"}},{"$f":"IF(Data!$W106<MIN(Panely!$A$9:$A$28),VLOOKUP(Data!$W106,tabulka_kce_def,AE$1-20,FALSE),VLOOKUP(Data!$W106,tabulka_panely_def,AE$1-18,FALSE))","v":{"$error":"#N/A"}},{"$f":"IF(Data!$W106<MIN(Panely!$A$9:$A$28),VLOOKUP(Data!$W106,tabulka_kce_def,AF$1-20,FALSE),VLOOKUP(Data!$W106,tabulka_panely_def,AF$1-18,FALSE))","v":{"$error":"#N/A"}},{"$f":"IF(Data!$W106<MIN(Panely!$A$9:$A$28),VLOOKUP(Data!$W106,tabulka_kce_def,AG$1-20,FALSE),VLOOKUP(Data!$W106,tabulka_panely_def,AG$1-18,FALSE))","v":{"$error":"#N/A"}},{"$f":"IF(Data!$W106<MIN(Panely!$A$9:$A$28),VLOOKUP(Data!$W106,tabulka_kce_def,AH$1-20,FALSE),VLOOKUP(Data!$W106,tabulka_panely_def,AH$1-18,FALSE))","v":{"$error":"#N/A"}},{"$f":"IF(Data!$W106<MIN(Panely!$A$9:$A$28),VLOOKUP(Data!$W106,tabulka_kce_def,AI$1-20,FALSE),VLOOKUP(Data!$W106,tabulka_panely_def,AI$1-18,FALSE))","v":{"$error":"#N/A"}},{"$f":"IF(Data!$W106<MIN(Panely!$A$9:$A$28),VLOOKUP(Data!$W106,tabulka_kce_def,AJ$1-20,FALSE),VLOOKUP(Data!$W106,tabulka_panely_def,AJ$1-18,FALSE))","v":{"$error":"#N/A"}},{"$f":"IF(Data!$W106<MIN(Panely!$A$9:$A$28),VLOOKUP(Data!$W106,tabulka_kce_def,AK$1-20,FALSE),VLOOKUP(Data!$W106,tabulka_panely_def,AK$1-18,FALSE))","v":{"$error":"#N/A"}},{"$f":"IF(Data!$W106<MIN(Panely!$A$9:$A$28),VLOOKUP(Data!$W106,tabulka_kce_def,AL$1-20,FALSE),VLOOKUP(Data!$W106,tabulka_panely_def,AL$1-18,FALSE))","v":{"$error":"#N/A"}},{"$f":"IF(Data!$W106<MIN(Panely!$A$9:$A$28),VLOOKUP(Data!$W106,tabulka_kce_def,AM$1-20,FALSE),VLOOKUP(Data!$W106,tabulka_panely_def,AM$1-18,FALSE))","v":{"$error":"#N/A"}},106,{"$f":"IF(Data!$W106<MIN(Panely!$A$9:$A$28),VLOOKUP(Data!$W106,tabulka_kce_def,63,FALSE),0)","v":0},{"$f":"IF(Data!$W106<MIN(Panely!$A$9:$A$28),VLOOKUP(Data!$W106,tabulka_kce_def,28,FALSE),1)","v":1},{"$f":"IF(Data!$W106<MIN(Panely!$A$9:$A$28),VLOOKUP(Data!$W106,tabulka_kce_def,23,FALSE),VLOOKUP(Data!$W106,tabulka_panely_def,24,FALSE))","v":{"$error":"#N/A"}},null,0,null,0,0,{"$error":"#N/A"},0,{"$f":"IF(AND(W106>MAX(Konstrukce!A:A),ISNUMBER(W106)),1,0)","v":0}]
[null,"=",{"$f":"IF(Data!$B107<MIN(Panely!$A$9:$A$28),VLOOKUP(Data!$B107,tabulka_kce_def,4,FALSE),VLOOKUP(Data!$B107,tabulka_panely_def,4,FALSE))","v":{"$error":"#N/A"}},{"$f":"IF(Data!$B107<MIN(Panely!$A$9:$A$28),VLOOKUP(Data!$B107,tabulka_kce_def,23,FALSE),VLOOKUP(Data!$B107,tabulka_panely_def,24,FALSE))","v":{"$error":"#N/A"}},{"$f":"IF(Data!$B107<MIN(Panely!$A$9:$A$28),VLOOKUP(Data!$B107,tabulka_kce_def,21,FALSE),VLOOKUP(Data!$B107,tabulka_panely_def,22,FALSE))","v":{"$error":"#N/A"}},{"$f":"IF(Data!$B107<MIN(Panely!$A$9:$A$28),VLOOKUP(Data!$B107,tabulka_kce_def,26,FALSE),VLOOKUP(Data!$B107,tabulka_panely_def,31,FALSE))","v":{"$error":"#N/A"}},{"$f":"IF(Data!$B107<MIN(Panely!$A$9:$A$28),VLOOKUP(Data!$B107,tabulka_kce_def,27,FALSE),VLOOKUP(Data!$B107,tabulka_panely_def,32,FALSE))","v":{"$error":"#N/A"}},{"$f":"IF(VLOOKUP(Data!$B107,tabulka_kce_def,3,FALSE)=\"\",Konstrukce!$G$1,IF(VLOOKUP(Data!$B107,tabulka_kce_def,3,FALSE)=\"z\",Konstrukce!$G$2,VLOOKUP(Data!$B107,tabulka_kce_def,3,FALSE)))","v":{"$error":"#N/A"}},{"$f":"IF(Data!$B107<MIN(Panely!$A$9:$A$28),0,VLOOKUP(Data!$B107,tabulka_panely_def,25,FALSE))","v":{"$error":"#N/A"}},{"$f":"IF(Data!$B107<MIN(Panely!$A$9:$A$28),VLOOKUP(Data!$B107,tabulka_kce_def,24,FALSE),VLOOKUP(Data!$B107,tabulka_panely_def,33,FALSE))","v":{"$error":"#N/A"}},{"$f":"Konstrukce!$D$1","v":15},{"$f":"Konstrukce!$D$2","v":15},{"$f":"Konstrukce!$G$1","v":0},{"$f":"IF(Data!$B107<MIN(Panely!$A$9:$A$28),VLOOKUP(Data!$B107,tabulka_kce_def,59,FALSE),VLOOKUP(Data!$B107,tabulka_panely_def,63,FALSE))","v":{"$error":"#N/A"}},{"$f":"IF(Data!$B107<MIN(Panely!$A$9:$A$28),VLOOKUP(Data!$B107,tabulka_kce_def,60,FALSE),VLOOKUP(Data!$B107,tabulka_panely_def,64,FALSE))","v":{"$error":"#N/A"}},{"$f":"IF(Data!$B107<MIN(Panely!$A$9:$A$28),VLOOKUP(Data!$B107,tabulka_kce_def,61,FALSE),VLOOKUP(Data!$B107,tabulka_panely_def,65,FALSE))","v":{"$error":"#N/A"}},{"$f":"IF(Data!$B107<MIN(Panely!$A$9:$A$28),VLOOKUP(Data!$B107,tabulka_kce_def,25,FALSE),0)","v":0},{"$error":"#N/A"},null,null,null,null,"=",{"$f":"IF(Data!$W107<MIN(Panely!$A$9:$A$28),VLOOKUP(Data!$W107,tabulka_kce_def,62,FALSE),VLOOKUP(Data!$W107,tabulka_panely_def,65,FALSE))","v":{"$error":"#N/A"}},{"$f":"IF(Data!$W107<MIN(Panely!$A$9:$A$28),VLOOKUP(Data!$W107,tabulka_kce_def,Y$1-20,FALSE),VLOOKUP(Data!$W107,tabulka_panely_def,Y$1-18,FALSE))","v":{"$error":"#N/A"}},{"$f":"IF(Data!$W107<MIN(Panely!$A$9:$A$28),VLOOKUP(Data!$W107,tabulka_kce_def,Z$1-20,FALSE),VLOOKUP(Data!$W107,tabulka_panely_def,Z$1-18,FALSE))","v":{"$error":"#N/A"}},{"$f":"IF(Data!$W107<MIN(Panely!$A$9:$A$28),VLOOKUP(Data!$W107,tabulka_kce_def,AA$1-20,FALSE),VLOOKUP(Data!$W107,tabulka_panely_def,AA$1-18,FALSE))","v":{"$error":"#N/A"}},{"$f":"IF(Data!$W107<MIN(Panely!$A$9:$A$28),VLOOKUP(Data!$W107,tabulka_kce_def,AB$1-20,FALSE),VLOOKUP(Data!$W107,tabulka_panely_def,AB$1-18,FALSE))","v":{"$error":"#N/A"}},{"$f":"IF(Data!$W107<MIN(Panely!$A$9:$A$28),VLOOKUP(Data!$W107,tabulka_kce_def,AC$1-20,FALSE),VLOOKUP(Data!$W107,tabulka_panely_def,AC$1-18,FALSE))","v":{"$error":"#N/A"}},{"$f":"IF(Data!$W107<MIN(Panely!$A$9:$A$28),VLOOKUP(Data!$W107,tabulka_kce_def,AD$1-20,FALSE),VLOOKUP(Data!$W107,tabulka_panely_def,AD$1-18,FALSE))","v":{"$error":"#N/A"}},{"$f":"IF(Data!$W107<MIN(Panely!$A$9:$A$28),VLOOKUP(Data!$W107,tabulka_kce_def,AE$1-20,FALSE),VLOOKUP(Data!$W107,tabulka_panely_def,AE$1-18,FALSE))","v":{"$error":"#N/A"}},{"$f":"IF(Data!$W107<MIN(Panely!$A$9:$A$28),VLOOKUP(Data!$W107,tabulka_kce_def,AF$1-20,FALSE),VLOOKUP(Data!$W107,tabulka_panely_def,AF$1-18,FALSE))","v":{"$error":"#N/A"}},{"$f":"IF(Data!$W107<MIN(Panely!$A$9:$A$28),VLOOKUP(Data!$W107,tabulka_kce_def,AG$1-20,FALSE),VLOOKUP(Data!$W107,tabulka_panely_def,AG$1-18,FALSE))","v":{"$error":"#N/A"}},{"$f":"IF(Data!$W107<MIN(Panely!$A$9:$A$28),VLOOKUP(Data!$W107,tabulka_kce_def,AH$1-20,FALSE),VLOOKUP(Data!$W107,tabulka_panely_def,AH$1-18,FALSE))","v":{"$error":"#N/A"}},{"$f":"IF(Data!$W107<MIN(Panely!$A$9:$A$28),VLOOKUP(Data!$W107,tabulka_kce_def,AI$1-20,FALSE),VLOOKUP(Data!$W107,tabulka_panely_def,AI$1-18,FALSE))","v":{"$error":"#N/A"}},{"$f":"IF(Data!$W107<MIN(Panely!$A$9:$A$28),VLOOKUP(Data!$W107,tabulka_kce_def,AJ$1-20,FALSE),VLOOKUP(Data!$W107,tabulka_panely_def,AJ$1-18,FALSE))","v":{"$error":"#N/A"}},{"$f":"IF(Data!$W107<MIN(Panely!$A$9:$A$28),VLOOKUP(Data!$W107,tabulka_kce_def,AK$1-20,FALSE),VLOOKUP(Data!$W107,tabulka_panely_def,AK$1-18,FALSE))","v":{"$error":"#N/A"}},{"$f":"IF(Data!$W107<MIN(Panely!$A$9:$A$28),VLOOKUP(Data!$W107,tabulka_kce_def,AL$1-20,FALSE),VLOOKUP(Data!$W107,tabulka_panely_def,AL$1-18,FALSE))","v":{"$error":"#N/A"}},{"$f":"IF(Data!$W107<MIN(Panely!$A$9:$A$28),VLOOKUP(Data!$W107,tabulka_kce_def,AM$1-20,FALSE),VLOOKUP(Data!$W107,tabulka_panely_def,AM$1-18,FALSE))","v":{"$error":"#N/A"}},107,{"$f":"IF(Data!$W107<MIN(Panely!$A$9:$A$28),VLOOKUP(Data!$W107,tabulka_kce_def,63,FALSE),0)","v":0},{"$f":"IF(Data!$W107<MIN(Panely!$A$9:$A$28),VLOOKUP(Data!$W107,tabulka_kce_def,28,FALSE),1)","v":1},{"$f":"IF(Data!$W107<MIN(Panely!$A$9:$A$28),VLOOKUP(Data!$W107,tabulka_kce_def,23,FALSE),VLOOKUP(Data!$W107,tabulka_panely_def,24,FALSE))","v":{"$error":"#N/A"}},null,0,null,0,0,{"$error":"#N/A"},0,{"$f":"IF(AND(W107>MAX(Konstrukce!A:A),ISNUMBER(W107)),1,0)","v":0}]
[null,"=",{"$f":"IF(Data!$B108<MIN(Panely!$A$9:$A$28),VLOOKUP(Data!$B108,tabulka_kce_def,4,FALSE),VLOOKUP(Data!$B108,tabulka_panely_def,4,FALSE))","v":{"$error":"#N/A"}},{"$f":"IF(Data!$B108<MIN(Panely!$A$9:$A$28),VLOOKUP(Data!$B108,tabulka_kce_def,23,FALSE),VLOOKUP(Data!$B108,tabulka_panely_def,24,FALSE))","v":{"$error":"#N/A"}},{"$f":"IF(Data!$B108<MIN(Panely!$A$9:$A$28),VLOOKUP(Data!$B108,tabulka_kce_def,21,FALSE),VLOOKUP(Data!$B108,tabulka_panely_def,22,FALSE))","v":{"$error":"#N/A"}},{"$f":"IF(Data!$B108<MIN(Panely!$A$9:$A$28),VLOOKUP(Data!$B108,tabulka_kce_def,26,FALSE),VLOOKUP(Data!$B108,tabulka_panely_def,31,FALSE))","v":{"$error":"#N/A"}},{"$f":"IF(Data!$B108<MIN(Panely!$A$9:$A$28),VLOOKUP(Data!$B108,tabulka_kce_def,27,FALSE),VLOOKUP(Data!$B108,tabulka_panely_def,32,FALSE))","v":{"$error":"#N/A"}},{"$f":"IF(VLOOKUP(Data!$B108,tabulka_kce_def,3,FALSE)=\"\",Konstrukce!$G$1,IF(VLOOKUP(Data!$B108,tabulka_kce_def,3,FALSE)=\"z\",Konstrukce!$G$2,VLOOKUP(Data!$B108,tabulka_kce_def,3,FALSE)))","v":{"$error":"#N/A"}},{"$f":"IF(Data!$B108<MIN(Panely!$A$9:$A$28),0,VLOOKUP(Data!$B108,tabulka_panely_def,25,FALSE))","v":{"$error":"#N/A"}},{"$f":"IF(Data!$B108<MIN(Panely!$A$9:$A$28),VLOOKUP(Data!$B108,tabulka_kce_def,24,FALSE),VLOOKUP(Data!$B108,tabulka_panely_def,33,FALSE))","v":{"$error":"#N/A"}},{"$f":"Konstrukce!$D$1","v":15},{"$f":"Konstrukce!$D$2","v":15},{"$f":"Konstrukce!$G$1","v":0},{"$f":"IF(Data!$B108<MIN(Panely!$A$9:$A$28),VLOOKUP(Data!$B108,tabulka_kce_def,59,FALSE),VLOOKUP(Data!$B108,tabulka_panely_def,63,FALSE))","v":{"$error":"#N/A"}},{"$f":"IF(Data!$B108<MIN(Panely!$A$9:$A$28),VLOOKUP(Data!$B108,tabulka_kce_def,60,FALSE),VLOOKUP(Data!$B108,tabulka_panely_def,64,FALSE))","v":{"$error":"#N/A"}},{"$f":"IF(Data!$B108<MIN(Panely!$A$9:$A$28),VLOOKUP(Data!$B108,tabulka_kce_def,61,FALSE),VLOOKUP(Data!$B108,tabulka_panely_def,65,FALSE))","v":{"$error":"#N/A"}},{"$f":"IF(Data!$B108<MIN(Panely!$A$9:$A$28),VLOOKUP(Data!$B108,tabulka_kce_def,25,FALSE),0)","v":0},{"$error":"#N/A"},null,null,null,null,"=",{"$f":"IF(Data!$W108<MIN(Panely!$A$9:$A$28),VLOOKUP(Data!$W108,tabulka_kce_def,62,FALSE),VLOOKUP(Data!$W108,tabulka_panely_def,65,FALSE))","v":{"$error":"#N/A"}},{"$f":"IF(Data!$W108<MIN(Panely!$A$9:$A$28),VLOOKUP(Data!$W108,tabulka_kce_def,Y$1-20,FALSE),VLOOKUP(Data!$W108,tabulka_panely_def,Y$1-18,FALSE))","v":{"$error":"#N/A"}},{"$f":"IF(Data!$W108<MIN(Panely!$A$9:$A$28),VLOOKUP(Data!$W108,tabulka_kce_def,Z$1-20,FALSE),VLOOKUP(Data!$W108,tabulka_panely_def,Z$1-18,FALSE))","v":{"$error":"#N/A"}},{"$f":"IF(Data!$W108<MIN(Panely!$A$9:$A$28),VLOOKUP(Data!$W108,tabulka_kce_def,AA$1-20,FALSE),VLOOKUP(Data!$W108,tabulka_panely_def,AA$1-18,FALSE))","v":{"$error":"#N/A"}},{"$f":"IF(Data!$W108<MIN(Panely!$A$9:$A$28),VLOOKUP(Data!$W108,tabulka_kce_def,AB$1-20,FALSE),VLOOKUP(Data!$W108,tabulka_panely_def,AB$1-18,FALSE))","v":{"$error":"#N/A"}},{"$f":"IF(Data!$W108<MIN(Panely!$A$9:$A$28),VLOOKUP(Data!$W108,tabulka_kce_def,AC$1-20,FALSE),VLOOKUP(Data!$W108,tabulka_panely_def,AC$1-18,FALSE))","v":{"$error":"#N/A"}},{"$f":"IF(Data!$W108<MIN(Panely!$A$9:$A$28),VLOOKUP(Data!$W108,tabulka_kce_def,AD$1-20,FALSE),VLOOKUP(Data!$W108,tabulka_panely_def,AD$1-18,FALSE))","v":{"$error":"#N/A"}},{"$f":"IF(Data!$W108<MIN(Panely!$A$9:$A$28),VLOOKUP(Data!$W108,tabulka_kce_def,AE$1-20,FALSE),VLOOKUP(Data!$W108,tabulka_panely_def,AE$1-18,FALSE))","v":{"$error":"#N/A"}},{"$f":"IF(Data!$W108<MIN(Panely!$A$9:$A$28),VLOOKUP(Data!$W108,tabulka_kce_def,AF$1-20,FALSE),VLOOKUP(Data!$W108,tabulka_panely_def,AF$1-18,FALSE))","v":{"$error":"#N/A"}},{"$f":"IF(Data!$W108<MIN(Panely!$A$9:$A$28),VLOOKUP(Data!$W108,tabulka_kce_def,AG$1-20,FALSE),VLOOKUP(Data!$W108,tabulka_panely_def,AG$1-18,FALSE))","v":{"$error":"#N/A"}},{"$f":"IF(Data!$W108<MIN(Panely!$A$9:$A$28),VLOOKUP(Data!$W108,tabulka_kce_def,AH$1-20,FALSE),VLOOKUP(Data!$W108,tabulka_panely_def,AH$1-18,FALSE))","v":{"$error":"#N/A"}},{"$f":"IF(Data!$W108<MIN(Panely!$A$9:$A$28),VLOOKUP(Data!$W108,tabulka_kce_def,AI$1-20,FALSE),VLOOKUP(Data!$W108,tabulka_panely_def,AI$1-18,FALSE))","v":{"$error":"#N/A"}},{"$f":"IF(Data!$W108<MIN(Panely!$A$9:$A$28),VLOOKUP(Data!$W108,tabulka_kce_def,AJ$1-20,FALSE),VLOOKUP(Data!$W108,tabulka_panely_def,AJ$1-18,FALSE))","v":{"$error":"#N/A"}},{"$f":"IF(Data!$W108<MIN(Panely!$A$9:$A$28),VLOOKUP(Data!$W108,tabulka_kce_def,AK$1-20,FALSE),VLOOKUP(Data!$W108,tabulka_panely_def,AK$1-18,FALSE))","v":{"$error":"#N/A"}},{"$f":"IF(Data!$W108<MIN(Panely!$A$9:$A$28),VLOOKUP(Data!$W108,tabulka_kce_def,AL$1-20,FALSE),VLOOKUP(Data!$W108,tabulka_panely_def,AL$1-18,FALSE))","v":{"$error":"#N/A"}},{"$f":"IF(Data!$W108<MIN(Panely!$A$9:$A$28),VLOOKUP(Data!$W108,tabulka_kce_def,AM$1-20,FALSE),VLOOKUP(Data!$W108,tabulka_panely_def,AM$1-18,FALSE))","v":{"$error":"#N/A"}},108,{"$f":"IF(Data!$W108<MIN(Panely!$A$9:$A$28),VLOOKUP(Data!$W108,tabulka_kce_def,63,FALSE),0)","v":0},{"$f":"IF(Data!$W108<MIN(Panely!$A$9:$A$28),VLOOKUP(Data!$W108,tabulka_kce_def,28,FALSE),1)","v":1},{"$f":"IF(Data!$W108<MIN(Panely!$A$9:$A$28),VLOOKUP(Data!$W108,tabulka_kce_def,23,FALSE),VLOOKUP(Data!$W108,tabulka_panely_def,24,FALSE))","v":{"$error":"#N/A"}},null,0,null,0,0,{"$error":"#N/A"},0,{"$f":"IF(AND(W108>MAX(Konstrukce!A:A),ISNUMBER(W108)),1,0)","v":0}]
[null,"=",{"$f":"IF(Data!$B109<MIN(Panely!$A$9:$A$28),VLOOKUP(Data!$B109,tabulka_kce_def,4,FALSE),VLOOKUP(Data!$B109,tabulka_panely_def,4,FALSE))","v":{"$error":"#N/A"}},{"$f":"IF(Data!$B109<MIN(Panely!$A$9:$A$28),VLOOKUP(Data!$B109,tabulka_kce_def,23,FALSE),VLOOKUP(Data!$B109,tabulka_panely_def,24,FALSE))","v":{"$error":"#N/A"}},{"$f":"IF(Data!$B109<MIN(Panely!$A$9:$A$28),VLOOKUP(Data!$B109,tabulka_kce_def,21,FALSE),VLOOKUP(Data!$B109,tabulka_panely_def,22,FALSE))","v":{"$error":"#N/A"}},{"$f":"IF(Data!$B109<MIN(Panely!$A$9:$A$28),VLOOKUP(Data!$B109,tabulka_kce_def,26,FALSE),VLOOKUP(Data!$B109,tabulka_panely_def,31,FALSE))","v":{"$error":"#N/A"}},{"$f":"IF(Data!$B109<MIN(Panely!$A$9:$A$28),VLOOKUP(Data!$B109,tabulka_kce_def,27,FALSE),VLOOKUP(Data!$B109,tabulka_panely_def,32,FALSE))","v":{"$error":"#N/A"}},{"$f":"IF(VLOOKUP(Data!$B109,tabulka_kce_def,3,FALSE)=\"\",Konstrukce!$G$1,IF(VLOOKUP(Data!$B109,tabulka_kce_def,3,FALSE)=\"z\",Konstrukce!$G$2,VLOOKUP(Data!$B109,tabulka_kce_def,3,FALSE)))","v":{"$error":"#N/A"}},{"$f":"IF(Data!$B109<MIN(Panely!$A$9:$A$28),0,VLOOKUP(Data!$B109,tabulka_panely_def,25,FALSE))","v":{"$error":"#N/A"}},{"$f":"IF(Data!$B109<MIN(Panely!$A$9:$A$28),VLOOKUP(Data!$B109,tabulka_kce_def,24,FALSE),VLOOKUP(Data!$B109,tabulka_panely_def,33,FALSE))","v":{"$error":"#N/A"}},{"$f":"Konstrukce!$D$1","v":15},{"$f":"Konstrukce!$D$2","v":15},{"$f":"Konstrukce!$G$1","v":0},{"$f":"IF(Data!$B109<MIN(Panely!$A$9:$A$28),VLOOKUP(Data!$B109,tabulka_kce_def,59,FALSE),VLOOKUP(Data!$B109,tabulka_panely_def,63,FALSE))","v":{"$error":"#N/A"}},{"$f":"IF(Data!$B109<MIN(Panely!$A$9:$A$28),VLOOKUP(Data!$B109,tabulka_kce_def,60,FALSE),VLOOKUP(Data!$B109,tabulka_panely_def,64,FALSE))","v":{"$error":"#N/A"}},{"$f":"IF(Data!$B109<MIN(Panely!$A$9:$A$28),VLOOKUP(Data!$B109,tabulka_kce_def,61,FALSE),VLOOKUP(Data!$B109,tabulka_panely_def,65,FALSE))","v":{"$error":"#N/A"}},{"$f":"IF(Data!$B109<MIN(Panely!$A$9:$A$28),VLOOKUP(Data!$B109,tabulka_kce_def,25,FALSE),0)","v":0},{"$error":"#N/A"},null,null,null,null,"=",{"$f":"IF(Data!$W109<MIN(Panely!$A$9:$A$28),VLOOKUP(Data!$W109,tabulka_kce_def,62,FALSE),VLOOKUP(Data!$W109,tabulka_panely_def,65,FALSE))","v":{"$error":"#N/A"}},{"$f":"IF(Data!$W109<MIN(Panely!$A$9:$A$28),VLOOKUP(Data!$W109,tabulka_kce_def,Y$1-20,FALSE),VLOOKUP(Data!$W109,tabulka_panely_def,Y$1-18,FALSE))","v":{"$error":"#N/A"}},{"$f":"IF(Data!$W109<MIN(Panely!$A$9:$A$28),VLOOKUP(Data!$W109,tabulka_kce_def,Z$1-20,FALSE),VLOOKUP(Data!$W109,tabulka_panely_def,Z$1-18,FALSE))","v":{"$error":"#N/A"}},{"$f":"IF(Data!$W109<MIN(Panely!$A$9:$A$28),VLOOKUP(Data!$W109,tabulka_kce_def,AA$1-20,FALSE),VLOOKUP(Data!$W109,tabulka_panely_def,AA$1-18,FALSE))","v":{"$error":"#N/A"}},{"$f":"IF(Data!$W109<MIN(Panely!$A$9:$A$28),VLOOKUP(Data!$W109,tabulka_kce_def,AB$1-20,FALSE),VLOOKUP(Data!$W109,tabulka_panely_def,AB$1-18,FALSE))","v":{"$error":"#N/A"}},{"$f":"IF(Data!$W109<MIN(Panely!$A$9:$A$28),VLOOKUP(Data!$W109,tabulka_kce_def,AC$1-20,FALSE),VLOOKUP(Data!$W109,tabulka_panely_def,AC$1-18,FALSE))","v":{"$error":"#N/A"}},{"$f":"IF(Data!$W109<MIN(Panely!$A$9:$A$28),VLOOKUP(Data!$W109,tabulka_kce_def,AD$1-20,FALSE),VLOOKUP(Data!$W109,tabulka_panely_def,AD$1-18,FALSE))","v":{"$error":"#N/A"}},{"$f":"IF(Data!$W109<MIN(Panely!$A$9:$A$28),VLOOKUP(Data!$W109,tabulka_kce_def,AE$1-20,FALSE),VLOOKUP(Data!$W109,tabulka_panely_def,AE$1-18,FALSE))","v":{"$error":"#N/A"}},{"$f":"IF(Data!$W109<MIN(Panely!$A$9:$A$28),VLOOKUP(Data!$W109,tabulka_kce_def,AF$1-20,FALSE),VLOOKUP(Data!$W109,tabulka_panely_def,AF$1-18,FALSE))","v":{"$error":"#N/A"}},{"$f":"IF(Data!$W109<MIN(Panely!$A$9:$A$28),VLOOKUP(Data!$W109,tabulka_kce_def,AG$1-20,FALSE),VLOOKUP(Data!$W109,tabulka_panely_def,AG$1-18,FALSE))","v":{"$error":"#N/A"}},{"$f":"IF(Data!$W109<MIN(Panely!$A$9:$A$28),VLOOKUP(Data!$W109,tabulka_kce_def,AH$1-20,FALSE),VLOOKUP(Data!$W109,tabulka_panely_def,AH$1-18,FALSE))","v":{"$error":"#N/A"}},{"$f":"IF(Data!$W109<MIN(Panely!$A$9:$A$28),VLOOKUP(Data!$W109,tabulka_kce_def,AI$1-20,FALSE),VLOOKUP(Data!$W109,tabulka_panely_def,AI$1-18,FALSE))","v":{"$error":"#N/A"}},{"$f":"IF(Data!$W109<MIN(Panely!$A$9:$A$28),VLOOKUP(Data!$W109,tabulka_kce_def,AJ$1-20,FALSE),VLOOKUP(Data!$W109,tabulka_panely_def,AJ$1-18,FALSE))","v":{"$error":"#N/A"}},{"$f":"IF(Data!$W109<MIN(Panely!$A$9:$A$28),VLOOKUP(Data!$W109,tabulka_kce_def,AK$1-20,FALSE),VLOOKUP(Data!$W109,tabulka_panely_def,AK$1-18,FALSE))","v":{"$error":"#N/A"}},{"$f":"IF(Data!$W109<MIN(Panely!$A$9:$A$28),VLOOKUP(Data!$W109,tabulka_kce_def,AL$1-20,FALSE),VLOOKUP(Data!$W109,tabulka_panely_def,AL$1-18,FALSE))","v":{"$error":"#N/A"}},{"$f":"IF(Data!$W109<MIN(Panely!$A$9:$A$28),VLOOKUP(Data!$W109,tabulka_kce_def,AM$1-20,FALSE),VLOOKUP(Data!$W109,tabulka_panely_def,AM$1-18,FALSE))","v":{"$error":"#N/A"}},109,{"$f":"IF(Data!$W109<MIN(Panely!$A$9:$A$28),VLOOKUP(Data!$W109,tabulka_kce_def,63,FALSE),0)","v":0},{"$f":"IF(Data!$W109<MIN(Panely!$A$9:$A$28),VLOOKUP(Data!$W109,tabulka_kce_def,28,FALSE),1)","v":1},{"$f":"IF(Data!$W109<MIN(Panely!$A$9:$A$28),VLOOKUP(Data!$W109,tabulka_kce_def,23,FALSE),VLOOKUP(Data!$W109,tabulka_panely_def,24,FALSE))","v":{"$error":"#N/A"}},null,0,null,0,0,{"$error":"#N/A"},0,{"$f":"IF(AND(W109>MAX(Konstrukce!A:A),ISNUMBER(W109)),1,0)","v":0}]
[null,"=",{"$f":"IF(Data!$B110<MIN(Panely!$A$9:$A$28),VLOOKUP(Data!$B110,tabulka_kce_def,4,FALSE),VLOOKUP(Data!$B110,tabulka_panely_def,4,FALSE))","v":{"$error":"#N/A"}},{"$f":"IF(Data!$B110<MIN(Panely!$A$9:$A$28),VLOOKUP(Data!$B110,tabulka_kce_def,23,FALSE),VLOOKUP(Data!$B110,tabulka_panely_def,24,FALSE))","v":{"$error":"#N/A"}},{"$f":"IF(Data!$B110<MIN(Panely!$A$9:$A$28),VLOOKUP(Data!$B110,tabulka_kce_def,21,FALSE),VLOOKUP(Data!$B110,tabulka_panely_def,22,FALSE))","v":{"$error":"#N/A"}},{"$f":"IF(Data!$B110<MIN(Panely!$A$9:$A$28),VLOOKUP(Data!$B110,tabulka_kce_def,26,FALSE),VLOOKUP(Data!$B110,tabulka_panely_def,31,FALSE))","v":{"$error":"#N/A"}},{"$f":"IF(Data!$B110<MIN(Panely!$A$9:$A$28),VLOOKUP(Data!$B110,tabulka_kce_def,27,FALSE),VLOOKUP(Data!$B110,tabulka_panely_def,32,FALSE))","v":{"$error":"#N/A"}},{"$f":"IF(VLOOKUP(Data!$B110,tabulka_kce_def,3,FALSE)=\"\",Konstrukce!$G$1,IF(VLOOKUP(Data!$B110,tabulka_kce_def,3,FALSE)=\"z\",Konstrukce!$G$2,VLOOKUP(Data!$B110,tabulka_kce_def,3,FALSE)))","v":{"$error":"#N/A"}},{"$f":"IF(Data!$B110<MIN(Panely!$A$9:$A$28),0,VLOOKUP(Data!$B110,tabulka_panely_def,25,FALSE))","v":{"$error":"#N/A"}},{"$f":"IF(Data!$B110<MIN(Panely!$A$9:$A$28),VLOOKUP(Data!$B110,tabulka_kce_def,24,FALSE),VLOOKUP(Data!$B110,tabulka_panely_def,33,FALSE))","v":{"$error":"#N/A"}},{"$f":"Konstrukce!$D$1","v":15},{"$f":"Konstrukce!$D$2","v":15},{"$f":"Konstrukce!$G$1","v":0},{"$f":"IF(Data!$B110<MIN(Panely!$A$9:$A$28),VLOOKUP(Data!$B110,tabulka_kce_def,59,FALSE),VLOOKUP(Data!$B110,tabulka_panely_def,63,FALSE))","v":{"$error":"#N/A"}},{"$f":"IF(Data!$B110<MIN(Panely!$A$9:$A$28),VLOOKUP(Data!$B110,tabulka_kce_def,60,FALSE),VLOOKUP(Data!$B110,tabulka_panely_def,64,FALSE))","v":{"$error":"#N/A"}},{"$f":"IF(Data!$B110<MIN(Panely!$A$9:$A$28),VLOOKUP(Data!$B110,tabulka_kce_def,61,FALSE),VLOOKUP(Data!$B110,tabulka_panely_def,65,FALSE))","v":{"$error":"#N/A"}},{"$f":"IF(Data!$B110<MIN(Panely!$A$9:$A$28),VLOOKUP(Data!$B110,tabulka_kce_def,25,FALSE),0)","v":0},{"$error":"#N/A"},null,null,null,null,"=",{"$f":"IF(Data!$W110<MIN(Panely!$A$9:$A$28),VLOOKUP(Data!$W110,tabulka_kce_def,62,FALSE),VLOOKUP(Data!$W110,tabulka_panely_def,65,FALSE))","v":{"$error":"#N/A"}},{"$f":"IF(Data!$W110<MIN(Panely!$A$9:$A$28),VLOOKUP(Data!$W110,tabulka_kce_def,Y$1-20,FALSE),VLOOKUP(Data!$W110,tabulka_panely_def,Y$1-18,FALSE))","v":{"$error":"#N/A"}},{"$f":"IF(Data!$W110<MIN(Panely!$A$9:$A$28),VLOOKUP(Data!$W110,tabulka_kce_def,Z$1-20,FALSE),VLOOKUP(Data!$W110,tabulka_panely_def,Z$1-18,FALSE))","v":{"$error":"#N/A"}},{"$f":"IF(Data!$W110<MIN(Panely!$A$9:$A$28),VLOOKUP(Data!$W110,tabulka_kce_def,AA$1-20,FALSE),VLOOKUP(Data!$W110,tabulka_panely_def,AA$1-18,FALSE))","v":{"$error":"#N/A"}},{"$f":"IF(Data!$W110<MIN(Panely!$A$9:$A$28),VLOOKUP(Data!$W110,tabulka_kce_def,AB$1-20,FALSE),VLOOKUP(Data!$W110,tabulka_panely_def,AB$1-18,FALSE))","v":{"$error":"#N/A"}},{"$f":"IF(Data!$W110<MIN(Panely!$A$9:$A$28),VLOOKUP(Data!$W110,tabulka_kce_def,AC$1-20,FALSE),VLOOKUP(Data!$W110,tabulka_panely_def,AC$1-18,FALSE))","v":{"$error":"#N/A"}},{"$f":"IF(Data!$W110<MIN(Panely!$A$9:$A$28),VLOOKUP(Data!$W110,tabulka_kce_def,AD$1-20,FALSE),VLOOKUP(Data!$W110,tabulka_panely_def,AD$1-18,FALSE))","v":{"$error":"#N/A"}},{"$f":"IF(Data!$W110<MIN(Panely!$A$9:$A$28),VLOOKUP(Data!$W110,tabulka_kce_def,AE$1-20,FALSE),VLOOKUP(Data!$W110,tabulka_panely_def,AE$1-18,FALSE))","v":{"$error":"#N/A"}},{"$f":"IF(Data!$W110<MIN(Panely!$A$9:$A$28),VLOOKUP(Data!$W110,tabulka_kce_def,AF$1-20,FALSE),VLOOKUP(Data!$W110,tabulka_panely_def,AF$1-18,FALSE))","v":{"$error":"#N/A"}},{"$f":"IF(Data!$W110<MIN(Panely!$A$9:$A$28),VLOOKUP(Data!$W110,tabulka_kce_def,AG$1-20,FALSE),VLOOKUP(Data!$W110,tabulka_panely_def,AG$1-18,FALSE))","v":{"$error":"#N/A"}},{"$f":"IF(Data!$W110<MIN(Panely!$A$9:$A$28),VLOOKUP(Data!$W110,tabulka_kce_def,AH$1-20,FALSE),VLOOKUP(Data!$W110,tabulka_panely_def,AH$1-18,FALSE))","v":{"$error":"#N/A"}},{"$f":"IF(Data!$W110<MIN(Panely!$A$9:$A$28),VLOOKUP(Data!$W110,tabulka_kce_def,AI$1-20,FALSE),VLOOKUP(Data!$W110,tabulka_panely_def,AI$1-18,FALSE))","v":{"$error":"#N/A"}},{"$f":"IF(Data!$W110<MIN(Panely!$A$9:$A$28),VLOOKUP(Data!$W110,tabulka_kce_def,AJ$1-20,FALSE),VLOOKUP(Data!$W110,tabulka_panely_def,AJ$1-18,FALSE))","v":{"$error":"#N/A"}},{"$f":"IF(Data!$W110<MIN(Panely!$A$9:$A$28),VLOOKUP(Data!$W110,tabulka_kce_def,AK$1-20,FALSE),VLOOKUP(Data!$W110,tabulka_panely_def,AK$1-18,FALSE))","v":{"$error":"#N/A"}},{"$f":"IF(Data!$W110<MIN(Panely!$A$9:$A$28),VLOOKUP(Data!$W110,tabulka_kce_def,AL$1-20,FALSE),VLOOKUP(Data!$W110,tabulka_panely_def,AL$1-18,FALSE))","v":{"$error":"#N/A"}},{"$f":"IF(Data!$W110<MIN(Panely!$A$9:$A$28),VLOOKUP(Data!$W110,tabulka_kce_def,AM$1-20,FALSE),VLOOKUP(Data!$W110,tabulka_panely_def,AM$1-18,FALSE))","v":{"$error":"#N/A"}},110,{"$f":"IF(Data!$W110<MIN(Panely!$A$9:$A$28),VLOOKUP(Data!$W110,tabulka_kce_def,63,FALSE),0)","v":0},{"$f":"IF(Data!$W110<MIN(Panely!$A$9:$A$28),VLOOKUP(Data!$W110,tabulka_kce_def,28,FALSE),1)","v":1},{"$f":"IF(Data!$W110<MIN(Panely!$A$9:$A$28),VLOOKUP(Data!$W110,tabulka_kce_def,23,FALSE),VLOOKUP(Data!$W110,tabulka_panely_def,24,FALSE))","v":{"$error":"#N/A"}},null,0,null,0,0,{"$error":"#N/A"},0,{"$f":"IF(AND(W110>MAX(Konstrukce!A:A),ISNUMBER(W110)),1,0)","v":0}]
[null,"=",{"$f":"IF(Data!$B111<MIN(Panely!$A$9:$A$28),VLOOKUP(Data!$B111,tabulka_kce_def,4,FALSE),VLOOKUP(Data!$B111,tabulka_panely_def,4,FALSE))","v":{"$error":"#N/A"}},{"$f":"IF(Data!$B111<MIN(Panely!$A$9:$A$28),VLOOKUP(Data!$B111,tabulka_kce_def,23,FALSE),VLOOKUP(Data!$B111,tabulka_panely_def,24,FALSE))","v":{"$error":"#N/A"}},{"$f":"IF(Data!$B111<MIN(Panely!$A$9:$A$28),VLOOKUP(Data!$B111,tabulka_kce_def,21,FALSE),VLOOKUP(Data!$B111,tabulka_panely_def,22,FALSE))","v":{"$error":"#N/A"}},{"$f":"IF(Data!$B111<MIN(Panely!$A$9:$A$28),VLOOKUP(Data!$B111,tabulka_kce_def,26,FALSE),VLOOKUP(Data!$B111,tabulka_panely_def,31,FALSE))","v":{"$error":"#N/A"}},{"$f":"IF(Data!$B111<MIN(Panely!$A$9:$A$28),VLOOKUP(Data!$B111,tabulka_kce_def,27,FALSE),VLOOKUP(Data!$B111,tabulka_panely_def,32,FALSE))","v":{"$error":"#N/A"}},{"$f":"IF(VLOOKUP(Data!$B111,tabulka_kce_def,3,FALSE)=\"\",Konstrukce!$G$1,IF(VLOOKUP(Data!$B111,tabulka_kce_def,3,FALSE)=\"z\",Konstrukce!$G$2,VLOOKUP(Data!$B111,tabulka_kce_def,3,FALSE)))","v":{"$error":"#N/A"}},{"$f":"IF(Data!$B111<MIN(Panely!$A$9:$A$28),0,VLOOKUP(Data!$B111,tabulka_panely_def,25,FALSE))","v":{"$error":"#N/A"}},{"$f":"IF(Data!$B111<MIN(Panely!$A$9:$A$28),VLOOKUP(Data!$B111,tabulka_kce_def,24,FALSE),VLOOKUP(Data!$B111,tabulka_panely_def,33,FALSE))","v":{"$error":"#N/A"}},{"$f":"Konstrukce!$D$1","v":15},{"$f":"Konstrukce!$D$2","v":15},{"$f":"Konstrukce!$G$1","v":0},{"$f":"IF(Data!$B111<MIN(Panely!$A$9:$A$28),VLOOKUP(Data!$B111,tabulka_kce_def,59,FALSE),VLOOKUP(Data!$B111,tabulka_panely_def,63,FALSE))","v":{"$error":"#N/A"}},{"$f":"IF(Data!$B111<MIN(Panely!$A$9:$A$28),VLOOKUP(Data!$B111,tabulka_kce_def,60,FALSE),VLOOKUP(Data!$B111,tabulka_panely_def,64,FALSE))","v":{"$error":"#N/A"}},{"$f":"IF(Data!$B111<MIN(Panely!$A$9:$A$28),VLOOKUP(Data!$B111,tabulka_kce_def,61,FALSE),VLOOKUP(Data!$B111,tabulka_panely_def,65,FALSE))","v":{"$error":"#N/A"}},{"$f":"IF(Data!$B111<MIN(Panely!$A$9:$A$28),VLOOKUP(Data!$B111,tabulka_kce_def,25,FALSE),0)","v":0},{"$error":"#N/A"},null,null,null,null,"=",{"$f":"IF(Data!$W111<MIN(Panely!$A$9:$A$28),VLOOKUP(Data!$W111,tabulka_kce_def,62,FALSE),VLOOKUP(Data!$W111,tabulka_panely_def,65,FALSE))","v":{"$error":"#N/A"}},{"$f":"IF(Data!$W111<MIN(Panely!$A$9:$A$28),VLOOKUP(Data!$W111,tabulka_kce_def,Y$1-20,FALSE),VLOOKUP(Data!$W111,tabulka_panely_def,Y$1-18,FALSE))","v":{"$error":"#N/A"}},{"$f":"IF(Data!$W111<MIN(Panely!$A$9:$A$28),VLOOKUP(Data!$W111,tabulka_kce_def,Z$1-20,FALSE),VLOOKUP(Data!$W111,tabulka_panely_def,Z$1-18,FALSE))","v":{"$error":"#N/A"}},{"$f":"IF(Data!$W111<MIN(Panely!$A$9:$A$28),VLOOKUP(Data!$W111,tabulka_kce_def,AA$1-20,FALSE),VLOOKUP(Data!$W111,tabulka_panely_def,AA$1-18,FALSE))","v":{"$error":"#N/A"}},{"$f":"IF(Data!$W111<MIN(Panely!$A$9:$A$28),VLOOKUP(Data!$W111,tabulka_kce_def,AB$1-20,FALSE),VLOOKUP(Data!$W111,tabulka_panely_def,AB$1-18,FALSE))","v":{"$error":"#N/A"}},{"$f":"IF(Data!$W111<MIN(Panely!$A$9:$A$28),VLOOKUP(Data!$W111,tabulka_kce_def,AC$1-20,FALSE),VLOOKUP(Data!$W111,tabulka_panely_def,AC$1-18,FALSE))","v":{"$error":"#N/A"}},{"$f":"IF(Data!$W111<MIN(Panely!$A$9:$A$28),VLOOKUP(Data!$W111,tabulka_kce_def,AD$1-20,FALSE),VLOOKUP(Data!$W111,tabulka_panely_def,AD$1-18,FALSE))","v":{"$error":"#N/A"}},{"$f":"IF(Data!$W111<MIN(Panely!$A$9:$A$28),VLOOKUP(Data!$W111,tabulka_kce_def,AE$1-20,FALSE),VLOOKUP(Data!$W111,tabulka_panely_def,AE$1-18,FALSE))","v":{"$error":"#N/A"}},{"$f":"IF(Data!$W111<MIN(Panely!$A$9:$A$28),VLOOKUP(Data!$W111,tabulka_kce_def,AF$1-20,FALSE),VLOOKUP(Data!$W111,tabulka_panely_def,AF$1-18,FALSE))","v":{"$error":"#N/A"}},{"$f":"IF(Data!$W111<MIN(Panely!$A$9:$A$28),VLOOKUP(Data!$W111,tabulka_kce_def,AG$1-20,FALSE),VLOOKUP(Data!$W111,tabulka_panely_def,AG$1-18,FALSE))","v":{"$error":"#N/A"}},{"$f":"IF(Data!$W111<MIN(Panely!$A$9:$A$28),VLOOKUP(Data!$W111,tabulka_kce_def,AH$1-20,FALSE),VLOOKUP(Data!$W111,tabulka_panely_def,AH$1-18,FALSE))","v":{"$error":"#N/A"}},{"$f":"IF(Data!$W111<MIN(Panely!$A$9:$A$28),VLOOKUP(Data!$W111,tabulka_kce_def,AI$1-20,FALSE),VLOOKUP(Data!$W111,tabulka_panely_def,AI$1-18,FALSE))","v":{"$error":"#N/A"}},{"$f":"IF(Data!$W111<MIN(Panely!$A$9:$A$28),VLOOKUP(Data!$W111,tabulka_kce_def,AJ$1-20,FALSE),VLOOKUP(Data!$W111,tabulka_panely_def,AJ$1-18,FALSE))","v":{"$error":"#N/A"}},{"$f":"IF(Data!$W111<MIN(Panely!$A$9:$A$28),VLOOKUP(Data!$W111,tabulka_kce_def,AK$1-20,FALSE),VLOOKUP(Data!$W111,tabulka_panely_def,AK$1-18,FALSE))","v":{"$error":"#N/A"}},{"$f":"IF(Data!$W111<MIN(Panely!$A$9:$A$28),VLOOKUP(Data!$W111,tabulka_kce_def,AL$1-20,FALSE),VLOOKUP(Data!$W111,tabulka_panely_def,AL$1-18,FALSE))","v":{"$error":"#N/A"}},{"$f":"IF(Data!$W111<MIN(Panely!$A$9:$A$28),VLOOKUP(Data!$W111,tabulka_kce_def,AM$1-20,FALSE),VLOOKUP(Data!$W111,tabulka_panely_def,AM$1-18,FALSE))","v":{"$error":"#N/A"}},111,{"$f":"IF(Data!$W111<MIN(Panely!$A$9:$A$28),VLOOKUP(Data!$W111,tabulka_kce_def,63,FALSE),0)","v":0},{"$f":"IF(Data!$W111<MIN(Panely!$A$9:$A$28),VLOOKUP(Data!$W111,tabulka_kce_def,28,FALSE),1)","v":1},{"$f":"IF(Data!$W111<MIN(Panely!$A$9:$A$28),VLOOKUP(Data!$W111,tabulka_kce_def,23,FALSE),VLOOKUP(Data!$W111,tabulka_panely_def,24,FALSE))","v":{"$error":"#N/A"}},null,0,null,0,0,{"$error":"#N/A"},0,{"$f":"IF(AND(W111>MAX(Konstrukce!A:A),ISNUMBER(W111)),1,0)","v":0}]
[null,"=",{"$f":"IF(Data!$B112<MIN(Panely!$A$9:$A$28),VLOOKUP(Data!$B112,tabulka_kce_def,4,FALSE),VLOOKUP(Data!$B112,tabulka_panely_def,4,FALSE))","v":{"$error":"#N/A"}},{"$f":"IF(Data!$B112<MIN(Panely!$A$9:$A$28),VLOOKUP(Data!$B112,tabulka_kce_def,23,FALSE),VLOOKUP(Data!$B112,tabulka_panely_def,24,FALSE))","v":{"$error":"#N/A"}},{"$f":"IF(Data!$B112<MIN(Panely!$A$9:$A$28),VLOOKUP(Data!$B112,tabulka_kce_def,21,FALSE),VLOOKUP(Data!$B112,tabulka_panely_def,22,FALSE))","v":{"$error":"#N/A"}},{"$f":"IF(Data!$B112<MIN(Panely!$A$9:$A$28),VLOOKUP(Data!$B112,tabulka_kce_def,26,FALSE),VLOOKUP(Data!$B112,tabulka_panely_def,31,FALSE))","v":{"$error":"#N/A"}},{"$f":"IF(Data!$B112<MIN(Panely!$A$9:$A$28),VLOOKUP(Data!$B112,tabulka_kce_def,27,FALSE),VLOOKUP(Data!$B112,tabulka_panely_def,32,FALSE))","v":{"$error":"#N/A"}},{"$f":"IF(VLOOKUP(Data!$B112,tabulka_kce_def,3,FALSE)=\"\",Konstrukce!$G$1,IF(VLOOKUP(Data!$B112,tabulka_kce_def,3,FALSE)=\"z\",Konstrukce!$G$2,VLOOKUP(Data!$B112,tabulka_kce_def,3,FALSE)))","v":{"$error":"#N/A"}},{"$f":"IF(Data!$B112<MIN(Panely!$A$9:$A$28),0,VLOOKUP(Data!$B112,tabulka_panely_def,25,FALSE))","v":{"$error":"#N/A"}},{"$f":"IF(Data!$B112<MIN(Panely!$A$9:$A$28),VLOOKUP(Data!$B112,tabulka_kce_def,24,FALSE),VLOOKUP(Data!$B112,tabulka_panely_def,33,FALSE))","v":{"$error":"#N/A"}},{"$f":"Konstrukce!$D$1","v":15},{"$f":"Konstrukce!$D$2","v":15},{"$f":"Konstrukce!$G$1","v":0},{"$f":"IF(Data!$B112<MIN(Panely!$A$9:$A$28),VLOOKUP(Data!$B112,tabulka_kce_def,59,FALSE),VLOOKUP(Data!$B112,tabulka_panely_def,63,FALSE))","v":{"$error":"#N/A"}},{"$f":"IF(Data!$B112<MIN(Panely!$A$9:$A$28),VLOOKUP(Data!$B112,tabulka_kce_def,60,FALSE),VLOOKUP(Data!$B112,tabulka_panely_def,64,FALSE))","v":{"$error":"#N/A"}},{"$f":"IF(Data!$B112<MIN(Panely!$A$9:$A$28),VLOOKUP(Data!$B112,tabulka_kce_def,61,FALSE),VLOOKUP(Data!$B112,tabulka_panely_def,65,FALSE))","v":{"$error":"#N/A"}},{"$f":"IF(Data!$B112<MIN(Panely!$A$9:$A$28),VLOOKUP(Data!$B112,tabulka_kce_def,25,FALSE),0)","v":0},{"$error":"#N/A"},null,null,null,null,"=",{"$f":"IF(Data!$W112<MIN(Panely!$A$9:$A$28),VLOOKUP(Data!$W112,tabulka_kce_def,62,FALSE),VLOOKUP(Data!$W112,tabulka_panely_def,65,FALSE))","v":{"$error":"#N/A"}},{"$f":"IF(Data!$W112<MIN(Panely!$A$9:$A$28),VLOOKUP(Data!$W112,tabulka_kce_def,Y$1-20,FALSE),VLOOKUP(Data!$W112,tabulka_panely_def,Y$1-18,FALSE))","v":{"$error":"#N/A"}},{"$f":"IF(Data!$W112<MIN(Panely!$A$9:$A$28),VLOOKUP(Data!$W112,tabulka_kce_def,Z$1-20,FALSE),VLOOKUP(Data!$W112,tabulka_panely_def,Z$1-18,FALSE))","v":{"$error":"#N/A"}},{"$f":"IF(Data!$W112<MIN(Panely!$A$9:$A$28),VLOOKUP(Data!$W112,tabulka_kce_def,AA$1-20,FALSE),VLOOKUP(Data!$W112,tabulka_panely_def,AA$1-18,FALSE))","v":{"$error":"#N/A"}},{"$f":"IF(Data!$W112<MIN(Panely!$A$9:$A$28),VLOOKUP(Data!$W112,tabulka_kce_def,AB$1-20,FALSE),VLOOKUP(Data!$W112,tabulka_panely_def,AB$1-18,FALSE))","v":{"$error":"#N/A"}},{"$f":"IF(Data!$W112<MIN(Panely!$A$9:$A$28),VLOOKUP(Data!$W112,tabulka_kce_def,AC$1-20,FALSE),VLOOKUP(Data!$W112,tabulka_panely_def,AC$1-18,FALSE))","v":{"$error":"#N/A"}},{"$f":"IF(Data!$W112<MIN(Panely!$A$9:$A$28),VLOOKUP(Data!$W112,tabulka_kce_def,AD$1-20,FALSE),VLOOKUP(Data!$W112,tabulka_panely_def,AD$1-18,FALSE))","v":{"$error":"#N/A"}},{"$f":"IF(Data!$W112<MIN(Panely!$A$9:$A$28),VLOOKUP(Data!$W112,tabulka_kce_def,AE$1-20,FALSE),VLOOKUP(Data!$W112,tabulka_panely_def,AE$1-18,FALSE))","v":{"$error":"#N/A"}},{"$f":"IF(Data!$W112<MIN(Panely!$A$9:$A$28),VLOOKUP(Data!$W112,tabulka_kce_def,AF$1-20,FALSE),VLOOKUP(Data!$W112,tabulka_panely_def,AF$1-18,FALSE))","v":{"$error":"#N/A"}},{"$f":"IF(Data!$W112<MIN(Panely!$A$9:$A$28),VLOOKUP(Data!$W112,tabulka_kce_def,AG$1-20,FALSE),VLOOKUP(Data!$W112,tabulka_panely_def,AG$1-18,FALSE))","v":{"$error":"#N/A"}},{"$f":"IF(Data!$W112<MIN(Panely!$A$9:$A$28),VLOOKUP(Data!$W112,tabulka_kce_def,AH$1-20,FALSE),VLOOKUP(Data!$W112,tabulka_panely_def,AH$1-18,FALSE))","v":{"$error":"#N/A"}},{"$f":"IF(Data!$W112<MIN(Panely!$A$9:$A$28),VLOOKUP(Data!$W112,tabulka_kce_def,AI$1-20,FALSE),VLOOKUP(Data!$W112,tabulka_panely_def,AI$1-18,FALSE))","v":{"$error":"#N/A"}},{"$f":"IF(Data!$W112<MIN(Panely!$A$9:$A$28),VLOOKUP(Data!$W112,tabulka_kce_def,AJ$1-20,FALSE),VLOOKUP(Data!$W112,tabulka_panely_def,AJ$1-18,FALSE))","v":{"$error":"#N/A"}},{"$f":"IF(Data!$W112<MIN(Panely!$A$9:$A$28),VLOOKUP(Data!$W112,tabulka_kce_def,AK$1-20,FALSE),VLOOKUP(Data!$W112,tabulka_panely_def,AK$1-18,FALSE))","v":{"$error":"#N/A"}},{"$f":"IF(Data!$W112<MIN(Panely!$A$9:$A$28),VLOOKUP(Data!$W112,tabulka_kce_def,AL$1-20,FALSE),VLOOKUP(Data!$W112,tabulka_panely_def,AL$1-18,FALSE))","v":{"$error":"#N/A"}},{"$f":"IF(Data!$W112<MIN(Panely!$A$9:$A$28),VLOOKUP(Data!$W112,tabulka_kce_def,AM$1-20,FALSE),VLOOKUP(Data!$W112,tabulka_panely_def,AM$1-18,FALSE))","v":{"$error":"#N/A"}},112,{"$f":"IF(Data!$W112<MIN(Panely!$A$9:$A$28),VLOOKUP(Data!$W112,tabulka_kce_def,63,FALSE),0)","v":0},{"$f":"IF(Data!$W112<MIN(Panely!$A$9:$A$28),VLOOKUP(Data!$W112,tabulka_kce_def,28,FALSE),1)","v":1},{"$f":"IF(Data!$W112<MIN(Panely!$A$9:$A$28),VLOOKUP(Data!$W112,tabulka_kce_def,23,FALSE),VLOOKUP(Data!$W112,tabulka_panely_def,24,FALSE))","v":{"$error":"#N/A"}},null,0,null,{"$f":"IF(ISERROR(MID(VLOOKUP($W112,tabulka_kce_def,2,FALSE),1,3)=\"ooz\"),0,IF(MID(VLOOKUP($W112,tabulka_kce_def,2,FALSE),1,3)=\"ooz\",1,0))","v":0},{"$f":"IF(ISERROR(MID(VLOOKUP($W112,tabulka_kce_def,60,FALSE),1,1)=\"f\"),0,IF(MID(VLOOKUP($W112,tabulka_kce_def,60,FALSE),1,1)=\"f\",1,0))","v":0},{"$f":"VALUE(VLOOKUP($W112,tabulka_kce_def,61,FALSE))","v":{"$error":"#N/A"}},{"$f":"IF(AV112=1,IF(MID(VLOOKUP(AW112,tabulka_kce_def,2,FALSE),1,3)=\"ooz\",1,0),0)","v":0},{"$f":"IF(AND(W112>MAX(Konstrukce!A:A),ISNUMBER(W112)),1,0)","v":0}]
[null,"=",{"$f":"IF(Data!$B113<MIN(Panely!$A$9:$A$28),VLOOKUP(Data!$B113,tabulka_kce_def,4,FALSE),VLOOKUP(Data!$B113,tabulka_panely_def,4,FALSE))","v":{"$error":"#N/A"}},{"$f":"IF(Data!$B113<MIN(Panely!$A$9:$A$28),VLOOKUP(Data!$B113,tabulka_kce_def,23,FALSE),VLOOKUP(Data!$B113,tabulka_panely_def,24,FALSE))","v":{"$error":"#N/A"}},{"$f":"IF(Data!$B113<MIN(Panely!$A$9:$A$28),VLOOKUP(Data!$B113,tabulka_kce_def,21,FALSE),VLOOKUP(Data!$B113,tabulka_panely_def,22,FALSE))","v":{"$error":"#N/A"}},{"$f":"IF(Data!$B113<MIN(Panely!$A$9:$A$28),VLOOKUP(Data!$B113,tabulka_kce_def,26,FALSE),VLOOKUP(Data!$B113,tabulka_panely_def,31,FALSE))","v":{"$error":"#N/A"}},{"$f":"IF(Data!$B113<MIN(Panely!$A$9:$A$28),VLOOKUP(Data!$B113,tabulka_kce_def,27,FALSE),VLOOKUP(Data!$B113,tabulka_panely_def,32,FALSE))","v":{"$error":"#N/A"}},{"$f":"IF(VLOOKUP(Data!$B113,tabulka_kce_def,3,FALSE)=\"\",Konstrukce!$G$1,IF(VLOOKUP(Data!$B113,tabulka_kce_def,3,FALSE)=\"z\",Konstrukce!$G$2,VLOOKUP(Data!$B113,tabulka_kce_def,3,FALSE)))","v":{"$error":"#N/A"}},{"$f":"IF(Data!$B113<MIN(Panely!$A$9:$A$28),0,VLOOKUP(Data!$B113,tabulka_panely_def,25,FALSE))","v":{"$error":"#N/A"}},{"$f":"IF(Data!$B113<MIN(Panely!$A$9:$A$28),VLOOKUP(Data!$B113,tabulka_kce_def,24,FALSE),VLOOKUP(Data!$B113,tabulka_panely_def,33,FALSE))","v":{"$error":"#N/A"}},{"$f":"Konstrukce!$D$1","v":15},{"$f":"Konstrukce!$D$2","v":15},{"$f":"Konstrukce!$G$1","v":0},{"$f":"IF(Data!$B113<MIN(Panely!$A$9:$A$28),VLOOKUP(Data!$B113,tabulka_kce_def,59,FALSE),VLOOKUP(Data!$B113,tabulka_panely_def,63,FALSE))","v":{"$error":"#N/A"}},{"$f":"IF(Data!$B113<MIN(Panely!$A$9:$A$28),VLOOKUP(Data!$B113,tabulka_kce_def,60,FALSE),VLOOKUP(Data!$B113,tabulka_panely_def,64,FALSE))","v":{"$error":"#N/A"}},{"$f":"IF(Data!$B113<MIN(Panely!$A$9:$A$28),VLOOKUP(Data!$B113,tabulka_kce_def,61,FALSE),VLOOKUP(Data!$B113,tabulka_panely_def,65,FALSE))","v":{"$error":"#N/A"}},{"$f":"IF(Data!$B113<MIN(Panely!$A$9:$A$28),VLOOKUP(Data!$B113,tabulka_kce_def,25,FALSE),0)","v":0},{"$error":"#N/A"},null,null,null,null,"=",{"$f":"IF(Data!$W113<MIN(Panely!$A$9:$A$28),VLOOKUP(Data!$W113,tabulka_kce_def,62,FALSE),VLOOKUP(Data!$W113,tabulka_panely_def,65,FALSE))","v":{"$error":"#N/A"}},{"$f":"IF(Data!$W113<MIN(Panely!$A$9:$A$28),VLOOKUP(Data!$W113,tabulka_kce_def,Y$1-20,FALSE),VLOOKUP(Data!$W113,tabulka_panely_def,Y$1-18,FALSE))","v":{"$error":"#N/A"}},{"$f":"IF(Data!$W113<MIN(Panely!$A$9:$A$28),VLOOKUP(Data!$W113,tabulka_kce_def,Z$1-20,FALSE),VLOOKUP(Data!$W113,tabulka_panely_def,Z$1-18,FALSE))","v":{"$error":"#N/A"}},{"$f":"IF(Data!$W113<MIN(Panely!$A$9:$A$28),VLOOKUP(Data!$W113,tabulka_kce_def,AA$1-20,FALSE),VLOOKUP(Data!$W113,tabulka_panely_def,AA$1-18,FALSE))","v":{"$error":"#N/A"}},{"$f":"IF(Data!$W113<MIN(Panely!$A$9:$A$28),VLOOKUP(Data!$W113,tabulka_kce_def,AB$1-20,FALSE),VLOOKUP(Data!$W113,tabulka_panely_def,AB$1-18,FALSE))","v":{"$error":"#N/A"}},{"$f":"IF(Data!$W113<MIN(Panely!$A$9:$A$28),VLOOKUP(Data!$W113,tabulka_kce_def,AC$1-20,FALSE),VLOOKUP(Data!$W113,tabulka_panely_def,AC$1-18,FALSE))","v":{"$error":"#N/A"}},{"$f":"IF(Data!$W113<MIN(Panely!$A$9:$A$28),VLOOKUP(Data!$W113,tabulka_kce_def,AD$1-20,FALSE),VLOOKUP(Data!$W113,tabulka_panely_def,AD$1-18,FALSE))","v":{"$error":"#N/A"}},{"$f":"IF(Data!$W113<MIN(Panely!$A$9:$A$28),VLOOKUP(Data!$W113,tabulka_kce_def,AE$1-20,FALSE),VLOOKUP(Data!$W113,tabulka_panely_def,AE$1-18,FALSE))","v":{"$error":"#N/A"}},{"$f":"IF(Data!$W113<MIN(Panely!$A$9:$A$28),VLOOKUP(Data!$W113,tabulka_kce_def,AF$1-20,FALSE),VLOOKUP(Data!$W113,tabulka_panely_def,AF$1-18,FALSE))","v":{"$error":"#N/A"}},{"$f":"IF(Data!$W113<MIN(Panely!$A$9:$A$28),VLOOKUP(Data!$W113,tabulka_kce_def,AG$1-20,FALSE),VLOOKUP(Data!$W113,tabulka_panely_def,AG$1-18,FALSE))","v":{"$error":"#N/A"}},{"$f":"IF(Data!$W113<MIN(Panely!$A$9:$A$28),VLOOKUP(Data!$W113,tabulka_kce_def,AH$1-20,FALSE),VLOOKUP(Data!$W113,tabulka_panely_def,AH$1-18,FALSE))","v":{"$error":"#N/A"}},{"$f":"IF(Data!$W113<MIN(Panely!$A$9:$A$28),VLOOKUP(Data!$W113,tabulka_kce_def,AI$1-20,FALSE),VLOOKUP(Data!$W113,tabulka_panely_def,AI$1-18,FALSE))","v":{"$error":"#N/A"}},{"$f":"IF(Data!$W113<MIN(Panely!$A$9:$A$28),VLOOKUP(Data!$W113,tabulka_kce_def,AJ$1-20,FALSE),VLOOKUP(Data!$W113,tabulka_panely_def,AJ$1-18,FALSE))","v":{"$error":"#N/A"}},{"$f":"IF(Data!$W113<MIN(Panely!$A$9:$A$28),VLOOKUP(Data!$W113,tabulka_kce_def,AK$1-20,FALSE),VLOOKUP(Data!$W113,tabulka_panely_def,AK$1-18,FALSE))","v":{"$error":"#N/A"}},{"$f":"IF(Data!$W113<MIN(Panely!$A$9:$A$28),VLOOKUP(Data!$W113,tabulka_kce_def,AL$1-20,FALSE),VLOOKUP(Data!$W113,tabulka_panely_def,AL$1-18,FALSE))","v":{"$error":"#N/A"}},{"$f":"IF(Data!$W113<MIN(Panely!$A$9:$A$28),VLOOKUP(Data!$W113,tabulka_kce_def,AM$1-20,FALSE),VLOOKUP(Data!$W113,tabulka_panely_def,AM$1-18,FALSE))","v":{"$error":"#N/A"}},113,{"$f":"IF(Data!$W113<MIN(Panely!$A$9:$A$28),VLOOKUP(Data!$W113,tabulka_kce_def,63,FALSE),0)","v":0},{"$f":"IF(Data!$W113<MIN(Panely!$A$9:$A$28),VLOOKUP(Data!$W113,tabulka_kce_def,28,FALSE),1)","v":1},{"$f":"IF(Data!$W113<MIN(Panely!$A$9:$A$28),VLOOKUP(Data!$W113,tabulka_kce_def,23,FALSE),VLOOKUP(Data!$W113,tabulka_panely_def,24,FALSE))","v":{"$error":"#N/A"}},null,0,null,0,0,{"$error":"#N/A"},0,{"$f":"IF(AND(W113>MAX(Konstrukce!A:A),ISNUMBER(W113)),1,0)","v":0}]
[null,"=",{"$f":"IF(Data!$B114<MIN(Panely!$A$9:$A$28),VLOOKUP(Data!$B114,tabulka_kce_def,4,FALSE),VLOOKUP(Data!$B114,tabulka_panely_def,4,FALSE))","v":{"$error":"#N/A"}},{"$f":"IF(Data!$B114<MIN(Panely!$A$9:$A$28),VLOOKUP(Data!$B114,tabulka_kce_def,23,FALSE),VLOOKUP(Data!$B114,tabulka_panely_def,24,FALSE))","v":{"$error":"#N/A"}},{"$f":"IF(Data!$B114<MIN(Panely!$A$9:$A$28),VLOOKUP(Data!$B114,tabulka_kce_def,21,FALSE),VLOOKUP(Data!$B114,tabulka_panely_def,22,FALSE))","v":{"$error":"#N/A"}},{"$f":"IF(Data!$B114<MIN(Panely!$A$9:$A$28),VLOOKUP(Data!$B114,tabulka_kce_def,26,FALSE),VLOOKUP(Data!$B114,tabulka_panely_def,31,FALSE))","v":{"$error":"#N/A"}},{"$f":"IF(Data!$B114<MIN(Panely!$A$9:$A$28),VLOOKUP(Data!$B114,tabulka_kce_def,27,FALSE),VLOOKUP(Data!$B114,tabulka_panely_def,32,FALSE))","v":{"$error":"#N/A"}},{"$f":"IF(VLOOKUP(Data!$B114,tabulka_kce_def,3,FALSE)=\"\",Konstrukce!$G$1,IF(VLOOKUP(Data!$B114,tabulka_kce_def,3,FALSE)=\"z\",Konstrukce!$G$2,VLOOKUP(Data!$B114,tabulka_kce_def,3,FALSE)))","v":{"$error":"#N/A"}},{"$f":"IF(Data!$B114<MIN(Panely!$A$9:$A$28),0,VLOOKUP(Data!$B114,tabulka_panely_def,25,FALSE))","v":{"$error":"#N/A"}},{"$f":"IF(Data!$B114<MIN(Panely!$A$9:$A$28),VLOOKUP(Data!$B114,tabulka_kce_def,24,FALSE),VLOOKUP(Data!$B114,tabulka_panely_def,33,FALSE))","v":{"$error":"#N/A"}},{"$f":"Konstrukce!$D$1","v":15},{"$f":"Konstrukce!$D$2","v":15},{"$f":"Konstrukce!$G$1","v":0},{"$f":"IF(Data!$B114<MIN(Panely!$A$9:$A$28),VLOOKUP(Data!$B114,tabulka_kce_def,59,FALSE),VLOOKUP(Data!$B114,tabulka_panely_def,63,FALSE))","v":{"$error":"#N/A"}},{"$f":"IF(Data!$B114<MIN(Panely!$A$9:$A$28),VLOOKUP(Data!$B114,tabulka_kce_def,60,FALSE),VLOOKUP(Data!$B114,tabulka_panely_def,64,FALSE))","v":{"$error":"#N/A"}},{"$f":"IF(Data!$B114<MIN(Panely!$A$9:$A$28),VLOOKUP(Data!$B114,tabulka_kce_def,61,FALSE),VLOOKUP(Data!$B114,tabulka_panely_def,65,FALSE))","v":{"$error":"#N/A"}},{"$f":"IF(Data!$B114<MIN(Panely!$A$9:$A$28),VLOOKUP(Data!$B114,tabulka_kce_def,25,FALSE),0)","v":0},{"$error":"#N/A"},null,null,null,null,"=",{"$f":"IF(Data!$W114<MIN(Panely!$A$9:$A$28),VLOOKUP(Data!$W114,tabulka_kce_def,62,FALSE),VLOOKUP(Data!$W114,tabulka_panely_def,65,FALSE))","v":{"$error":"#N/A"}},{"$f":"IF(Data!$W114<MIN(Panely!$A$9:$A$28),VLOOKUP(Data!$W114,tabulka_kce_def,Y$1-20,FALSE),VLOOKUP(Data!$W114,tabulka_panely_def,Y$1-18,FALSE))","v":{"$error":"#N/A"}},{"$f":"IF(Data!$W114<MIN(Panely!$A$9:$A$28),VLOOKUP(Data!$W114,tabulka_kce_def,Z$1-20,FALSE),VLOOKUP(Data!$W114,tabulka_panely_def,Z$1-18,FALSE))","v":{"$error":"#N/A"}},{"$f":"IF(Data!$W114<MIN(Panely!$A$9:$A$28),VLOOKUP(Data!$W114,tabulka_kce_def,AA$1-20,FALSE),VLOOKUP(Data!$W114,tabulka_panely_def,AA$1-18,FALSE))","v":{"$error":"#N/A"}},{"$f":"IF(Data!$W114<MIN(Panely!$A$9:$A$28),VLOOKUP(Data!$W114,tabulka_kce_def,AB$1-20,FALSE),VLOOKUP(Data!$W114,tabulka_panely_def,AB$1-18,FALSE))","v":{"$error":"#N/A"}},{"$f":"IF(Data!$W114<MIN(Panely!$A$9:$A$28),VLOOKUP(Data!$W114,tabulka_kce_def,AC$1-20,FALSE),VLOOKUP(Data!$W114,tabulka_panely_def,AC$1-18,FALSE))","v":{"$error":"#N/A"}},{"$f":"IF(Data!$W114<MIN(Panely!$A$9:$A$28),VLOOKUP(Data!$W114,tabulka_kce_def,AD$1-20,FALSE),VLOOKUP(Data!$W114,tabulka_panely_def,AD$1-18,FALSE))","v":{"$error":"#N/A"}},{"$f":"IF(Data!$W114<MIN(Panely!$A$9:$A$28),VLOOKUP(Data!$W114,tabulka_kce_def,AE$1-20,FALSE),VLOOKUP(Data!$W114,tabulka_panely_def,AE$1-18,FALSE))","v":{"$error":"#N/A"}},{"$f":"IF(Data!$W114<MIN(Panely!$A$9:$A$28),VLOOKUP(Data!$W114,tabulka_kce_def,AF$1-20,FALSE),VLOOKUP(Data!$W114,tabulka_panely_def,AF$1-18,FALSE))","v":{"$error":"#N/A"}},{"$f":"IF(Data!$W114<MIN(Panely!$A$9:$A$28),VLOOKUP(Data!$W114,tabulka_kce_def,AG$1-20,FALSE),VLOOKUP(Data!$W114,tabulka_panely_def,AG$1-18,FALSE))","v":{"$error":"#N/A"}},{"$f":"IF(Data!$W114<MIN(Panely!$A$9:$A$28),VLOOKUP(Data!$W114,tabulka_kce_def,AH$1-20,FALSE),VLOOKUP(Data!$W114,tabulka_panely_def,AH$1-18,FALSE))","v":{"$error":"#N/A"}},{"$f":"IF(Data!$W114<MIN(Panely!$A$9:$A$28),VLOOKUP(Data!$W114,tabulka_kce_def,AI$1-20,FALSE),VLOOKUP(Data!$W114,tabulka_panely_def,AI$1-18,FALSE))","v":{"$error":"#N/A"}},{"$f":"IF(Data!$W114<MIN(Panely!$A$9:$A$28),VLOOKUP(Data!$W114,tabulka_kce_def,AJ$1-20,FALSE),VLOOKUP(Data!$W114,tabulka_panely_def,AJ$1-18,FALSE))","v":{"$error":"#N/A"}},{"$f":"IF(Data!$W114<MIN(Panely!$A$9:$A$28),VLOOKUP(Data!$W114,tabulka_kce_def,AK$1-20,FALSE),VLOOKUP(Data!$W114,tabulka_panely_def,AK$1-18,FALSE))","v":{"$error":"#N/A"}},{"$f":"IF(Data!$W114<MIN(Panely!$A$9:$A$28),VLOOKUP(Data!$W114,tabulka_kce_def,AL$1-20,FALSE),VLOOKUP(Data!$W114,tabulka_panely_def,AL$1-18,FALSE))","v":{"$error":"#N/A"}},{"$f":"IF(Data!$W114<MIN(Panely!$A$9:$A$28),VLOOKUP(Data!$W114,tabulka_kce_def,AM$1-20,FALSE),VLOOKUP(Data!$W114,tabulka_panely_def,AM$1-18,FALSE))","v":{"$error":"#N/A"}},114,{"$f":"IF(Data!$W114<MIN(Panely!$A$9:$A$28),VLOOKUP(Data!$W114,tabulka_kce_def,63,FALSE),0)","v":0},{"$f":"IF(Data!$W114<MIN(Panely!$A$9:$A$28),VLOOKUP(Data!$W114,tabulka_kce_def,28,FALSE),1)","v":1},{"$f":"IF(Data!$W114<MIN(Panely!$A$9:$A$28),VLOOKUP(Data!$W114,tabulka_kce_def,23,FALSE),VLOOKUP(Data!$W114,tabulka_panely_def,24,FALSE))","v":{"$error":"#N/A"}},null,0,null,0,0,{"$error":"#N/A"},0,{"$f":"IF(AND(W114>MAX(Konstrukce!A:A),ISNUMBER(W114)),1,0)","v":0}]
[null,"=",{"$f":"IF(Data!$B115<MIN(Panely!$A$9:$A$28),VLOOKUP(Data!$B115,tabulka_kce_def,4,FALSE),VLOOKUP(Data!$B115,tabulka_panely_def,4,FALSE))","v":{"$error":"#N/A"}},{"$f":"IF(Data!$B115<MIN(Panely!$A$9:$A$28),VLOOKUP(Data!$B115,tabulka_kce_def,23,FALSE),VLOOKUP(Data!$B115,tabulka_panely_def,24,FALSE))","v":{"$error":"#N/A"}},{"$f":"IF(Data!$B115<MIN(Panely!$A$9:$A$28),VLOOKUP(Data!$B115,tabulka_kce_def,21,FALSE),VLOOKUP(Data!$B115,tabulka_panely_def,22,FALSE))","v":{"$error":"#N/A"}},{"$f":"IF(Data!$B115<MIN(Panely!$A$9:$A$28),VLOOKUP(Data!$B115,tabulka_kce_def,26,FALSE),VLOOKUP(Data!$B115,tabulka_panely_def,31,FALSE))","v":{"$error":"#N/A"}},{"$f":"IF(Data!$B115<MIN(Panely!$A$9:$A$28),VLOOKUP(Data!$B115,tabulka_kce_def,27,FALSE),VLOOKUP(Data!$B115,tabulka_panely_def,32,FALSE))","v":{"$error":"#N/A"}},{"$f":"IF(VLOOKUP(Data!$B115,tabulka_kce_def,3,FALSE)=\"\",Konstrukce!$G$1,IF(VLOOKUP(Data!$B115,tabulka_kce_def,3,FALSE)=\"z\",Konstrukce!$G$2,VLOOKUP(Data!$B115,tabulka_kce_def,3,FALSE)))","v":{"$error":"#N/A"}},{"$f":"IF(Data!$B115<MIN(Panely!$A$9:$A$28),0,VLOOKUP(Data!$B115,tabulka_panely_def,25,FALSE))","v":{"$error":"#N/A"}},{"$f":"IF(Data!$B115<MIN(Panely!$A$9:$A$28),VLOOKUP(Data!$B115,tabulka_kce_def,24,FALSE),VLOOKUP(Data!$B115,tabulka_panely_def,33,FALSE))","v":{"$error":"#N/A"}},{"$f":"Konstrukce!$D$1","v":15},{"$f":"Konstrukce!$D$2","v":15},{"$f":"Konstrukce!$G$1","v":0},{"$f":"IF(Data!$B115<MIN(Panely!$A$9:$A$28),VLOOKUP(Data!$B115,tabulka_kce_def,59,FALSE),VLOOKUP(Data!$B115,tabulka_panely_def,63,FALSE))","v":{"$error":"#N/A"}},{"$f":"IF(Data!$B115<MIN(Panely!$A$9:$A$28),VLOOKUP(Data!$B115,tabulka_kce_def,60,FALSE),VLOOKUP(Data!$B115,tabulka_panely_def,64,FALSE))","v":{"$error":"#N/A"}},{"$f":"IF(Data!$B115<MIN(Panely!$A$9:$A$28),VLOOKUP(Data!$B115,tabulka_kce_def,61,FALSE),VLOOKUP(Data!$B115,tabulka_panely_def,65,FALSE))","v":{"$error":"#N/A"}},{"$f":"IF(Data!$B115<MIN(Panely!$A$9:$A$28),VLOOKUP(Data!$B115,tabulka_kce_def,25,FALSE),0)","v":0},{"$error":"#N/A"},null,null,null,null,"=",{"$f":"IF(Data!$W115<MIN(Panely!$A$9:$A$28),VLOOKUP(Data!$W115,tabulka_kce_def,62,FALSE),VLOOKUP(Data!$W115,tabulka_panely_def,65,FALSE))","v":{"$error":"#N/A"}},{"$f":"IF(Data!$W115<MIN(Panely!$A$9:$A$28),VLOOKUP(Data!$W115,tabulka_kce_def,Y$1-20,FALSE),VLOOKUP(Data!$W115,tabulka_panely_def,Y$1-18,FALSE))","v":{"$error":"#N/A"}},{"$f":"IF(Data!$W115<MIN(Panely!$A$9:$A$28),VLOOKUP(Data!$W115,tabulka_kce_def,Z$1-20,FALSE),VLOOKUP(Data!$W115,tabulka_panely_def,Z$1-18,FALSE))","v":{"$error":"#N/A"}},{"$f":"IF(Data!$W115<MIN(Panely!$A$9:$A$28),VLOOKUP(Data!$W115,tabulka_kce_def,AA$1-20,FALSE),VLOOKUP(Data!$W115,tabulka_panely_def,AA$1-18,FALSE))","v":{"$error":"#N/A"}},{"$f":"IF(Data!$W115<MIN(Panely!$A$9:$A$28),VLOOKUP(Data!$W115,tabulka_kce_def,AB$1-20,FALSE),VLOOKUP(Data!$W115,tabulka_panely_def,AB$1-18,FALSE))","v":{"$error":"#N/A"}},{"$f":"IF(Data!$W115<MIN(Panely!$A$9:$A$28),VLOOKUP(Data!$W115,tabulka_kce_def,AC$1-20,FALSE),VLOOKUP(Data!$W115,tabulka_panely_def,AC$1-18,FALSE))","v":{"$error":"#N/A"}},{"$f":"IF(Data!$W115<MIN(Panely!$A$9:$A$28),VLOOKUP(Data!$W115,tabulka_kce_def,AD$1-20,FALSE),VLOOKUP(Data!$W115,tabulka_panely_def,AD$1-18,FALSE))","v":{"$error":"#N/A"}},{"$f":"IF(Data!$W115<MIN(Panely!$A$9:$A$28),VLOOKUP(Data!$W115,tabulka_kce_def,AE$1-20,FALSE),VLOOKUP(Data!$W115,tabulka_panely_def,AE$1-18,FALSE))","v":{"$error":"#N/A"}},{"$f":"IF(Data!$W115<MIN(Panely!$A$9:$A$28),VLOOKUP(Data!$W115,tabulka_kce_def,AF$1-20,FALSE),VLOOKUP(Data!$W115,tabulka_panely_def,AF$1-18,FALSE))","v":{"$error":"#N/A"}},{"$f":"IF(Data!$W115<MIN(Panely!$A$9:$A$28),VLOOKUP(Data!$W115,tabulka_kce_def,AG$1-20,FALSE),VLOOKUP(Data!$W115,tabulka_panely_def,AG$1-18,FALSE))","v":{"$error":"#N/A"}},{"$f":"IF(Data!$W115<MIN(Panely!$A$9:$A$28),VLOOKUP(Data!$W115,tabulka_kce_def,AH$1-20,FALSE),VLOOKUP(Data!$W115,tabulka_panely_def,AH$1-18,FALSE))","v":{"$error":"#N/A"}},{"$f":"IF(Data!$W115<MIN(Panely!$A$9:$A$28),VLOOKUP(Data!$W115,tabulka_kce_def,AI$1-20,FALSE),VLOOKUP(Data!$W115,tabulka_panely_def,AI$1-18,FALSE))","v":{"$error":"#N/A"}},{"$f":"IF(Data!$W115<MIN(Panely!$A$9:$A$28),VLOOKUP(Data!$W115,tabulka_kce_def,AJ$1-20,FALSE),VLOOKUP(Data!$W115,tabulka_panely_def,AJ$1-18,FALSE))","v":{"$error":"#N/A"}},{"$f":"IF(Data!$W115<MIN(Panely!$A$9:$A$28),VLOOKUP(Data!$W115,tabulka_kce_def,AK$1-20,FALSE),VLOOKUP(Data!$W115,tabulka_panely_def,AK$1-18,FALSE))","v":{"$error":"#N/A"}},{"$f":"IF(Data!$W115<MIN(Panely!$A$9:$A$28),VLOOKUP(Data!$W115,tabulka_kce_def,AL$1-20,FALSE),VLOOKUP(Data!$W115,tabulka_panely_def,AL$1-18,FALSE))","v":{"$error":"#N/A"}},{"$f":"IF(Data!$W115<MIN(Panely!$A$9:$A$28),VLOOKUP(Data!$W115,tabulka_kce_def,AM$1-20,FALSE),VLOOKUP(Data!$W115,tabulka_panely_def,AM$1-18,FALSE))","v":{"$error":"#N/A"}},115,{"$f":"IF(Data!$W115<MIN(Panely!$A$9:$A$28),VLOOKUP(Data!$W115,tabulka_kce_def,63,FALSE),0)","v":0},{"$f":"IF(Data!$W115<MIN(Panely!$A$9:$A$28),VLOOKUP(Data!$W115,tabulka_kce_def,28,FALSE),1)","v":1},{"$f":"IF(Data!$W115<MIN(Panely!$A$9:$A$28),VLOOKUP(Data!$W115,tabulka_kce_def,23,FALSE),VLOOKUP(Data!$W115,tabulka_panely_def,24,FALSE))","v":{"$error":"#N/A"}},null,0,null,0,0,{"$error":"#N/A"},0,{"$f":"IF(AND(W115>MAX(Konstrukce!A:A),ISNUMBER(W115)),1,0)","v":0}]
[null,"=",{"$f":"IF(Data!$B116<MIN(Panely!$A$9:$A$28),VLOOKUP(Data!$B116,tabulka_kce_def,4,FALSE),VLOOKUP(Data!$B116,tabulka_panely_def,4,FALSE))","v":{"$error":"#N/A"}},{"$f":"IF(Data!$B116<MIN(Panely!$A$9:$A$28),VLOOKUP(Data!$B116,tabulka_kce_def,23,FALSE),VLOOKUP(Data!$B116,tabulka_panely_def,24,FALSE))","v":{"$error":"#N/A"}},{"$f":"IF(Data!$B116<MIN(Panely!$A$9:$A$28),VLOOKUP(Data!$B116,tabulka_kce_def,21,FALSE),VLOOKUP(Data!$B116,tabulka_panely_def,22,FALSE))","v":{"$error":"#N/A"}},{"$f":"IF(Data!$B116<MIN(Panely!$A$9:$A$28),VLOOKUP(Data!$B116,tabulka_kce_def,26,FALSE),VLOOKUP(Data!$B116,tabulka_panely_def,31,FALSE))","v":{"$error":"#N/A"}},{"$f":"IF(Data!$B116<MIN(Panely!$A$9:$A$28),VLOOKUP(Data!$B116,tabulka_kce_def,27,FALSE),VLOOKUP(Data!$B116,tabulka_panely_def,32,FALSE))","v":{"$error":"#N/A"}},{"$f":"IF(VLOOKUP(Data!$B116,tabulka_kce_def,3,FALSE)=\"\",Konstrukce!$G$1,IF(VLOOKUP(Data!$B116,tabulka_kce_def,3,FALSE)=\"z\",Konstrukce!$G$2,VLOOKUP(Data!$B116,tabulka_kce_def,3,FALSE)))","v":{"$error":"#N/A"}},{"$f":"IF(Data!$B116<MIN(Panely!$A$9:$A$28),0,VLOOKUP(Data!$B116,tabulka_panely_def,25,FALSE))","v":{"$error":"#N/A"}},{"$f":"IF(Data!$B116<MIN(Panely!$A$9:$A$28),VLOOKUP(Data!$B116,tabulka_kce_def,24,FALSE),VLOOKUP(Data!$B116,tabulka_panely_def,33,FALSE))","v":{"$error":"#N/A"}},{"$f":"Konstrukce!$D$1","v":15},{"$f":"Konstrukce!$D$2","v":15},{"$f":"Konstrukce!$G$1","v":0},{"$f":"IF(Data!$B116<MIN(Panely!$A$9:$A$28),VLOOKUP(Data!$B116,tabulka_kce_def,59,FALSE),VLOOKUP(Data!$B116,tabulka_panely_def,63,FALSE))","v":{"$error":"#N/A"}},{"$f":"IF(Data!$B116<MIN(Panely!$A$9:$A$28),VLOOKUP(Data!$B116,tabulka_kce_def,60,FALSE),VLOOKUP(Data!$B116,tabulka_panely_def,64,FALSE))","v":{"$error":"#N/A"}},{"$f":"IF(Data!$B116<MIN(Panely!$A$9:$A$28),VLOOKUP(Data!$B116,tabulka_kce_def,61,FALSE),VLOOKUP(Data!$B116,tabulka_panely_def,65,FALSE))","v":{"$error":"#N/A"}},{"$f":"IF(Data!$B116<MIN(Panely!$A$9:$A$28),VLOOKUP(Data!$B116,tabulka_kce_def,25,FALSE),0)","v":0},{"$error":"#N/A"},null,null,null,null,"=",{"$f":"IF(Data!$W116<MIN(Panely!$A$9:$A$28),VLOOKUP(Data!$W116,tabulka_kce_def,62,FALSE),VLOOKUP(Data!$W116,tabulka_panely_def,65,FALSE))","v":{"$error":"#N/A"}},{"$f":"IF(Data!$W116<MIN(Panely!$A$9:$A$28),VLOOKUP(Data!$W116,tabulka_kce_def,Y$1-20,FALSE),VLOOKUP(Data!$W116,tabulka_panely_def,Y$1-18,FALSE))","v":{"$error":"#N/A"}},{"$f":"IF(Data!$W116<MIN(Panely!$A$9:$A$28),VLOOKUP(Data!$W116,tabulka_kce_def,Z$1-20,FALSE),VLOOKUP(Data!$W116,tabulka_panely_def,Z$1-18,FALSE))","v":{"$error":"#N/A"}},{"$f":"IF(Data!$W116<MIN(Panely!$A$9:$A$28),VLOOKUP(Data!$W116,tabulka_kce_def,AA$1-20,FALSE),VLOOKUP(Data!$W116,tabulka_panely_def,AA$1-18,FALSE))","v":{"$error":"#N/A"}},{"$f":"IF(Data!$W116<MIN(Panely!$A$9:$A$28),VLOOKUP(Data!$W116,tabulka_kce_def,AB$1-20,FALSE),VLOOKUP(Data!$W116,tabulka_panely_def,AB$1-18,FALSE))","v":{"$error":"#N/A"}},{"$f":"IF(Data!$W116<MIN(Panely!$A$9:$A$28),VLOOKUP(Data!$W116,tabulka_kce_def,AC$1-20,FALSE),VLOOKUP(Data!$W116,tabulka_panely_def,AC$1-18,FALSE))","v":{"$error":"#N/A"}},{"$f":"IF(Data!$W116<MIN(Panely!$A$9:$A$28),VLOOKUP(Data!$W116,tabulka_kce_def,AD$1-20,FALSE),VLOOKUP(Data!$W116,tabulka_panely_def,AD$1-18,FALSE))","v":{"$error":"#N/A"}},{"$f":"IF(Data!$W116<MIN(Panely!$A$9:$A$28),VLOOKUP(Data!$W116,tabulka_kce_def,AE$1-20,FALSE),VLOOKUP(Data!$W116,tabulka_panely_def,AE$1-18,FALSE))","v":{"$error":"#N/A"}},{"$f":"IF(Data!$W116<MIN(Panely!$A$9:$A$28),VLOOKUP(Data!$W116,tabulka_kce_def,AF$1-20,FALSE),VLOOKUP(Data!$W116,tabulka_panely_def,AF$1-18,FALSE))","v":{"$error":"#N/A"}},{"$f":"IF(Data!$W116<MIN(Panely!$A$9:$A$28),VLOOKUP(Data!$W116,tabulka_kce_def,AG$1-20,FALSE),VLOOKUP(Data!$W116,tabulka_panely_def,AG$1-18,FALSE))","v":{"$error":"#N/A"}},{"$f":"IF(Data!$W116<MIN(Panely!$A$9:$A$28),VLOOKUP(Data!$W116,tabulka_kce_def,AH$1-20,FALSE),VLOOKUP(Data!$W116,tabulka_panely_def,AH$1-18,FALSE))","v":{"$error":"#N/A"}},{"$f":"IF(Data!$W116<MIN(Panely!$A$9:$A$28),VLOOKUP(Data!$W116,tabulka_kce_def,AI$1-20,FALSE),VLOOKUP(Data!$W116,tabulka_panely_def,AI$1-18,FALSE))","v":{"$error":"#N/A"}},{"$f":"IF(Data!$W116<MIN(Panely!$A$9:$A$28),VLOOKUP(Data!$W116,tabulka_kce_def,AJ$1-20,FALSE),VLOOKUP(Data!$W116,tabulka_panely_def,AJ$1-18,FALSE))","v":{"$error":"#N/A"}},{"$f":"IF(Data!$W116<MIN(Panely!$A$9:$A$28),VLOOKUP(Data!$W116,tabulka_kce_def,AK$1-20,FALSE),VLOOKUP(Data!$W116,tabulka_panely_def,AK$1-18,FALSE))","v":{"$error":"#N/A"}},{"$f":"IF(Data!$W116<MIN(Panely!$A$9:$A$28),VLOOKUP(Data!$W116,tabulka_kce_def,AL$1-20,FALSE),VLOOKUP(Data!$W116,tabulka_panely_def,AL$1-18,FALSE))","v":{"$error":"#N/A"}},{"$f":"IF(Data!$W116<MIN(Panely!$A$9:$A$28),VLOOKUP(Data!$W116,tabulka_kce_def,AM$1-20,FALSE),VLOOKUP(Data!$W116,tabulka_panely_def,AM$1-18,FALSE))","v":{"$error":"#N/A"}},116,{"$f":"IF(Data!$W116<MIN(Panely!$A$9:$A$28),VLOOKUP(Data!$W116,tabulka_kce_def,63,FALSE),0)","v":0},{"$f":"IF(Data!$W116<MIN(Panely!$A$9:$A$28),VLOOKUP(Data!$W116,tabulka_kce_def,28,FALSE),1)","v":1},{"$f":"IF(Data!$W116<MIN(Panely!$A$9:$A$28),VLOOKUP(Data!$W116,tabulka_kce_def,23,FALSE),VLOOKUP(Data!$W116,tabulka_panely_def,24,FALSE))","v":{"$error":"#N/A"}},null,0,null,0,0,{"$error":"#N/A"},0,{"$f":"IF(AND(W116>MAX(Konstrukce!A:A),ISNUMBER(W116)),1,0)","v":0}]
[null,"=",{"$f":"IF(Data!$B117<MIN(Panely!$A$9:$A$28),VLOOKUP(Data!$B117,tabulka_kce_def,4,FALSE),VLOOKUP(Data!$B117,tabulka_panely_def,4,FALSE))","v":{"$error":"#N/A"}},{"$f":"IF(Data!$B117<MIN(Panely!$A$9:$A$28),VLOOKUP(Data!$B117,tabulka_kce_def,23,FALSE),VLOOKUP(Data!$B117,tabulka_panely_def,24,FALSE))","v":{"$error":"#N/A"}},{"$f":"IF(Data!$B117<MIN(Panely!$A$9:$A$28),VLOOKUP(Data!$B117,tabulka_kce_def,21,FALSE),VLOOKUP(Data!$B117,tabulka_panely_def,22,FALSE))","v":{"$error":"#N/A"}},{"$f":"IF(Data!$B117<MIN(Panely!$A$9:$A$28),VLOOKUP(Data!$B117,tabulka_kce_def,26,FALSE),VLOOKUP(Data!$B117,tabulka_panely_def,31,FALSE))","v":{"$error":"#N/A"}},{"$f":"IF(Data!$B117<MIN(Panely!$A$9:$A$28),VLOOKUP(Data!$B117,tabulka_kce_def,27,FALSE),VLOOKUP(Data!$B117,tabulka_panely_def,32,FALSE))","v":{"$error":"#N/A"}},{"$f":"IF(VLOOKUP(Data!$B117,tabulka_kce_def,3,FALSE)=\"\",Konstrukce!$G$1,IF(VLOOKUP(Data!$B117,tabulka_kce_def,3,FALSE)=\"z\",Konstrukce!$G$2,VLOOKUP(Data!$B117,tabulka_kce_def,3,FALSE)))","v":{"$error":"#N/A"}},{"$f":"IF(Data!$B117<MIN(Panely!$A$9:$A$28),0,VLOOKUP(Data!$B117,tabulka_panely_def,25,FALSE))","v":{"$error":"#N/A"}},{"$f":"IF(Data!$B117<MIN(Panely!$A$9:$A$28),VLOOKUP(Data!$B117,tabulka_kce_def,24,FALSE),VLOOKUP(Data!$B117,tabulka_panely_def,33,FALSE))","v":{"$error":"#N/A"}},{"$f":"Konstrukce!$D$1","v":15},{"$f":"Konstrukce!$D$2","v":15},{"$f":"Konstrukce!$G$1","v":0},{"$f":"IF(Data!$B117<MIN(Panely!$A$9:$A$28),VLOOKUP(Data!$B117,tabulka_kce_def,59,FALSE),VLOOKUP(Data!$B117,tabulka_panely_def,63,FALSE))","v":{"$error":"#N/A"}},{"$f":"IF(Data!$B117<MIN(Panely!$A$9:$A$28),VLOOKUP(Data!$B117,tabulka_kce_def,60,FALSE),VLOOKUP(Data!$B117,tabulka_panely_def,64,FALSE))","v":{"$error":"#N/A"}},{"$f":"IF(Data!$B117<MIN(Panely!$A$9:$A$28),VLOOKUP(Data!$B117,tabulka_kce_def,61,FALSE),VLOOKUP(Data!$B117,tabulka_panely_def,65,FALSE))","v":{"$error":"#N/A"}},{"$f":"IF(Data!$B117<MIN(Panely!$A$9:$A$28),VLOOKUP(Data!$B117,tabulka_kce_def,25,FALSE),0)","v":0},{"$error":"#N/A"},null,null,null,null,"=",{"$f":"IF(Data!$W117<MIN(Panely!$A$9:$A$28),VLOOKUP(Data!$W117,tabulka_kce_def,62,FALSE),VLOOKUP(Data!$W117,tabulka_panely_def,65,FALSE))","v":{"$error":"#N/A"}},{"$f":"IF(Data!$W117<MIN(Panely!$A$9:$A$28),VLOOKUP(Data!$W117,tabulka_kce_def,Y$1-20,FALSE),VLOOKUP(Data!$W117,tabulka_panely_def,Y$1-18,FALSE))","v":{"$error":"#N/A"}},{"$f":"IF(Data!$W117<MIN(Panely!$A$9:$A$28),VLOOKUP(Data!$W117,tabulka_kce_def,Z$1-20,FALSE),VLOOKUP(Data!$W117,tabulka_panely_def,Z$1-18,FALSE))","v":{"$error":"#N/A"}},{"$f":"IF(Data!$W117<MIN(Panely!$A$9:$A$28),VLOOKUP(Data!$W117,tabulka_kce_def,AA$1-20,FALSE),VLOOKUP(Data!$W117,tabulka_panely_def,AA$1-18,FALSE))","v":{"$error":"#N/A"}},{"$f":"IF(Data!$W117<MIN(Panely!$A$9:$A$28),VLOOKUP(Data!$W117,tabulka_kce_def,AB$1-20,FALSE),VLOOKUP(Data!$W117,tabulka_panely_def,AB$1-18,FALSE))","v":{"$error":"#N/A"}},{"$f":"IF(Data!$W117<MIN(Panely!$A$9:$A$28),VLOOKUP(Data!$W117,tabulka_kce_def,AC$1-20,FALSE),VLOOKUP(Data!$W117,tabulka_panely_def,AC$1-18,FALSE))","v":{"$error":"#N/A"}},{"$f":"IF(Data!$W117<MIN(Panely!$A$9:$A$28),VLOOKUP(Data!$W117,tabulka_kce_def,AD$1-20,FALSE),VLOOKUP(Data!$W117,tabulka_panely_def,AD$1-18,FALSE))","v":{"$error":"#N/A"}},{"$f":"IF(Data!$W117<MIN(Panely!$A$9:$A$28),VLOOKUP(Data!$W117,tabulka_kce_def,AE$1-20,FALSE),VLOOKUP(Data!$W117,tabulka_panely_def,AE$1-18,FALSE))","v":{"$error":"#N/A"}},{"$f":"IF(Data!$W117<MIN(Panely!$A$9:$A$28),VLOOKUP(Data!$W117,tabulka_kce_def,AF$1-20,FALSE),VLOOKUP(Data!$W117,tabulka_panely_def,AF$1-18,FALSE))","v":{"$error":"#N/A"}},{"$f":"IF(Data!$W117<MIN(Panely!$A$9:$A$28),VLOOKUP(Data!$W117,tabulka_kce_def,AG$1-20,FALSE),VLOOKUP(Data!$W117,tabulka_panely_def,AG$1-18,FALSE))","v":{"$error":"#N/A"}},{"$f":"IF(Data!$W117<MIN(Panely!$A$9:$A$28),VLOOKUP(Data!$W117,tabulka_kce_def,AH$1-20,FALSE),VLOOKUP(Data!$W117,tabulka_panely_def,AH$1-18,FALSE))","v":{"$error":"#N/A"}},{"$f":"IF(Data!$W117<MIN(Panely!$A$9:$A$28),VLOOKUP(Data!$W117,tabulka_kce_def,AI$1-20,FALSE),VLOOKUP(Data!$W117,tabulka_panely_def,AI$1-18,FALSE))","v":{"$error":"#N/A"}},{"$f":"IF(Data!$W117<MIN(Panely!$A$9:$A$28),VLOOKUP(Data!$W117,tabulka_kce_def,AJ$1-20,FALSE),VLOOKUP(Data!$W117,tabulka_panely_def,AJ$1-18,FALSE))","v":{"$error":"#N/A"}},{"$f":"IF(Data!$W117<MIN(Panely!$A$9:$A$28),VLOOKUP(Data!$W117,tabulka_kce_def,AK$1-20,FALSE),VLOOKUP(Data!$W117,tabulka_panely_def,AK$1-18,FALSE))","v":{"$error":"#N/A"}},{"$f":"IF(Data!$W117<MIN(Panely!$A$9:$A$28),VLOOKUP(Data!$W117,tabulka_kce_def,AL$1-20,FALSE),VLOOKUP(Data!$W117,tabulka_panely_def,AL$1-18,FALSE))","v":{"$error":"#N/A"}},{"$f":"IF(Data!$W117<MIN(Panely!$A$9:$A$28),VLOOKUP(Data!$W117,tabulka_kce_def,AM$1-20,FALSE),VLOOKUP(Data!$W117,tabulka_panely_def,AM$1-18,FALSE))","v":{"$error":"#N/A"}},117,{"$f":"IF(Data!$W117<MIN(Panely!$A$9:$A$28),VLOOKUP(Data!$W117,tabulka_kce_def,63,FALSE),0)","v":0},{"$f":"IF(Data!$W117<MIN(Panely!$A$9:$A$28),VLOOKUP(Data!$W117,tabulka_kce_def,28,FALSE),1)","v":1},{"$f":"IF(Data!$W117<MIN(Panely!$A$9:$A$28),VLOOKUP(Data!$W117,tabulka_kce_def,23,FALSE),VLOOKUP(Data!$W117,tabulka_panely_def,24,FALSE))","v":{"$error":"#N/A"}},null,0,null,0,0,{"$error":"#N/A"},0,{"$f":"IF(AND(W117>MAX(Konstrukce!A:A),ISNUMBER(W117)),1,0)","v":0}]
[null,"=",{"$f":"IF(Data!$B118<MIN(Panely!$A$9:$A$28),VLOOKUP(Data!$B118,tabulka_kce_def,4,FALSE),VLOOKUP(Data!$B118,tabulka_panely_def,4,FALSE))","v":{"$error":"#N/A"}},{"$f":"IF(Data!$B118<MIN(Panely!$A$9:$A$28),VLOOKUP(Data!$B118,tabulka_kce_def,23,FALSE),VLOOKUP(Data!$B118,tabulka_panely_def,24,FALSE))","v":{"$error":"#N/A"}},{"$f":"IF(Data!$B118<MIN(Panely!$A$9:$A$28),VLOOKUP(Data!$B118,tabulka_kce_def,21,FALSE),VLOOKUP(Data!$B118,tabulka_panely_def,22,FALSE))","v":{"$error":"#N/A"}},{"$f":"IF(Data!$B118<MIN(Panely!$A$9:$A$28),VLOOKUP(Data!$B118,tabulka_kce_def,26,FALSE),VLOOKUP(Data!$B118,tabulka_panely_def,31,FALSE))","v":{"$error":"#N/A"}},{"$f":"IF(Data!$B118<MIN(Panely!$A$9:$A$28),VLOOKUP(Data!$B118,tabulka_kce_def,27,FALSE),VLOOKUP(Data!$B118,tabulka_panely_def,32,FALSE))","v":{"$error":"#N/A"}},{"$f":"IF(VLOOKUP(Data!$B118,tabulka_kce_def,3,FALSE)=\"\",Konstrukce!$G$1,IF(VLOOKUP(Data!$B118,tabulka_kce_def,3,FALSE)=\"z\",Konstrukce!$G$2,VLOOKUP(Data!$B118,tabulka_kce_def,3,FALSE)))","v":{"$error":"#N/A"}},{"$f":"IF(Data!$B118<MIN(Panely!$A$9:$A$28),0,VLOOKUP(Data!$B118,tabulka_panely_def,25,FALSE))","v":{"$error":"#N/A"}},{"$f":"IF(Data!$B118<MIN(Panely!$A$9:$A$28),VLOOKUP(Data!$B118,tabulka_kce_def,24,FALSE),VLOOKUP(Data!$B118,tabulka_panely_def,33,FALSE))","v":{"$error":"#N/A"}},{"$f":"Konstrukce!$D$1","v":15},{"$f":"Konstrukce!$D$2","v":15},{"$f":"Konstrukce!$G$1","v":0},{"$f":"IF(Data!$B118<MIN(Panely!$A$9:$A$28),VLOOKUP(Data!$B118,tabulka_kce_def,59,FALSE),VLOOKUP(Data!$B118,tabulka_panely_def,63,FALSE))","v":{"$error":"#N/A"}},{"$f":"IF(Data!$B118<MIN(Panely!$A$9:$A$28),VLOOKUP(Data!$B118,tabulka_kce_def,60,FALSE),VLOOKUP(Data!$B118,tabulka_panely_def,64,FALSE))","v":{"$error":"#N/A"}},{"$f":"IF(Data!$B118<MIN(Panely!$A$9:$A$28),VLOOKUP(Data!$B118,tabulka_kce_def,61,FALSE),VLOOKUP(Data!$B118,tabulka_panely_def,65,FALSE))","v":{"$error":"#N/A"}},{"$f":"IF(Data!$B118<MIN(Panely!$A$9:$A$28),VLOOKUP(Data!$B118,tabulka_kce_def,25,FALSE),0)","v":0},{"$error":"#N/A"},null,null,null,null,"=",{"$f":"IF(Data!$W118<MIN(Panely!$A$9:$A$28),VLOOKUP(Data!$W118,tabulka_kce_def,62,FALSE),VLOOKUP(Data!$W118,tabulka_panely_def,65,FALSE))","v":{"$error":"#N/A"}},{"$f":"IF(Data!$W118<MIN(Panely!$A$9:$A$28),VLOOKUP(Data!$W118,tabulka_kce_def,Y$1-20,FALSE),VLOOKUP(Data!$W118,tabulka_panely_def,Y$1-18,FALSE))","v":{"$error":"#N/A"}},{"$f":"IF(Data!$W118<MIN(Panely!$A$9:$A$28),VLOOKUP(Data!$W118,tabulka_kce_def,Z$1-20,FALSE),VLOOKUP(Data!$W118,tabulka_panely_def,Z$1-18,FALSE))","v":{"$error":"#N/A"}},{"$f":"IF(Data!$W118<MIN(Panely!$A$9:$A$28),VLOOKUP(Data!$W118,tabulka_kce_def,AA$1-20,FALSE),VLOOKUP(Data!$W118,tabulka_panely_def,AA$1-18,FALSE))","v":{"$error":"#N/A"}},{"$f":"IF(Data!$W118<MIN(Panely!$A$9:$A$28),VLOOKUP(Data!$W118,tabulka_kce_def,AB$1-20,FALSE),VLOOKUP(Data!$W118,tabulka_panely_def,AB$1-18,FALSE))","v":{"$error":"#N/A"}},{"$f":"IF(Data!$W118<MIN(Panely!$A$9:$A$28),VLOOKUP(Data!$W118,tabulka_kce_def,AC$1-20,FALSE),VLOOKUP(Data!$W118,tabulka_panely_def,AC$1-18,FALSE))","v":{"$error":"#N/A"}},{"$f":"IF(Data!$W118<MIN(Panely!$A$9:$A$28),VLOOKUP(Data!$W118,tabulka_kce_def,AD$1-20,FALSE),VLOOKUP(Data!$W118,tabulka_panely_def,AD$1-18,FALSE))","v":{"$error":"#N/A"}},{"$f":"IF(Data!$W118<MIN(Panely!$A$9:$A$28),VLOOKUP(Data!$W118,tabulka_kce_def,AE$1-20,FALSE),VLOOKUP(Data!$W118,tabulka_panely_def,AE$1-18,FALSE))","v":{"$error":"#N/A"}},{"$f":"IF(Data!$W118<MIN(Panely!$A$9:$A$28),VLOOKUP(Data!$W118,tabulka_kce_def,AF$1-20,FALSE),VLOOKUP(Data!$W118,tabulka_panely_def,AF$1-18,FALSE))","v":{"$error":"#N/A"}},{"$f":"IF(Data!$W118<MIN(Panely!$A$9:$A$28),VLOOKUP(Data!$W118,tabulka_kce_def,AG$1-20,FALSE),VLOOKUP(Data!$W118,tabulka_panely_def,AG$1-18,FALSE))","v":{"$error":"#N/A"}},{"$f":"IF(Data!$W118<MIN(Panely!$A$9:$A$28),VLOOKUP(Data!$W118,tabulka_kce_def,AH$1-20,FALSE),VLOOKUP(Data!$W118,tabulka_panely_def,AH$1-18,FALSE))","v":{"$error":"#N/A"}},{"$f":"IF(Data!$W118<MIN(Panely!$A$9:$A$28),VLOOKUP(Data!$W118,tabulka_kce_def,AI$1-20,FALSE),VLOOKUP(Data!$W118,tabulka_panely_def,AI$1-18,FALSE))","v":{"$error":"#N/A"}},{"$f":"IF(Data!$W118<MIN(Panely!$A$9:$A$28),VLOOKUP(Data!$W118,tabulka_kce_def,AJ$1-20,FALSE),VLOOKUP(Data!$W118,tabulka_panely_def,AJ$1-18,FALSE))","v":{"$error":"#N/A"}},{"$f":"IF(Data!$W118<MIN(Panely!$A$9:$A$28),VLOOKUP(Data!$W118,tabulka_kce_def,AK$1-20,FALSE),VLOOKUP(Data!$W118,tabulka_panely_def,AK$1-18,FALSE))","v":{"$error":"#N/A"}},{"$f":"IF(Data!$W118<MIN(Panely!$A$9:$A$28),VLOOKUP(Data!$W118,tabulka_kce_def,AL$1-20,FALSE),VLOOKUP(Data!$W118,tabulka_panely_def,AL$1-18,FALSE))","v":{"$error":"#N/A"}},{"$f":"IF(Data!$W118<MIN(Panely!$A$9:$A$28),VLOOKUP(Data!$W118,tabulka_kce_def,AM$1-20,FALSE),VLOOKUP(Data!$W118,tabulka_panely_def,AM$1-18,FALSE))","v":{"$error":"#N/A"}},118,{"$f":"IF(Data!$W118<MIN(Panely!$A$9:$A$28),VLOOKUP(Data!$W118,tabulka_kce_def,63,FALSE),0)","v":0},{"$f":"IF(Data!$W118<MIN(Panely!$A$9:$A$28),VLOOKUP(Data!$W118,tabulka_kce_def,28,FALSE),1)","v":1},{"$f":"IF(Data!$W118<MIN(Panely!$A$9:$A$28),VLOOKUP(Data!$W118,tabulka_kce_def,23,FALSE),VLOOKUP(Data!$W118,tabulka_panely_def,24,FALSE))","v":{"$error":"#N/A"}},null,0,null,0,0,{"$error":"#N/A"},0,{"$f":"IF(AND(W118>MAX(Konstrukce!A:A),ISNUMBER(W118)),1,0)","v":0}]
[null,"=",{"$f":"IF(Data!$B119<MIN(Panely!$A$9:$A$28),VLOOKUP(Data!$B119,tabulka_kce_def,4,FALSE),VLOOKUP(Data!$B119,tabulka_panely_def,4,FALSE))","v":{"$error":"#N/A"}},{"$f":"IF(Data!$B119<MIN(Panely!$A$9:$A$28),VLOOKUP(Data!$B119,tabulka_kce_def,23,FALSE),VLOOKUP(Data!$B119,tabulka_panely_def,24,FALSE))","v":{"$error":"#N/A"}},{"$f":"IF(Data!$B119<MIN(Panely!$A$9:$A$28),VLOOKUP(Data!$B119,tabulka_kce_def,21,FALSE),VLOOKUP(Data!$B119,tabulka_panely_def,22,FALSE))","v":{"$error":"#N/A"}},{"$f":"IF(Data!$B119<MIN(Panely!$A$9:$A$28),VLOOKUP(Data!$B119,tabulka_kce_def,26,FALSE),VLOOKUP(Data!$B119,tabulka_panely_def,31,FALSE))","v":{"$error":"#N/A"}},{"$f":"IF(Data!$B119<MIN(Panely!$A$9:$A$28),VLOOKUP(Data!$B119,tabulka_kce_def,27,FALSE),VLOOKUP(Data!$B119,tabulka_panely_def,32,FALSE))","v":{"$error":"#N/A"}},{"$f":"IF(VLOOKUP(Data!$B119,tabulka_kce_def,3,FALSE)=\"\",Konstrukce!$G$1,IF(VLOOKUP(Data!$B119,tabulka_kce_def,3,FALSE)=\"z\",Konstrukce!$G$2,VLOOKUP(Data!$B119,tabulka_kce_def,3,FALSE)))","v":{"$error":"#N/A"}},{"$f":"IF(Data!$B119<MIN(Panely!$A$9:$A$28),0,VLOOKUP(Data!$B119,tabulka_panely_def,25,FALSE))","v":{"$error":"#N/A"}},{"$f":"IF(Data!$B119<MIN(Panely!$A$9:$A$28),VLOOKUP(Data!$B119,tabulka_kce_def,24,FALSE),VLOOKUP(Data!$B119,tabulka_panely_def,33,FALSE))","v":{"$error":"#N/A"}},{"$f":"Konstrukce!$D$1","v":15},{"$f":"Konstrukce!$D$2","v":15},{"$f":"Konstrukce!$G$1","v":0},{"$f":"IF(Data!$B119<MIN(Panely!$A$9:$A$28),VLOOKUP(Data!$B119,tabulka_kce_def,59,FALSE),VLOOKUP(Data!$B119,tabulka_panely_def,63,FALSE))","v":{"$error":"#N/A"}},{"$f":"IF(Data!$B119<MIN(Panely!$A$9:$A$28),VLOOKUP(Data!$B119,tabulka_kce_def,60,FALSE),VLOOKUP(Data!$B119,tabulka_panely_def,64,FALSE))","v":{"$error":"#N/A"}},{"$f":"IF(Data!$B119<MIN(Panely!$A$9:$A$28),VLOOKUP(Data!$B119,tabulka_kce_def,61,FALSE),VLOOKUP(Data!$B119,tabulka_panely_def,65,FALSE))","v":{"$error":"#N/A"}},{"$f":"IF(Data!$B119<MIN(Panely!$A$9:$A$28),VLOOKUP(Data!$B119,tabulka_kce_def,25,FALSE),0)","v":0},{"$error":"#N/A"},null,null,null,null,"=",{"$f":"IF(Data!$W119<MIN(Panely!$A$9:$A$28),VLOOKUP(Data!$W119,tabulka_kce_def,62,FALSE),VLOOKUP(Data!$W119,tabulka_panely_def,65,FALSE))","v":{"$error":"#N/A"}},{"$f":"IF(Data!$W119<MIN(Panely!$A$9:$A$28),VLOOKUP(Data!$W119,tabulka_kce_def,Y$1-20,FALSE),VLOOKUP(Data!$W119,tabulka_panely_def,Y$1-18,FALSE))","v":{"$error":"#N/A"}},{"$f":"IF(Data!$W119<MIN(Panely!$A$9:$A$28),VLOOKUP(Data!$W119,tabulka_kce_def,Z$1-20,FALSE),VLOOKUP(Data!$W119,tabulka_panely_def,Z$1-18,FALSE))","v":{"$error":"#N/A"}},{"$f":"IF(Data!$W119<MIN(Panely!$A$9:$A$28),VLOOKUP(Data!$W119,tabulka_kce_def,AA$1-20,FALSE),VLOOKUP(Data!$W119,tabulka_panely_def,AA$1-18,FALSE))","v":{"$error":"#N/A"}},{"$f":"IF(Data!$W119<MIN(Panely!$A$9:$A$28),VLOOKUP(Data!$W119,tabulka_kce_def,AB$1-20,FALSE),VLOOKUP(Data!$W119,tabulka_panely_def,AB$1-18,FALSE))","v":{"$error":"#N/A"}},{"$f":"IF(Data!$W119<MIN(Panely!$A$9:$A$28),VLOOKUP(Data!$W119,tabulka_kce_def,AC$1-20,FALSE),VLOOKUP(Data!$W119,tabulka_panely_def,AC$1-18,FALSE))","v":{"$error":"#N/A"}},{"$f":"IF(Data!$W119<MIN(Panely!$A$9:$A$28),VLOOKUP(Data!$W119,tabulka_kce_def,AD$1-20,FALSE),VLOOKUP(Data!$W119,tabulka_panely_def,AD$1-18,FALSE))","v":{"$error":"#N/A"}},{"$f":"IF(Data!$W119<MIN(Panely!$A$9:$A$28),VLOOKUP(Data!$W119,tabulka_kce_def,AE$1-20,FALSE),VLOOKUP(Data!$W119,tabulka_panely_def,AE$1-18,FALSE))","v":{"$error":"#N/A"}},{"$f":"IF(Data!$W119<MIN(Panely!$A$9:$A$28),VLOOKUP(Data!$W119,tabulka_kce_def,AF$1-20,FALSE),VLOOKUP(Data!$W119,tabulka_panely_def,AF$1-18,FALSE))","v":{"$error":"#N/A"}},{"$f":"IF(Data!$W119<MIN(Panely!$A$9:$A$28),VLOOKUP(Data!$W119,tabulka_kce_def,AG$1-20,FALSE),VLOOKUP(Data!$W119,tabulka_panely_def,AG$1-18,FALSE))","v":{"$error":"#N/A"}},{"$f":"IF(Data!$W119<MIN(Panely!$A$9:$A$28),VLOOKUP(Data!$W119,tabulka_kce_def,AH$1-20,FALSE),VLOOKUP(Data!$W119,tabulka_panely_def,AH$1-18,FALSE))","v":{"$error":"#N/A"}},{"$f":"IF(Data!$W119<MIN(Panely!$A$9:$A$28),VLOOKUP(Data!$W119,tabulka_kce_def,AI$1-20,FALSE),VLOOKUP(Data!$W119,tabulka_panely_def,AI$1-18,FALSE))","v":{"$error":"#N/A"}},{"$f":"IF(Data!$W119<MIN(Panely!$A$9:$A$28),VLOOKUP(Data!$W119,tabulka_kce_def,AJ$1-20,FALSE),VLOOKUP(Data!$W119,tabulka_panely_def,AJ$1-18,FALSE))","v":{"$error":"#N/A"}},{"$f":"IF(Data!$W119<MIN(Panely!$A$9:$A$28),VLOOKUP(Data!$W119,tabulka_kce_def,AK$1-20,FALSE),VLOOKUP(Data!$W119,tabulka_panely_def,AK$1-18,FALSE))","v":{"$error":"#N/A"}},{"$f":"IF(Data!$W119<MIN(Panely!$A$9:$A$28),VLOOKUP(Data!$W119,tabulka_kce_def,AL$1-20,FALSE),VLOOKUP(Data!$W119,tabulka_panely_def,AL$1-18,FALSE))","v":{"$error":"#N/A"}},{"$f":"IF(Data!$W119<MIN(Panely!$A$9:$A$28),VLOOKUP(Data!$W119,tabulka_kce_def,AM$1-20,FALSE),VLOOKUP(Data!$W119,tabulka_panely_def,AM$1-18,FALSE))","v":{"$error":"#N/A"}},119,{"$f":"IF(Data!$W119<MIN(Panely!$A$9:$A$28),VLOOKUP(Data!$W119,tabulka_kce_def,63,FALSE),0)","v":0},{"$f":"IF(Data!$W119<MIN(Panely!$A$9:$A$28),VLOOKUP(Data!$W119,tabulka_kce_def,28,FALSE),1)","v":1},{"$f":"IF(Data!$W119<MIN(Panely!$A$9:$A$28),VLOOKUP(Data!$W119,tabulka_kce_def,23,FALSE),VLOOKUP(Data!$W119,tabulka_panely_def,24,FALSE))","v":{"$error":"#N/A"}},null,0,null,0,0,{"$error":"#N/A"},0,{"$f":"IF(AND(W119>MAX(Konstrukce!A:A),ISNUMBER(W119)),1,0)","v":0}]
[null,"=",{"$f":"IF(Data!$B120<MIN(Panely!$A$9:$A$28),VLOOKUP(Data!$B120,tabulka_kce_def,4,FALSE),VLOOKUP(Data!$B120,tabulka_panely_def,4,FALSE))","v":{"$error":"#N/A"}},{"$f":"IF(Data!$B120<MIN(Panely!$A$9:$A$28),VLOOKUP(Data!$B120,tabulka_kce_def,23,FALSE),VLOOKUP(Data!$B120,tabulka_panely_def,24,FALSE))","v":{"$error":"#N/A"}},{"$f":"IF(Data!$B120<MIN(Panely!$A$9:$A$28),VLOOKUP(Data!$B120,tabulka_kce_def,21,FALSE),VLOOKUP(Data!$B120,tabulka_panely_def,22,FALSE))","v":{"$error":"#N/A"}},{"$f":"IF(Data!$B120<MIN(Panely!$A$9:$A$28),VLOOKUP(Data!$B120,tabulka_kce_def,26,FALSE),VLOOKUP(Data!$B120,tabulka_panely_def,31,FALSE))","v":{"$error":"#N/A"}},{"$f":"IF(Data!$B120<MIN(Panely!$A$9:$A$28),VLOOKUP(Data!$B120,tabulka_kce_def,27,FALSE),VLOOKUP(Data!$B120,tabulka_panely_def,32,FALSE))","v":{"$error":"#N/A"}},{"$f":"IF(VLOOKUP(Data!$B120,tabulka_kce_def,3,FALSE)=\"\",Konstrukce!$G$1,IF(VLOOKUP(Data!$B120,tabulka_kce_def,3,FALSE)=\"z\",Konstrukce!$G$2,VLOOKUP(Data!$B120,tabulka_kce_def,3,FALSE)))","v":{"$error":"#N/A"}},{"$f":"IF(Data!$B120<MIN(Panely!$A$9:$A$28),0,VLOOKUP(Data!$B120,tabulka_panely_def,25,FALSE))","v":{"$error":"#N/A"}},{"$f":"IF(Data!$B120<MIN(Panely!$A$9:$A$28),VLOOKUP(Data!$B120,tabulka_kce_def,24,FALSE),VLOOKUP(Data!$B120,tabulka_panely_def,33,FALSE))","v":{"$error":"#N/A"}},{"$f":"Konstrukce!$D$1","v":15},{"$f":"Konstrukce!$D$2","v":15},{"$f":"Konstrukce!$G$1","v":0},{"$f":"IF(Data!$B120<MIN(Panely!$A$9:$A$28),VLOOKUP(Data!$B120,tabulka_kce_def,59,FALSE),VLOOKUP(Data!$B120,tabulka_panely_def,63,FALSE))","v":{"$error":"#N/A"}},{"$f":"IF(Data!$B120<MIN(Panely!$A$9:$A$28),VLOOKUP(Data!$B120,tabulka_kce_def,60,FALSE),VLOOKUP(Data!$B120,tabulka_panely_def,64,FALSE))","v":{"$error":"#N/A"}},{"$f":"IF(Data!$B120<MIN(Panely!$A$9:$A$28),VLOOKUP(Data!$B120,tabulka_kce_def,61,FALSE),VLOOKUP(Data!$B120,tabulka_panely_def,65,FALSE))","v":{"$error":"#N/A"}},{"$f":"IF(Data!$B120<MIN(Panely!$A$9:$A$28),VLOOKUP(Data!$B120,tabulka_kce_def,25,FALSE),0)","v":0},{"$error":"#N/A"},null,null,null,null,"=",{"$f":"IF(Data!$W120<MIN(Panely!$A$9:$A$28),VLOOKUP(Data!$W120,tabulka_kce_def,62,FALSE),VLOOKUP(Data!$W120,tabulka_panely_def,65,FALSE))","v":{"$error":"#N/A"}},{"$f":"IF(Data!$W120<MIN(Panely!$A$9:$A$28),VLOOKUP(Data!$W120,tabulka_kce_def,Y$1-20,FALSE),VLOOKUP(Data!$W120,tabulka_panely_def,Y$1-18,FALSE))","v":{"$error":"#N/A"}},{"$f":"IF(Data!$W120<MIN(Panely!$A$9:$A$28),VLOOKUP(Data!$W120,tabulka_kce_def,Z$1-20,FALSE),VLOOKUP(Data!$W120,tabulka_panely_def,Z$1-18,FALSE))","v":{"$error":"#N/A"}},{"$f":"IF(Data!$W120<MIN(Panely!$A$9:$A$28),VLOOKUP(Data!$W120,tabulka_kce_def,AA$1-20,FALSE),VLOOKUP(Data!$W120,tabulka_panely_def,AA$1-18,FALSE))","v":{"$error":"#N/A"}},{"$f":"IF(Data!$W120<MIN(Panely!$A$9:$A$28),VLOOKUP(Data!$W120,tabulka_kce_def,AB$1-20,FALSE),VLOOKUP(Data!$W120,tabulka_panely_def,AB$1-18,FALSE))","v":{"$error":"#N/A"}},{"$f":"IF(Data!$W120<MIN(Panely!$A$9:$A$28),VLOOKUP(Data!$W120,tabulka_kce_def,AC$1-20,FALSE),VLOOKUP(Data!$W120,tabulka_panely_def,AC$1-18,FALSE))","v":{"$error":"#N/A"}},{"$f":"IF(Data!$W120<MIN(Panely!$A$9:$A$28),VLOOKUP(Data!$W120,tabulka_kce_def,AD$1-20,FALSE),VLOOKUP(Data!$W120,tabulka_panely_def,AD$1-18,FALSE))","v":{"$error":"#N/A"}},{"$f":"IF(Data!$W120<MIN(Panely!$A$9:$A$28),VLOOKUP(Data!$W120,tabulka_kce_def,AE$1-20,FALSE),VLOOKUP(Data!$W120,tabulka_panely_def,AE$1-18,FALSE))","v":{"$error":"#N/A"}},{"$f":"IF(Data!$W120<MIN(Panely!$A$9:$A$28),VLOOKUP(Data!$W120,tabulka_kce_def,AF$1-20,FALSE),VLOOKUP(Data!$W120,tabulka_panely_def,AF$1-18,FALSE))","v":{"$error":"#N/A"}},{"$f":"IF(Data!$W120<MIN(Panely!$A$9:$A$28),VLOOKUP(Data!$W120,tabulka_kce_def,AG$1-20,FALSE),VLOOKUP(Data!$W120,tabulka_panely_def,AG$1-18,FALSE))","v":{"$error":"#N/A"}},{"$f":"IF(Data!$W120<MIN(Panely!$A$9:$A$28),VLOOKUP(Data!$W120,tabulka_kce_def,AH$1-20,FALSE),VLOOKUP(Data!$W120,tabulka_panely_def,AH$1-18,FALSE))","v":{"$error":"#N/A"}},{"$f":"IF(Data!$W120<MIN(Panely!$A$9:$A$28),VLOOKUP(Data!$W120,tabulka_kce_def,AI$1-20,FALSE),VLOOKUP(Data!$W120,tabulka_panely_def,AI$1-18,FALSE))","v":{"$error":"#N/A"}},{"$f":"IF(Data!$W120<MIN(Panely!$A$9:$A$28),VLOOKUP(Data!$W120,tabulka_kce_def,AJ$1-20,FALSE),VLOOKUP(Data!$W120,tabulka_panely_def,AJ$1-18,FALSE))","v":{"$error":"#N/A"}},{"$f":"IF(Data!$W120<MIN(Panely!$A$9:$A$28),VLOOKUP(Data!$W120,tabulka_kce_def,AK$1-20,FALSE),VLOOKUP(Data!$W120,tabulka_panely_def,AK$1-18,FALSE))","v":{"$error":"#N/A"}},{"$f":"IF(Data!$W120<MIN(Panely!$A$9:$A$28),VLOOKUP(Data!$W120,tabulka_kce_def,AL$1-20,FALSE),VLOOKUP(Data!$W120,tabulka_panely_def,AL$1-18,FALSE))","v":{"$error":"#N/A"}},{"$f":"IF(Data!$W120<MIN(Panely!$A$9:$A$28),VLOOKUP(Data!$W120,tabulka_kce_def,AM$1-20,FALSE),VLOOKUP(Data!$W120,tabulka_panely_def,AM$1-18,FALSE))","v":{"$error":"#N/A"}},120,{"$f":"IF(Data!$W120<MIN(Panely!$A$9:$A$28),VLOOKUP(Data!$W120,tabulka_kce_def,63,FALSE),0)","v":0},{"$f":"IF(Data!$W120<MIN(Panely!$A$9:$A$28),VLOOKUP(Data!$W120,tabulka_kce_def,28,FALSE),1)","v":1},{"$f":"IF(Data!$W120<MIN(Panely!$A$9:$A$28),VLOOKUP(Data!$W120,tabulka_kce_def,23,FALSE),VLOOKUP(Data!$W120,tabulka_panely_def,24,FALSE))","v":{"$error":"#N/A"}},null,0,null,0,0,{"$error":"#N/A"},0,{"$f":"IF(AND(W120>MAX(Konstrukce!A:A),ISNUMBER(W120)),1,0)","v":0}]
[null,"=",{"$f":"IF(Data!$B121<MIN(Panely!$A$9:$A$28),VLOOKUP(Data!$B121,tabulka_kce_def,4,FALSE),VLOOKUP(Data!$B121,tabulka_panely_def,4,FALSE))","v":{"$error":"#N/A"}},{"$f":"IF(Data!$B121<MIN(Panely!$A$9:$A$28),VLOOKUP(Data!$B121,tabulka_kce_def,23,FALSE),VLOOKUP(Data!$B121,tabulka_panely_def,24,FALSE))","v":{"$error":"#N/A"}},{"$f":"IF(Data!$B121<MIN(Panely!$A$9:$A$28),VLOOKUP(Data!$B121,tabulka_kce_def,21,FALSE),VLOOKUP(Data!$B121,tabulka_panely_def,22,FALSE))","v":{"$error":"#N/A"}},{"$f":"IF(Data!$B121<MIN(Panely!$A$9:$A$28),VLOOKUP(Data!$B121,tabulka_kce_def,26,FALSE),VLOOKUP(Data!$B121,tabulka_panely_def,31,FALSE))","v":{"$error":"#N/A"}},{"$f":"IF(Data!$B121<MIN(Panely!$A$9:$A$28),VLOOKUP(Data!$B121,tabulka_kce_def,27,FALSE),VLOOKUP(Data!$B121,tabulka_panely_def,32,FALSE))","v":{"$error":"#N/A"}},{"$f":"IF(VLOOKUP(Data!$B121,tabulka_kce_def,3,FALSE)=\"\",Konstrukce!$G$1,IF(VLOOKUP(Data!$B121,tabulka_kce_def,3,FALSE)=\"z\",Konstrukce!$G$2,VLOOKUP(Data!$B121,tabulka_kce_def,3,FALSE)))","v":{"$error":"#N/A"}},{"$f":"IF(Data!$B121<MIN(Panely!$A$9:$A$28),0,VLOOKUP(Data!$B121,tabulka_panely_def,25,FALSE))","v":{"$error":"#N/A"}},{"$f":"IF(Data!$B121<MIN(Panely!$A$9:$A$28),VLOOKUP(Data!$B121,tabulka_kce_def,24,FALSE),VLOOKUP(Data!$B121,tabulka_panely_def,33,FALSE))","v":{"$error":"#N/A"}},{"$f":"Konstrukce!$D$1","v":15},{"$f":"Konstrukce!$D$2","v":15},{"$f":"Konstrukce!$G$1","v":0},{"$f":"IF(Data!$B121<MIN(Panely!$A$9:$A$28),VLOOKUP(Data!$B121,tabulka_kce_def,59,FALSE),VLOOKUP(Data!$B121,tabulka_panely_def,63,FALSE))","v":{"$error":"#N/A"}},{"$f":"IF(Data!$B121<MIN(Panely!$A$9:$A$28),VLOOKUP(Data!$B121,tabulka_kce_def,60,FALSE),VLOOKUP(Data!$B121,tabulka_panely_def,64,FALSE))","v":{"$error":"#N/A"}},{"$f":"IF(Data!$B121<MIN(Panely!$A$9:$A$28),VLOOKUP(Data!$B121,tabulka_kce_def,61,FALSE),VLOOKUP(Data!$B121,tabulka_panely_def,65,FALSE))","v":{"$error":"#N/A"}},{"$f":"IF(Data!$B121<MIN(Panely!$A$9:$A$28),VLOOKUP(Data!$B121,tabulka_kce_def,25,FALSE),0)","v":0},{"$error":"#N/A"},null,null,null,null,"=",{"$f":"IF(Data!$W121<MIN(Panely!$A$9:$A$28),VLOOKUP(Data!$W121,tabulka_kce_def,62,FALSE),VLOOKUP(Data!$W121,tabulka_panely_def,65,FALSE))","v":{"$error":"#N/A"}},{"$f":"IF(Data!$W121<MIN(Panely!$A$9:$A$28),VLOOKUP(Data!$W121,tabulka_kce_def,Y$1-20,FALSE),VLOOKUP(Data!$W121,tabulka_panely_def,Y$1-18,FALSE))","v":{"$error":"#N/A"}},{"$f":"IF(Data!$W121<MIN(Panely!$A$9:$A$28),VLOOKUP(Data!$W121,tabulka_kce_def,Z$1-20,FALSE),VLOOKUP(Data!$W121,tabulka_panely_def,Z$1-18,FALSE))","v":{"$error":"#N/A"}},{"$f":"IF(Data!$W121<MIN(Panely!$A$9:$A$28),VLOOKUP(Data!$W121,tabulka_kce_def,AA$1-20,FALSE),VLOOKUP(Data!$W121,tabulka_panely_def,AA$1-18,FALSE))","v":{"$error":"#N/A"}},{"$f":"IF(Data!$W121<MIN(Panely!$A$9:$A$28),VLOOKUP(Data!$W121,tabulka_kce_def,AB$1-20,FALSE),VLOOKUP(Data!$W121,tabulka_panely_def,AB$1-18,FALSE))","v":{"$error":"#N/A"}},{"$f":"IF(Data!$W121<MIN(Panely!$A$9:$A$28),VLOOKUP(Data!$W121,tabulka_kce_def,AC$1-20,FALSE),VLOOKUP(Data!$W121,tabulka_panely_def,AC$1-18,FALSE))","v":{"$error":"#N/A"}},{"$f":"IF(Data!$W121<MIN(Panely!$A$9:$A$28),VLOOKUP(Data!$W121,tabulka_kce_def,AD$1-20,FALSE),VLOOKUP(Data!$W121,tabulka_panely_def,AD$1-18,FALSE))","v":{"$error":"#N/A"}},{"$f":"IF(Data!$W121<MIN(Panely!$A$9:$A$28),VLOOKUP(Data!$W121,tabulka_kce_def,AE$1-20,FALSE),VLOOKUP(Data!$W121,tabulka_panely_def,AE$1-18,FALSE))","v":{"$error":"#N/A"}},{"$f":"IF(Data!$W121<MIN(Panely!$A$9:$A$28),VLOOKUP(Data!$W121,tabulka_kce_def,AF$1-20,FALSE),VLOOKUP(Data!$W121,tabulka_panely_def,AF$1-18,FALSE))","v":{"$error":"#N/A"}},{"$f":"IF(Data!$W121<MIN(Panely!$A$9:$A$28),VLOOKUP(Data!$W121,tabulka_kce_def,AG$1-20,FALSE),VLOOKUP(Data!$W121,tabulka_panely_def,AG$1-18,FALSE))","v":{"$error":"#N/A"}},{"$f":"IF(Data!$W121<MIN(Panely!$A$9:$A$28),VLOOKUP(Data!$W121,tabulka_kce_def,AH$1-20,FALSE),VLOOKUP(Data!$W121,tabulka_panely_def,AH$1-18,FALSE))","v":{"$error":"#N/A"}},{"$f":"IF(Data!$W121<MIN(Panely!$A$9:$A$28),VLOOKUP(Data!$W121,tabulka_kce_def,AI$1-20,FALSE),VLOOKUP(Data!$W121,tabulka_panely_def,AI$1-18,FALSE))","v":{"$error":"#N/A"}},{"$f":"IF(Data!$W121<MIN(Panely!$A$9:$A$28),VLOOKUP(Data!$W121,tabulka_kce_def,AJ$1-20,FALSE),VLOOKUP(Data!$W121,tabulka_panely_def,AJ$1-18,FALSE))","v":{"$error":"#N/A"}},{"$f":"IF(Data!$W121<MIN(Panely!$A$9:$A$28),VLOOKUP(Data!$W121,tabulka_kce_def,AK$1-20,FALSE),VLOOKUP(Data!$W121,tabulka_panely_def,AK$1-18,FALSE))","v":{"$error":"#N/A"}},{"$f":"IF(Data!$W121<MIN(Panely!$A$9:$A$28),VLOOKUP(Data!$W121,tabulka_kce_def,AL$1-20,FALSE),VLOOKUP(Data!$W121,tabulka_panely_def,AL$1-18,FALSE))","v":{"$error":"#N/A"}},{"$f":"IF(Data!$W121<MIN(Panely!$A$9:$A$28),VLOOKUP(Data!$W121,tabulka_kce_def,AM$1-20,FALSE),VLOOKUP(Data!$W121,tabulka_panely_def,AM$1-18,FALSE))","v":{"$error":"#N/A"}},121,{"$f":"IF(Data!$W121<MIN(Panely!$A$9:$A$28),VLOOKUP(Data!$W121,tabulka_kce_def,63,FALSE),0)","v":0},{"$f":"IF(Data!$W121<MIN(Panely!$A$9:$A$28),VLOOKUP(Data!$W121,tabulka_kce_def,28,FALSE),1)","v":1},{"$f":"IF(Data!$W121<MIN(Panely!$A$9:$A$28),VLOOKUP(Data!$W121,tabulka_kce_def,23,FALSE),VLOOKUP(Data!$W121,tabulka_panely_def,24,FALSE))","v":{"$error":"#N/A"}},null,0,null,0,0,{"$error":"#N/A"},0,{"$f":"IF(AND(W121>MAX(Konstrukce!A:A),ISNUMBER(W121)),1,0)","v":0}]
[null,"=",{"$f":"IF(Data!$B122<MIN(Panely!$A$9:$A$28),VLOOKUP(Data!$B122,tabulka_kce_def,4,FALSE),VLOOKUP(Data!$B122,tabulka_panely_def,4,FALSE))","v":{"$error":"#N/A"}},{"$f":"IF(Data!$B122<MIN(Panely!$A$9:$A$28),VLOOKUP(Data!$B122,tabulka_kce_def,23,FALSE),VLOOKUP(Data!$B122,tabulka_panely_def,24,FALSE))","v":{"$error":"#N/A"}},{"$f":"IF(Data!$B122<MIN(Panely!$A$9:$A$28),VLOOKUP(Data!$B122,tabulka_kce_def,21,FALSE),VLOOKUP(Data!$B122,tabulka_panely_def,22,FALSE))","v":{"$error":"#N/A"}},{"$f":"IF(Data!$B122<MIN(Panely!$A$9:$A$28),VLOOKUP(Data!$B122,tabulka_kce_def,26,FALSE),VLOOKUP(Data!$B122,tabulka_panely_def,31,FALSE))","v":{"$error":"#N/A"}},{"$f":"IF(Data!$B122<MIN(Panely!$A$9:$A$28),VLOOKUP(Data!$B122,tabulka_kce_def,27,FALSE),VLOOKUP(Data!$B122,tabulka_panely_def,32,FALSE))","v":{"$error":"#N/A"}},{"$f":"IF(VLOOKUP(Data!$B122,tabulka_kce_def,3,FALSE)=\"\",Konstrukce!$G$1,IF(VLOOKUP(Data!$B122,tabulka_kce_def,3,FALSE)=\"z\",Konstrukce!$G$2,VLOOKUP(Data!$B122,tabulka_kce_def,3,FALSE)))","v":{"$error":"#N/A"}},{"$f":"IF(Data!$B122<MIN(Panely!$A$9:$A$28),0,VLOOKUP(Data!$B122,tabulka_panely_def,25,FALSE))","v":{"$error":"#N/A"}},{"$f":"IF(Data!$B122<MIN(Panely!$A$9:$A$28),VLOOKUP(Data!$B122,tabulka_kce_def,24,FALSE),VLOOKUP(Data!$B122,tabulka_panely_def,33,FALSE))","v":{"$error":"#N/A"}},{"$f":"Konstrukce!$D$1","v":15},{"$f":"Konstrukce!$D$2","v":15},{"$f":"Konstrukce!$G$1","v":0},{"$f":"IF(Data!$B122<MIN(Panely!$A$9:$A$28),VLOOKUP(Data!$B122,tabulka_kce_def,59,FALSE),VLOOKUP(Data!$B122,tabulka_panely_def,63,FALSE))","v":{"$error":"#N/A"}},{"$f":"IF(Data!$B122<MIN(Panely!$A$9:$A$28),VLOOKUP(Data!$B122,tabulka_kce_def,60,FALSE),VLOOKUP(Data!$B122,tabulka_panely_def,64,FALSE))","v":{"$error":"#N/A"}},{"$f":"IF(Data!$B122<MIN(Panely!$A$9:$A$28),VLOOKUP(Data!$B122,tabulka_kce_def,61,FALSE),VLOOKUP(Data!$B122,tabulka_panely_def,65,FALSE))","v":{"$error":"#N/A"}},{"$f":"IF(Data!$B122<MIN(Panely!$A$9:$A$28),VLOOKUP(Data!$B122,tabulka_kce_def,25,FALSE),0)","v":0},{"$error":"#N/A"},null,null,null,null,"=",{"$f":"IF(Data!$W122<MIN(Panely!$A$9:$A$28),VLOOKUP(Data!$W122,tabulka_kce_def,62,FALSE),VLOOKUP(Data!$W122,tabulka_panely_def,65,FALSE))","v":{"$error":"#N/A"}},{"$f":"IF(Data!$W122<MIN(Panely!$A$9:$A$28),VLOOKUP(Data!$W122,tabulka_kce_def,Y$1-20,FALSE),VLOOKUP(Data!$W122,tabulka_panely_def,Y$1-18,FALSE))","v":{"$error":"#N/A"}},{"$f":"IF(Data!$W122<MIN(Panely!$A$9:$A$28),VLOOKUP(Data!$W122,tabulka_kce_def,Z$1-20,FALSE),VLOOKUP(Data!$W122,tabulka_panely_def,Z$1-18,FALSE))","v":{"$error":"#N/A"}},{"$f":"IF(Data!$W122<MIN(Panely!$A$9:$A$28),VLOOKUP(Data!$W122,tabulka_kce_def,AA$1-20,FALSE),VLOOKUP(Data!$W122,tabulka_panely_def,AA$1-18,FALSE))","v":{"$error":"#N/A"}},{"$f":"IF(Data!$W122<MIN(Panely!$A$9:$A$28),VLOOKUP(Data!$W122,tabulka_kce_def,AB$1-20,FALSE),VLOOKUP(Data!$W122,tabulka_panely_def,AB$1-18,FALSE))","v":{"$error":"#N/A"}},{"$f":"IF(Data!$W122<MIN(Panely!$A$9:$A$28),VLOOKUP(Data!$W122,tabulka_kce_def,AC$1-20,FALSE),VLOOKUP(Data!$W122,tabulka_panely_def,AC$1-18,FALSE))","v":{"$error":"#N/A"}},{"$f":"IF(Data!$W122<MIN(Panely!$A$9:$A$28),VLOOKUP(Data!$W122,tabulka_kce_def,AD$1-20,FALSE),VLOOKUP(Data!$W122,tabulka_panely_def,AD$1-18,FALSE))","v":{"$error":"#N/A"}},{"$f":"IF(Data!$W122<MIN(Panely!$A$9:$A$28),VLOOKUP(Data!$W122,tabulka_kce_def,AE$1-20,FALSE),VLOOKUP(Data!$W122,tabulka_panely_def,AE$1-18,FALSE))","v":{"$error":"#N/A"}},{"$f":"IF(Data!$W122<MIN(Panely!$A$9:$A$28),VLOOKUP(Data!$W122,tabulka_kce_def,AF$1-20,FALSE),VLOOKUP(Data!$W122,tabulka_panely_def,AF$1-18,FALSE))","v":{"$error":"#N/A"}},{"$f":"IF(Data!$W122<MIN(Panely!$A$9:$A$28),VLOOKUP(Data!$W122,tabulka_kce_def,AG$1-20,FALSE),VLOOKUP(Data!$W122,tabulka_panely_def,AG$1-18,FALSE))","v":{"$error":"#N/A"}},{"$f":"IF(Data!$W122<MIN(Panely!$A$9:$A$28),VLOOKUP(Data!$W122,tabulka_kce_def,AH$1-20,FALSE),VLOOKUP(Data!$W122,tabulka_panely_def,AH$1-18,FALSE))","v":{"$error":"#N/A"}},{"$f":"IF(Data!$W122<MIN(Panely!$A$9:$A$28),VLOOKUP(Data!$W122,tabulka_kce_def,AI$1-20,FALSE),VLOOKUP(Data!$W122,tabulka_panely_def,AI$1-18,FALSE))","v":{"$error":"#N/A"}},{"$f":"IF(Data!$W122<MIN(Panely!$A$9:$A$28),VLOOKUP(Data!$W122,tabulka_kce_def,AJ$1-20,FALSE),VLOOKUP(Data!$W122,tabulka_panely_def,AJ$1-18,FALSE))","v":{"$error":"#N/A"}},{"$f":"IF(Data!$W122<MIN(Panely!$A$9:$A$28),VLOOKUP(Data!$W122,tabulka_kce_def,AK$1-20,FALSE),VLOOKUP(Data!$W122,tabulka_panely_def,AK$1-18,FALSE))","v":{"$error":"#N/A"}},{"$f":"IF(Data!$W122<MIN(Panely!$A$9:$A$28),VLOOKUP(Data!$W122,tabulka_kce_def,AL$1-20,FALSE),VLOOKUP(Data!$W122,tabulka_panely_def,AL$1-18,FALSE))","v":{"$error":"#N/A"}},{"$f":"IF(Data!$W122<MIN(Panely!$A$9:$A$28),VLOOKUP(Data!$W122,tabulka_kce_def,AM$1-20,FALSE),VLOOKUP(Data!$W122,tabulka_panely_def,AM$1-18,FALSE))","v":{"$error":"#N/A"}},122,{"$f":"IF(Data!$W122<MIN(Panely!$A$9:$A$28),VLOOKUP(Data!$W122,tabulka_kce_def,63,FALSE),0)","v":0},{"$f":"IF(Data!$W122<MIN(Panely!$A$9:$A$28),VLOOKUP(Data!$W122,tabulka_kce_def,28,FALSE),1)","v":1},{"$f":"IF(Data!$W122<MIN(Panely!$A$9:$A$28),VLOOKUP(Data!$W122,tabulka_kce_def,23,FALSE),VLOOKUP(Data!$W122,tabulka_panely_def,24,FALSE))","v":{"$error":"#N/A"}},null,0,null,0,0,{"$error":"#N/A"},0,{"$f":"IF(AND(W122>MAX(Konstrukce!A:A),ISNUMBER(W122)),1,0)","v":0}]
[null,"=",{"$f":"IF(Data!$B123<MIN(Panely!$A$9:$A$28),VLOOKUP(Data!$B123,tabulka_kce_def,4,FALSE),VLOOKUP(Data!$B123,tabulka_panely_def,4,FALSE))","v":{"$error":"#N/A"}},{"$f":"IF(Data!$B123<MIN(Panely!$A$9:$A$28),VLOOKUP(Data!$B123,tabulka_kce_def,23,FALSE),VLOOKUP(Data!$B123,tabulka_panely_def,24,FALSE))","v":{"$error":"#N/A"}},{"$f":"IF(Data!$B123<MIN(Panely!$A$9:$A$28),VLOOKUP(Data!$B123,tabulka_kce_def,21,FALSE),VLOOKUP(Data!$B123,tabulka_panely_def,22,FALSE))","v":{"$error":"#N/A"}},{"$f":"IF(Data!$B123<MIN(Panely!$A$9:$A$28),VLOOKUP(Data!$B123,tabulka_kce_def,26,FALSE),VLOOKUP(Data!$B123,tabulka_panely_def,31,FALSE))","v":{"$error":"#N/A"}},{"$f":"IF(Data!$B123<MIN(Panely!$A$9:$A$28),VLOOKUP(Data!$B123,tabulka_kce_def,27,FALSE),VLOOKUP(Data!$B123,tabulka_panely_def,32,FALSE))","v":{"$error":"#N/A"}},{"$f":"IF(VLOOKUP(Data!$B123,tabulka_kce_def,3,FALSE)=\"\",Konstrukce!$G$1,IF(VLOOKUP(Data!$B123,tabulka_kce_def,3,FALSE)=\"z\",Konstrukce!$G$2,VLOOKUP(Data!$B123,tabulka_kce_def,3,FALSE)))","v":{"$error":"#N/A"}},{"$f":"IF(Data!$B123<MIN(Panely!$A$9:$A$28),0,VLOOKUP(Data!$B123,tabulka_panely_def,25,FALSE))","v":{"$error":"#N/A"}},{"$f":"IF(Data!$B123<MIN(Panely!$A$9:$A$28),VLOOKUP(Data!$B123,tabulka_kce_def,24,FALSE),VLOOKUP(Data!$B123,tabulka_panely_def,33,FALSE))","v":{"$error":"#N/A"}},{"$f":"Konstrukce!$D$1","v":15},{"$f":"Konstrukce!$D$2","v":15},{"$f":"Konstrukce!$G$1","v":0},{"$f":"IF(Data!$B123<MIN(Panely!$A$9:$A$28),VLOOKUP(Data!$B123,tabulka_kce_def,59,FALSE),VLOOKUP(Data!$B123,tabulka_panely_def,63,FALSE))","v":{"$error":"#N/A"}},{"$f":"IF(Data!$B123<MIN(Panely!$A$9:$A$28),VLOOKUP(Data!$B123,tabulka_kce_def,60,FALSE),VLOOKUP(Data!$B123,tabulka_panely_def,64,FALSE))","v":{"$error":"#N/A"}},{"$f":"IF(Data!$B123<MIN(Panely!$A$9:$A$28),VLOOKUP(Data!$B123,tabulka_kce_def,61,FALSE),VLOOKUP(Data!$B123,tabulka_panely_def,65,FALSE))","v":{"$error":"#N/A"}},{"$f":"IF(Data!$B123<MIN(Panely!$A$9:$A$28),VLOOKUP(Data!$B123,tabulka_kce_def,25,FALSE),0)","v":0},{"$error":"#N/A"},null,null,null,null,"=",{"$f":"IF(Data!$W123<MIN(Panely!$A$9:$A$28),VLOOKUP(Data!$W123,tabulka_kce_def,62,FALSE),VLOOKUP(Data!$W123,tabulka_panely_def,65,FALSE))","v":{"$error":"#N/A"}},{"$f":"IF(Data!$W123<MIN(Panely!$A$9:$A$28),VLOOKUP(Data!$W123,tabulka_kce_def,Y$1-20,FALSE),VLOOKUP(Data!$W123,tabulka_panely_def,Y$1-18,FALSE))","v":{"$error":"#N/A"}},{"$f":"IF(Data!$W123<MIN(Panely!$A$9:$A$28),VLOOKUP(Data!$W123,tabulka_kce_def,Z$1-20,FALSE),VLOOKUP(Data!$W123,tabulka_panely_def,Z$1-18,FALSE))","v":{"$error":"#N/A"}},{"$f":"IF(Data!$W123<MIN(Panely!$A$9:$A$28),VLOOKUP(Data!$W123,tabulka_kce_def,AA$1-20,FALSE),VLOOKUP(Data!$W123,tabulka_panely_def,AA$1-18,FALSE))","v":{"$error":"#N/A"}},{"$f":"IF(Data!$W123<MIN(Panely!$A$9:$A$28),VLOOKUP(Data!$W123,tabulka_kce_def,AB$1-20,FALSE),VLOOKUP(Data!$W123,tabulka_panely_def,AB$1-18,FALSE))","v":{"$error":"#N/A"}},{"$f":"IF(Data!$W123<MIN(Panely!$A$9:$A$28),VLOOKUP(Data!$W123,tabulka_kce_def,AC$1-20,FALSE),VLOOKUP(Data!$W123,tabulka_panely_def,AC$1-18,FALSE))","v":{"$error":"#N/A"}},{"$f":"IF(Data!$W123<MIN(Panely!$A$9:$A$28),VLOOKUP(Data!$W123,tabulka_kce_def,AD$1-20,FALSE),VLOOKUP(Data!$W123,tabulka_panely_def,AD$1-18,FALSE))","v":{"$error":"#N/A"}},{"$f":"IF(Data!$W123<MIN(Panely!$A$9:$A$28),VLOOKUP(Data!$W123,tabulka_kce_def,AE$1-20,FALSE),VLOOKUP(Data!$W123,tabulka_panely_def,AE$1-18,FALSE))","v":{"$error":"#N/A"}},{"$f":"IF(Data!$W123<MIN(Panely!$A$9:$A$28),VLOOKUP(Data!$W123,tabulka_kce_def,AF$1-20,FALSE),VLOOKUP(Data!$W123,tabulka_panely_def,AF$1-18,FALSE))","v":{"$error":"#N/A"}},{"$f":"IF(Data!$W123<MIN(Panely!$A$9:$A$28),VLOOKUP(Data!$W123,tabulka_kce_def,AG$1-20,FALSE),VLOOKUP(Data!$W123,tabulka_panely_def,AG$1-18,FALSE))","v":{"$error":"#N/A"}},{"$f":"IF(Data!$W123<MIN(Panely!$A$9:$A$28),VLOOKUP(Data!$W123,tabulka_kce_def,AH$1-20,FALSE),VLOOKUP(Data!$W123,tabulka_panely_def,AH$1-18,FALSE))","v":{"$error":"#N/A"}},{"$f":"IF(Data!$W123<MIN(Panely!$A$9:$A$28),VLOOKUP(Data!$W123,tabulka_kce_def,AI$1-20,FALSE),VLOOKUP(Data!$W123,tabulka_panely_def,AI$1-18,FALSE))","v":{"$error":"#N/A"}},{"$f":"IF(Data!$W123<MIN(Panely!$A$9:$A$28),VLOOKUP(Data!$W123,tabulka_kce_def,AJ$1-20,FALSE),VLOOKUP(Data!$W123,tabulka_panely_def,AJ$1-18,FALSE))","v":{"$error":"#N/A"}},{"$f":"IF(Data!$W123<MIN(Panely!$A$9:$A$28),VLOOKUP(Data!$W123,tabulka_kce_def,AK$1-20,FALSE),VLOOKUP(Data!$W123,tabulka_panely_def,AK$1-18,FALSE))","v":{"$error":"#N/A"}},{"$f":"IF(Data!$W123<MIN(Panely!$A$9:$A$28),VLOOKUP(Data!$W123,tabulka_kce_def,AL$1-20,FALSE),VLOOKUP(Data!$W123,tabulka_panely_def,AL$1-18,FALSE))","v":{"$error":"#N/A"}},{"$f":"IF(Data!$W123<MIN(Panely!$A$9:$A$28),VLOOKUP(Data!$W123,tabulka_kce_def,AM$1-20,FALSE),VLOOKUP(Data!$W123,tabulka_panely_def,AM$1-18,FALSE))","v":{"$error":"#N/A"}},123,{"$f":"IF(Data!$W123<MIN(Panely!$A$9:$A$28),VLOOKUP(Data!$W123,tabulka_kce_def,63,FALSE),0)","v":0},{"$f":"IF(Data!$W123<MIN(Panely!$A$9:$A$28),VLOOKUP(Data!$W123,tabulka_kce_def,28,FALSE),1)","v":1},{"$f":"IF(Data!$W123<MIN(Panely!$A$9:$A$28),VLOOKUP(Data!$W123,tabulka_kce_def,23,FALSE),VLOOKUP(Data!$W123,tabulka_panely_def,24,FALSE))","v":{"$error":"#N/A"}},null,0,null,0,0,{"$error":"#N/A"},0,{"$f":"IF(AND(W123>MAX(Konstrukce!A:A),ISNUMBER(W123)),1,0)","v":0}]
[null,"=",{"$f":"IF(Data!$B124<MIN(Panely!$A$9:$A$28),VLOOKUP(Data!$B124,tabulka_kce_def,4,FALSE),VLOOKUP(Data!$B124,tabulka_panely_def,4,FALSE))","v":{"$error":"#N/A"}},{"$f":"IF(Data!$B124<MIN(Panely!$A$9:$A$28),VLOOKUP(Data!$B124,tabulka_kce_def,23,FALSE),VLOOKUP(Data!$B124,tabulka_panely_def,24,FALSE))","v":{"$error":"#N/A"}},{"$f":"IF(Data!$B124<MIN(Panely!$A$9:$A$28),VLOOKUP(Data!$B124,tabulka_kce_def,21,FALSE),VLOOKUP(Data!$B124,tabulka_panely_def,22,FALSE))","v":{"$error":"#N/A"}},{"$f":"IF(Data!$B124<MIN(Panely!$A$9:$A$28),VLOOKUP(Data!$B124,tabulka_kce_def,26,FALSE),VLOOKUP(Data!$B124,tabulka_panely_def,31,FALSE))","v":{"$error":"#N/A"}},{"$f":"IF(Data!$B124<MIN(Panely!$A$9:$A$28),VLOOKUP(Data!$B124,tabulka_kce_def,27,FALSE),VLOOKUP(Data!$B124,tabulka_panely_def,32,FALSE))","v":{"$error":"#N/A"}},{"$f":"IF(VLOOKUP(Data!$B124,tabulka_kce_def,3,FALSE)=\"\",Konstrukce!$G$1,IF(VLOOKUP(Data!$B124,tabulka_kce_def,3,FALSE)=\"z\",Konstrukce!$G$2,VLOOKUP(Data!$B124,tabulka_kce_def,3,FALSE)))","v":{"$error":"#N/A"}},{"$f":"IF(Data!$B124<MIN(Panely!$A$9:$A$28),0,VLOOKUP(Data!$B124,tabulka_panely_def,25,FALSE))","v":{"$error":"#N/A"}},{"$f":"IF(Data!$B124<MIN(Panely!$A$9:$A$28),VLOOKUP(Data!$B124,tabulka_kce_def,24,FALSE),VLOOKUP(Data!$B124,tabulka_panely_def,33,FALSE))","v":{"$error":"#N/A"}},{"$f":"Konstrukce!$D$1","v":15},{"$f":"Konstrukce!$D$2","v":15},{"$f":"Konstrukce!$G$1","v":0},{"$f":"IF(Data!$B124<MIN(Panely!$A$9:$A$28),VLOOKUP(Data!$B124,tabulka_kce_def,59,FALSE),VLOOKUP(Data!$B124,tabulka_panely_def,63,FALSE))","v":{"$error":"#N/A"}},{"$f":"IF(Data!$B124<MIN(Panely!$A$9:$A$28),VLOOKUP(Data!$B124,tabulka_kce_def,60,FALSE),VLOOKUP(Data!$B124,tabulka_panely_def,64,FALSE))","v":{"$error":"#N/A"}},{"$f":"IF(Data!$B124<MIN(Panely!$A$9:$A$28),VLOOKUP(Data!$B124,tabulka_kce_def,61,FALSE),VLOOKUP(Data!$B124,tabulka_panely_def,65,FALSE))","v":{"$error":"#N/A"}},{"$f":"IF(Data!$B124<MIN(Panely!$A$9:$A$28),VLOOKUP(Data!$B124,tabulka_kce_def,25,FALSE),0)","v":0},{"$error":"#N/A"},null,null,null,null,"=",{"$f":"IF(Data!$W124<MIN(Panely!$A$9:$A$28),VLOOKUP(Data!$W124,tabulka_kce_def,62,FALSE),VLOOKUP(Data!$W124,tabulka_panely_def,65,FALSE))","v":{"$error":"#N/A"}},{"$f":"IF(Data!$W124<MIN(Panely!$A$9:$A$28),VLOOKUP(Data!$W124,tabulka_kce_def,Y$1-20,FALSE),VLOOKUP(Data!$W124,tabulka_panely_def,Y$1-18,FALSE))","v":{"$error":"#N/A"}},{"$f":"IF(Data!$W124<MIN(Panely!$A$9:$A$28),VLOOKUP(Data!$W124,tabulka_kce_def,Z$1-20,FALSE),VLOOKUP(Data!$W124,tabulka_panely_def,Z$1-18,FALSE))","v":{"$error":"#N/A"}},{"$f":"IF(Data!$W124<MIN(Panely!$A$9:$A$28),VLOOKUP(Data!$W124,tabulka_kce_def,AA$1-20,FALSE),VLOOKUP(Data!$W124,tabulka_panely_def,AA$1-18,FALSE))","v":{"$error":"#N/A"}},{"$f":"IF(Data!$W124<MIN(Panely!$A$9:$A$28),VLOOKUP(Data!$W124,tabulka_kce_def,AB$1-20,FALSE),VLOOKUP(Data!$W124,tabulka_panely_def,AB$1-18,FALSE))","v":{"$error":"#N/A"}},{"$f":"IF(Data!$W124<MIN(Panely!$A$9:$A$28),VLOOKUP(Data!$W124,tabulka_kce_def,AC$1-20,FALSE),VLOOKUP(Data!$W124,tabulka_panely_def,AC$1-18,FALSE))","v":{"$error":"#N/A"}},{"$f":"IF(Data!$W124<MIN(Panely!$A$9:$A$28),VLOOKUP(Data!$W124,tabulka_kce_def,AD$1-20,FALSE),VLOOKUP(Data!$W124,tabulka_panely_def,AD$1-18,FALSE))","v":{"$error":"#N/A"}},{"$f":"IF(Data!$W124<MIN(Panely!$A$9:$A$28),VLOOKUP(Data!$W124,tabulka_kce_def,AE$1-20,FALSE),VLOOKUP(Data!$W124,tabulka_panely_def,AE$1-18,FALSE))","v":{"$error":"#N/A"}},{"$f":"IF(Data!$W124<MIN(Panely!$A$9:$A$28),VLOOKUP(Data!$W124,tabulka_kce_def,AF$1-20,FALSE),VLOOKUP(Data!$W124,tabulka_panely_def,AF$1-18,FALSE))","v":{"$error":"#N/A"}},{"$f":"IF(Data!$W124<MIN(Panely!$A$9:$A$28),VLOOKUP(Data!$W124,tabulka_kce_def,AG$1-20,FALSE),VLOOKUP(Data!$W124,tabulka_panely_def,AG$1-18,FALSE))","v":{"$error":"#N/A"}},{"$f":"IF(Data!$W124<MIN(Panely!$A$9:$A$28),VLOOKUP(Data!$W124,tabulka_kce_def,AH$1-20,FALSE),VLOOKUP(Data!$W124,tabulka_panely_def,AH$1-18,FALSE))","v":{"$error":"#N/A"}},{"$f":"IF(Data!$W124<MIN(Panely!$A$9:$A$28),VLOOKUP(Data!$W124,tabulka_kce_def,AI$1-20,FALSE),VLOOKUP(Data!$W124,tabulka_panely_def,AI$1-18,FALSE))","v":{"$error":"#N/A"}},{"$f":"IF(Data!$W124<MIN(Panely!$A$9:$A$28),VLOOKUP(Data!$W124,tabulka_kce_def,AJ$1-20,FALSE),VLOOKUP(Data!$W124,tabulka_panely_def,AJ$1-18,FALSE))","v":{"$error":"#N/A"}},{"$f":"IF(Data!$W124<MIN(Panely!$A$9:$A$28),VLOOKUP(Data!$W124,tabulka_kce_def,AK$1-20,FALSE),VLOOKUP(Data!$W124,tabulka_panely_def,AK$1-18,FALSE))","v":{"$error":"#N/A"}},{"$f":"IF(Data!$W124<MIN(Panely!$A$9:$A$28),VLOOKUP(Data!$W124,tabulka_kce_def,AL$1-20,FALSE),VLOOKUP(Data!$W124,tabulka_panely_def,AL$1-18,FALSE))","v":{"$error":"#N/A"}},{"$f":"IF(Data!$W124<MIN(Panely!$A$9:$A$28),VLOOKUP(Data!$W124,tabulka_kce_def,AM$1-20,FALSE),VLOOKUP(Data!$W124,tabulka_panely_def,AM$1-18,FALSE))","v":{"$error":"#N/A"}},124,{"$f":"IF(Data!$W124<MIN(Panely!$A$9:$A$28),VLOOKUP(Data!$W124,tabulka_kce_def,63,FALSE),0)","v":0},{"$f":"IF(Data!$W124<MIN(Panely!$A$9:$A$28),VLOOKUP(Data!$W124,tabulka_kce_def,28,FALSE),1)","v":1},{"$f":"IF(Data!$W124<MIN(Panely!$A$9:$A$28),VLOOKUP(Data!$W124,tabulka_kce_def,23,FALSE),VLOOKUP(Data!$W124,tabulka_panely_def,24,FALSE))","v":{"$error":"#N/A"}},null,0,null,0,0,{"$error":"#N/A"},0,{"$f":"IF(AND(W124>MAX(Konstrukce!A:A),ISNUMBER(W124)),1,0)","v":0}]
[null,"=",{"$f":"IF(Data!$B125<MIN(Panely!$A$9:$A$28),VLOOKUP(Data!$B125,tabulka_kce_def,4,FALSE),VLOOKUP(Data!$B125,tabulka_panely_def,4,FALSE))","v":{"$error":"#N/A"}},{"$f":"IF(Data!$B125<MIN(Panely!$A$9:$A$28),VLOOKUP(Data!$B125,tabulka_kce_def,23,FALSE),VLOOKUP(Data!$B125,tabulka_panely_def,24,FALSE))","v":{"$error":"#N/A"}},{"$f":"IF(Data!$B125<MIN(Panely!$A$9:$A$28),VLOOKUP(Data!$B125,tabulka_kce_def,21,FALSE),VLOOKUP(Data!$B125,tabulka_panely_def,22,FALSE))","v":{"$error":"#N/A"}},{"$f":"IF(Data!$B125<MIN(Panely!$A$9:$A$28),VLOOKUP(Data!$B125,tabulka_kce_def,26,FALSE),VLOOKUP(Data!$B125,tabulka_panely_def,31,FALSE))","v":{"$error":"#N/A"}},{"$f":"IF(Data!$B125<MIN(Panely!$A$9:$A$28),VLOOKUP(Data!$B125,tabulka_kce_def,27,FALSE),VLOOKUP(Data!$B125,tabulka_panely_def,32,FALSE))","v":{"$error":"#N/A"}},{"$f":"IF(VLOOKUP(Data!$B125,tabulka_kce_def,3,FALSE)=\"\",Konstrukce!$G$1,IF(VLOOKUP(Data!$B125,tabulka_kce_def,3,FALSE)=\"z\",Konstrukce!$G$2,VLOOKUP(Data!$B125,tabulka_kce_def,3,FALSE)))","v":{"$error":"#N/A"}},{"$f":"IF(Data!$B125<MIN(Panely!$A$9:$A$28),0,VLOOKUP(Data!$B125,tabulka_panely_def,25,FALSE))","v":{"$error":"#N/A"}},{"$f":"IF(Data!$B125<MIN(Panely!$A$9:$A$28),VLOOKUP(Data!$B125,tabulka_kce_def,24,FALSE),VLOOKUP(Data!$B125,tabulka_panely_def,33,FALSE))","v":{"$error":"#N/A"}},{"$f":"Konstrukce!$D$1","v":15},{"$f":"Konstrukce!$D$2","v":15},{"$f":"Konstrukce!$G$1","v":0},{"$f":"IF(Data!$B125<MIN(Panely!$A$9:$A$28),VLOOKUP(Data!$B125,tabulka_kce_def,59,FALSE),VLOOKUP(Data!$B125,tabulka_panely_def,63,FALSE))","v":{"$error":"#N/A"}},{"$f":"IF(Data!$B125<MIN(Panely!$A$9:$A$28),VLOOKUP(Data!$B125,tabulka_kce_def,60,FALSE),VLOOKUP(Data!$B125,tabulka_panely_def,64,FALSE))","v":{"$error":"#N/A"}},{"$f":"IF(Data!$B125<MIN(Panely!$A$9:$A$28),VLOOKUP(Data!$B125,tabulka_kce_def,61,FALSE),VLOOKUP(Data!$B125,tabulka_panely_def,65,FALSE))","v":{"$error":"#N/A"}},{"$f":"IF(Data!$B125<MIN(Panely!$A$9:$A$28),VLOOKUP(Data!$B125,tabulka_kce_def,25,FALSE),0)","v":0},{"$error":"#N/A"},null,null,null,null,"=",{"$f":"IF(Data!$W125<MIN(Panely!$A$9:$A$28),VLOOKUP(Data!$W125,tabulka_kce_def,62,FALSE),VLOOKUP(Data!$W125,tabulka_panely_def,65,FALSE))","v":{"$error":"#N/A"}},{"$f":"IF(Data!$W125<MIN(Panely!$A$9:$A$28),VLOOKUP(Data!$W125,tabulka_kce_def,Y$1-20,FALSE),VLOOKUP(Data!$W125,tabulka_panely_def,Y$1-18,FALSE))","v":{"$error":"#N/A"}},{"$f":"IF(Data!$W125<MIN(Panely!$A$9:$A$28),VLOOKUP(Data!$W125,tabulka_kce_def,Z$1-20,FALSE),VLOOKUP(Data!$W125,tabulka_panely_def,Z$1-18,FALSE))","v":{"$error":"#N/A"}},{"$f":"IF(Data!$W125<MIN(Panely!$A$9:$A$28),VLOOKUP(Data!$W125,tabulka_kce_def,AA$1-20,FALSE),VLOOKUP(Data!$W125,tabulka_panely_def,AA$1-18,FALSE))","v":{"$error":"#N/A"}},{"$f":"IF(Data!$W125<MIN(Panely!$A$9:$A$28),VLOOKUP(Data!$W125,tabulka_kce_def,AB$1-20,FALSE),VLOOKUP(Data!$W125,tabulka_panely_def,AB$1-18,FALSE))","v":{"$error":"#N/A"}},{"$f":"IF(Data!$W125<MIN(Panely!$A$9:$A$28),VLOOKUP(Data!$W125,tabulka_kce_def,AC$1-20,FALSE),VLOOKUP(Data!$W125,tabulka_panely_def,AC$1-18,FALSE))","v":{"$error":"#N/A"}},{"$f":"IF(Data!$W125<MIN(Panely!$A$9:$A$28),VLOOKUP(Data!$W125,tabulka_kce_def,AD$1-20,FALSE),VLOOKUP(Data!$W125,tabulka_panely_def,AD$1-18,FALSE))","v":{"$error":"#N/A"}},{"$f":"IF(Data!$W125<MIN(Panely!$A$9:$A$28),VLOOKUP(Data!$W125,tabulka_kce_def,AE$1-20,FALSE),VLOOKUP(Data!$W125,tabulka_panely_def,AE$1-18,FALSE))","v":{"$error":"#N/A"}},{"$f":"IF(Data!$W125<MIN(Panely!$A$9:$A$28),VLOOKUP(Data!$W125,tabulka_kce_def,AF$1-20,FALSE),VLOOKUP(Data!$W125,tabulka_panely_def,AF$1-18,FALSE))","v":{"$error":"#N/A"}},{"$f":"IF(Data!$W125<MIN(Panely!$A$9:$A$28),VLOOKUP(Data!$W125,tabulka_kce_def,AG$1-20,FALSE),VLOOKUP(Data!$W125,tabulka_panely_def,AG$1-18,FALSE))","v":{"$error":"#N/A"}},{"$f":"IF(Data!$W125<MIN(Panely!$A$9:$A$28),VLOOKUP(Data!$W125,tabulka_kce_def,AH$1-20,FALSE),VLOOKUP(Data!$W125,tabulka_panely_def,AH$1-18,FALSE))","v":{"$error":"#N/A"}},{"$f":"IF(Data!$W125<MIN(Panely!$A$9:$A$28),VLOOKUP(Data!$W125,tabulka_kce_def,AI$1-20,FALSE),VLOOKUP(Data!$W125,tabulka_panely_def,AI$1-18,FALSE))","v":{"$error":"#N/A"}},{"$f":"IF(Data!$W125<MIN(Panely!$A$9:$A$28),VLOOKUP(Data!$W125,tabulka_kce_def,AJ$1-20,FALSE),VLOOKUP(Data!$W125,tabulka_panely_def,AJ$1-18,FALSE))","v":{"$error":"#N/A"}},{"$f":"IF(Data!$W125<MIN(Panely!$A$9:$A$28),VLOOKUP(Data!$W125,tabulka_kce_def,AK$1-20,FALSE),VLOOKUP(Data!$W125,tabulka_panely_def,AK$1-18,FALSE))","v":{"$error":"#N/A"}},{"$f":"IF(Data!$W125<MIN(Panely!$A$9:$A$28),VLOOKUP(Data!$W125,tabulka_kce_def,AL$1-20,FALSE),VLOOKUP(Data!$W125,tabulka_panely_def,AL$1-18,FALSE))","v":{"$error":"#N/A"}},{"$f":"IF(Data!$W125<MIN(Panely!$A$9:$A$28),VLOOKUP(Data!$W125,tabulka_kce_def,AM$1-20,FALSE),VLOOKUP(Data!$W125,tabulka_panely_def,AM$1-18,FALSE))","v":{"$error":"#N/A"}},125,{"$f":"IF(Data!$W125<MIN(Panely!$A$9:$A$28),VLOOKUP(Data!$W125,tabulka_kce_def,63,FALSE),0)","v":0},{"$f":"IF(Data!$W125<MIN(Panely!$A$9:$A$28),VLOOKUP(Data!$W125,tabulka_kce_def,28,FALSE),1)","v":1},{"$f":"IF(Data!$W125<MIN(Panely!$A$9:$A$28),VLOOKUP(Data!$W125,tabulka_kce_def,23,FALSE),VLOOKUP(Data!$W125,tabulka_panely_def,24,FALSE))","v":{"$error":"#N/A"}},null,0,null,0,0,{"$error":"#N/A"},0,{"$f":"IF(AND(W125>MAX(Konstrukce!A:A),ISNUMBER(W125)),1,0)","v":0}]
[null,"=",{"$f":"IF(Data!$B126<MIN(Panely!$A$9:$A$28),VLOOKUP(Data!$B126,tabulka_kce_def,4,FALSE),VLOOKUP(Data!$B126,tabulka_panely_def,4,FALSE))","v":{"$error":"#N/A"}},{"$f":"IF(Data!$B126<MIN(Panely!$A$9:$A$28),VLOOKUP(Data!$B126,tabulka_kce_def,23,FALSE),VLOOKUP(Data!$B126,tabulka_panely_def,24,FALSE))","v":{"$error":"#N/A"}},{"$f":"IF(Data!$B126<MIN(Panely!$A$9:$A$28),VLOOKUP(Data!$B126,tabulka_kce_def,21,FALSE),VLOOKUP(Data!$B126,tabulka_panely_def,22,FALSE))","v":{"$error":"#N/A"}},{"$f":"IF(Data!$B126<MIN(Panely!$A$9:$A$28),VLOOKUP(Data!$B126,tabulka_kce_def,26,FALSE),VLOOKUP(Data!$B126,tabulka_panely_def,31,FALSE))","v":{"$error":"#N/A"}},{"$f":"IF(Data!$B126<MIN(Panely!$A$9:$A$28),VLOOKUP(Data!$B126,tabulka_kce_def,27,FALSE),VLOOKUP(Data!$B126,tabulka_panely_def,32,FALSE))","v":{"$error":"#N/A"}},{"$f":"IF(VLOOKUP(Data!$B126,tabulka_kce_def,3,FALSE)=\"\",Konstrukce!$G$1,IF(VLOOKUP(Data!$B126,tabulka_kce_def,3,FALSE)=\"z\",Konstrukce!$G$2,VLOOKUP(Data!$B126,tabulka_kce_def,3,FALSE)))","v":{"$error":"#N/A"}},{"$f":"IF(Data!$B126<MIN(Panely!$A$9:$A$28),0,VLOOKUP(Data!$B126,tabulka_panely_def,25,FALSE))","v":{"$error":"#N/A"}},{"$f":"IF(Data!$B126<MIN(Panely!$A$9:$A$28),VLOOKUP(Data!$B126,tabulka_kce_def,24,FALSE),VLOOKUP(Data!$B126,tabulka_panely_def,33,FALSE))","v":{"$error":"#N/A"}},{"$f":"Konstrukce!$D$1","v":15},{"$f":"Konstrukce!$D$2","v":15},{"$f":"Konstrukce!$G$1","v":0},{"$f":"IF(Data!$B126<MIN(Panely!$A$9:$A$28),VLOOKUP(Data!$B126,tabulka_kce_def,59,FALSE),VLOOKUP(Data!$B126,tabulka_panely_def,63,FALSE))","v":{"$error":"#N/A"}},{"$f":"IF(Data!$B126<MIN(Panely!$A$9:$A$28),VLOOKUP(Data!$B126,tabulka_kce_def,60,FALSE),VLOOKUP(Data!$B126,tabulka_panely_def,64,FALSE))","v":{"$error":"#N/A"}},{"$f":"IF(Data!$B126<MIN(Panely!$A$9:$A$28),VLOOKUP(Data!$B126,tabulka_kce_def,61,FALSE),VLOOKUP(Data!$B126,tabulka_panely_def,65,FALSE))","v":{"$error":"#N/A"}},{"$f":"IF(Data!$B126<MIN(Panely!$A$9:$A$28),VLOOKUP(Data!$B126,tabulka_kce_def,25,FALSE),0)","v":0},{"$error":"#N/A"},null,null,null,null,"=",{"$f":"IF(Data!$W126<MIN(Panely!$A$9:$A$28),VLOOKUP(Data!$W126,tabulka_kce_def,62,FALSE),VLOOKUP(Data!$W126,tabulka_panely_def,65,FALSE))","v":{"$error":"#N/A"}},{"$f":"IF(Data!$W126<MIN(Panely!$A$9:$A$28),VLOOKUP(Data!$W126,tabulka_kce_def,Y$1-20,FALSE),VLOOKUP(Data!$W126,tabulka_panely_def,Y$1-18,FALSE))","v":{"$error":"#N/A"}},{"$f":"IF(Data!$W126<MIN(Panely!$A$9:$A$28),VLOOKUP(Data!$W126,tabulka_kce_def,Z$1-20,FALSE),VLOOKUP(Data!$W126,tabulka_panely_def,Z$1-18,FALSE))","v":{"$error":"#N/A"}},{"$f":"IF(Data!$W126<MIN(Panely!$A$9:$A$28),VLOOKUP(Data!$W126,tabulka_kce_def,AA$1-20,FALSE),VLOOKUP(Data!$W126,tabulka_panely_def,AA$1-18,FALSE))","v":{"$error":"#N/A"}},{"$f":"IF(Data!$W126<MIN(Panely!$A$9:$A$28),VLOOKUP(Data!$W126,tabulka_kce_def,AB$1-20,FALSE),VLOOKUP(Data!$W126,tabulka_panely_def,AB$1-18,FALSE))","v":{"$error":"#N/A"}},{"$f":"IF(Data!$W126<MIN(Panely!$A$9:$A$28),VLOOKUP(Data!$W126,tabulka_kce_def,AC$1-20,FALSE),VLOOKUP(Data!$W126,tabulka_panely_def,AC$1-18,FALSE))","v":{"$error":"#N/A"}},{"$f":"IF(Data!$W126<MIN(Panely!$A$9:$A$28),VLOOKUP(Data!$W126,tabulka_kce_def,AD$1-20,FALSE),VLOOKUP(Data!$W126,tabulka_panely_def,AD$1-18,FALSE))","v":{"$error":"#N/A"}},{"$f":"IF(Data!$W126<MIN(Panely!$A$9:$A$28),VLOOKUP(Data!$W126,tabulka_kce_def,AE$1-20,FALSE),VLOOKUP(Data!$W126,tabulka_panely_def,AE$1-18,FALSE))","v":{"$error":"#N/A"}},{"$f":"IF(Data!$W126<MIN(Panely!$A$9:$A$28),VLOOKUP(Data!$W126,tabulka_kce_def,AF$1-20,FALSE),VLOOKUP(Data!$W126,tabulka_panely_def,AF$1-18,FALSE))","v":{"$error":"#N/A"}},{"$f":"IF(Data!$W126<MIN(Panely!$A$9:$A$28),VLOOKUP(Data!$W126,tabulka_kce_def,AG$1-20,FALSE),VLOOKUP(Data!$W126,tabulka_panely_def,AG$1-18,FALSE))","v":{"$error":"#N/A"}},{"$f":"IF(Data!$W126<MIN(Panely!$A$9:$A$28),VLOOKUP(Data!$W126,tabulka_kce_def,AH$1-20,FALSE),VLOOKUP(Data!$W126,tabulka_panely_def,AH$1-18,FALSE))","v":{"$error":"#N/A"}},{"$f":"IF(Data!$W126<MIN(Panely!$A$9:$A$28),VLOOKUP(Data!$W126,tabulka_kce_def,AI$1-20,FALSE),VLOOKUP(Data!$W126,tabulka_panely_def,AI$1-18,FALSE))","v":{"$error":"#N/A"}},{"$f":"IF(Data!$W126<MIN(Panely!$A$9:$A$28),VLOOKUP(Data!$W126,tabulka_kce_def,AJ$1-20,FALSE),VLOOKUP(Data!$W126,tabulka_panely_def,AJ$1-18,FALSE))","v":{"$error":"#N/A"}},{"$f":"IF(Data!$W126<MIN(Panely!$A$9:$A$28),VLOOKUP(Data!$W126,tabulka_kce_def,AK$1-20,FALSE),VLOOKUP(Data!$W126,tabulka_panely_def,AK$1-18,FALSE))","v":{"$error":"#N/A"}},{"$f":"IF(Data!$W126<MIN(Panely!$A$9:$A$28),VLOOKUP(Data!$W126,tabulka_kce_def,AL$1-20,FALSE),VLOOKUP(Data!$W126,tabulka_panely_def,AL$1-18,FALSE))","v":{"$error":"#N/A"}},{"$f":"IF(Data!$W126<MIN(Panely!$A$9:$A$28),VLOOKUP(Data!$W126,tabulka_kce_def,AM$1-20,FALSE),VLOOKUP(Data!$W126,tabulka_panely_def,AM$1-18,FALSE))","v":{"$error":"#N/A"}},126,{"$f":"IF(Data!$W126<MIN(Panely!$A$9:$A$28),VLOOKUP(Data!$W126,tabulka_kce_def,63,FALSE),0)","v":0},{"$f":"IF(Data!$W126<MIN(Panely!$A$9:$A$28),VLOOKUP(Data!$W126,tabulka_kce_def,28,FALSE),1)","v":1},{"$f":"IF(Data!$W126<MIN(Panely!$A$9:$A$28),VLOOKUP(Data!$W126,tabulka_kce_def,23,FALSE),VLOOKUP(Data!$W126,tabulka_panely_def,24,FALSE))","v":{"$error":"#N/A"}},null,0,null,0,0,{"$error":"#N/A"},0,{"$f":"IF(AND(W126>MAX(Konstrukce!A:A),ISNUMBER(W126)),1,0)","v":0}]
[null,"=",{"$f":"IF(Data!$B127<MIN(Panely!$A$9:$A$28),VLOOKUP(Data!$B127,tabulka_kce_def,4,FALSE),VLOOKUP(Data!$B127,tabulka_panely_def,4,FALSE))","v":{"$error":"#N/A"}},{"$f":"IF(Data!$B127<MIN(Panely!$A$9:$A$28),VLOOKUP(Data!$B127,tabulka_kce_def,23,FALSE),VLOOKUP(Data!$B127,tabulka_panely_def,24,FALSE))","v":{"$error":"#N/A"}},{"$f":"IF(Data!$B127<MIN(Panely!$A$9:$A$28),VLOOKUP(Data!$B127,tabulka_kce_def,21,FALSE),VLOOKUP(Data!$B127,tabulka_panely_def,22,FALSE))","v":{"$error":"#N/A"}},{"$f":"IF(Data!$B127<MIN(Panely!$A$9:$A$28),VLOOKUP(Data!$B127,tabulka_kce_def,26,FALSE),VLOOKUP(Data!$B127,tabulka_panely_def,31,FALSE))","v":{"$error":"#N/A"}},{"$f":"IF(Data!$B127<MIN(Panely!$A$9:$A$28),VLOOKUP(Data!$B127,tabulka_kce_def,27,FALSE),VLOOKUP(Data!$B127,tabulka_panely_def,32,FALSE))","v":{"$error":"#N/A"}},{"$f":"IF(VLOOKUP(Data!$B127,tabulka_kce_def,3,FALSE)=\"\",Konstrukce!$G$1,IF(VLOOKUP(Data!$B127,tabulka_kce_def,3,FALSE)=\"z\",Konstrukce!$G$2,VLOOKUP(Data!$B127,tabulka_kce_def,3,FALSE)))","v":{"$error":"#N/A"}},{"$f":"IF(Data!$B127<MIN(Panely!$A$9:$A$28),0,VLOOKUP(Data!$B127,tabulka_panely_def,25,FALSE))","v":{"$error":"#N/A"}},{"$f":"IF(Data!$B127<MIN(Panely!$A$9:$A$28),VLOOKUP(Data!$B127,tabulka_kce_def,24,FALSE),VLOOKUP(Data!$B127,tabulka_panely_def,33,FALSE))","v":{"$error":"#N/A"}},{"$f":"Konstrukce!$D$1","v":15},{"$f":"Konstrukce!$D$2","v":15},{"$f":"Konstrukce!$G$1","v":0},{"$f":"IF(Data!$B127<MIN(Panely!$A$9:$A$28),VLOOKUP(Data!$B127,tabulka_kce_def,59,FALSE),VLOOKUP(Data!$B127,tabulka_panely_def,63,FALSE))","v":{"$error":"#N/A"}},{"$f":"IF(Data!$B127<MIN(Panely!$A$9:$A$28),VLOOKUP(Data!$B127,tabulka_kce_def,60,FALSE),VLOOKUP(Data!$B127,tabulka_panely_def,64,FALSE))","v":{"$error":"#N/A"}},{"$f":"IF(Data!$B127<MIN(Panely!$A$9:$A$28),VLOOKUP(Data!$B127,tabulka_kce_def,61,FALSE),VLOOKUP(Data!$B127,tabulka_panely_def,65,FALSE))","v":{"$error":"#N/A"}},{"$f":"IF(Data!$B127<MIN(Panely!$A$9:$A$28),VLOOKUP(Data!$B127,tabulka_kce_def,25,FALSE),0)","v":0},{"$error":"#N/A"},null,null,null,null,"=",{"$f":"IF(Data!$W127<MIN(Panely!$A$9:$A$28),VLOOKUP(Data!$W127,tabulka_kce_def,62,FALSE),VLOOKUP(Data!$W127,tabulka_panely_def,65,FALSE))","v":{"$error":"#N/A"}},{"$f":"IF(Data!$W127<MIN(Panely!$A$9:$A$28),VLOOKUP(Data!$W127,tabulka_kce_def,Y$1-20,FALSE),VLOOKUP(Data!$W127,tabulka_panely_def,Y$1-18,FALSE))","v":{"$error":"#N/A"}},{"$f":"IF(Data!$W127<MIN(Panely!$A$9:$A$28),VLOOKUP(Data!$W127,tabulka_kce_def,Z$1-20,FALSE),VLOOKUP(Data!$W127,tabulka_panely_def,Z$1-18,FALSE))","v":{"$error":"#N/A"}},{"$f":"IF(Data!$W127<MIN(Panely!$A$9:$A$28),VLOOKUP(Data!$W127,tabulka_kce_def,AA$1-20,FALSE),VLOOKUP(Data!$W127,tabulka_panely_def,AA$1-18,FALSE))","v":{"$error":"#N/A"}},{"$f":"IF(Data!$W127<MIN(Panely!$A$9:$A$28),VLOOKUP(Data!$W127,tabulka_kce_def,AB$1-20,FALSE),VLOOKUP(Data!$W127,tabulka_panely_def,AB$1-18,FALSE))","v":{"$error":"#N/A"}},{"$f":"IF(Data!$W127<MIN(Panely!$A$9:$A$28),VLOOKUP(Data!$W127,tabulka_kce_def,AC$1-20,FALSE),VLOOKUP(Data!$W127,tabulka_panely_def,AC$1-18,FALSE))","v":{"$error":"#N/A"}},{"$f":"IF(Data!$W127<MIN(Panely!$A$9:$A$28),VLOOKUP(Data!$W127,tabulka_kce_def,AD$1-20,FALSE),VLOOKUP(Data!$W127,tabulka_panely_def,AD$1-18,FALSE))","v":{"$error":"#N/A"}},{"$f":"IF(Data!$W127<MIN(Panely!$A$9:$A$28),VLOOKUP(Data!$W127,tabulka_kce_def,AE$1-20,FALSE),VLOOKUP(Data!$W127,tabulka_panely_def,AE$1-18,FALSE))","v":{"$error":"#N/A"}},{"$f":"IF(Data!$W127<MIN(Panely!$A$9:$A$28),VLOOKUP(Data!$W127,tabulka_kce_def,AF$1-20,FALSE),VLOOKUP(Data!$W127,tabulka_panely_def,AF$1-18,FALSE))","v":{"$error":"#N/A"}},{"$f":"IF(Data!$W127<MIN(Panely!$A$9:$A$28),VLOOKUP(Data!$W127,tabulka_kce_def,AG$1-20,FALSE),VLOOKUP(Data!$W127,tabulka_panely_def,AG$1-18,FALSE))","v":{"$error":"#N/A"}},{"$f":"IF(Data!$W127<MIN(Panely!$A$9:$A$28),VLOOKUP(Data!$W127,tabulka_kce_def,AH$1-20,FALSE),VLOOKUP(Data!$W127,tabulka_panely_def,AH$1-18,FALSE))","v":{"$error":"#N/A"}},{"$f":"IF(Data!$W127<MIN(Panely!$A$9:$A$28),VLOOKUP(Data!$W127,tabulka_kce_def,AI$1-20,FALSE),VLOOKUP(Data!$W127,tabulka_panely_def,AI$1-18,FALSE))","v":{"$error":"#N/A"}},{"$f":"IF(Data!$W127<MIN(Panely!$A$9:$A$28),VLOOKUP(Data!$W127,tabulka_kce_def,AJ$1-20,FALSE),VLOOKUP(Data!$W127,tabulka_panely_def,AJ$1-18,FALSE))","v":{"$error":"#N/A"}},{"$f":"IF(Data!$W127<MIN(Panely!$A$9:$A$28),VLOOKUP(Data!$W127,tabulka_kce_def,AK$1-20,FALSE),VLOOKUP(Data!$W127,tabulka_panely_def,AK$1-18,FALSE))","v":{"$error":"#N/A"}},{"$f":"IF(Data!$W127<MIN(Panely!$A$9:$A$28),VLOOKUP(Data!$W127,tabulka_kce_def,AL$1-20,FALSE),VLOOKUP(Data!$W127,tabulka_panely_def,AL$1-18,FALSE))","v":{"$error":"#N/A"}},{"$f":"IF(Data!$W127<MIN(Panely!$A$9:$A$28),VLOOKUP(Data!$W127,tabulka_kce_def,AM$1-20,FALSE),VLOOKUP(Data!$W127,tabulka_panely_def,AM$1-18,FALSE))","v":{"$error":"#N/A"}},127,{"$f":"IF(Data!$W127<MIN(Panely!$A$9:$A$28),VLOOKUP(Data!$W127,tabulka_kce_def,63,FALSE),0)","v":0},{"$f":"IF(Data!$W127<MIN(Panely!$A$9:$A$28),VLOOKUP(Data!$W127,tabulka_kce_def,28,FALSE),1)","v":1},{"$f":"IF(Data!$W127<MIN(Panely!$A$9:$A$28),VLOOKUP(Data!$W127,tabulka_kce_def,23,FALSE),VLOOKUP(Data!$W127,tabulka_panely_def,24,FALSE))","v":{"$error":"#N/A"}},null,0,null,0,0,{"$error":"#N/A"},0,{"$f":"IF(AND(W127>MAX(Konstrukce!A:A),ISNUMBER(W127)),1,0)","v":0}]
[null,"=",{"$f":"IF(Data!$B128<MIN(Panely!$A$9:$A$28),VLOOKUP(Data!$B128,tabulka_kce_def,4,FALSE),VLOOKUP(Data!$B128,tabulka_panely_def,4,FALSE))","v":{"$error":"#N/A"}},{"$f":"IF(Data!$B128<MIN(Panely!$A$9:$A$28),VLOOKUP(Data!$B128,tabulka_kce_def,23,FALSE),VLOOKUP(Data!$B128,tabulka_panely_def,24,FALSE))","v":{"$error":"#N/A"}},{"$f":"IF(Data!$B128<MIN(Panely!$A$9:$A$28),VLOOKUP(Data!$B128,tabulka_kce_def,21,FALSE),VLOOKUP(Data!$B128,tabulka_panely_def,22,FALSE))","v":{"$error":"#N/A"}},{"$f":"IF(Data!$B128<MIN(Panely!$A$9:$A$28),VLOOKUP(Data!$B128,tabulka_kce_def,26,FALSE),VLOOKUP(Data!$B128,tabulka_panely_def,31,FALSE))","v":{"$error":"#N/A"}},{"$f":"IF(Data!$B128<MIN(Panely!$A$9:$A$28),VLOOKUP(Data!$B128,tabulka_kce_def,27,FALSE),VLOOKUP(Data!$B128,tabulka_panely_def,32,FALSE))","v":{"$error":"#N/A"}},{"$f":"IF(VLOOKUP(Data!$B128,tabulka_kce_def,3,FALSE)=\"\",Konstrukce!$G$1,IF(VLOOKUP(Data!$B128,tabulka_kce_def,3,FALSE)=\"z\",Konstrukce!$G$2,VLOOKUP(Data!$B128,tabulka_kce_def,3,FALSE)))","v":{"$error":"#N/A"}},{"$f":"IF(Data!$B128<MIN(Panely!$A$9:$A$28),0,VLOOKUP(Data!$B128,tabulka_panely_def,25,FALSE))","v":{"$error":"#N/A"}},{"$f":"IF(Data!$B128<MIN(Panely!$A$9:$A$28),VLOOKUP(Data!$B128,tabulka_kce_def,24,FALSE),VLOOKUP(Data!$B128,tabulka_panely_def,33,FALSE))","v":{"$error":"#N/A"}},{"$f":"Konstrukce!$D$1","v":15},{"$f":"Konstrukce!$D$2","v":15},{"$f":"Konstrukce!$G$1","v":0},{"$f":"IF(Data!$B128<MIN(Panely!$A$9:$A$28),VLOOKUP(Data!$B128,tabulka_kce_def,59,FALSE),VLOOKUP(Data!$B128,tabulka_panely_def,63,FALSE))","v":{"$error":"#N/A"}},{"$f":"IF(Data!$B128<MIN(Panely!$A$9:$A$28),VLOOKUP(Data!$B128,tabulka_kce_def,60,FALSE),VLOOKUP(Data!$B128,tabulka_panely_def,64,FALSE))","v":{"$error":"#N/A"}},{"$f":"IF(Data!$B128<MIN(Panely!$A$9:$A$28),VLOOKUP(Data!$B128,tabulka_kce_def,61,FALSE),VLOOKUP(Data!$B128,tabulka_panely_def,65,FALSE))","v":{"$error":"#N/A"}},{"$f":"IF(Data!$B128<MIN(Panely!$A$9:$A$28),VLOOKUP(Data!$B128,tabulka_kce_def,25,FALSE),0)","v":0},{"$error":"#N/A"},null,null,null,null,"=",{"$f":"IF(Data!$W128<MIN(Panely!$A$9:$A$28),VLOOKUP(Data!$W128,tabulka_kce_def,62,FALSE),VLOOKUP(Data!$W128,tabulka_panely_def,65,FALSE))","v":{"$error":"#N/A"}},{"$f":"IF(Data!$W128<MIN(Panely!$A$9:$A$28),VLOOKUP(Data!$W128,tabulka_kce_def,Y$1-20,FALSE),VLOOKUP(Data!$W128,tabulka_panely_def,Y$1-18,FALSE))","v":{"$error":"#N/A"}},{"$f":"IF(Data!$W128<MIN(Panely!$A$9:$A$28),VLOOKUP(Data!$W128,tabulka_kce_def,Z$1-20,FALSE),VLOOKUP(Data!$W128,tabulka_panely_def,Z$1-18,FALSE))","v":{"$error":"#N/A"}},{"$f":"IF(Data!$W128<MIN(Panely!$A$9:$A$28),VLOOKUP(Data!$W128,tabulka_kce_def,AA$1-20,FALSE),VLOOKUP(Data!$W128,tabulka_panely_def,AA$1-18,FALSE))","v":{"$error":"#N/A"}},{"$f":"IF(Data!$W128<MIN(Panely!$A$9:$A$28),VLOOKUP(Data!$W128,tabulka_kce_def,AB$1-20,FALSE),VLOOKUP(Data!$W128,tabulka_panely_def,AB$1-18,FALSE))","v":{"$error":"#N/A"}},{"$f":"IF(Data!$W128<MIN(Panely!$A$9:$A$28),VLOOKUP(Data!$W128,tabulka_kce_def,AC$1-20,FALSE),VLOOKUP(Data!$W128,tabulka_panely_def,AC$1-18,FALSE))","v":{"$error":"#N/A"}},{"$f":"IF(Data!$W128<MIN(Panely!$A$9:$A$28),VLOOKUP(Data!$W128,tabulka_kce_def,AD$1-20,FALSE),VLOOKUP(Data!$W128,tabulka_panely_def,AD$1-18,FALSE))","v":{"$error":"#N/A"}},{"$f":"IF(Data!$W128<MIN(Panely!$A$9:$A$28),VLOOKUP(Data!$W128,tabulka_kce_def,AE$1-20,FALSE),VLOOKUP(Data!$W128,tabulka_panely_def,AE$1-18,FALSE))","v":{"$error":"#N/A"}},{"$f":"IF(Data!$W128<MIN(Panely!$A$9:$A$28),VLOOKUP(Data!$W128,tabulka_kce_def,AF$1-20,FALSE),VLOOKUP(Data!$W128,tabulka_panely_def,AF$1-18,FALSE))","v":{"$error":"#N/A"}},{"$f":"IF(Data!$W128<MIN(Panely!$A$9:$A$28),VLOOKUP(Data!$W128,tabulka_kce_def,AG$1-20,FALSE),VLOOKUP(Data!$W128,tabulka_panely_def,AG$1-18,FALSE))","v":{"$error":"#N/A"}},{"$f":"IF(Data!$W128<MIN(Panely!$A$9:$A$28),VLOOKUP(Data!$W128,tabulka_kce_def,AH$1-20,FALSE),VLOOKUP(Data!$W128,tabulka_panely_def,AH$1-18,FALSE))","v":{"$error":"#N/A"}},{"$f":"IF(Data!$W128<MIN(Panely!$A$9:$A$28),VLOOKUP(Data!$W128,tabulka_kce_def,AI$1-20,FALSE),VLOOKUP(Data!$W128,tabulka_panely_def,AI$1-18,FALSE))","v":{"$error":"#N/A"}},{"$f":"IF(Data!$W128<MIN(Panely!$A$9:$A$28),VLOOKUP(Data!$W128,tabulka_kce_def,AJ$1-20,FALSE),VLOOKUP(Data!$W128,tabulka_panely_def,AJ$1-18,FALSE))","v":{"$error":"#N/A"}},{"$f":"IF(Data!$W128<MIN(Panely!$A$9:$A$28),VLOOKUP(Data!$W128,tabulka_kce_def,AK$1-20,FALSE),VLOOKUP(Data!$W128,tabulka_panely_def,AK$1-18,FALSE))","v":{"$error":"#N/A"}},{"$f":"IF(Data!$W128<MIN(Panely!$A$9:$A$28),VLOOKUP(Data!$W128,tabulka_kce_def,AL$1-20,FALSE),VLOOKUP(Data!$W128,tabulka_panely_def,AL$1-18,FALSE))","v":{"$error":"#N/A"}},{"$f":"IF(Data!$W128<MIN(Panely!$A$9:$A$28),VLOOKUP(Data!$W128,tabulka_kce_def,AM$1-20,FALSE),VLOOKUP(Data!$W128,tabulka_panely_def,AM$1-18,FALSE))","v":{"$error":"#N/A"}},128,{"$f":"IF(Data!$W128<MIN(Panely!$A$9:$A$28),VLOOKUP(Data!$W128,tabulka_kce_def,63,FALSE),0)","v":0},{"$f":"IF(Data!$W128<MIN(Panely!$A$9:$A$28),VLOOKUP(Data!$W128,tabulka_kce_def,28,FALSE),1)","v":1},{"$f":"IF(Data!$W128<MIN(Panely!$A$9:$A$28),VLOOKUP(Data!$W128,tabulka_kce_def,23,FALSE),VLOOKUP(Data!$W128,tabulka_panely_def,24,FALSE))","v":{"$error":"#N/A"}},null,0,null,0,0,{"$error":"#N/A"},0,{"$f":"IF(AND(W128>MAX(Konstrukce!A:A),ISNUMBER(W128)),1,0)","v":0}]
[null,"=",{"$f":"IF(Data!$B129<MIN(Panely!$A$9:$A$28),VLOOKUP(Data!$B129,tabulka_kce_def,4,FALSE),VLOOKUP(Data!$B129,tabulka_panely_def,4,FALSE))","v":{"$error":"#N/A"}},{"$f":"IF(Data!$B129<MIN(Panely!$A$9:$A$28),VLOOKUP(Data!$B129,tabulka_kce_def,23,FALSE),VLOOKUP(Data!$B129,tabulka_panely_def,24,FALSE))","v":{"$error":"#N/A"}},{"$f":"IF(Data!$B129<MIN(Panely!$A$9:$A$28),VLOOKUP(Data!$B129,tabulka_kce_def,21,FALSE),VLOOKUP(Data!$B129,tabulka_panely_def,22,FALSE))","v":{"$error":"#N/A"}},{"$f":"IF(Data!$B129<MIN(Panely!$A$9:$A$28),VLOOKUP(Data!$B129,tabulka_kce_def,26,FALSE),VLOOKUP(Data!$B129,tabulka_panely_def,31,FALSE))","v":{"$error":"#N/A"}},{"$f":"IF(Data!$B129<MIN(Panely!$A$9:$A$28),VLOOKUP(Data!$B129,tabulka_kce_def,27,FALSE),VLOOKUP(Data!$B129,tabulka_panely_def,32,FALSE))","v":{"$error":"#N/A"}},{"$f":"IF(VLOOKUP(Data!$B129,tabulka_kce_def,3,FALSE)=\"\",Konstrukce!$G$1,IF(VLOOKUP(Data!$B129,tabulka_kce_def,3,FALSE)=\"z\",Konstrukce!$G$2,VLOOKUP(Data!$B129,tabulka_kce_def,3,FALSE)))","v":{"$error":"#N/A"}},{"$f":"IF(Data!$B129<MIN(Panely!$A$9:$A$28),0,VLOOKUP(Data!$B129,tabulka_panely_def,25,FALSE))","v":{"$error":"#N/A"}},{"$f":"IF(Data!$B129<MIN(Panely!$A$9:$A$28),VLOOKUP(Data!$B129,tabulka_kce_def,24,FALSE),VLOOKUP(Data!$B129,tabulka_panely_def,33,FALSE))","v":{"$error":"#N/A"}},{"$f":"Konstrukce!$D$1","v":15},{"$f":"Konstrukce!$D$2","v":15},{"$f":"Konstrukce!$G$1","v":0},{"$f":"IF(Data!$B129<MIN(Panely!$A$9:$A$28),VLOOKUP(Data!$B129,tabulka_kce_def,59,FALSE),VLOOKUP(Data!$B129,tabulka_panely_def,63,FALSE))","v":{"$error":"#N/A"}},{"$f":"IF(Data!$B129<MIN(Panely!$A$9:$A$28),VLOOKUP(Data!$B129,tabulka_kce_def,60,FALSE),VLOOKUP(Data!$B129,tabulka_panely_def,64,FALSE))","v":{"$error":"#N/A"}},{"$f":"IF(Data!$B129<MIN(Panely!$A$9:$A$28),VLOOKUP(Data!$B129,tabulka_kce_def,61,FALSE),VLOOKUP(Data!$B129,tabulka_panely_def,65,FALSE))","v":{"$error":"#N/A"}},{"$f":"IF(Data!$B129<MIN(Panely!$A$9:$A$28),VLOOKUP(Data!$B129,tabulka_kce_def,25,FALSE),0)","v":0},{"$error":"#N/A"},null,null,null,null,"=",{"$f":"IF(Data!$W129<MIN(Panely!$A$9:$A$28),VLOOKUP(Data!$W129,tabulka_kce_def,62,FALSE),VLOOKUP(Data!$W129,tabulka_panely_def,65,FALSE))","v":{"$error":"#N/A"}},{"$f":"IF(Data!$W129<MIN(Panely!$A$9:$A$28),VLOOKUP(Data!$W129,tabulka_kce_def,Y$1-20,FALSE),VLOOKUP(Data!$W129,tabulka_panely_def,Y$1-18,FALSE))","v":{"$error":"#N/A"}},{"$f":"IF(Data!$W129<MIN(Panely!$A$9:$A$28),VLOOKUP(Data!$W129,tabulka_kce_def,Z$1-20,FALSE),VLOOKUP(Data!$W129,tabulka_panely_def,Z$1-18,FALSE))","v":{"$error":"#N/A"}},{"$f":"IF(Data!$W129<MIN(Panely!$A$9:$A$28),VLOOKUP(Data!$W129,tabulka_kce_def,AA$1-20,FALSE),VLOOKUP(Data!$W129,tabulka_panely_def,AA$1-18,FALSE))","v":{"$error":"#N/A"}},{"$f":"IF(Data!$W129<MIN(Panely!$A$9:$A$28),VLOOKUP(Data!$W129,tabulka_kce_def,AB$1-20,FALSE),VLOOKUP(Data!$W129,tabulka_panely_def,AB$1-18,FALSE))","v":{"$error":"#N/A"}},{"$f":"IF(Data!$W129<MIN(Panely!$A$9:$A$28),VLOOKUP(Data!$W129,tabulka_kce_def,AC$1-20,FALSE),VLOOKUP(Data!$W129,tabulka_panely_def,AC$1-18,FALSE))","v":{"$error":"#N/A"}},{"$f":"IF(Data!$W129<MIN(Panely!$A$9:$A$28),VLOOKUP(Data!$W129,tabulka_kce_def,AD$1-20,FALSE),VLOOKUP(Data!$W129,tabulka_panely_def,AD$1-18,FALSE))","v":{"$error":"#N/A"}},{"$f":"IF(Data!$W129<MIN(Panely!$A$9:$A$28),VLOOKUP(Data!$W129,tabulka_kce_def,AE$1-20,FALSE),VLOOKUP(Data!$W129,tabulka_panely_def,AE$1-18,FALSE))","v":{"$error":"#N/A"}},{"$f":"IF(Data!$W129<MIN(Panely!$A$9:$A$28),VLOOKUP(Data!$W129,tabulka_kce_def,AF$1-20,FALSE),VLOOKUP(Data!$W129,tabulka_panely_def,AF$1-18,FALSE))","v":{"$error":"#N/A"}},{"$f":"IF(Data!$W129<MIN(Panely!$A$9:$A$28),VLOOKUP(Data!$W129,tabulka_kce_def,AG$1-20,FALSE),VLOOKUP(Data!$W129,tabulka_panely_def,AG$1-18,FALSE))","v":{"$error":"#N/A"}},{"$f":"IF(Data!$W129<MIN(Panely!$A$9:$A$28),VLOOKUP(Data!$W129,tabulka_kce_def,AH$1-20,FALSE),VLOOKUP(Data!$W129,tabulka_panely_def,AH$1-18,FALSE))","v":{"$error":"#N/A"}},{"$f":"IF(Data!$W129<MIN(Panely!$A$9:$A$28),VLOOKUP(Data!$W129,tabulka_kce_def,AI$1-20,FALSE),VLOOKUP(Data!$W129,tabulka_panely_def,AI$1-18,FALSE))","v":{"$error":"#N/A"}},{"$f":"IF(Data!$W129<MIN(Panely!$A$9:$A$28),VLOOKUP(Data!$W129,tabulka_kce_def,AJ$1-20,FALSE),VLOOKUP(Data!$W129,tabulka_panely_def,AJ$1-18,FALSE))","v":{"$error":"#N/A"}},{"$f":"IF(Data!$W129<MIN(Panely!$A$9:$A$28),VLOOKUP(Data!$W129,tabulka_kce_def,AK$1-20,FALSE),VLOOKUP(Data!$W129,tabulka_panely_def,AK$1-18,FALSE))","v":{"$error":"#N/A"}},{"$f":"IF(Data!$W129<MIN(Panely!$A$9:$A$28),VLOOKUP(Data!$W129,tabulka_kce_def,AL$1-20,FALSE),VLOOKUP(Data!$W129,tabulka_panely_def,AL$1-18,FALSE))","v":{"$error":"#N/A"}},{"$f":"IF(Data!$W129<MIN(Panely!$A$9:$A$28),VLOOKUP(Data!$W129,tabulka_kce_def,AM$1-20,FALSE),VLOOKUP(Data!$W129,tabulka_panely_def,AM$1-18,FALSE))","v":{"$error":"#N/A"}},129,{"$f":"IF(Data!$W129<MIN(Panely!$A$9:$A$28),VLOOKUP(Data!$W129,tabulka_kce_def,63,FALSE),0)","v":0},{"$f":"IF(Data!$W129<MIN(Panely!$A$9:$A$28),VLOOKUP(Data!$W129,tabulka_kce_def,28,FALSE),1)","v":1},{"$f":"IF(Data!$W129<MIN(Panely!$A$9:$A$28),VLOOKUP(Data!$W129,tabulka_kce_def,23,FALSE),VLOOKUP(Data!$W129,tabulka_panely_def,24,FALSE))","v":{"$error":"#N/A"}},null,0,null,0,0,{"$error":"#N/A"},0,{"$f":"IF(AND(W129>MAX(Konstrukce!A:A),ISNUMBER(W129)),1,0)","v":0}]
[null,"=",{"$f":"IF(Data!$B130<MIN(Panely!$A$9:$A$28),VLOOKUP(Data!$B130,tabulka_kce_def,4,FALSE),VLOOKUP(Data!$B130,tabulka_panely_def,4,FALSE))","v":{"$error":"#N/A"}},{"$f":"IF(Data!$B130<MIN(Panely!$A$9:$A$28),VLOOKUP(Data!$B130,tabulka_kce_def,23,FALSE),VLOOKUP(Data!$B130,tabulka_panely_def,24,FALSE))","v":{"$error":"#N/A"}},{"$f":"IF(Data!$B130<MIN(Panely!$A$9:$A$28),VLOOKUP(Data!$B130,tabulka_kce_def,21,FALSE),VLOOKUP(Data!$B130,tabulka_panely_def,22,FALSE))","v":{"$error":"#N/A"}},{"$f":"IF(Data!$B130<MIN(Panely!$A$9:$A$28),VLOOKUP(Data!$B130,tabulka_kce_def,26,FALSE),VLOOKUP(Data!$B130,tabulka_panely_def,31,FALSE))","v":{"$error":"#N/A"}},{"$f":"IF(Data!$B130<MIN(Panely!$A$9:$A$28),VLOOKUP(Data!$B130,tabulka_kce_def,27,FALSE),VLOOKUP(Data!$B130,tabulka_panely_def,32,FALSE))","v":{"$error":"#N/A"}},{"$f":"IF(VLOOKUP(Data!$B130,tabulka_kce_def,3,FALSE)=\"\",Konstrukce!$G$1,IF(VLOOKUP(Data!$B130,tabulka_kce_def,3,FALSE)=\"z\",Konstrukce!$G$2,VLOOKUP(Data!$B130,tabulka_kce_def,3,FALSE)))","v":{"$error":"#N/A"}},{"$f":"IF(Data!$B130<MIN(Panely!$A$9:$A$28),0,VLOOKUP(Data!$B130,tabulka_panely_def,25,FALSE))","v":{"$error":"#N/A"}},{"$f":"IF(Data!$B130<MIN(Panely!$A$9:$A$28),VLOOKUP(Data!$B130,tabulka_kce_def,24,FALSE),VLOOKUP(Data!$B130,tabulka_panely_def,33,FALSE))","v":{"$error":"#N/A"}},{"$f":"Konstrukce!$D$1","v":15},{"$f":"Konstrukce!$D$2","v":15},{"$f":"Konstrukce!$G$1","v":0},{"$f":"IF(Data!$B130<MIN(Panely!$A$9:$A$28),VLOOKUP(Data!$B130,tabulka_kce_def,59,FALSE),VLOOKUP(Data!$B130,tabulka_panely_def,63,FALSE))","v":{"$error":"#N/A"}},{"$f":"IF(Data!$B130<MIN(Panely!$A$9:$A$28),VLOOKUP(Data!$B130,tabulka_kce_def,60,FALSE),VLOOKUP(Data!$B130,tabulka_panely_def,64,FALSE))","v":{"$error":"#N/A"}},{"$f":"IF(Data!$B130<MIN(Panely!$A$9:$A$28),VLOOKUP(Data!$B130,tabulka_kce_def,61,FALSE),VLOOKUP(Data!$B130,tabulka_panely_def,65,FALSE))","v":{"$error":"#N/A"}},{"$f":"IF(Data!$B130<MIN(Panely!$A$9:$A$28),VLOOKUP(Data!$B130,tabulka_kce_def,25,FALSE),0)","v":0},{"$error":"#N/A"},null,null,null,null,"=",{"$f":"IF(Data!$W130<MIN(Panely!$A$9:$A$28),VLOOKUP(Data!$W130,tabulka_kce_def,62,FALSE),VLOOKUP(Data!$W130,tabulka_panely_def,65,FALSE))","v":{"$error":"#N/A"}},{"$f":"IF(Data!$W130<MIN(Panely!$A$9:$A$28),VLOOKUP(Data!$W130,tabulka_kce_def,Y$1-20,FALSE),VLOOKUP(Data!$W130,tabulka_panely_def,Y$1-18,FALSE))","v":{"$error":"#N/A"}},{"$f":"IF(Data!$W130<MIN(Panely!$A$9:$A$28),VLOOKUP(Data!$W130,tabulka_kce_def,Z$1-20,FALSE),VLOOKUP(Data!$W130,tabulka_panely_def,Z$1-18,FALSE))","v":{"$error":"#N/A"}},{"$f":"IF(Data!$W130<MIN(Panely!$A$9:$A$28),VLOOKUP(Data!$W130,tabulka_kce_def,AA$1-20,FALSE),VLOOKUP(Data!$W130,tabulka_panely_def,AA$1-18,FALSE))","v":{"$error":"#N/A"}},{"$f":"IF(Data!$W130<MIN(Panely!$A$9:$A$28),VLOOKUP(Data!$W130,tabulka_kce_def,AB$1-20,FALSE),VLOOKUP(Data!$W130,tabulka_panely_def,AB$1-18,FALSE))","v":{"$error":"#N/A"}},{"$f":"IF(Data!$W130<MIN(Panely!$A$9:$A$28),VLOOKUP(Data!$W130,tabulka_kce_def,AC$1-20,FALSE),VLOOKUP(Data!$W130,tabulka_panely_def,AC$1-18,FALSE))","v":{"$error":"#N/A"}},{"$f":"IF(Data!$W130<MIN(Panely!$A$9:$A$28),VLOOKUP(Data!$W130,tabulka_kce_def,AD$1-20,FALSE),VLOOKUP(Data!$W130,tabulka_panely_def,AD$1-18,FALSE))","v":{"$error":"#N/A"}},{"$f":"IF(Data!$W130<MIN(Panely!$A$9:$A$28),VLOOKUP(Data!$W130,tabulka_kce_def,AE$1-20,FALSE),VLOOKUP(Data!$W130,tabulka_panely_def,AE$1-18,FALSE))","v":{"$error":"#N/A"}},{"$f":"IF(Data!$W130<MIN(Panely!$A$9:$A$28),VLOOKUP(Data!$W130,tabulka_kce_def,AF$1-20,FALSE),VLOOKUP(Data!$W130,tabulka_panely_def,AF$1-18,FALSE))","v":{"$error":"#N/A"}},{"$f":"IF(Data!$W130<MIN(Panely!$A$9:$A$28),VLOOKUP(Data!$W130,tabulka_kce_def,AG$1-20,FALSE),VLOOKUP(Data!$W130,tabulka_panely_def,AG$1-18,FALSE))","v":{"$error":"#N/A"}},{"$f":"IF(Data!$W130<MIN(Panely!$A$9:$A$28),VLOOKUP(Data!$W130,tabulka_kce_def,AH$1-20,FALSE),VLOOKUP(Data!$W130,tabulka_panely_def,AH$1-18,FALSE))","v":{"$error":"#N/A"}},{"$f":"IF(Data!$W130<MIN(Panely!$A$9:$A$28),VLOOKUP(Data!$W130,tabulka_kce_def,AI$1-20,FALSE),VLOOKUP(Data!$W130,tabulka_panely_def,AI$1-18,FALSE))","v":{"$error":"#N/A"}},{"$f":"IF(Data!$W130<MIN(Panely!$A$9:$A$28),VLOOKUP(Data!$W130,tabulka_kce_def,AJ$1-20,FALSE),VLOOKUP(Data!$W130,tabulka_panely_def,AJ$1-18,FALSE))","v":{"$error":"#N/A"}},{"$f":"IF(Data!$W130<MIN(Panely!$A$9:$A$28),VLOOKUP(Data!$W130,tabulka_kce_def,AK$1-20,FALSE),VLOOKUP(Data!$W130,tabulka_panely_def,AK$1-18,FALSE))","v":{"$error":"#N/A"}},{"$f":"IF(Data!$W130<MIN(Panely!$A$9:$A$28),VLOOKUP(Data!$W130,tabulka_kce_def,AL$1-20,FALSE),VLOOKUP(Data!$W130,tabulka_panely_def,AL$1-18,FALSE))","v":{"$error":"#N/A"}},{"$f":"IF(Data!$W130<MIN(Panely!$A$9:$A$28),VLOOKUP(Data!$W130,tabulka_kce_def,AM$1-20,FALSE),VLOOKUP(Data!$W130,tabulka_panely_def,AM$1-18,FALSE))","v":{"$error":"#N/A"}},130,{"$f":"IF(Data!$W130<MIN(Panely!$A$9:$A$28),VLOOKUP(Data!$W130,tabulka_kce_def,63,FALSE),0)","v":0},{"$f":"IF(Data!$W130<MIN(Panely!$A$9:$A$28),VLOOKUP(Data!$W130,tabulka_kce_def,28,FALSE),1)","v":1},{"$f":"IF(Data!$W130<MIN(Panely!$A$9:$A$28),VLOOKUP(Data!$W130,tabulka_kce_def,23,FALSE),VLOOKUP(Data!$W130,tabulka_panely_def,24,FALSE))","v":{"$error":"#N/A"}},null,0,null,0,0,{"$error":"#N/A"},0,{"$f":"IF(AND(W130>MAX(Konstrukce!A:A),ISNUMBER(W130)),1,0)","v":0}]
[null,"=",{"$f":"IF(Data!$B131<MIN(Panely!$A$9:$A$28),VLOOKUP(Data!$B131,tabulka_kce_def,4,FALSE),VLOOKUP(Data!$B131,tabulka_panely_def,4,FALSE))","v":{"$error":"#N/A"}},{"$f":"IF(Data!$B131<MIN(Panely!$A$9:$A$28),VLOOKUP(Data!$B131,tabulka_kce_def,23,FALSE),VLOOKUP(Data!$B131,tabulka_panely_def,24,FALSE))","v":{"$error":"#N/A"}},{"$f":"IF(Data!$B131<MIN(Panely!$A$9:$A$28),VLOOKUP(Data!$B131,tabulka_kce_def,21,FALSE),VLOOKUP(Data!$B131,tabulka_panely_def,22,FALSE))","v":{"$error":"#N/A"}},{"$f":"IF(Data!$B131<MIN(Panely!$A$9:$A$28),VLOOKUP(Data!$B131,tabulka_kce_def,26,FALSE),VLOOKUP(Data!$B131,tabulka_panely_def,31,FALSE))","v":{"$error":"#N/A"}},{"$f":"IF(Data!$B131<MIN(Panely!$A$9:$A$28),VLOOKUP(Data!$B131,tabulka_kce_def,27,FALSE),VLOOKUP(Data!$B131,tabulka_panely_def,32,FALSE))","v":{"$error":"#N/A"}},{"$f":"IF(VLOOKUP(Data!$B131,tabulka_kce_def,3,FALSE)=\"\",Konstrukce!$G$1,IF(VLOOKUP(Data!$B131,tabulka_kce_def,3,FALSE)=\"z\",Konstrukce!$G$2,VLOOKUP(Data!$B131,tabulka_kce_def,3,FALSE)))","v":{"$error":"#N/A"}},{"$f":"IF(Data!$B131<MIN(Panely!$A$9:$A$28),0,VLOOKUP(Data!$B131,tabulka_panely_def,25,FALSE))","v":{"$error":"#N/A"}},{"$f":"IF(Data!$B131<MIN(Panely!$A$9:$A$28),VLOOKUP(Data!$B131,tabulka_kce_def,24,FALSE),VLOOKUP(Data!$B131,tabulka_panely_def,33,FALSE))","v":{"$error":"#N/A"}},{"$f":"Konstrukce!$D$1","v":15},{"$f":"Konstrukce!$D$2","v":15},{"$f":"Konstrukce!$G$1","v":0},{"$f":"IF(Data!$B131<MIN(Panely!$A$9:$A$28),VLOOKUP(Data!$B131,tabulka_kce_def,59,FALSE),VLOOKUP(Data!$B131,tabulka_panely_def,63,FALSE))","v":{"$error":"#N/A"}},{"$f":"IF(Data!$B131<MIN(Panely!$A$9:$A$28),VLOOKUP(Data!$B131,tabulka_kce_def,60,FALSE),VLOOKUP(Data!$B131,tabulka_panely_def,64,FALSE))","v":{"$error":"#N/A"}},{"$f":"IF(Data!$B131<MIN(Panely!$A$9:$A$28),VLOOKUP(Data!$B131,tabulka_kce_def,61,FALSE),VLOOKUP(Data!$B131,tabulka_panely_def,65,FALSE))","v":{"$error":"#N/A"}},{"$f":"IF(Data!$B131<MIN(Panely!$A$9:$A$28),VLOOKUP(Data!$B131,tabulka_kce_def,25,FALSE),0)","v":0},{"$f":"IF(O131=\"f\",VLOOKUP(VALUE(P131),tabulka_data,3,FALSE),D131)","v":{"$error":"#N/A"}},null,null,null,null,"=",{"$f":"IF(Data!$W131<MIN(Panely!$A$9:$A$28),VLOOKUP(Data!$W131,tabulka_kce_def,62,FALSE),VLOOKUP(Data!$W131,tabulka_panely_def,65,FALSE))","v":{"$error":"#N/A"}},{"$f":"IF(Data!$W131<MIN(Panely!$A$9:$A$28),VLOOKUP(Data!$W131,tabulka_kce_def,Y$1-20,FALSE),VLOOKUP(Data!$W131,tabulka_panely_def,Y$1-18,FALSE))","v":{"$error":"#N/A"}},{"$f":"IF(Data!$W131<MIN(Panely!$A$9:$A$28),VLOOKUP(Data!$W131,tabulka_kce_def,Z$1-20,FALSE),VLOOKUP(Data!$W131,tabulka_panely_def,Z$1-18,FALSE))","v":{"$error":"#N/A"}},{"$f":"IF(Data!$W131<MIN(Panely!$A$9:$A$28),VLOOKUP(Data!$W131,tabulka_kce_def,AA$1-20,FALSE),VLOOKUP(Data!$W131,tabulka_panely_def,AA$1-18,FALSE))","v":{"$error":"#N/A"}},{"$f":"IF(Data!$W131<MIN(Panely!$A$9:$A$28),VLOOKUP(Data!$W131,tabulka_kce_def,AB$1-20,FALSE),VLOOKUP(Data!$W131,tabulka_panely_def,AB$1-18,FALSE))","v":{"$error":"#N/A"}},{"$f":"IF(Data!$W131<MIN(Panely!$A$9:$A$28),VLOOKUP(Data!$W131,tabulka_kce_def,AC$1-20,FALSE),VLOOKUP(Data!$W131,tabulka_panely_def,AC$1-18,FALSE))","v":{"$error":"#N/A"}},{"$f":"IF(Data!$W131<MIN(Panely!$A$9:$A$28),VLOOKUP(Data!$W131,tabulka_kce_def,AD$1-20,FALSE),VLOOKUP(Data!$W131,tabulka_panely_def,AD$1-18,FALSE))","v":{"$error":"#N/A"}},{"$f":"IF(Data!$W131<MIN(Panely!$A$9:$A$28),VLOOKUP(Data!$W131,tabulka_kce_def,AE$1-20,FALSE),VLOOKUP(Data!$W131,tabulka_panely_def,AE$1-18,FALSE))","v":{"$error":"#N/A"}},{"$f":"IF(Data!$W131<MIN(Panely!$A$9:$A$28),VLOOKUP(Data!$W131,tabulka_kce_def,AF$1-20,FALSE),VLOOKUP(Data!$W131,tabulka_panely_def,AF$1-18,FALSE))","v":{"$error":"#N/A"}},{"$f":"IF(Data!$W131<MIN(Panely!$A$9:$A$28),VLOOKUP(Data!$W131,tabulka_kce_def,AG$1-20,FALSE),VLOOKUP(Data!$W131,tabulka_panely_def,AG$1-18,FALSE))","v":{"$error":"#N/A"}},{"$f":"IF(Data!$W131<MIN(Panely!$A$9:$A$28),VLOOKUP(Data!$W131,tabulka_kce_def,AH$1-20,FALSE),VLOOKUP(Data!$W131,tabulka_panely_def,AH$1-18,FALSE))","v":{"$error":"#N/A"}},{"$f":"IF(Data!$W131<MIN(Panely!$A$9:$A$28),VLOOKUP(Data!$W131,tabulka_kce_def,AI$1-20,FALSE),VLOOKUP(Data!$W131,tabulka_panely_def,AI$1-18,FALSE))","v":{"$error":"#N/A"}},{"$f":"IF(Data!$W131<MIN(Panely!$A$9:$A$28),VLOOKUP(Data!$W131,tabulka_kce_def,AJ$1-20,FALSE),VLOOKUP(Data!$W131,tabulka_panely_def,AJ$1-18,FALSE))","v":{"$error":"#N/A"}},{"$f":"IF(Data!$W131<MIN(Panely!$A$9:$A$28),VLOOKUP(Data!$W131,tabulka_kce_def,AK$1-20,FALSE),VLOOKUP(Data!$W131,tabulka_panely_def,AK$1-18,FALSE))","v":{"$error":"#N/A"}},{"$f":"IF(Data!$W131<MIN(Panely!$A$9:$A$28),VLOOKUP(Data!$W131,tabulka_kce_def,AL$1-20,FALSE),VLOOKUP(Data!$W131,tabulka_panely_def,AL$1-18,FALSE))","v":{"$error":"#N/A"}},{"$f":"IF(Data!$W131<MIN(Panely!$A$9:$A$28),VLOOKUP(Data!$W131,tabulka_kce_def,AM$1-20,FALSE),VLOOKUP(Data!$W131,tabulka_panely_def,AM$1-18,FALSE))","v":{"$error":"#N/A"}},131,{"$f":"IF(Data!$W131<MIN(Panely!$A$9:$A$28),VLOOKUP(Data!$W131,tabulka_kce_def,63,FALSE),0)","v":0},{"$f":"IF(Data!$W131<MIN(Panely!$A$9:$A$28),VLOOKUP(Data!$W131,tabulka_kce_def,28,FALSE),1)","v":1},{"$f":"IF(Data!$W131<MIN(Panely!$A$9:$A$28),VLOOKUP(Data!$W131,tabulka_kce_def,23,FALSE),VLOOKUP(Data!$W131,tabulka_panely_def,24,FALSE))","v":{"$error":"#N/A"}},null,0,null,0,0,{"$error":"#N/A"},0,{"$f":"IF(AND(W131>MAX(Konstrukce!A:A),ISNUMBER(W131)),1,0)","v":0}]
[null,"=",{"$f":"IF(Data!$B132<MIN(Panely!$A$9:$A$28),VLOOKUP(Data!$B132,tabulka_kce_def,4,FALSE),VLOOKUP(Data!$B132,tabulka_panely_def,4,FALSE))","v":{"$error":"#N/A"}},{"$f":"IF(Data!$B132<MIN(Panely!$A$9:$A$28),VLOOKUP(Data!$B132,tabulka_kce_def,23,FALSE),VLOOKUP(Data!$B132,tabulka_panely_def,24,FALSE))","v":{"$error":"#N/A"}},{"$f":"IF(Data!$B132<MIN(Panely!$A$9:$A$28),VLOOKUP(Data!$B132,tabulka_kce_def,21,FALSE),VLOOKUP(Data!$B132,tabulka_panely_def,22,FALSE))","v":{"$error":"#N/A"}},{"$f":"IF(Data!$B132<MIN(Panely!$A$9:$A$28),VLOOKUP(Data!$B132,tabulka_kce_def,26,FALSE),VLOOKUP(Data!$B132,tabulka_panely_def,31,FALSE))","v":{"$error":"#N/A"}},{"$f":"IF(Data!$B132<MIN(Panely!$A$9:$A$28),VLOOKUP(Data!$B132,tabulka_kce_def,27,FALSE),VLOOKUP(Data!$B132,tabulka_panely_def,32,FALSE))","v":{"$error":"#N/A"}},{"$f":"IF(VLOOKUP(Data!$B132,tabulka_kce_def,3,FALSE)=\"\",Konstrukce!$G$1,IF(VLOOKUP(Data!$B132,tabulka_kce_def,3,FALSE)=\"z\",Konstrukce!$G$2,VLOOKUP(Data!$B132,tabulka_kce_def,3,FALSE)))","v":{"$error":"#N/A"}},{"$f":"IF(Data!$B132<MIN(Panely!$A$9:$A$28),0,VLOOKUP(Data!$B132,tabulka_panely_def,25,FALSE))","v":{"$error":"#N/A"}},{"$f":"IF(Data!$B132<MIN(Panely!$A$9:$A$28),VLOOKUP(Data!$B132,tabulka_kce_def,24,FALSE),VLOOKUP(Data!$B132,tabulka_panely_def,33,FALSE))","v":{"$error":"#N/A"}},{"$f":"Konstrukce!$D$1","v":15},{"$f":"Konstrukce!$D$2","v":15},{"$f":"Konstrukce!$G$1","v":0},{"$f":"IF(Data!$B132<MIN(Panely!$A$9:$A$28),VLOOKUP(Data!$B132,tabulka_kce_def,59,FALSE),VLOOKUP(Data!$B132,tabulka_panely_def,63,FALSE))","v":{"$error":"#N/A"}},{"$f":"IF(Data!$B132<MIN(Panely!$A$9:$A$28),VLOOKUP(Data!$B132,tabulka_kce_def,60,FALSE),VLOOKUP(Data!$B132,tabulka_panely_def,64,FALSE))","v":{"$error":"#N/A"}},{"$f":"IF(Data!$B132<MIN(Panely!$A$9:$A$28),VLOOKUP(Data!$B132,tabulka_kce_def,61,FALSE),VLOOKUP(Data!$B132,tabulka_panely_def,65,FALSE))","v":{"$error":"#N/A"}},{"$f":"IF(Data!$B132<MIN(Panely!$A$9:$A$28),VLOOKUP(Data!$B132,tabulka_kce_def,25,FALSE),0)","v":0},{"$error":"#N/A"},null,null,null,null,"=",{"$f":"IF(Data!$W132<MIN(Panely!$A$9:$A$28),VLOOKUP(Data!$W132,tabulka_kce_def,62,FALSE),VLOOKUP(Data!$W132,tabulka_panely_def,65,FALSE))","v":{"$error":"#N/A"}},{"$f":"IF(Data!$W132<MIN(Panely!$A$9:$A$28),VLOOKUP(Data!$W132,tabulka_kce_def,Y$1-20,FALSE),VLOOKUP(Data!$W132,tabulka_panely_def,Y$1-18,FALSE))","v":{"$error":"#N/A"}},{"$f":"IF(Data!$W132<MIN(Panely!$A$9:$A$28),VLOOKUP(Data!$W132,tabulka_kce_def,Z$1-20,FALSE),VLOOKUP(Data!$W132,tabulka_panely_def,Z$1-18,FALSE))","v":{"$error":"#N/A"}},{"$f":"IF(Data!$W132<MIN(Panely!$A$9:$A$28),VLOOKUP(Data!$W132,tabulka_kce_def,AA$1-20,FALSE),VLOOKUP(Data!$W132,tabulka_panely_def,AA$1-18,FALSE))","v":{"$error":"#N/A"}},{"$f":"IF(Data!$W132<MIN(Panely!$A$9:$A$28),VLOOKUP(Data!$W132,tabulka_kce_def,AB$1-20,FALSE),VLOOKUP(Data!$W132,tabulka_panely_def,AB$1-18,FALSE))","v":{"$error":"#N/A"}},{"$f":"IF(Data!$W132<MIN(Panely!$A$9:$A$28),VLOOKUP(Data!$W132,tabulka_kce_def,AC$1-20,FALSE),VLOOKUP(Data!$W132,tabulka_panely_def,AC$1-18,FALSE))","v":{"$error":"#N/A"}},{"$f":"IF(Data!$W132<MIN(Panely!$A$9:$A$28),VLOOKUP(Data!$W132,tabulka_kce_def,AD$1-20,FALSE),VLOOKUP(Data!$W132,tabulka_panely_def,AD$1-18,FALSE))","v":{"$error":"#N/A"}},{"$f":"IF(Data!$W132<MIN(Panely!$A$9:$A$28),VLOOKUP(Data!$W132,tabulka_kce_def,AE$1-20,FALSE),VLOOKUP(Data!$W132,tabulka_panely_def,AE$1-18,FALSE))","v":{"$error":"#N/A"}},{"$f":"IF(Data!$W132<MIN(Panely!$A$9:$A$28),VLOOKUP(Data!$W132,tabulka_kce_def,AF$1-20,FALSE),VLOOKUP(Data!$W132,tabulka_panely_def,AF$1-18,FALSE))","v":{"$error":"#N/A"}},{"$f":"IF(Data!$W132<MIN(Panely!$A$9:$A$28),VLOOKUP(Data!$W132,tabulka_kce_def,AG$1-20,FALSE),VLOOKUP(Data!$W132,tabulka_panely_def,AG$1-18,FALSE))","v":{"$error":"#N/A"}},{"$f":"IF(Data!$W132<MIN(Panely!$A$9:$A$28),VLOOKUP(Data!$W132,tabulka_kce_def,AH$1-20,FALSE),VLOOKUP(Data!$W132,tabulka_panely_def,AH$1-18,FALSE))","v":{"$error":"#N/A"}},{"$f":"IF(Data!$W132<MIN(Panely!$A$9:$A$28),VLOOKUP(Data!$W132,tabulka_kce_def,AI$1-20,FALSE),VLOOKUP(Data!$W132,tabulka_panely_def,AI$1-18,FALSE))","v":{"$error":"#N/A"}},{"$f":"IF(Data!$W132<MIN(Panely!$A$9:$A$28),VLOOKUP(Data!$W132,tabulka_kce_def,AJ$1-20,FALSE),VLOOKUP(Data!$W132,tabulka_panely_def,AJ$1-18,FALSE))","v":{"$error":"#N/A"}},{"$f":"IF(Data!$W132<MIN(Panely!$A$9:$A$28),VLOOKUP(Data!$W132,tabulka_kce_def,AK$1-20,FALSE),VLOOKUP(Data!$W132,tabulka_panely_def,AK$1-18,FALSE))","v":{"$error":"#N/A"}},{"$f":"IF(Data!$W132<MIN(Panely!$A$9:$A$28),VLOOKUP(Data!$W132,tabulka_kce_def,AL$1-20,FALSE),VLOOKUP(Data!$W132,tabulka_panely_def,AL$1-18,FALSE))","v":{"$error":"#N/A"}},{"$f":"IF(Data!$W132<MIN(Panely!$A$9:$A$28),VLOOKUP(Data!$W132,tabulka_kce_def,AM$1-20,FALSE),VLOOKUP(Data!$W132,tabulka_panely_def,AM$1-18,FALSE))","v":{"$error":"#N/A"}},132,{"$f":"IF(Data!$W132<MIN(Panely!$A$9:$A$28),VLOOKUP(Data!$W132,tabulka_kce_def,63,FALSE),0)","v":0},{"$f":"IF(Data!$W132<MIN(Panely!$A$9:$A$28),VLOOKUP(Data!$W132,tabulka_kce_def,28,FALSE),1)","v":1},{"$f":"IF(Data!$W132<MIN(Panely!$A$9:$A$28),VLOOKUP(Data!$W132,tabulka_kce_def,23,FALSE),VLOOKUP(Data!$W132,tabulka_panely_def,24,FALSE))","v":{"$error":"#N/A"}},null,0,null,0,0,{"$error":"#N/A"},0,{"$f":"IF(AND(W132>MAX(Konstrukce!A:A),ISNUMBER(W132)),1,0)","v":0}]
[null,"=",{"$f":"IF(Data!$B133<MIN(Panely!$A$9:$A$28),VLOOKUP(Data!$B133,tabulka_kce_def,4,FALSE),VLOOKUP(Data!$B133,tabulka_panely_def,4,FALSE))","v":{"$error":"#N/A"}},{"$f":"IF(Data!$B133<MIN(Panely!$A$9:$A$28),VLOOKUP(Data!$B133,tabulka_kce_def,23,FALSE),VLOOKUP(Data!$B133,tabulka_panely_def,24,FALSE))","v":{"$error":"#N/A"}},{"$f":"IF(Data!$B133<MIN(Panely!$A$9:$A$28),VLOOKUP(Data!$B133,tabulka_kce_def,21,FALSE),VLOOKUP(Data!$B133,tabulka_panely_def,22,FALSE))","v":{"$error":"#N/A"}},{"$f":"IF(Data!$B133<MIN(Panely!$A$9:$A$28),VLOOKUP(Data!$B133,tabulka_kce_def,26,FALSE),VLOOKUP(Data!$B133,tabulka_panely_def,31,FALSE))","v":{"$error":"#N/A"}},{"$f":"IF(Data!$B133<MIN(Panely!$A$9:$A$28),VLOOKUP(Data!$B133,tabulka_kce_def,27,FALSE),VLOOKUP(Data!$B133,tabulka_panely_def,32,FALSE))","v":{"$error":"#N/A"}},{"$f":"IF(VLOOKUP(Data!$B133,tabulka_kce_def,3,FALSE)=\"\",Konstrukce!$G$1,IF(VLOOKUP(Data!$B133,tabulka_kce_def,3,FALSE)=\"z\",Konstrukce!$G$2,VLOOKUP(Data!$B133,tabulka_kce_def,3,FALSE)))","v":{"$error":"#N/A"}},{"$f":"IF(Data!$B133<MIN(Panely!$A$9:$A$28),0,VLOOKUP(Data!$B133,tabulka_panely_def,25,FALSE))","v":{"$error":"#N/A"}},{"$f":"IF(Data!$B133<MIN(Panely!$A$9:$A$28),VLOOKUP(Data!$B133,tabulka_kce_def,24,FALSE),VLOOKUP(Data!$B133,tabulka_panely_def,33,FALSE))","v":{"$error":"#N/A"}},{"$f":"Konstrukce!$D$1","v":15},{"$f":"Konstrukce!$D$2","v":15},{"$f":"Konstrukce!$G$1","v":0},{"$f":"IF(Data!$B133<MIN(Panely!$A$9:$A$28),VLOOKUP(Data!$B133,tabulka_kce_def,59,FALSE),VLOOKUP(Data!$B133,tabulka_panely_def,63,FALSE))","v":{"$error":"#N/A"}},{"$f":"IF(Data!$B133<MIN(Panely!$A$9:$A$28),VLOOKUP(Data!$B133,tabulka_kce_def,60,FALSE),VLOOKUP(Data!$B133,tabulka_panely_def,64,FALSE))","v":{"$error":"#N/A"}},{"$f":"IF(Data!$B133<MIN(Panely!$A$9:$A$28),VLOOKUP(Data!$B133,tabulka_kce_def,61,FALSE),VLOOKUP(Data!$B133,tabulka_panely_def,65,FALSE))","v":{"$error":"#N/A"}},{"$f":"IF(Data!$B133<MIN(Panely!$A$9:$A$28),VLOOKUP(Data!$B133,tabulka_kce_def,25,FALSE),0)","v":0},{"$error":"#N/A"},null,null,null,null,"=",{"$f":"IF(Data!$W133<MIN(Panely!$A$9:$A$28),VLOOKUP(Data!$W133,tabulka_kce_def,62,FALSE),VLOOKUP(Data!$W133,tabulka_panely_def,65,FALSE))","v":{"$error":"#N/A"}},{"$f":"IF(Data!$W133<MIN(Panely!$A$9:$A$28),VLOOKUP(Data!$W133,tabulka_kce_def,Y$1-20,FALSE),VLOOKUP(Data!$W133,tabulka_panely_def,Y$1-18,FALSE))","v":{"$error":"#N/A"}},{"$f":"IF(Data!$W133<MIN(Panely!$A$9:$A$28),VLOOKUP(Data!$W133,tabulka_kce_def,Z$1-20,FALSE),VLOOKUP(Data!$W133,tabulka_panely_def,Z$1-18,FALSE))","v":{"$error":"#N/A"}},{"$f":"IF(Data!$W133<MIN(Panely!$A$9:$A$28),VLOOKUP(Data!$W133,tabulka_kce_def,AA$1-20,FALSE),VLOOKUP(Data!$W133,tabulka_panely_def,AA$1-18,FALSE))","v":{"$error":"#N/A"}},{"$f":"IF(Data!$W133<MIN(Panely!$A$9:$A$28),VLOOKUP(Data!$W133,tabulka_kce_def,AB$1-20,FALSE),VLOOKUP(Data!$W133,tabulka_panely_def,AB$1-18,FALSE))","v":{"$error":"#N/A"}},{"$f":"IF(Data!$W133<MIN(Panely!$A$9:$A$28),VLOOKUP(Data!$W133,tabulka_kce_def,AC$1-20,FALSE),VLOOKUP(Data!$W133,tabulka_panely_def,AC$1-18,FALSE))","v":{"$error":"#N/A"}},{"$f":"IF(Data!$W133<MIN(Panely!$A$9:$A$28),VLOOKUP(Data!$W133,tabulka_kce_def,AD$1-20,FALSE),VLOOKUP(Data!$W133,tabulka_panely_def,AD$1-18,FALSE))","v":{"$error":"#N/A"}},{"$f":"IF(Data!$W133<MIN(Panely!$A$9:$A$28),VLOOKUP(Data!$W133,tabulka_kce_def,AE$1-20,FALSE),VLOOKUP(Data!$W133,tabulka_panely_def,AE$1-18,FALSE))","v":{"$error":"#N/A"}},{"$f":"IF(Data!$W133<MIN(Panely!$A$9:$A$28),VLOOKUP(Data!$W133,tabulka_kce_def,AF$1-20,FALSE),VLOOKUP(Data!$W133,tabulka_panely_def,AF$1-18,FALSE))","v":{"$error":"#N/A"}},{"$f":"IF(Data!$W133<MIN(Panely!$A$9:$A$28),VLOOKUP(Data!$W133,tabulka_kce_def,AG$1-20,FALSE),VLOOKUP(Data!$W133,tabulka_panely_def,AG$1-18,FALSE))","v":{"$error":"#N/A"}},{"$f":"IF(Data!$W133<MIN(Panely!$A$9:$A$28),VLOOKUP(Data!$W133,tabulka_kce_def,AH$1-20,FALSE),VLOOKUP(Data!$W133,tabulka_panely_def,AH$1-18,FALSE))","v":{"$error":"#N/A"}},{"$f":"IF(Data!$W133<MIN(Panely!$A$9:$A$28),VLOOKUP(Data!$W133,tabulka_kce_def,AI$1-20,FALSE),VLOOKUP(Data!$W133,tabulka_panely_def,AI$1-18,FALSE))","v":{"$error":"#N/A"}},{"$f":"IF(Data!$W133<MIN(Panely!$A$9:$A$28),VLOOKUP(Data!$W133,tabulka_kce_def,AJ$1-20,FALSE),VLOOKUP(Data!$W133,tabulka_panely_def,AJ$1-18,FALSE))","v":{"$error":"#N/A"}},{"$f":"IF(Data!$W133<MIN(Panely!$A$9:$A$28),VLOOKUP(Data!$W133,tabulka_kce_def,AK$1-20,FALSE),VLOOKUP(Data!$W133,tabulka_panely_def,AK$1-18,FALSE))","v":{"$error":"#N/A"}},{"$f":"IF(Data!$W133<MIN(Panely!$A$9:$A$28),VLOOKUP(Data!$W133,tabulka_kce_def,AL$1-20,FALSE),VLOOKUP(Data!$W133,tabulka_panely_def,AL$1-18,FALSE))","v":{"$error":"#N/A"}},{"$f":"IF(Data!$W133<MIN(Panely!$A$9:$A$28),VLOOKUP(Data!$W133,tabulka_kce_def,AM$1-20,FALSE),VLOOKUP(Data!$W133,tabulka_panely_def,AM$1-18,FALSE))","v":{"$error":"#N/A"}},133,{"$f":"IF(Data!$W133<MIN(Panely!$A$9:$A$28),VLOOKUP(Data!$W133,tabulka_kce_def,63,FALSE),0)","v":0},{"$f":"IF(Data!$W133<MIN(Panely!$A$9:$A$28),VLOOKUP(Data!$W133,tabulka_kce_def,28,FALSE),1)","v":1},{"$f":"IF(Data!$W133<MIN(Panely!$A$9:$A$28),VLOOKUP(Data!$W133,tabulka_kce_def,23,FALSE),VLOOKUP(Data!$W133,tabulka_panely_def,24,FALSE))","v":{"$error":"#N/A"}},null,0,null,0,0,{"$error":"#N/A"},0,{"$f":"IF(AND(W133>MAX(Konstrukce!A:A),ISNUMBER(W133)),1,0)","v":0}]
[null,"=",{"$f":"IF(Data!$B134<MIN(Panely!$A$9:$A$28),VLOOKUP(Data!$B134,tabulka_kce_def,4,FALSE),VLOOKUP(Data!$B134,tabulka_panely_def,4,FALSE))","v":{"$error":"#N/A"}},{"$f":"IF(Data!$B134<MIN(Panely!$A$9:$A$28),VLOOKUP(Data!$B134,tabulka_kce_def,23,FALSE),VLOOKUP(Data!$B134,tabulka_panely_def,24,FALSE))","v":{"$error":"#N/A"}},{"$f":"IF(Data!$B134<MIN(Panely!$A$9:$A$28),VLOOKUP(Data!$B134,tabulka_kce_def,21,FALSE),VLOOKUP(Data!$B134,tabulka_panely_def,22,FALSE))","v":{"$error":"#N/A"}},{"$f":"IF(Data!$B134<MIN(Panely!$A$9:$A$28),VLOOKUP(Data!$B134,tabulka_kce_def,26,FALSE),VLOOKUP(Data!$B134,tabulka_panely_def,31,FALSE))","v":{"$error":"#N/A"}},{"$f":"IF(Data!$B134<MIN(Panely!$A$9:$A$28),VLOOKUP(Data!$B134,tabulka_kce_def,27,FALSE),VLOOKUP(Data!$B134,tabulka_panely_def,32,FALSE))","v":{"$error":"#N/A"}},{"$f":"IF(VLOOKUP(Data!$B134,tabulka_kce_def,3,FALSE)=\"\",Konstrukce!$G$1,IF(VLOOKUP(Data!$B134,tabulka_kce_def,3,FALSE)=\"z\",Konstrukce!$G$2,VLOOKUP(Data!$B134,tabulka_kce_def,3,FALSE)))","v":{"$error":"#N/A"}},{"$f":"IF(Data!$B134<MIN(Panely!$A$9:$A$28),0,VLOOKUP(Data!$B134,tabulka_panely_def,25,FALSE))","v":{"$error":"#N/A"}},{"$f":"IF(Data!$B134<MIN(Panely!$A$9:$A$28),VLOOKUP(Data!$B134,tabulka_kce_def,24,FALSE),VLOOKUP(Data!$B134,tabulka_panely_def,33,FALSE))","v":{"$error":"#N/A"}},{"$f":"Konstrukce!$D$1","v":15},{"$f":"Konstrukce!$D$2","v":15},{"$f":"Konstrukce!$G$1","v":0},{"$f":"IF(Data!$B134<MIN(Panely!$A$9:$A$28),VLOOKUP(Data!$B134,tabulka_kce_def,59,FALSE),VLOOKUP(Data!$B134,tabulka_panely_def,63,FALSE))","v":{"$error":"#N/A"}},{"$f":"IF(Data!$B134<MIN(Panely!$A$9:$A$28),VLOOKUP(Data!$B134,tabulka_kce_def,60,FALSE),VLOOKUP(Data!$B134,tabulka_panely_def,64,FALSE))","v":{"$error":"#N/A"}},{"$f":"IF(Data!$B134<MIN(Panely!$A$9:$A$28),VLOOKUP(Data!$B134,tabulka_kce_def,61,FALSE),VLOOKUP(Data!$B134,tabulka_panely_def,65,FALSE))","v":{"$error":"#N/A"}},{"$f":"IF(Data!$B134<MIN(Panely!$A$9:$A$28),VLOOKUP(Data!$B134,tabulka_kce_def,25,FALSE),0)","v":0},{"$error":"#N/A"},null,null,null,null,"=",{"$f":"IF(Data!$W134<MIN(Panely!$A$9:$A$28),VLOOKUP(Data!$W134,tabulka_kce_def,62,FALSE),VLOOKUP(Data!$W134,tabulka_panely_def,65,FALSE))","v":{"$error":"#N/A"}},{"$f":"IF(Data!$W134<MIN(Panely!$A$9:$A$28),VLOOKUP(Data!$W134,tabulka_kce_def,Y$1-20,FALSE),VLOOKUP(Data!$W134,tabulka_panely_def,Y$1-18,FALSE))","v":{"$error":"#N/A"}},{"$f":"IF(Data!$W134<MIN(Panely!$A$9:$A$28),VLOOKUP(Data!$W134,tabulka_kce_def,Z$1-20,FALSE),VLOOKUP(Data!$W134,tabulka_panely_def,Z$1-18,FALSE))","v":{"$error":"#N/A"}},{"$f":"IF(Data!$W134<MIN(Panely!$A$9:$A$28),VLOOKUP(Data!$W134,tabulka_kce_def,AA$1-20,FALSE),VLOOKUP(Data!$W134,tabulka_panely_def,AA$1-18,FALSE))","v":{"$error":"#N/A"}},{"$f":"IF(Data!$W134<MIN(Panely!$A$9:$A$28),VLOOKUP(Data!$W134,tabulka_kce_def,AB$1-20,FALSE),VLOOKUP(Data!$W134,tabulka_panely_def,AB$1-18,FALSE))","v":{"$error":"#N/A"}},{"$f":"IF(Data!$W134<MIN(Panely!$A$9:$A$28),VLOOKUP(Data!$W134,tabulka_kce_def,AC$1-20,FALSE),VLOOKUP(Data!$W134,tabulka_panely_def,AC$1-18,FALSE))","v":{"$error":"#N/A"}},{"$f":"IF(Data!$W134<MIN(Panely!$A$9:$A$28),VLOOKUP(Data!$W134,tabulka_kce_def,AD$1-20,FALSE),VLOOKUP(Data!$W134,tabulka_panely_def,AD$1-18,FALSE))","v":{"$error":"#N/A"}},{"$f":"IF(Data!$W134<MIN(Panely!$A$9:$A$28),VLOOKUP(Data!$W134,tabulka_kce_def,AE$1-20,FALSE),VLOOKUP(Data!$W134,tabulka_panely_def,AE$1-18,FALSE))","v":{"$error":"#N/A"}},{"$f":"IF(Data!$W134<MIN(Panely!$A$9:$A$28),VLOOKUP(Data!$W134,tabulka_kce_def,AF$1-20,FALSE),VLOOKUP(Data!$W134,tabulka_panely_def,AF$1-18,FALSE))","v":{"$error":"#N/A"}},{"$f":"IF(Data!$W134<MIN(Panely!$A$9:$A$28),VLOOKUP(Data!$W134,tabulka_kce_def,AG$1-20,FALSE),VLOOKUP(Data!$W134,tabulka_panely_def,AG$1-18,FALSE))","v":{"$error":"#N/A"}},{"$f":"IF(Data!$W134<MIN(Panely!$A$9:$A$28),VLOOKUP(Data!$W134,tabulka_kce_def,AH$1-20,FALSE),VLOOKUP(Data!$W134,tabulka_panely_def,AH$1-18,FALSE))","v":{"$error":"#N/A"}},{"$f":"IF(Data!$W134<MIN(Panely!$A$9:$A$28),VLOOKUP(Data!$W134,tabulka_kce_def,AI$1-20,FALSE),VLOOKUP(Data!$W134,tabulka_panely_def,AI$1-18,FALSE))","v":{"$error":"#N/A"}},{"$f":"IF(Data!$W134<MIN(Panely!$A$9:$A$28),VLOOKUP(Data!$W134,tabulka_kce_def,AJ$1-20,FALSE),VLOOKUP(Data!$W134,tabulka_panely_def,AJ$1-18,FALSE))","v":{"$error":"#N/A"}},{"$f":"IF(Data!$W134<MIN(Panely!$A$9:$A$28),VLOOKUP(Data!$W134,tabulka_kce_def,AK$1-20,FALSE),VLOOKUP(Data!$W134,tabulka_panely_def,AK$1-18,FALSE))","v":{"$error":"#N/A"}},{"$f":"IF(Data!$W134<MIN(Panely!$A$9:$A$28),VLOOKUP(Data!$W134,tabulka_kce_def,AL$1-20,FALSE),VLOOKUP(Data!$W134,tabulka_panely_def,AL$1-18,FALSE))","v":{"$error":"#N/A"}},{"$f":"IF(Data!$W134<MIN(Panely!$A$9:$A$28),VLOOKUP(Data!$W134,tabulka_kce_def,AM$1-20,FALSE),VLOOKUP(Data!$W134,tabulka_panely_def,AM$1-18,FALSE))","v":{"$error":"#N/A"}},134,{"$f":"IF(Data!$W134<MIN(Panely!$A$9:$A$28),VLOOKUP(Data!$W134,tabulka_kce_def,63,FALSE),0)","v":0},{"$f":"IF(Data!$W134<MIN(Panely!$A$9:$A$28),VLOOKUP(Data!$W134,tabulka_kce_def,28,FALSE),1)","v":1},{"$f":"IF(Data!$W134<MIN(Panely!$A$9:$A$28),VLOOKUP(Data!$W134,tabulka_kce_def,23,FALSE),VLOOKUP(Data!$W134,tabulka_panely_def,24,FALSE))","v":{"$error":"#N/A"}},null,0,null,0,0,{"$error":"#N/A"},0,{"$f":"IF(AND(W134>MAX(Konstrukce!A:A),ISNUMBER(W134)),1,0)","v":0}]
[null,"=",{"$f":"IF(Data!$B135<MIN(Panely!$A$9:$A$28),VLOOKUP(Data!$B135,tabulka_kce_def,4,FALSE),VLOOKUP(Data!$B135,tabulka_panely_def,4,FALSE))","v":{"$error":"#N/A"}},{"$f":"IF(Data!$B135<MIN(Panely!$A$9:$A$28),VLOOKUP(Data!$B135,tabulka_kce_def,23,FALSE),VLOOKUP(Data!$B135,tabulka_panely_def,24,FALSE))","v":{"$error":"#N/A"}},{"$f":"IF(Data!$B135<MIN(Panely!$A$9:$A$28),VLOOKUP(Data!$B135,tabulka_kce_def,21,FALSE),VLOOKUP(Data!$B135,tabulka_panely_def,22,FALSE))","v":{"$error":"#N/A"}},{"$f":"IF(Data!$B135<MIN(Panely!$A$9:$A$28),VLOOKUP(Data!$B135,tabulka_kce_def,26,FALSE),VLOOKUP(Data!$B135,tabulka_panely_def,31,FALSE))","v":{"$error":"#N/A"}},{"$f":"IF(Data!$B135<MIN(Panely!$A$9:$A$28),VLOOKUP(Data!$B135,tabulka_kce_def,27,FALSE),VLOOKUP(Data!$B135,tabulka_panely_def,32,FALSE))","v":{"$error":"#N/A"}},{"$f":"IF(VLOOKUP(Data!$B135,tabulka_kce_def,3,FALSE)=\"\",Konstrukce!$G$1,IF(VLOOKUP(Data!$B135,tabulka_kce_def,3,FALSE)=\"z\",Konstrukce!$G$2,VLOOKUP(Data!$B135,tabulka_kce_def,3,FALSE)))","v":{"$error":"#N/A"}},{"$f":"IF(Data!$B135<MIN(Panely!$A$9:$A$28),0,VLOOKUP(Data!$B135,tabulka_panely_def,25,FALSE))","v":{"$error":"#N/A"}},{"$f":"IF(Data!$B135<MIN(Panely!$A$9:$A$28),VLOOKUP(Data!$B135,tabulka_kce_def,24,FALSE),VLOOKUP(Data!$B135,tabulka_panely_def,33,FALSE))","v":{"$error":"#N/A"}},{"$f":"Konstrukce!$D$1","v":15},{"$f":"Konstrukce!$D$2","v":15},{"$f":"Konstrukce!$G$1","v":0},{"$f":"IF(Data!$B135<MIN(Panely!$A$9:$A$28),VLOOKUP(Data!$B135,tabulka_kce_def,59,FALSE),VLOOKUP(Data!$B135,tabulka_panely_def,63,FALSE))","v":{"$error":"#N/A"}},{"$f":"IF(Data!$B135<MIN(Panely!$A$9:$A$28),VLOOKUP(Data!$B135,tabulka_kce_def,60,FALSE),VLOOKUP(Data!$B135,tabulka_panely_def,64,FALSE))","v":{"$error":"#N/A"}},{"$f":"IF(Data!$B135<MIN(Panely!$A$9:$A$28),VLOOKUP(Data!$B135,tabulka_kce_def,61,FALSE),VLOOKUP(Data!$B135,tabulka_panely_def,65,FALSE))","v":{"$error":"#N/A"}},{"$f":"IF(Data!$B135<MIN(Panely!$A$9:$A$28),VLOOKUP(Data!$B135,tabulka_kce_def,25,FALSE),0)","v":0},{"$error":"#N/A"},null,null,null,null,"=",{"$f":"IF(Data!$W135<MIN(Panely!$A$9:$A$28),VLOOKUP(Data!$W135,tabulka_kce_def,62,FALSE),VLOOKUP(Data!$W135,tabulka_panely_def,65,FALSE))","v":{"$error":"#N/A"}},{"$f":"IF(Data!$W135<MIN(Panely!$A$9:$A$28),VLOOKUP(Data!$W135,tabulka_kce_def,Y$1-20,FALSE),VLOOKUP(Data!$W135,tabulka_panely_def,Y$1-18,FALSE))","v":{"$error":"#N/A"}},{"$f":"IF(Data!$W135<MIN(Panely!$A$9:$A$28),VLOOKUP(Data!$W135,tabulka_kce_def,Z$1-20,FALSE),VLOOKUP(Data!$W135,tabulka_panely_def,Z$1-18,FALSE))","v":{"$error":"#N/A"}},{"$f":"IF(Data!$W135<MIN(Panely!$A$9:$A$28),VLOOKUP(Data!$W135,tabulka_kce_def,AA$1-20,FALSE),VLOOKUP(Data!$W135,tabulka_panely_def,AA$1-18,FALSE))","v":{"$error":"#N/A"}},{"$f":"IF(Data!$W135<MIN(Panely!$A$9:$A$28),VLOOKUP(Data!$W135,tabulka_kce_def,AB$1-20,FALSE),VLOOKUP(Data!$W135,tabulka_panely_def,AB$1-18,FALSE))","v":{"$error":"#N/A"}},{"$f":"IF(Data!$W135<MIN(Panely!$A$9:$A$28),VLOOKUP(Data!$W135,tabulka_kce_def,AC$1-20,FALSE),VLOOKUP(Data!$W135,tabulka_panely_def,AC$1-18,FALSE))","v":{"$error":"#N/A"}},{"$f":"IF(Data!$W135<MIN(Panely!$A$9:$A$28),VLOOKUP(Data!$W135,tabulka_kce_def,AD$1-20,FALSE),VLOOKUP(Data!$W135,tabulka_panely_def,AD$1-18,FALSE))","v":{"$error":"#N/A"}},{"$f":"IF(Data!$W135<MIN(Panely!$A$9:$A$28),VLOOKUP(Data!$W135,tabulka_kce_def,AE$1-20,FALSE),VLOOKUP(Data!$W135,tabulka_panely_def,AE$1-18,FALSE))","v":{"$error":"#N/A"}},{"$f":"IF(Data!$W135<MIN(Panely!$A$9:$A$28),VLOOKUP(Data!$W135,tabulka_kce_def,AF$1-20,FALSE),VLOOKUP(Data!$W135,tabulka_panely_def,AF$1-18,FALSE))","v":{"$error":"#N/A"}},{"$f":"IF(Data!$W135<MIN(Panely!$A$9:$A$28),VLOOKUP(Data!$W135,tabulka_kce_def,AG$1-20,FALSE),VLOOKUP(Data!$W135,tabulka_panely_def,AG$1-18,FALSE))","v":{"$error":"#N/A"}},{"$f":"IF(Data!$W135<MIN(Panely!$A$9:$A$28),VLOOKUP(Data!$W135,tabulka_kce_def,AH$1-20,FALSE),VLOOKUP(Data!$W135,tabulka_panely_def,AH$1-18,FALSE))","v":{"$error":"#N/A"}},{"$f":"IF(Data!$W135<MIN(Panely!$A$9:$A$28),VLOOKUP(Data!$W135,tabulka_kce_def,AI$1-20,FALSE),VLOOKUP(Data!$W135,tabulka_panely_def,AI$1-18,FALSE))","v":{"$error":"#N/A"}},{"$f":"IF(Data!$W135<MIN(Panely!$A$9:$A$28),VLOOKUP(Data!$W135,tabulka_kce_def,AJ$1-20,FALSE),VLOOKUP(Data!$W135,tabulka_panely_def,AJ$1-18,FALSE))","v":{"$error":"#N/A"}},{"$f":"IF(Data!$W135<MIN(Panely!$A$9:$A$28),VLOOKUP(Data!$W135,tabulka_kce_def,AK$1-20,FALSE),VLOOKUP(Data!$W135,tabulka_panely_def,AK$1-18,FALSE))","v":{"$error":"#N/A"}},{"$f":"IF(Data!$W135<MIN(Panely!$A$9:$A$28),VLOOKUP(Data!$W135,tabulka_kce_def,AL$1-20,FALSE),VLOOKUP(Data!$W135,tabulka_panely_def,AL$1-18,FALSE))","v":{"$error":"#N/A"}},{"$f":"IF(Data!$W135<MIN(Panely!$A$9:$A$28),VLOOKUP(Data!$W135,tabulka_kce_def,AM$1-20,FALSE),VLOOKUP(Data!$W135,tabulka_panely_def,AM$1-18,FALSE))","v":{"$error":"#N/A"}},135,{"$f":"IF(Data!$W135<MIN(Panely!$A$9:$A$28),VLOOKUP(Data!$W135,tabulka_kce_def,63,FALSE),0)","v":0},{"$f":"IF(Data!$W135<MIN(Panely!$A$9:$A$28),VLOOKUP(Data!$W135,tabulka_kce_def,28,FALSE),1)","v":1},{"$f":"IF(Data!$W135<MIN(Panely!$A$9:$A$28),VLOOKUP(Data!$W135,tabulka_kce_def,23,FALSE),VLOOKUP(Data!$W135,tabulka_panely_def,24,FALSE))","v":{"$error":"#N/A"}},null,0,null,0,0,{"$error":"#N/A"},0,{"$f":"IF(AND(W135>MAX(Konstrukce!A:A),ISNUMBER(W135)),1,0)","v":0}]
[null,"=",{"$f":"IF(Data!$B136<MIN(Panely!$A$9:$A$28),VLOOKUP(Data!$B136,tabulka_kce_def,4,FALSE),VLOOKUP(Data!$B136,tabulka_panely_def,4,FALSE))","v":{"$error":"#N/A"}},{"$f":"IF(Data!$B136<MIN(Panely!$A$9:$A$28),VLOOKUP(Data!$B136,tabulka_kce_def,23,FALSE),VLOOKUP(Data!$B136,tabulka_panely_def,24,FALSE))","v":{"$error":"#N/A"}},{"$f":"IF(Data!$B136<MIN(Panely!$A$9:$A$28),VLOOKUP(Data!$B136,tabulka_kce_def,21,FALSE),VLOOKUP(Data!$B136,tabulka_panely_def,22,FALSE))","v":{"$error":"#N/A"}},{"$f":"IF(Data!$B136<MIN(Panely!$A$9:$A$28),VLOOKUP(Data!$B136,tabulka_kce_def,26,FALSE),VLOOKUP(Data!$B136,tabulka_panely_def,31,FALSE))","v":{"$error":"#N/A"}},{"$f":"IF(Data!$B136<MIN(Panely!$A$9:$A$28),VLOOKUP(Data!$B136,tabulka_kce_def,27,FALSE),VLOOKUP(Data!$B136,tabulka_panely_def,32,FALSE))","v":{"$error":"#N/A"}},{"$f":"IF(VLOOKUP(Data!$B136,tabulka_kce_def,3,FALSE)=\"\",Konstrukce!$G$1,IF(VLOOKUP(Data!$B136,tabulka_kce_def,3,FALSE)=\"z\",Konstrukce!$G$2,VLOOKUP(Data!$B136,tabulka_kce_def,3,FALSE)))","v":{"$error":"#N/A"}},{"$f":"IF(Data!$B136<MIN(Panely!$A$9:$A$28),0,VLOOKUP(Data!$B136,tabulka_panely_def,25,FALSE))","v":{"$error":"#N/A"}},{"$f":"IF(Data!$B136<MIN(Panely!$A$9:$A$28),VLOOKUP(Data!$B136,tabulka_kce_def,24,FALSE),VLOOKUP(Data!$B136,tabulka_panely_def,33,FALSE))","v":{"$error":"#N/A"}},{"$f":"Konstrukce!$D$1","v":15},{"$f":"Konstrukce!$D$2","v":15},{"$f":"Konstrukce!$G$1","v":0},{"$f":"IF(Data!$B136<MIN(Panely!$A$9:$A$28),VLOOKUP(Data!$B136,tabulka_kce_def,59,FALSE),VLOOKUP(Data!$B136,tabulka_panely_def,63,FALSE))","v":{"$error":"#N/A"}},{"$f":"IF(Data!$B136<MIN(Panely!$A$9:$A$28),VLOOKUP(Data!$B136,tabulka_kce_def,60,FALSE),VLOOKUP(Data!$B136,tabulka_panely_def,64,FALSE))","v":{"$error":"#N/A"}},{"$f":"IF(Data!$B136<MIN(Panely!$A$9:$A$28),VLOOKUP(Data!$B136,tabulka_kce_def,61,FALSE),VLOOKUP(Data!$B136,tabulka_panely_def,65,FALSE))","v":{"$error":"#N/A"}},{"$f":"IF(Data!$B136<MIN(Panely!$A$9:$A$28),VLOOKUP(Data!$B136,tabulka_kce_def,25,FALSE),0)","v":0},{"$error":"#N/A"},null,null,null,null,"=",{"$f":"IF(Data!$W136<MIN(Panely!$A$9:$A$28),VLOOKUP(Data!$W136,tabulka_kce_def,62,FALSE),VLOOKUP(Data!$W136,tabulka_panely_def,65,FALSE))","v":{"$error":"#N/A"}},{"$f":"IF(Data!$W136<MIN(Panely!$A$9:$A$28),VLOOKUP(Data!$W136,tabulka_kce_def,Y$1-20,FALSE),VLOOKUP(Data!$W136,tabulka_panely_def,Y$1-18,FALSE))","v":{"$error":"#N/A"}},{"$f":"IF(Data!$W136<MIN(Panely!$A$9:$A$28),VLOOKUP(Data!$W136,tabulka_kce_def,Z$1-20,FALSE),VLOOKUP(Data!$W136,tabulka_panely_def,Z$1-18,FALSE))","v":{"$error":"#N/A"}},{"$f":"IF(Data!$W136<MIN(Panely!$A$9:$A$28),VLOOKUP(Data!$W136,tabulka_kce_def,AA$1-20,FALSE),VLOOKUP(Data!$W136,tabulka_panely_def,AA$1-18,FALSE))","v":{"$error":"#N/A"}},{"$f":"IF(Data!$W136<MIN(Panely!$A$9:$A$28),VLOOKUP(Data!$W136,tabulka_kce_def,AB$1-20,FALSE),VLOOKUP(Data!$W136,tabulka_panely_def,AB$1-18,FALSE))","v":{"$error":"#N/A"}},{"$f":"IF(Data!$W136<MIN(Panely!$A$9:$A$28),VLOOKUP(Data!$W136,tabulka_kce_def,AC$1-20,FALSE),VLOOKUP(Data!$W136,tabulka_panely_def,AC$1-18,FALSE))","v":{"$error":"#N/A"}},{"$f":"IF(Data!$W136<MIN(Panely!$A$9:$A$28),VLOOKUP(Data!$W136,tabulka_kce_def,AD$1-20,FALSE),VLOOKUP(Data!$W136,tabulka_panely_def,AD$1-18,FALSE))","v":{"$error":"#N/A"}},{"$f":"IF(Data!$W136<MIN(Panely!$A$9:$A$28),VLOOKUP(Data!$W136,tabulka_kce_def,AE$1-20,FALSE),VLOOKUP(Data!$W136,tabulka_panely_def,AE$1-18,FALSE))","v":{"$error":"#N/A"}},{"$f":"IF(Data!$W136<MIN(Panely!$A$9:$A$28),VLOOKUP(Data!$W136,tabulka_kce_def,AF$1-20,FALSE),VLOOKUP(Data!$W136,tabulka_panely_def,AF$1-18,FALSE))","v":{"$error":"#N/A"}},{"$f":"IF(Data!$W136<MIN(Panely!$A$9:$A$28),VLOOKUP(Data!$W136,tabulka_kce_def,AG$1-20,FALSE),VLOOKUP(Data!$W136,tabulka_panely_def,AG$1-18,FALSE))","v":{"$error":"#N/A"}},{"$f":"IF(Data!$W136<MIN(Panely!$A$9:$A$28),VLOOKUP(Data!$W136,tabulka_kce_def,AH$1-20,FALSE),VLOOKUP(Data!$W136,tabulka_panely_def,AH$1-18,FALSE))","v":{"$error":"#N/A"}},{"$f":"IF(Data!$W136<MIN(Panely!$A$9:$A$28),VLOOKUP(Data!$W136,tabulka_kce_def,AI$1-20,FALSE),VLOOKUP(Data!$W136,tabulka_panely_def,AI$1-18,FALSE))","v":{"$error":"#N/A"}},{"$f":"IF(Data!$W136<MIN(Panely!$A$9:$A$28),VLOOKUP(Data!$W136,tabulka_kce_def,AJ$1-20,FALSE),VLOOKUP(Data!$W136,tabulka_panely_def,AJ$1-18,FALSE))","v":{"$error":"#N/A"}},{"$f":"IF(Data!$W136<MIN(Panely!$A$9:$A$28),VLOOKUP(Data!$W136,tabulka_kce_def,AK$1-20,FALSE),VLOOKUP(Data!$W136,tabulka_panely_def,AK$1-18,FALSE))","v":{"$error":"#N/A"}},{"$f":"IF(Data!$W136<MIN(Panely!$A$9:$A$28),VLOOKUP(Data!$W136,tabulka_kce_def,AL$1-20,FALSE),VLOOKUP(Data!$W136,tabulka_panely_def,AL$1-18,FALSE))","v":{"$error":"#N/A"}},{"$f":"IF(Data!$W136<MIN(Panely!$A$9:$A$28),VLOOKUP(Data!$W136,tabulka_kce_def,AM$1-20,FALSE),VLOOKUP(Data!$W136,tabulka_panely_def,AM$1-18,FALSE))","v":{"$error":"#N/A"}},136,{"$f":"IF(Data!$W136<MIN(Panely!$A$9:$A$28),VLOOKUP(Data!$W136,tabulka_kce_def,63,FALSE),0)","v":0},{"$f":"IF(Data!$W136<MIN(Panely!$A$9:$A$28),VLOOKUP(Data!$W136,tabulka_kce_def,28,FALSE),1)","v":1},{"$f":"IF(Data!$W136<MIN(Panely!$A$9:$A$28),VLOOKUP(Data!$W136,tabulka_kce_def,23,FALSE),VLOOKUP(Data!$W136,tabulka_panely_def,24,FALSE))","v":{"$error":"#N/A"}},null,0,null,0,0,{"$error":"#N/A"},0,{"$f":"IF(AND(W136>MAX(Konstrukce!A:A),ISNUMBER(W136)),1,0)","v":0}]
[null,"=",{"$f":"IF(Data!$B137<MIN(Panely!$A$9:$A$28),VLOOKUP(Data!$B137,tabulka_kce_def,4,FALSE),VLOOKUP(Data!$B137,tabulka_panely_def,4,FALSE))","v":{"$error":"#N/A"}},{"$f":"IF(Data!$B137<MIN(Panely!$A$9:$A$28),VLOOKUP(Data!$B137,tabulka_kce_def,23,FALSE),VLOOKUP(Data!$B137,tabulka_panely_def,24,FALSE))","v":{"$error":"#N/A"}},{"$f":"IF(Data!$B137<MIN(Panely!$A$9:$A$28),VLOOKUP(Data!$B137,tabulka_kce_def,21,FALSE),VLOOKUP(Data!$B137,tabulka_panely_def,22,FALSE))","v":{"$error":"#N/A"}},{"$f":"IF(Data!$B137<MIN(Panely!$A$9:$A$28),VLOOKUP(Data!$B137,tabulka_kce_def,26,FALSE),VLOOKUP(Data!$B137,tabulka_panely_def,31,FALSE))","v":{"$error":"#N/A"}},{"$f":"IF(Data!$B137<MIN(Panely!$A$9:$A$28),VLOOKUP(Data!$B137,tabulka_kce_def,27,FALSE),VLOOKUP(Data!$B137,tabulka_panely_def,32,FALSE))","v":{"$error":"#N/A"}},{"$f":"IF(VLOOKUP(Data!$B137,tabulka_kce_def,3,FALSE)=\"\",Konstrukce!$G$1,IF(VLOOKUP(Data!$B137,tabulka_kce_def,3,FALSE)=\"z\",Konstrukce!$G$2,VLOOKUP(Data!$B137,tabulka_kce_def,3,FALSE)))","v":{"$error":"#N/A"}},{"$f":"IF(Data!$B137<MIN(Panely!$A$9:$A$28),0,VLOOKUP(Data!$B137,tabulka_panely_def,25,FALSE))","v":{"$error":"#N/A"}},{"$f":"IF(Data!$B137<MIN(Panely!$A$9:$A$28),VLOOKUP(Data!$B137,tabulka_kce_def,24,FALSE),VLOOKUP(Data!$B137,tabulka_panely_def,33,FALSE))","v":{"$error":"#N/A"}},{"$f":"Konstrukce!$D$1","v":15},{"$f":"Konstrukce!$D$2","v":15},{"$f":"Konstrukce!$G$1","v":0},{"$f":"IF(Data!$B137<MIN(Panely!$A$9:$A$28),VLOOKUP(Data!$B137,tabulka_kce_def,59,FALSE),VLOOKUP(Data!$B137,tabulka_panely_def,63,FALSE))","v":{"$error":"#N/A"}},{"$f":"IF(Data!$B137<MIN(Panely!$A$9:$A$28),VLOOKUP(Data!$B137,tabulka_kce_def,60,FALSE),VLOOKUP(Data!$B137,tabulka_panely_def,64,FALSE))","v":{"$error":"#N/A"}},{"$f":"IF(Data!$B137<MIN(Panely!$A$9:$A$28),VLOOKUP(Data!$B137,tabulka_kce_def,61,FALSE),VLOOKUP(Data!$B137,tabulka_panely_def,65,FALSE))","v":{"$error":"#N/A"}},{"$f":"IF(Data!$B137<MIN(Panely!$A$9:$A$28),VLOOKUP(Data!$B137,tabulka_kce_def,25,FALSE),0)","v":0},{"$error":"#N/A"},null,null,null,null,"=",{"$f":"IF(Data!$W137<MIN(Panely!$A$9:$A$28),VLOOKUP(Data!$W137,tabulka_kce_def,62,FALSE),VLOOKUP(Data!$W137,tabulka_panely_def,65,FALSE))","v":{"$error":"#N/A"}},{"$f":"IF(Data!$W137<MIN(Panely!$A$9:$A$28),VLOOKUP(Data!$W137,tabulka_kce_def,Y$1-20,FALSE),VLOOKUP(Data!$W137,tabulka_panely_def,Y$1-18,FALSE))","v":{"$error":"#N/A"}},{"$f":"IF(Data!$W137<MIN(Panely!$A$9:$A$28),VLOOKUP(Data!$W137,tabulka_kce_def,Z$1-20,FALSE),VLOOKUP(Data!$W137,tabulka_panely_def,Z$1-18,FALSE))","v":{"$error":"#N/A"}},{"$f":"IF(Data!$W137<MIN(Panely!$A$9:$A$28),VLOOKUP(Data!$W137,tabulka_kce_def,AA$1-20,FALSE),VLOOKUP(Data!$W137,tabulka_panely_def,AA$1-18,FALSE))","v":{"$error":"#N/A"}},{"$f":"IF(Data!$W137<MIN(Panely!$A$9:$A$28),VLOOKUP(Data!$W137,tabulka_kce_def,AB$1-20,FALSE),VLOOKUP(Data!$W137,tabulka_panely_def,AB$1-18,FALSE))","v":{"$error":"#N/A"}},{"$f":"IF(Data!$W137<MIN(Panely!$A$9:$A$28),VLOOKUP(Data!$W137,tabulka_kce_def,AC$1-20,FALSE),VLOOKUP(Data!$W137,tabulka_panely_def,AC$1-18,FALSE))","v":{"$error":"#N/A"}},{"$f":"IF(Data!$W137<MIN(Panely!$A$9:$A$28),VLOOKUP(Data!$W137,tabulka_kce_def,AD$1-20,FALSE),VLOOKUP(Data!$W137,tabulka_panely_def,AD$1-18,FALSE))","v":{"$error":"#N/A"}},{"$f":"IF(Data!$W137<MIN(Panely!$A$9:$A$28),VLOOKUP(Data!$W137,tabulka_kce_def,AE$1-20,FALSE),VLOOKUP(Data!$W137,tabulka_panely_def,AE$1-18,FALSE))","v":{"$error":"#N/A"}},{"$f":"IF(Data!$W137<MIN(Panely!$A$9:$A$28),VLOOKUP(Data!$W137,tabulka_kce_def,AF$1-20,FALSE),VLOOKUP(Data!$W137,tabulka_panely_def,AF$1-18,FALSE))","v":{"$error":"#N/A"}},{"$f":"IF(Data!$W137<MIN(Panely!$A$9:$A$28),VLOOKUP(Data!$W137,tabulka_kce_def,AG$1-20,FALSE),VLOOKUP(Data!$W137,tabulka_panely_def,AG$1-18,FALSE))","v":{"$error":"#N/A"}},{"$f":"IF(Data!$W137<MIN(Panely!$A$9:$A$28),VLOOKUP(Data!$W137,tabulka_kce_def,AH$1-20,FALSE),VLOOKUP(Data!$W137,tabulka_panely_def,AH$1-18,FALSE))","v":{"$error":"#N/A"}},{"$f":"IF(Data!$W137<MIN(Panely!$A$9:$A$28),VLOOKUP(Data!$W137,tabulka_kce_def,AI$1-20,FALSE),VLOOKUP(Data!$W137,tabulka_panely_def,AI$1-18,FALSE))","v":{"$error":"#N/A"}},{"$f":"IF(Data!$W137<MIN(Panely!$A$9:$A$28),VLOOKUP(Data!$W137,tabulka_kce_def,AJ$1-20,FALSE),VLOOKUP(Data!$W137,tabulka_panely_def,AJ$1-18,FALSE))","v":{"$error":"#N/A"}},{"$f":"IF(Data!$W137<MIN(Panely!$A$9:$A$28),VLOOKUP(Data!$W137,tabulka_kce_def,AK$1-20,FALSE),VLOOKUP(Data!$W137,tabulka_panely_def,AK$1-18,FALSE))","v":{"$error":"#N/A"}},{"$f":"IF(Data!$W137<MIN(Panely!$A$9:$A$28),VLOOKUP(Data!$W137,tabulka_kce_def,AL$1-20,FALSE),VLOOKUP(Data!$W137,tabulka_panely_def,AL$1-18,FALSE))","v":{"$error":"#N/A"}},{"$f":"IF(Data!$W137<MIN(Panely!$A$9:$A$28),VLOOKUP(Data!$W137,tabulka_kce_def,AM$1-20,FALSE),VLOOKUP(Data!$W137,tabulka_panely_def,AM$1-18,FALSE))","v":{"$error":"#N/A"}},137,{"$f":"IF(Data!$W137<MIN(Panely!$A$9:$A$28),VLOOKUP(Data!$W137,tabulka_kce_def,63,FALSE),0)","v":0},{"$f":"IF(Data!$W137<MIN(Panely!$A$9:$A$28),VLOOKUP(Data!$W137,tabulka_kce_def,28,FALSE),1)","v":1},{"$f":"IF(Data!$W137<MIN(Panely!$A$9:$A$28),VLOOKUP(Data!$W137,tabulka_kce_def,23,FALSE),VLOOKUP(Data!$W137,tabulka_panely_def,24,FALSE))","v":{"$error":"#N/A"}},null,0,null,0,0,{"$error":"#N/A"},0,{"$f":"IF(AND(W137>MAX(Konstrukce!A:A),ISNUMBER(W137)),1,0)","v":0}]
[null,"=",{"$f":"IF(Data!$B138<MIN(Panely!$A$9:$A$28),VLOOKUP(Data!$B138,tabulka_kce_def,4,FALSE),VLOOKUP(Data!$B138,tabulka_panely_def,4,FALSE))","v":{"$error":"#N/A"}},{"$f":"IF(Data!$B138<MIN(Panely!$A$9:$A$28),VLOOKUP(Data!$B138,tabulka_kce_def,23,FALSE),VLOOKUP(Data!$B138,tabulka_panely_def,24,FALSE))","v":{"$error":"#N/A"}},{"$f":"IF(Data!$B138<MIN(Panely!$A$9:$A$28),VLOOKUP(Data!$B138,tabulka_kce_def,21,FALSE),VLOOKUP(Data!$B138,tabulka_panely_def,22,FALSE))","v":{"$error":"#N/A"}},{"$f":"IF(Data!$B138<MIN(Panely!$A$9:$A$28),VLOOKUP(Data!$B138,tabulka_kce_def,26,FALSE),VLOOKUP(Data!$B138,tabulka_panely_def,31,FALSE))","v":{"$error":"#N/A"}},{"$f":"IF(Data!$B138<MIN(Panely!$A$9:$A$28),VLOOKUP(Data!$B138,tabulka_kce_def,27,FALSE),VLOOKUP(Data!$B138,tabulka_panely_def,32,FALSE))","v":{"$error":"#N/A"}},{"$f":"IF(VLOOKUP(Data!$B138,tabulka_kce_def,3,FALSE)=\"\",Konstrukce!$G$1,IF(VLOOKUP(Data!$B138,tabulka_kce_def,3,FALSE)=\"z\",Konstrukce!$G$2,VLOOKUP(Data!$B138,tabulka_kce_def,3,FALSE)))","v":{"$error":"#N/A"}},{"$f":"IF(Data!$B138<MIN(Panely!$A$9:$A$28),0,VLOOKUP(Data!$B138,tabulka_panely_def,25,FALSE))","v":{"$error":"#N/A"}},{"$f":"IF(Data!$B138<MIN(Panely!$A$9:$A$28),VLOOKUP(Data!$B138,tabulka_kce_def,24,FALSE),VLOOKUP(Data!$B138,tabulka_panely_def,33,FALSE))","v":{"$error":"#N/A"}},{"$f":"Konstrukce!$D$1","v":15},{"$f":"Konstrukce!$D$2","v":15},{"$f":"Konstrukce!$G$1","v":0},{"$f":"IF(Data!$B138<MIN(Panely!$A$9:$A$28),VLOOKUP(Data!$B138,tabulka_kce_def,59,FALSE),VLOOKUP(Data!$B138,tabulka_panely_def,63,FALSE))","v":{"$error":"#N/A"}},{"$f":"IF(Data!$B138<MIN(Panely!$A$9:$A$28),VLOOKUP(Data!$B138,tabulka_kce_def,60,FALSE),VLOOKUP(Data!$B138,tabulka_panely_def,64,FALSE))","v":{"$error":"#N/A"}},{"$f":"IF(Data!$B138<MIN(Panely!$A$9:$A$28),VLOOKUP(Data!$B138,tabulka_kce_def,61,FALSE),VLOOKUP(Data!$B138,tabulka_panely_def,65,FALSE))","v":{"$error":"#N/A"}},{"$f":"IF(Data!$B138<MIN(Panely!$A$9:$A$28),VLOOKUP(Data!$B138,tabulka_kce_def,25,FALSE),0)","v":0},{"$error":"#N/A"},null,null,null,null,"=",{"$f":"IF(Data!$W138<MIN(Panely!$A$9:$A$28),VLOOKUP(Data!$W138,tabulka_kce_def,62,FALSE),VLOOKUP(Data!$W138,tabulka_panely_def,65,FALSE))","v":{"$error":"#N/A"}},{"$f":"IF(Data!$W138<MIN(Panely!$A$9:$A$28),VLOOKUP(Data!$W138,tabulka_kce_def,Y$1-20,FALSE),VLOOKUP(Data!$W138,tabulka_panely_def,Y$1-18,FALSE))","v":{"$error":"#N/A"}},{"$f":"IF(Data!$W138<MIN(Panely!$A$9:$A$28),VLOOKUP(Data!$W138,tabulka_kce_def,Z$1-20,FALSE),VLOOKUP(Data!$W138,tabulka_panely_def,Z$1-18,FALSE))","v":{"$error":"#N/A"}},{"$f":"IF(Data!$W138<MIN(Panely!$A$9:$A$28),VLOOKUP(Data!$W138,tabulka_kce_def,AA$1-20,FALSE),VLOOKUP(Data!$W138,tabulka_panely_def,AA$1-18,FALSE))","v":{"$error":"#N/A"}},{"$f":"IF(Data!$W138<MIN(Panely!$A$9:$A$28),VLOOKUP(Data!$W138,tabulka_kce_def,AB$1-20,FALSE),VLOOKUP(Data!$W138,tabulka_panely_def,AB$1-18,FALSE))","v":{"$error":"#N/A"}},{"$f":"IF(Data!$W138<MIN(Panely!$A$9:$A$28),VLOOKUP(Data!$W138,tabulka_kce_def,AC$1-20,FALSE),VLOOKUP(Data!$W138,tabulka_panely_def,AC$1-18,FALSE))","v":{"$error":"#N/A"}},{"$f":"IF(Data!$W138<MIN(Panely!$A$9:$A$28),VLOOKUP(Data!$W138,tabulka_kce_def,AD$1-20,FALSE),VLOOKUP(Data!$W138,tabulka_panely_def,AD$1-18,FALSE))","v":{"$error":"#N/A"}},{"$f":"IF(Data!$W138<MIN(Panely!$A$9:$A$28),VLOOKUP(Data!$W138,tabulka_kce_def,AE$1-20,FALSE),VLOOKUP(Data!$W138,tabulka_panely_def,AE$1-18,FALSE))","v":{"$error":"#N/A"}},{"$f":"IF(Data!$W138<MIN(Panely!$A$9:$A$28),VLOOKUP(Data!$W138,tabulka_kce_def,AF$1-20,FALSE),VLOOKUP(Data!$W138,tabulka_panely_def,AF$1-18,FALSE))","v":{"$error":"#N/A"}},{"$f":"IF(Data!$W138<MIN(Panely!$A$9:$A$28),VLOOKUP(Data!$W138,tabulka_kce_def,AG$1-20,FALSE),VLOOKUP(Data!$W138,tabulka_panely_def,AG$1-18,FALSE))","v":{"$error":"#N/A"}},{"$f":"IF(Data!$W138<MIN(Panely!$A$9:$A$28),VLOOKUP(Data!$W138,tabulka_kce_def,AH$1-20,FALSE),VLOOKUP(Data!$W138,tabulka_panely_def,AH$1-18,FALSE))","v":{"$error":"#N/A"}},{"$f":"IF(Data!$W138<MIN(Panely!$A$9:$A$28),VLOOKUP(Data!$W138,tabulka_kce_def,AI$1-20,FALSE),VLOOKUP(Data!$W138,tabulka_panely_def,AI$1-18,FALSE))","v":{"$error":"#N/A"}},{"$f":"IF(Data!$W138<MIN(Panely!$A$9:$A$28),VLOOKUP(Data!$W138,tabulka_kce_def,AJ$1-20,FALSE),VLOOKUP(Data!$W138,tabulka_panely_def,AJ$1-18,FALSE))","v":{"$error":"#N/A"}},{"$f":"IF(Data!$W138<MIN(Panely!$A$9:$A$28),VLOOKUP(Data!$W138,tabulka_kce_def,AK$1-20,FALSE),VLOOKUP(Data!$W138,tabulka_panely_def,AK$1-18,FALSE))","v":{"$error":"#N/A"}},{"$f":"IF(Data!$W138<MIN(Panely!$A$9:$A$28),VLOOKUP(Data!$W138,tabulka_kce_def,AL$1-20,FALSE),VLOOKUP(Data!$W138,tabulka_panely_def,AL$1-18,FALSE))","v":{"$error":"#N/A"}},{"$f":"IF(Data!$W138<MIN(Panely!$A$9:$A$28),VLOOKUP(Data!$W138,tabulka_kce_def,AM$1-20,FALSE),VLOOKUP(Data!$W138,tabulka_panely_def,AM$1-18,FALSE))","v":{"$error":"#N/A"}},138,{"$f":"IF(Data!$W138<MIN(Panely!$A$9:$A$28),VLOOKUP(Data!$W138,tabulka_kce_def,63,FALSE),0)","v":0},{"$f":"IF(Data!$W138<MIN(Panely!$A$9:$A$28),VLOOKUP(Data!$W138,tabulka_kce_def,28,FALSE),1)","v":1},{"$f":"IF(Data!$W138<MIN(Panely!$A$9:$A$28),VLOOKUP(Data!$W138,tabulka_kce_def,23,FALSE),VLOOKUP(Data!$W138,tabulka_panely_def,24,FALSE))","v":{"$error":"#N/A"}},null,0,null,0,0,{"$error":"#N/A"},0,{"$f":"IF(AND(W138>MAX(Konstrukce!A:A),ISNUMBER(W138)),1,0)","v":0}]
[null,"=",{"$f":"IF(Data!$B139<MIN(Panely!$A$9:$A$28),VLOOKUP(Data!$B139,tabulka_kce_def,4,FALSE),VLOOKUP(Data!$B139,tabulka_panely_def,4,FALSE))","v":{"$error":"#N/A"}},{"$f":"IF(Data!$B139<MIN(Panely!$A$9:$A$28),VLOOKUP(Data!$B139,tabulka_kce_def,23,FALSE),VLOOKUP(Data!$B139,tabulka_panely_def,24,FALSE))","v":{"$error":"#N/A"}},{"$f":"IF(Data!$B139<MIN(Panely!$A$9:$A$28),VLOOKUP(Data!$B139,tabulka_kce_def,21,FALSE),VLOOKUP(Data!$B139,tabulka_panely_def,22,FALSE))","v":{"$error":"#N/A"}},{"$f":"IF(Data!$B139<MIN(Panely!$A$9:$A$28),VLOOKUP(Data!$B139,tabulka_kce_def,26,FALSE),VLOOKUP(Data!$B139,tabulka_panely_def,31,FALSE))","v":{"$error":"#N/A"}},{"$f":"IF(Data!$B139<MIN(Panely!$A$9:$A$28),VLOOKUP(Data!$B139,tabulka_kce_def,27,FALSE),VLOOKUP(Data!$B139,tabulka_panely_def,32,FALSE))","v":{"$error":"#N/A"}},{"$f":"IF(VLOOKUP(Data!$B139,tabulka_kce_def,3,FALSE)=\"\",Konstrukce!$G$1,IF(VLOOKUP(Data!$B139,tabulka_kce_def,3,FALSE)=\"z\",Konstrukce!$G$2,VLOOKUP(Data!$B139,tabulka_kce_def,3,FALSE)))","v":{"$error":"#N/A"}},{"$f":"IF(Data!$B139<MIN(Panely!$A$9:$A$28),0,VLOOKUP(Data!$B139,tabulka_panely_def,25,FALSE))","v":{"$error":"#N/A"}},{"$f":"IF(Data!$B139<MIN(Panely!$A$9:$A$28),VLOOKUP(Data!$B139,tabulka_kce_def,24,FALSE),VLOOKUP(Data!$B139,tabulka_panely_def,33,FALSE))","v":{"$error":"#N/A"}},{"$f":"Konstrukce!$D$1","v":15},{"$f":"Konstrukce!$D$2","v":15},{"$f":"Konstrukce!$G$1","v":0},{"$f":"IF(Data!$B139<MIN(Panely!$A$9:$A$28),VLOOKUP(Data!$B139,tabulka_kce_def,59,FALSE),VLOOKUP(Data!$B139,tabulka_panely_def,63,FALSE))","v":{"$error":"#N/A"}},{"$f":"IF(Data!$B139<MIN(Panely!$A$9:$A$28),VLOOKUP(Data!$B139,tabulka_kce_def,60,FALSE),VLOOKUP(Data!$B139,tabulka_panely_def,64,FALSE))","v":{"$error":"#N/A"}},{"$f":"IF(Data!$B139<MIN(Panely!$A$9:$A$28),VLOOKUP(Data!$B139,tabulka_kce_def,61,FALSE),VLOOKUP(Data!$B139,tabulka_panely_def,65,FALSE))","v":{"$error":"#N/A"}},{"$f":"IF(Data!$B139<MIN(Panely!$A$9:$A$28),VLOOKUP(Data!$B139,tabulka_kce_def,25,FALSE),0)","v":0},{"$error":"#N/A"},null,null,null,null,"=",{"$f":"IF(Data!$W139<MIN(Panely!$A$9:$A$28),VLOOKUP(Data!$W139,tabulka_kce_def,62,FALSE),VLOOKUP(Data!$W139,tabulka_panely_def,65,FALSE))","v":{"$error":"#N/A"}},{"$f":"IF(Data!$W139<MIN(Panely!$A$9:$A$28),VLOOKUP(Data!$W139,tabulka_kce_def,Y$1-20,FALSE),VLOOKUP(Data!$W139,tabulka_panely_def,Y$1-18,FALSE))","v":{"$error":"#N/A"}},{"$f":"IF(Data!$W139<MIN(Panely!$A$9:$A$28),VLOOKUP(Data!$W139,tabulka_kce_def,Z$1-20,FALSE),VLOOKUP(Data!$W139,tabulka_panely_def,Z$1-18,FALSE))","v":{"$error":"#N/A"}},{"$f":"IF(Data!$W139<MIN(Panely!$A$9:$A$28),VLOOKUP(Data!$W139,tabulka_kce_def,AA$1-20,FALSE),VLOOKUP(Data!$W139,tabulka_panely_def,AA$1-18,FALSE))","v":{"$error":"#N/A"}},{"$f":"IF(Data!$W139<MIN(Panely!$A$9:$A$28),VLOOKUP(Data!$W139,tabulka_kce_def,AB$1-20,FALSE),VLOOKUP(Data!$W139,tabulka_panely_def,AB$1-18,FALSE))","v":{"$error":"#N/A"}},{"$f":"IF(Data!$W139<MIN(Panely!$A$9:$A$28),VLOOKUP(Data!$W139,tabulka_kce_def,AC$1-20,FALSE),VLOOKUP(Data!$W139,tabulka_panely_def,AC$1-18,FALSE))","v":{"$error":"#N/A"}},{"$f":"IF(Data!$W139<MIN(Panely!$A$9:$A$28),VLOOKUP(Data!$W139,tabulka_kce_def,AD$1-20,FALSE),VLOOKUP(Data!$W139,tabulka_panely_def,AD$1-18,FALSE))","v":{"$error":"#N/A"}},{"$f":"IF(Data!$W139<MIN(Panely!$A$9:$A$28),VLOOKUP(Data!$W139,tabulka_kce_def,AE$1-20,FALSE),VLOOKUP(Data!$W139,tabulka_panely_def,AE$1-18,FALSE))","v":{"$error":"#N/A"}},{"$f":"IF(Data!$W139<MIN(Panely!$A$9:$A$28),VLOOKUP(Data!$W139,tabulka_kce_def,AF$1-20,FALSE),VLOOKUP(Data!$W139,tabulka_panely_def,AF$1-18,FALSE))","v":{"$error":"#N/A"}},{"$f":"IF(Data!$W139<MIN(Panely!$A$9:$A$28),VLOOKUP(Data!$W139,tabulka_kce_def,AG$1-20,FALSE),VLOOKUP(Data!$W139,tabulka_panely_def,AG$1-18,FALSE))","v":{"$error":"#N/A"}},{"$f":"IF(Data!$W139<MIN(Panely!$A$9:$A$28),VLOOKUP(Data!$W139,tabulka_kce_def,AH$1-20,FALSE),VLOOKUP(Data!$W139,tabulka_panely_def,AH$1-18,FALSE))","v":{"$error":"#N/A"}},{"$f":"IF(Data!$W139<MIN(Panely!$A$9:$A$28),VLOOKUP(Data!$W139,tabulka_kce_def,AI$1-20,FALSE),VLOOKUP(Data!$W139,tabulka_panely_def,AI$1-18,FALSE))","v":{"$error":"#N/A"}},{"$f":"IF(Data!$W139<MIN(Panely!$A$9:$A$28),VLOOKUP(Data!$W139,tabulka_kce_def,AJ$1-20,FALSE),VLOOKUP(Data!$W139,tabulka_panely_def,AJ$1-18,FALSE))","v":{"$error":"#N/A"}},{"$f":"IF(Data!$W139<MIN(Panely!$A$9:$A$28),VLOOKUP(Data!$W139,tabulka_kce_def,AK$1-20,FALSE),VLOOKUP(Data!$W139,tabulka_panely_def,AK$1-18,FALSE))","v":{"$error":"#N/A"}},{"$f":"IF(Data!$W139<MIN(Panely!$A$9:$A$28),VLOOKUP(Data!$W139,tabulka_kce_def,AL$1-20,FALSE),VLOOKUP(Data!$W139,tabulka_panely_def,AL$1-18,FALSE))","v":{"$error":"#N/A"}},{"$f":"IF(Data!$W139<MIN(Panely!$A$9:$A$28),VLOOKUP(Data!$W139,tabulka_kce_def,AM$1-20,FALSE),VLOOKUP(Data!$W139,tabulka_panely_def,AM$1-18,FALSE))","v":{"$error":"#N/A"}},139,{"$f":"IF(Data!$W139<MIN(Panely!$A$9:$A$28),VLOOKUP(Data!$W139,tabulka_kce_def,63,FALSE),0)","v":0},{"$f":"IF(Data!$W139<MIN(Panely!$A$9:$A$28),VLOOKUP(Data!$W139,tabulka_kce_def,28,FALSE),1)","v":1},{"$f":"IF(Data!$W139<MIN(Panely!$A$9:$A$28),VLOOKUP(Data!$W139,tabulka_kce_def,23,FALSE),VLOOKUP(Data!$W139,tabulka_panely_def,24,FALSE))","v":{"$error":"#N/A"}},null,0,null,0,0,{"$error":"#N/A"},0,{"$f":"IF(AND(W139>MAX(Konstrukce!A:A),ISNUMBER(W139)),1,0)","v":0}]
[null,"=",{"$f":"IF(Data!$B140<MIN(Panely!$A$9:$A$28),VLOOKUP(Data!$B140,tabulka_kce_def,4,FALSE),VLOOKUP(Data!$B140,tabulka_panely_def,4,FALSE))","v":{"$error":"#N/A"}},{"$f":"IF(Data!$B140<MIN(Panely!$A$9:$A$28),VLOOKUP(Data!$B140,tabulka_kce_def,23,FALSE),VLOOKUP(Data!$B140,tabulka_panely_def,24,FALSE))","v":{"$error":"#N/A"}},{"$f":"IF(Data!$B140<MIN(Panely!$A$9:$A$28),VLOOKUP(Data!$B140,tabulka_kce_def,21,FALSE),VLOOKUP(Data!$B140,tabulka_panely_def,22,FALSE))","v":{"$error":"#N/A"}},{"$f":"IF(Data!$B140<MIN(Panely!$A$9:$A$28),VLOOKUP(Data!$B140,tabulka_kce_def,26,FALSE),VLOOKUP(Data!$B140,tabulka_panely_def,31,FALSE))","v":{"$error":"#N/A"}},{"$f":"IF(Data!$B140<MIN(Panely!$A$9:$A$28),VLOOKUP(Data!$B140,tabulka_kce_def,27,FALSE),VLOOKUP(Data!$B140,tabulka_panely_def,32,FALSE))","v":{"$error":"#N/A"}},{"$f":"IF(VLOOKUP(Data!$B140,tabulka_kce_def,3,FALSE)=\"\",Konstrukce!$G$1,IF(VLOOKUP(Data!$B140,tabulka_kce_def,3,FALSE)=\"z\",Konstrukce!$G$2,VLOOKUP(Data!$B140,tabulka_kce_def,3,FALSE)))","v":{"$error":"#N/A"}},{"$f":"IF(Data!$B140<MIN(Panely!$A$9:$A$28),0,VLOOKUP(Data!$B140,tabulka_panely_def,25,FALSE))","v":{"$error":"#N/A"}},{"$f":"IF(Data!$B140<MIN(Panely!$A$9:$A$28),VLOOKUP(Data!$B140,tabulka_kce_def,24,FALSE),VLOOKUP(Data!$B140,tabulka_panely_def,33,FALSE))","v":{"$error":"#N/A"}},{"$f":"Konstrukce!$D$1","v":15},{"$f":"Konstrukce!$D$2","v":15},{"$f":"Konstrukce!$G$1","v":0},{"$f":"IF(Data!$B140<MIN(Panely!$A$9:$A$28),VLOOKUP(Data!$B140,tabulka_kce_def,59,FALSE),VLOOKUP(Data!$B140,tabulka_panely_def,63,FALSE))","v":{"$error":"#N/A"}},{"$f":"IF(Data!$B140<MIN(Panely!$A$9:$A$28),VLOOKUP(Data!$B140,tabulka_kce_def,60,FALSE),VLOOKUP(Data!$B140,tabulka_panely_def,64,FALSE))","v":{"$error":"#N/A"}},{"$f":"IF(Data!$B140<MIN(Panely!$A$9:$A$28),VLOOKUP(Data!$B140,tabulka_kce_def,61,FALSE),VLOOKUP(Data!$B140,tabulka_panely_def,65,FALSE))","v":{"$error":"#N/A"}},{"$f":"IF(Data!$B140<MIN(Panely!$A$9:$A$28),VLOOKUP(Data!$B140,tabulka_kce_def,25,FALSE),0)","v":0},{"$error":"#N/A"},null,null,null,null,"=",{"$f":"IF(Data!$W140<MIN(Panely!$A$9:$A$28),VLOOKUP(Data!$W140,tabulka_kce_def,62,FALSE),VLOOKUP(Data!$W140,tabulka_panely_def,65,FALSE))","v":{"$error":"#N/A"}},{"$f":"IF(Data!$W140<MIN(Panely!$A$9:$A$28),VLOOKUP(Data!$W140,tabulka_kce_def,Y$1-20,FALSE),VLOOKUP(Data!$W140,tabulka_panely_def,Y$1-18,FALSE))","v":{"$error":"#N/A"}},{"$f":"IF(Data!$W140<MIN(Panely!$A$9:$A$28),VLOOKUP(Data!$W140,tabulka_kce_def,Z$1-20,FALSE),VLOOKUP(Data!$W140,tabulka_panely_def,Z$1-18,FALSE))","v":{"$error":"#N/A"}},{"$f":"IF(Data!$W140<MIN(Panely!$A$9:$A$28),VLOOKUP(Data!$W140,tabulka_kce_def,AA$1-20,FALSE),VLOOKUP(Data!$W140,tabulka_panely_def,AA$1-18,FALSE))","v":{"$error":"#N/A"}},{"$f":"IF(Data!$W140<MIN(Panely!$A$9:$A$28),VLOOKUP(Data!$W140,tabulka_kce_def,AB$1-20,FALSE),VLOOKUP(Data!$W140,tabulka_panely_def,AB$1-18,FALSE))","v":{"$error":"#N/A"}},{"$f":"IF(Data!$W140<MIN(Panely!$A$9:$A$28),VLOOKUP(Data!$W140,tabulka_kce_def,AC$1-20,FALSE),VLOOKUP(Data!$W140,tabulka_panely_def,AC$1-18,FALSE))","v":{"$error":"#N/A"}},{"$f":"IF(Data!$W140<MIN(Panely!$A$9:$A$28),VLOOKUP(Data!$W140,tabulka_kce_def,AD$1-20,FALSE),VLOOKUP(Data!$W140,tabulka_panely_def,AD$1-18,FALSE))","v":{"$error":"#N/A"}},{"$f":"IF(Data!$W140<MIN(Panely!$A$9:$A$28),VLOOKUP(Data!$W140,tabulka_kce_def,AE$1-20,FALSE),VLOOKUP(Data!$W140,tabulka_panely_def,AE$1-18,FALSE))","v":{"$error":"#N/A"}},{"$f":"IF(Data!$W140<MIN(Panely!$A$9:$A$28),VLOOKUP(Data!$W140,tabulka_kce_def,AF$1-20,FALSE),VLOOKUP(Data!$W140,tabulka_panely_def,AF$1-18,FALSE))","v":{"$error":"#N/A"}},{"$f":"IF(Data!$W140<MIN(Panely!$A$9:$A$28),VLOOKUP(Data!$W140,tabulka_kce_def,AG$1-20,FALSE),VLOOKUP(Data!$W140,tabulka_panely_def,AG$1-18,FALSE))","v":{"$error":"#N/A"}},{"$f":"IF(Data!$W140<MIN(Panely!$A$9:$A$28),VLOOKUP(Data!$W140,tabulka_kce_def,AH$1-20,FALSE),VLOOKUP(Data!$W140,tabulka_panely_def,AH$1-18,FALSE))","v":{"$error":"#N/A"}},{"$f":"IF(Data!$W140<MIN(Panely!$A$9:$A$28),VLOOKUP(Data!$W140,tabulka_kce_def,AI$1-20,FALSE),VLOOKUP(Data!$W140,tabulka_panely_def,AI$1-18,FALSE))","v":{"$error":"#N/A"}},{"$f":"IF(Data!$W140<MIN(Panely!$A$9:$A$28),VLOOKUP(Data!$W140,tabulka_kce_def,AJ$1-20,FALSE),VLOOKUP(Data!$W140,tabulka_panely_def,AJ$1-18,FALSE))","v":{"$error":"#N/A"}},{"$f":"IF(Data!$W140<MIN(Panely!$A$9:$A$28),VLOOKUP(Data!$W140,tabulka_kce_def,AK$1-20,FALSE),VLOOKUP(Data!$W140,tabulka_panely_def,AK$1-18,FALSE))","v":{"$error":"#N/A"}},{"$f":"IF(Data!$W140<MIN(Panely!$A$9:$A$28),VLOOKUP(Data!$W140,tabulka_kce_def,AL$1-20,FALSE),VLOOKUP(Data!$W140,tabulka_panely_def,AL$1-18,FALSE))","v":{"$error":"#N/A"}},{"$f":"IF(Data!$W140<MIN(Panely!$A$9:$A$28),VLOOKUP(Data!$W140,tabulka_kce_def,AM$1-20,FALSE),VLOOKUP(Data!$W140,tabulka_panely_def,AM$1-18,FALSE))","v":{"$error":"#N/A"}},140,{"$f":"IF(Data!$W140<MIN(Panely!$A$9:$A$28),VLOOKUP(Data!$W140,tabulka_kce_def,63,FALSE),0)","v":0},{"$f":"IF(Data!$W140<MIN(Panely!$A$9:$A$28),VLOOKUP(Data!$W140,tabulka_kce_def,28,FALSE),1)","v":1},{"$f":"IF(Data!$W140<MIN(Panely!$A$9:$A$28),VLOOKUP(Data!$W140,tabulka_kce_def,23,FALSE),VLOOKUP(Data!$W140,tabulka_panely_def,24,FALSE))","v":{"$error":"#N/A"}},null,0,null,0,0,{"$error":"#N/A"},0,{"$f":"IF(AND(W140>MAX(Konstrukce!A:A),ISNUMBER(W140)),1,0)","v":0}]
[null,"=",{"$f":"IF(Data!$B141<MIN(Panely!$A$9:$A$28),VLOOKUP(Data!$B141,tabulka_kce_def,4,FALSE),VLOOKUP(Data!$B141,tabulka_panely_def,4,FALSE))","v":{"$error":"#N/A"}},{"$f":"IF(Data!$B141<MIN(Panely!$A$9:$A$28),VLOOKUP(Data!$B141,tabulka_kce_def,23,FALSE),VLOOKUP(Data!$B141,tabulka_panely_def,24,FALSE))","v":{"$error":"#N/A"}},{"$f":"IF(Data!$B141<MIN(Panely!$A$9:$A$28),VLOOKUP(Data!$B141,tabulka_kce_def,21,FALSE),VLOOKUP(Data!$B141,tabulka_panely_def,22,FALSE))","v":{"$error":"#N/A"}},{"$f":"IF(Data!$B141<MIN(Panely!$A$9:$A$28),VLOOKUP(Data!$B141,tabulka_kce_def,26,FALSE),VLOOKUP(Data!$B141,tabulka_panely_def,31,FALSE))","v":{"$error":"#N/A"}},{"$f":"IF(Data!$B141<MIN(Panely!$A$9:$A$28),VLOOKUP(Data!$B141,tabulka_kce_def,27,FALSE),VLOOKUP(Data!$B141,tabulka_panely_def,32,FALSE))","v":{"$error":"#N/A"}},{"$f":"IF(VLOOKUP(Data!$B141,tabulka_kce_def,3,FALSE)=\"\",Konstrukce!$G$1,IF(VLOOKUP(Data!$B141,tabulka_kce_def,3,FALSE)=\"z\",Konstrukce!$G$2,VLOOKUP(Data!$B141,tabulka_kce_def,3,FALSE)))","v":{"$error":"#N/A"}},{"$f":"IF(Data!$B141<MIN(Panely!$A$9:$A$28),0,VLOOKUP(Data!$B141,tabulka_panely_def,25,FALSE))","v":{"$error":"#N/A"}},{"$f":"IF(Data!$B141<MIN(Panely!$A$9:$A$28),VLOOKUP(Data!$B141,tabulka_kce_def,24,FALSE),VLOOKUP(Data!$B141,tabulka_panely_def,33,FALSE))","v":{"$error":"#N/A"}},{"$f":"Konstrukce!$D$1","v":15},{"$f":"Konstrukce!$D$2","v":15},{"$f":"Konstrukce!$G$1","v":0},{"$f":"IF(Data!$B141<MIN(Panely!$A$9:$A$28),VLOOKUP(Data!$B141,tabulka_kce_def,59,FALSE),VLOOKUP(Data!$B141,tabulka_panely_def,63,FALSE))","v":{"$error":"#N/A"}},{"$f":"IF(Data!$B141<MIN(Panely!$A$9:$A$28),VLOOKUP(Data!$B141,tabulka_kce_def,60,FALSE),VLOOKUP(Data!$B141,tabulka_panely_def,64,FALSE))","v":{"$error":"#N/A"}},{"$f":"IF(Data!$B141<MIN(Panely!$A$9:$A$28),VLOOKUP(Data!$B141,tabulka_kce_def,61,FALSE),VLOOKUP(Data!$B141,tabulka_panely_def,65,FALSE))","v":{"$error":"#N/A"}},{"$f":"IF(Data!$B141<MIN(Panely!$A$9:$A$28),VLOOKUP(Data!$B141,tabulka_kce_def,25,FALSE),0)","v":0},{"$error":"#N/A"},null,null,null,null,"=",{"$f":"IF(Data!$W141<MIN(Panely!$A$9:$A$28),VLOOKUP(Data!$W141,tabulka_kce_def,62,FALSE),VLOOKUP(Data!$W141,tabulka_panely_def,65,FALSE))","v":{"$error":"#N/A"}},{"$f":"IF(Data!$W141<MIN(Panely!$A$9:$A$28),VLOOKUP(Data!$W141,tabulka_kce_def,Y$1-20,FALSE),VLOOKUP(Data!$W141,tabulka_panely_def,Y$1-18,FALSE))","v":{"$error":"#N/A"}},{"$f":"IF(Data!$W141<MIN(Panely!$A$9:$A$28),VLOOKUP(Data!$W141,tabulka_kce_def,Z$1-20,FALSE),VLOOKUP(Data!$W141,tabulka_panely_def,Z$1-18,FALSE))","v":{"$error":"#N/A"}},{"$f":"IF(Data!$W141<MIN(Panely!$A$9:$A$28),VLOOKUP(Data!$W141,tabulka_kce_def,AA$1-20,FALSE),VLOOKUP(Data!$W141,tabulka_panely_def,AA$1-18,FALSE))","v":{"$error":"#N/A"}},{"$f":"IF(Data!$W141<MIN(Panely!$A$9:$A$28),VLOOKUP(Data!$W141,tabulka_kce_def,AB$1-20,FALSE),VLOOKUP(Data!$W141,tabulka_panely_def,AB$1-18,FALSE))","v":{"$error":"#N/A"}},{"$f":"IF(Data!$W141<MIN(Panely!$A$9:$A$28),VLOOKUP(Data!$W141,tabulka_kce_def,AC$1-20,FALSE),VLOOKUP(Data!$W141,tabulka_panely_def,AC$1-18,FALSE))","v":{"$error":"#N/A"}},{"$f":"IF(Data!$W141<MIN(Panely!$A$9:$A$28),VLOOKUP(Data!$W141,tabulka_kce_def,AD$1-20,FALSE),VLOOKUP(Data!$W141,tabulka_panely_def,AD$1-18,FALSE))","v":{"$error":"#N/A"}},{"$f":"IF(Data!$W141<MIN(Panely!$A$9:$A$28),VLOOKUP(Data!$W141,tabulka_kce_def,AE$1-20,FALSE),VLOOKUP(Data!$W141,tabulka_panely_def,AE$1-18,FALSE))","v":{"$error":"#N/A"}},{"$f":"IF(Data!$W141<MIN(Panely!$A$9:$A$28),VLOOKUP(Data!$W141,tabulka_kce_def,AF$1-20,FALSE),VLOOKUP(Data!$W141,tabulka_panely_def,AF$1-18,FALSE))","v":{"$error":"#N/A"}},{"$f":"IF(Data!$W141<MIN(Panely!$A$9:$A$28),VLOOKUP(Data!$W141,tabulka_kce_def,AG$1-20,FALSE),VLOOKUP(Data!$W141,tabulka_panely_def,AG$1-18,FALSE))","v":{"$error":"#N/A"}},{"$f":"IF(Data!$W141<MIN(Panely!$A$9:$A$28),VLOOKUP(Data!$W141,tabulka_kce_def,AH$1-20,FALSE),VLOOKUP(Data!$W141,tabulka_panely_def,AH$1-18,FALSE))","v":{"$error":"#N/A"}},{"$f":"IF(Data!$W141<MIN(Panely!$A$9:$A$28),VLOOKUP(Data!$W141,tabulka_kce_def,AI$1-20,FALSE),VLOOKUP(Data!$W141,tabulka_panely_def,AI$1-18,FALSE))","v":{"$error":"#N/A"}},{"$f":"IF(Data!$W141<MIN(Panely!$A$9:$A$28),VLOOKUP(Data!$W141,tabulka_kce_def,AJ$1-20,FALSE),VLOOKUP(Data!$W141,tabulka_panely_def,AJ$1-18,FALSE))","v":{"$error":"#N/A"}},{"$f":"IF(Data!$W141<MIN(Panely!$A$9:$A$28),VLOOKUP(Data!$W141,tabulka_kce_def,AK$1-20,FALSE),VLOOKUP(Data!$W141,tabulka_panely_def,AK$1-18,FALSE))","v":{"$error":"#N/A"}},{"$f":"IF(Data!$W141<MIN(Panely!$A$9:$A$28),VLOOKUP(Data!$W141,tabulka_kce_def,AL$1-20,FALSE),VLOOKUP(Data!$W141,tabulka_panely_def,AL$1-18,FALSE))","v":{"$error":"#N/A"}},{"$f":"IF(Data!$W141<MIN(Panely!$A$9:$A$28),VLOOKUP(Data!$W141,tabulka_kce_def,AM$1-20,FALSE),VLOOKUP(Data!$W141,tabulka_panely_def,AM$1-18,FALSE))","v":{"$error":"#N/A"}},141,{"$f":"IF(Data!$W141<MIN(Panely!$A$9:$A$28),VLOOKUP(Data!$W141,tabulka_kce_def,63,FALSE),0)","v":0},{"$f":"IF(Data!$W141<MIN(Panely!$A$9:$A$28),VLOOKUP(Data!$W141,tabulka_kce_def,28,FALSE),1)","v":1},{"$f":"IF(Data!$W141<MIN(Panely!$A$9:$A$28),VLOOKUP(Data!$W141,tabulka_kce_def,23,FALSE),VLOOKUP(Data!$W141,tabulka_panely_def,24,FALSE))","v":{"$error":"#N/A"}},null,0,null,0,0,{"$error":"#N/A"},0,{"$f":"IF(AND(W141>MAX(Konstrukce!A:A),ISNUMBER(W141)),1,0)","v":0}]
[null,"=",{"$f":"IF(Data!$B142<MIN(Panely!$A$9:$A$28),VLOOKUP(Data!$B142,tabulka_kce_def,4,FALSE),VLOOKUP(Data!$B142,tabulka_panely_def,4,FALSE))","v":{"$error":"#N/A"}},{"$f":"IF(Data!$B142<MIN(Panely!$A$9:$A$28),VLOOKUP(Data!$B142,tabulka_kce_def,23,FALSE),VLOOKUP(Data!$B142,tabulka_panely_def,24,FALSE))","v":{"$error":"#N/A"}},{"$f":"IF(Data!$B142<MIN(Panely!$A$9:$A$28),VLOOKUP(Data!$B142,tabulka_kce_def,21,FALSE),VLOOKUP(Data!$B142,tabulka_panely_def,22,FALSE))","v":{"$error":"#N/A"}},{"$f":"IF(Data!$B142<MIN(Panely!$A$9:$A$28),VLOOKUP(Data!$B142,tabulka_kce_def,26,FALSE),VLOOKUP(Data!$B142,tabulka_panely_def,31,FALSE))","v":{"$error":"#N/A"}},{"$f":"IF(Data!$B142<MIN(Panely!$A$9:$A$28),VLOOKUP(Data!$B142,tabulka_kce_def,27,FALSE),VLOOKUP(Data!$B142,tabulka_panely_def,32,FALSE))","v":{"$error":"#N/A"}},{"$f":"IF(VLOOKUP(Data!$B142,tabulka_kce_def,3,FALSE)=\"\",Konstrukce!$G$1,IF(VLOOKUP(Data!$B142,tabulka_kce_def,3,FALSE)=\"z\",Konstrukce!$G$2,VLOOKUP(Data!$B142,tabulka_kce_def,3,FALSE)))","v":{"$error":"#N/A"}},{"$f":"IF(Data!$B142<MIN(Panely!$A$9:$A$28),0,VLOOKUP(Data!$B142,tabulka_panely_def,25,FALSE))","v":{"$error":"#N/A"}},{"$f":"IF(Data!$B142<MIN(Panely!$A$9:$A$28),VLOOKUP(Data!$B142,tabulka_kce_def,24,FALSE),VLOOKUP(Data!$B142,tabulka_panely_def,33,FALSE))","v":{"$error":"#N/A"}},{"$f":"Konstrukce!$D$1","v":15},{"$f":"Konstrukce!$D$2","v":15},{"$f":"Konstrukce!$G$1","v":0},{"$f":"IF(Data!$B142<MIN(Panely!$A$9:$A$28),VLOOKUP(Data!$B142,tabulka_kce_def,59,FALSE),VLOOKUP(Data!$B142,tabulka_panely_def,63,FALSE))","v":{"$error":"#N/A"}},{"$f":"IF(Data!$B142<MIN(Panely!$A$9:$A$28),VLOOKUP(Data!$B142,tabulka_kce_def,60,FALSE),VLOOKUP(Data!$B142,tabulka_panely_def,64,FALSE))","v":{"$error":"#N/A"}},{"$f":"IF(Data!$B142<MIN(Panely!$A$9:$A$28),VLOOKUP(Data!$B142,tabulka_kce_def,61,FALSE),VLOOKUP(Data!$B142,tabulka_panely_def,65,FALSE))","v":{"$error":"#N/A"}},{"$f":"IF(Data!$B142<MIN(Panely!$A$9:$A$28),VLOOKUP(Data!$B142,tabulka_kce_def,25,FALSE),0)","v":0},{"$error":"#N/A"},null,null,null,null,"=",{"$f":"IF(Data!$W142<MIN(Panely!$A$9:$A$28),VLOOKUP(Data!$W142,tabulka_kce_def,62,FALSE),VLOOKUP(Data!$W142,tabulka_panely_def,65,FALSE))","v":{"$error":"#N/A"}},{"$f":"IF(Data!$W142<MIN(Panely!$A$9:$A$28),VLOOKUP(Data!$W142,tabulka_kce_def,Y$1-20,FALSE),VLOOKUP(Data!$W142,tabulka_panely_def,Y$1-18,FALSE))","v":{"$error":"#N/A"}},{"$f":"IF(Data!$W142<MIN(Panely!$A$9:$A$28),VLOOKUP(Data!$W142,tabulka_kce_def,Z$1-20,FALSE),VLOOKUP(Data!$W142,tabulka_panely_def,Z$1-18,FALSE))","v":{"$error":"#N/A"}},{"$f":"IF(Data!$W142<MIN(Panely!$A$9:$A$28),VLOOKUP(Data!$W142,tabulka_kce_def,AA$1-20,FALSE),VLOOKUP(Data!$W142,tabulka_panely_def,AA$1-18,FALSE))","v":{"$error":"#N/A"}},{"$f":"IF(Data!$W142<MIN(Panely!$A$9:$A$28),VLOOKUP(Data!$W142,tabulka_kce_def,AB$1-20,FALSE),VLOOKUP(Data!$W142,tabulka_panely_def,AB$1-18,FALSE))","v":{"$error":"#N/A"}},{"$f":"IF(Data!$W142<MIN(Panely!$A$9:$A$28),VLOOKUP(Data!$W142,tabulka_kce_def,AC$1-20,FALSE),VLOOKUP(Data!$W142,tabulka_panely_def,AC$1-18,FALSE))","v":{"$error":"#N/A"}},{"$f":"IF(Data!$W142<MIN(Panely!$A$9:$A$28),VLOOKUP(Data!$W142,tabulka_kce_def,AD$1-20,FALSE),VLOOKUP(Data!$W142,tabulka_panely_def,AD$1-18,FALSE))","v":{"$error":"#N/A"}},{"$f":"IF(Data!$W142<MIN(Panely!$A$9:$A$28),VLOOKUP(Data!$W142,tabulka_kce_def,AE$1-20,FALSE),VLOOKUP(Data!$W142,tabulka_panely_def,AE$1-18,FALSE))","v":{"$error":"#N/A"}},{"$f":"IF(Data!$W142<MIN(Panely!$A$9:$A$28),VLOOKUP(Data!$W142,tabulka_kce_def,AF$1-20,FALSE),VLOOKUP(Data!$W142,tabulka_panely_def,AF$1-18,FALSE))","v":{"$error":"#N/A"}},{"$f":"IF(Data!$W142<MIN(Panely!$A$9:$A$28),VLOOKUP(Data!$W142,tabulka_kce_def,AG$1-20,FALSE),VLOOKUP(Data!$W142,tabulka_panely_def,AG$1-18,FALSE))","v":{"$error":"#N/A"}},{"$f":"IF(Data!$W142<MIN(Panely!$A$9:$A$28),VLOOKUP(Data!$W142,tabulka_kce_def,AH$1-20,FALSE),VLOOKUP(Data!$W142,tabulka_panely_def,AH$1-18,FALSE))","v":{"$error":"#N/A"}},{"$f":"IF(Data!$W142<MIN(Panely!$A$9:$A$28),VLOOKUP(Data!$W142,tabulka_kce_def,AI$1-20,FALSE),VLOOKUP(Data!$W142,tabulka_panely_def,AI$1-18,FALSE))","v":{"$error":"#N/A"}},{"$f":"IF(Data!$W142<MIN(Panely!$A$9:$A$28),VLOOKUP(Data!$W142,tabulka_kce_def,AJ$1-20,FALSE),VLOOKUP(Data!$W142,tabulka_panely_def,AJ$1-18,FALSE))","v":{"$error":"#N/A"}},{"$f":"IF(Data!$W142<MIN(Panely!$A$9:$A$28),VLOOKUP(Data!$W142,tabulka_kce_def,AK$1-20,FALSE),VLOOKUP(Data!$W142,tabulka_panely_def,AK$1-18,FALSE))","v":{"$error":"#N/A"}},{"$f":"IF(Data!$W142<MIN(Panely!$A$9:$A$28),VLOOKUP(Data!$W142,tabulka_kce_def,AL$1-20,FALSE),VLOOKUP(Data!$W142,tabulka_panely_def,AL$1-18,FALSE))","v":{"$error":"#N/A"}},{"$f":"IF(Data!$W142<MIN(Panely!$A$9:$A$28),VLOOKUP(Data!$W142,tabulka_kce_def,AM$1-20,FALSE),VLOOKUP(Data!$W142,tabulka_panely_def,AM$1-18,FALSE))","v":{"$error":"#N/A"}},142,{"$f":"IF(Data!$W142<MIN(Panely!$A$9:$A$28),VLOOKUP(Data!$W142,tabulka_kce_def,63,FALSE),0)","v":0},{"$f":"IF(Data!$W142<MIN(Panely!$A$9:$A$28),VLOOKUP(Data!$W142,tabulka_kce_def,28,FALSE),1)","v":1},{"$f":"IF(Data!$W142<MIN(Panely!$A$9:$A$28),VLOOKUP(Data!$W142,tabulka_kce_def,23,FALSE),VLOOKUP(Data!$W142,tabulka_panely_def,24,FALSE))","v":{"$error":"#N/A"}},null,0,null,0,0,{"$error":"#N/A"},0,{"$f":"IF(AND(W142>MAX(Konstrukce!A:A),ISNUMBER(W142)),1,0)","v":0}]
[null,"=",{"$f":"IF(Data!$B143<MIN(Panely!$A$9:$A$28),VLOOKUP(Data!$B143,tabulka_kce_def,4,FALSE),VLOOKUP(Data!$B143,tabulka_panely_def,4,FALSE))","v":{"$error":"#N/A"}},{"$f":"IF(Data!$B143<MIN(Panely!$A$9:$A$28),VLOOKUP(Data!$B143,tabulka_kce_def,23,FALSE),VLOOKUP(Data!$B143,tabulka_panely_def,24,FALSE))","v":{"$error":"#N/A"}},{"$f":"IF(Data!$B143<MIN(Panely!$A$9:$A$28),VLOOKUP(Data!$B143,tabulka_kce_def,21,FALSE),VLOOKUP(Data!$B143,tabulka_panely_def,22,FALSE))","v":{"$error":"#N/A"}},{"$f":"IF(Data!$B143<MIN(Panely!$A$9:$A$28),VLOOKUP(Data!$B143,tabulka_kce_def,26,FALSE),VLOOKUP(Data!$B143,tabulka_panely_def,31,FALSE))","v":{"$error":"#N/A"}},{"$f":"IF(Data!$B143<MIN(Panely!$A$9:$A$28),VLOOKUP(Data!$B143,tabulka_kce_def,27,FALSE),VLOOKUP(Data!$B143,tabulka_panely_def,32,FALSE))","v":{"$error":"#N/A"}},{"$f":"IF(VLOOKUP(Data!$B143,tabulka_kce_def,3,FALSE)=\"\",Konstrukce!$G$1,IF(VLOOKUP(Data!$B143,tabulka_kce_def,3,FALSE)=\"z\",Konstrukce!$G$2,VLOOKUP(Data!$B143,tabulka_kce_def,3,FALSE)))","v":{"$error":"#N/A"}},{"$f":"IF(Data!$B143<MIN(Panely!$A$9:$A$28),0,VLOOKUP(Data!$B143,tabulka_panely_def,25,FALSE))","v":{"$error":"#N/A"}},{"$f":"IF(Data!$B143<MIN(Panely!$A$9:$A$28),VLOOKUP(Data!$B143,tabulka_kce_def,24,FALSE),VLOOKUP(Data!$B143,tabulka_panely_def,33,FALSE))","v":{"$error":"#N/A"}},{"$f":"Konstrukce!$D$1","v":15},{"$f":"Konstrukce!$D$2","v":15},{"$f":"Konstrukce!$G$1","v":0},{"$f":"IF(Data!$B143<MIN(Panely!$A$9:$A$28),VLOOKUP(Data!$B143,tabulka_kce_def,59,FALSE),VLOOKUP(Data!$B143,tabulka_panely_def,63,FALSE))","v":{"$error":"#N/A"}},{"$f":"IF(Data!$B143<MIN(Panely!$A$9:$A$28),VLOOKUP(Data!$B143,tabulka_kce_def,60,FALSE),VLOOKUP(Data!$B143,tabulka_panely_def,64,FALSE))","v":{"$error":"#N/A"}},{"$f":"IF(Data!$B143<MIN(Panely!$A$9:$A$28),VLOOKUP(Data!$B143,tabulka_kce_def,61,FALSE),VLOOKUP(Data!$B143,tabulka_panely_def,65,FALSE))","v":{"$error":"#N/A"}},{"$f":"IF(Data!$B143<MIN(Panely!$A$9:$A$28),VLOOKUP(Data!$B143,tabulka_kce_def,25,FALSE),0)","v":0},{"$error":"#N/A"},null,null,null,null,"=",{"$f":"IF(Data!$W143<MIN(Panely!$A$9:$A$28),VLOOKUP(Data!$W143,tabulka_kce_def,62,FALSE),VLOOKUP(Data!$W143,tabulka_panely_def,65,FALSE))","v":{"$error":"#N/A"}},{"$f":"IF(Data!$W143<MIN(Panely!$A$9:$A$28),VLOOKUP(Data!$W143,tabulka_kce_def,Y$1-20,FALSE),VLOOKUP(Data!$W143,tabulka_panely_def,Y$1-18,FALSE))","v":{"$error":"#N/A"}},{"$f":"IF(Data!$W143<MIN(Panely!$A$9:$A$28),VLOOKUP(Data!$W143,tabulka_kce_def,Z$1-20,FALSE),VLOOKUP(Data!$W143,tabulka_panely_def,Z$1-18,FALSE))","v":{"$error":"#N/A"}},{"$f":"IF(Data!$W143<MIN(Panely!$A$9:$A$28),VLOOKUP(Data!$W143,tabulka_kce_def,AA$1-20,FALSE),VLOOKUP(Data!$W143,tabulka_panely_def,AA$1-18,FALSE))","v":{"$error":"#N/A"}},{"$f":"IF(Data!$W143<MIN(Panely!$A$9:$A$28),VLOOKUP(Data!$W143,tabulka_kce_def,AB$1-20,FALSE),VLOOKUP(Data!$W143,tabulka_panely_def,AB$1-18,FALSE))","v":{"$error":"#N/A"}},{"$f":"IF(Data!$W143<MIN(Panely!$A$9:$A$28),VLOOKUP(Data!$W143,tabulka_kce_def,AC$1-20,FALSE),VLOOKUP(Data!$W143,tabulka_panely_def,AC$1-18,FALSE))","v":{"$error":"#N/A"}},{"$f":"IF(Data!$W143<MIN(Panely!$A$9:$A$28),VLOOKUP(Data!$W143,tabulka_kce_def,AD$1-20,FALSE),VLOOKUP(Data!$W143,tabulka_panely_def,AD$1-18,FALSE))","v":{"$error":"#N/A"}},{"$f":"IF(Data!$W143<MIN(Panely!$A$9:$A$28),VLOOKUP(Data!$W143,tabulka_kce_def,AE$1-20,FALSE),VLOOKUP(Data!$W143,tabulka_panely_def,AE$1-18,FALSE))","v":{"$error":"#N/A"}},{"$f":"IF(Data!$W143<MIN(Panely!$A$9:$A$28),VLOOKUP(Data!$W143,tabulka_kce_def,AF$1-20,FALSE),VLOOKUP(Data!$W143,tabulka_panely_def,AF$1-18,FALSE))","v":{"$error":"#N/A"}},{"$f":"IF(Data!$W143<MIN(Panely!$A$9:$A$28),VLOOKUP(Data!$W143,tabulka_kce_def,AG$1-20,FALSE),VLOOKUP(Data!$W143,tabulka_panely_def,AG$1-18,FALSE))","v":{"$error":"#N/A"}},{"$f":"IF(Data!$W143<MIN(Panely!$A$9:$A$28),VLOOKUP(Data!$W143,tabulka_kce_def,AH$1-20,FALSE),VLOOKUP(Data!$W143,tabulka_panely_def,AH$1-18,FALSE))","v":{"$error":"#N/A"}},{"$f":"IF(Data!$W143<MIN(Panely!$A$9:$A$28),VLOOKUP(Data!$W143,tabulka_kce_def,AI$1-20,FALSE),VLOOKUP(Data!$W143,tabulka_panely_def,AI$1-18,FALSE))","v":{"$error":"#N/A"}},{"$f":"IF(Data!$W143<MIN(Panely!$A$9:$A$28),VLOOKUP(Data!$W143,tabulka_kce_def,AJ$1-20,FALSE),VLOOKUP(Data!$W143,tabulka_panely_def,AJ$1-18,FALSE))","v":{"$error":"#N/A"}},{"$f":"IF(Data!$W143<MIN(Panely!$A$9:$A$28),VLOOKUP(Data!$W143,tabulka_kce_def,AK$1-20,FALSE),VLOOKUP(Data!$W143,tabulka_panely_def,AK$1-18,FALSE))","v":{"$error":"#N/A"}},{"$f":"IF(Data!$W143<MIN(Panely!$A$9:$A$28),VLOOKUP(Data!$W143,tabulka_kce_def,AL$1-20,FALSE),VLOOKUP(Data!$W143,tabulka_panely_def,AL$1-18,FALSE))","v":{"$error":"#N/A"}},{"$f":"IF(Data!$W143<MIN(Panely!$A$9:$A$28),VLOOKUP(Data!$W143,tabulka_kce_def,AM$1-20,FALSE),VLOOKUP(Data!$W143,tabulka_panely_def,AM$1-18,FALSE))","v":{"$error":"#N/A"}},143,{"$f":"IF(Data!$W143<MIN(Panely!$A$9:$A$28),VLOOKUP(Data!$W143,tabulka_kce_def,63,FALSE),0)","v":0},{"$f":"IF(Data!$W143<MIN(Panely!$A$9:$A$28),VLOOKUP(Data!$W143,tabulka_kce_def,28,FALSE),1)","v":1},{"$f":"IF(Data!$W143<MIN(Panely!$A$9:$A$28),VLOOKUP(Data!$W143,tabulka_kce_def,23,FALSE),VLOOKUP(Data!$W143,tabulka_panely_def,24,FALSE))","v":{"$error":"#N/A"}},null,0,null,0,0,{"$error":"#N/A"},0,{"$f":"IF(AND(W143>MAX(Konstrukce!A:A),ISNUMBER(W143)),1,0)","v":0}]
[null,"=",{"$f":"IF(Data!$B144<MIN(Panely!$A$9:$A$28),VLOOKUP(Data!$B144,tabulka_kce_def,4,FALSE),VLOOKUP(Data!$B144,tabulka_panely_def,4,FALSE))","v":{"$error":"#N/A"}},{"$f":"IF(Data!$B144<MIN(Panely!$A$9:$A$28),VLOOKUP(Data!$B144,tabulka_kce_def,23,FALSE),VLOOKUP(Data!$B144,tabulka_panely_def,24,FALSE))","v":{"$error":"#N/A"}},{"$f":"IF(Data!$B144<MIN(Panely!$A$9:$A$28),VLOOKUP(Data!$B144,tabulka_kce_def,21,FALSE),VLOOKUP(Data!$B144,tabulka_panely_def,22,FALSE))","v":{"$error":"#N/A"}},{"$f":"IF(Data!$B144<MIN(Panely!$A$9:$A$28),VLOOKUP(Data!$B144,tabulka_kce_def,26,FALSE),VLOOKUP(Data!$B144,tabulka_panely_def,31,FALSE))","v":{"$error":"#N/A"}},{"$f":"IF(Data!$B144<MIN(Panely!$A$9:$A$28),VLOOKUP(Data!$B144,tabulka_kce_def,27,FALSE),VLOOKUP(Data!$B144,tabulka_panely_def,32,FALSE))","v":{"$error":"#N/A"}},{"$f":"IF(VLOOKUP(Data!$B144,tabulka_kce_def,3,FALSE)=\"\",Konstrukce!$G$1,IF(VLOOKUP(Data!$B144,tabulka_kce_def,3,FALSE)=\"z\",Konstrukce!$G$2,VLOOKUP(Data!$B144,tabulka_kce_def,3,FALSE)))","v":{"$error":"#N/A"}},{"$f":"IF(Data!$B144<MIN(Panely!$A$9:$A$28),0,VLOOKUP(Data!$B144,tabulka_panely_def,25,FALSE))","v":{"$error":"#N/A"}},{"$f":"IF(Data!$B144<MIN(Panely!$A$9:$A$28),VLOOKUP(Data!$B144,tabulka_kce_def,24,FALSE),VLOOKUP(Data!$B144,tabulka_panely_def,33,FALSE))","v":{"$error":"#N/A"}},{"$f":"Konstrukce!$D$1","v":15},{"$f":"Konstrukce!$D$2","v":15},{"$f":"Konstrukce!$G$1","v":0},{"$f":"IF(Data!$B144<MIN(Panely!$A$9:$A$28),VLOOKUP(Data!$B144,tabulka_kce_def,59,FALSE),VLOOKUP(Data!$B144,tabulka_panely_def,63,FALSE))","v":{"$error":"#N/A"}},{"$f":"IF(Data!$B144<MIN(Panely!$A$9:$A$28),VLOOKUP(Data!$B144,tabulka_kce_def,60,FALSE),VLOOKUP(Data!$B144,tabulka_panely_def,64,FALSE))","v":{"$error":"#N/A"}},{"$f":"IF(Data!$B144<MIN(Panely!$A$9:$A$28),VLOOKUP(Data!$B144,tabulka_kce_def,61,FALSE),VLOOKUP(Data!$B144,tabulka_panely_def,65,FALSE))","v":{"$error":"#N/A"}},{"$f":"IF(Data!$B144<MIN(Panely!$A$9:$A$28),VLOOKUP(Data!$B144,tabulka_kce_def,25,FALSE),0)","v":0},{"$error":"#N/A"},null,null,null,null,"=",{"$f":"IF(Data!$W144<MIN(Panely!$A$9:$A$28),VLOOKUP(Data!$W144,tabulka_kce_def,62,FALSE),VLOOKUP(Data!$W144,tabulka_panely_def,65,FALSE))","v":{"$error":"#N/A"}},{"$f":"IF(Data!$W144<MIN(Panely!$A$9:$A$28),VLOOKUP(Data!$W144,tabulka_kce_def,Y$1-20,FALSE),VLOOKUP(Data!$W144,tabulka_panely_def,Y$1-18,FALSE))","v":{"$error":"#N/A"}},{"$f":"IF(Data!$W144<MIN(Panely!$A$9:$A$28),VLOOKUP(Data!$W144,tabulka_kce_def,Z$1-20,FALSE),VLOOKUP(Data!$W144,tabulka_panely_def,Z$1-18,FALSE))","v":{"$error":"#N/A"}},{"$f":"IF(Data!$W144<MIN(Panely!$A$9:$A$28),VLOOKUP(Data!$W144,tabulka_kce_def,AA$1-20,FALSE),VLOOKUP(Data!$W144,tabulka_panely_def,AA$1-18,FALSE))","v":{"$error":"#N/A"}},{"$f":"IF(Data!$W144<MIN(Panely!$A$9:$A$28),VLOOKUP(Data!$W144,tabulka_kce_def,AB$1-20,FALSE),VLOOKUP(Data!$W144,tabulka_panely_def,AB$1-18,FALSE))","v":{"$error":"#N/A"}},{"$f":"IF(Data!$W144<MIN(Panely!$A$9:$A$28),VLOOKUP(Data!$W144,tabulka_kce_def,AC$1-20,FALSE),VLOOKUP(Data!$W144,tabulka_panely_def,AC$1-18,FALSE))","v":{"$error":"#N/A"}},{"$f":"IF(Data!$W144<MIN(Panely!$A$9:$A$28),VLOOKUP(Data!$W144,tabulka_kce_def,AD$1-20,FALSE),VLOOKUP(Data!$W144,tabulka_panely_def,AD$1-18,FALSE))","v":{"$error":"#N/A"}},{"$f":"IF(Data!$W144<MIN(Panely!$A$9:$A$28),VLOOKUP(Data!$W144,tabulka_kce_def,AE$1-20,FALSE),VLOOKUP(Data!$W144,tabulka_panely_def,AE$1-18,FALSE))","v":{"$error":"#N/A"}},{"$f":"IF(Data!$W144<MIN(Panely!$A$9:$A$28),VLOOKUP(Data!$W144,tabulka_kce_def,AF$1-20,FALSE),VLOOKUP(Data!$W144,tabulka_panely_def,AF$1-18,FALSE))","v":{"$error":"#N/A"}},{"$f":"IF(Data!$W144<MIN(Panely!$A$9:$A$28),VLOOKUP(Data!$W144,tabulka_kce_def,AG$1-20,FALSE),VLOOKUP(Data!$W144,tabulka_panely_def,AG$1-18,FALSE))","v":{"$error":"#N/A"}},{"$f":"IF(Data!$W144<MIN(Panely!$A$9:$A$28),VLOOKUP(Data!$W144,tabulka_kce_def,AH$1-20,FALSE),VLOOKUP(Data!$W144,tabulka_panely_def,AH$1-18,FALSE))","v":{"$error":"#N/A"}},{"$f":"IF(Data!$W144<MIN(Panely!$A$9:$A$28),VLOOKUP(Data!$W144,tabulka_kce_def,AI$1-20,FALSE),VLOOKUP(Data!$W144,tabulka_panely_def,AI$1-18,FALSE))","v":{"$error":"#N/A"}},{"$f":"IF(Data!$W144<MIN(Panely!$A$9:$A$28),VLOOKUP(Data!$W144,tabulka_kce_def,AJ$1-20,FALSE),VLOOKUP(Data!$W144,tabulka_panely_def,AJ$1-18,FALSE))","v":{"$error":"#N/A"}},{"$f":"IF(Data!$W144<MIN(Panely!$A$9:$A$28),VLOOKUP(Data!$W144,tabulka_kce_def,AK$1-20,FALSE),VLOOKUP(Data!$W144,tabulka_panely_def,AK$1-18,FALSE))","v":{"$error":"#N/A"}},{"$f":"IF(Data!$W144<MIN(Panely!$A$9:$A$28),VLOOKUP(Data!$W144,tabulka_kce_def,AL$1-20,FALSE),VLOOKUP(Data!$W144,tabulka_panely_def,AL$1-18,FALSE))","v":{"$error":"#N/A"}},{"$f":"IF(Data!$W144<MIN(Panely!$A$9:$A$28),VLOOKUP(Data!$W144,tabulka_kce_def,AM$1-20,FALSE),VLOOKUP(Data!$W144,tabulka_panely_def,AM$1-18,FALSE))","v":{"$error":"#N/A"}},144,{"$f":"IF(Data!$W144<MIN(Panely!$A$9:$A$28),VLOOKUP(Data!$W144,tabulka_kce_def,63,FALSE),0)","v":0},{"$f":"IF(Data!$W144<MIN(Panely!$A$9:$A$28),VLOOKUP(Data!$W144,tabulka_kce_def,28,FALSE),1)","v":1},{"$f":"IF(Data!$W144<MIN(Panely!$A$9:$A$28),VLOOKUP(Data!$W144,tabulka_kce_def,23,FALSE),VLOOKUP(Data!$W144,tabulka_panely_def,24,FALSE))","v":{"$error":"#N/A"}},null,0,null,{"$f":"IF(ISERROR(MID(VLOOKUP($W144,tabulka_kce_def,2,FALSE),1,3)=\"ooz\"),0,IF(MID(VLOOKUP($W144,tabulka_kce_def,2,FALSE),1,3)=\"ooz\",1,0))","v":0},{"$f":"IF(ISERROR(MID(VLOOKUP($W144,tabulka_kce_def,60,FALSE),1,1)=\"f\"),0,IF(MID(VLOOKUP($W144,tabulka_kce_def,60,FALSE),1,1)=\"f\",1,0))","v":0},{"$f":"VALUE(VLOOKUP($W144,tabulka_kce_def,61,FALSE))","v":{"$error":"#N/A"}},{"$f":"IF(AV144=1,IF(MID(VLOOKUP(AW144,tabulka_kce_def,2,FALSE),1,3)=\"ooz\",1,0),0)","v":0},{"$f":"IF(AND(W144>MAX(Konstrukce!A:A),ISNUMBER(W144)),1,0)","v":0}]
[null,"=",{"$f":"IF(Data!$B145<MIN(Panely!$A$9:$A$28),VLOOKUP(Data!$B145,tabulka_kce_def,4,FALSE),VLOOKUP(Data!$B145,tabulka_panely_def,4,FALSE))","v":{"$error":"#N/A"}},{"$f":"IF(Data!$B145<MIN(Panely!$A$9:$A$28),VLOOKUP(Data!$B145,tabulka_kce_def,23,FALSE),VLOOKUP(Data!$B145,tabulka_panely_def,24,FALSE))","v":{"$error":"#N/A"}},{"$f":"IF(Data!$B145<MIN(Panely!$A$9:$A$28),VLOOKUP(Data!$B145,tabulka_kce_def,21,FALSE),VLOOKUP(Data!$B145,tabulka_panely_def,22,FALSE))","v":{"$error":"#N/A"}},{"$f":"IF(Data!$B145<MIN(Panely!$A$9:$A$28),VLOOKUP(Data!$B145,tabulka_kce_def,26,FALSE),VLOOKUP(Data!$B145,tabulka_panely_def,31,FALSE))","v":{"$error":"#N/A"}},{"$f":"IF(Data!$B145<MIN(Panely!$A$9:$A$28),VLOOKUP(Data!$B145,tabulka_kce_def,27,FALSE),VLOOKUP(Data!$B145,tabulka_panely_def,32,FALSE))","v":{"$error":"#N/A"}},{"$f":"IF(VLOOKUP(Data!$B145,tabulka_kce_def,3,FALSE)=\"\",Konstrukce!$G$1,IF(VLOOKUP(Data!$B145,tabulka_kce_def,3,FALSE)=\"z\",Konstrukce!$G$2,VLOOKUP(Data!$B145,tabulka_kce_def,3,FALSE)))","v":{"$error":"#N/A"}},{"$f":"IF(Data!$B145<MIN(Panely!$A$9:$A$28),0,VLOOKUP(Data!$B145,tabulka_panely_def,25,FALSE))","v":{"$error":"#N/A"}},{"$f":"IF(Data!$B145<MIN(Panely!$A$9:$A$28),VLOOKUP(Data!$B145,tabulka_kce_def,24,FALSE),VLOOKUP(Data!$B145,tabulka_panely_def,33,FALSE))","v":{"$error":"#N/A"}},{"$f":"Konstrukce!$D$1","v":15},{"$f":"Konstrukce!$D$2","v":15},{"$f":"Konstrukce!$G$1","v":0},{"$f":"IF(Data!$B145<MIN(Panely!$A$9:$A$28),VLOOKUP(Data!$B145,tabulka_kce_def,59,FALSE),VLOOKUP(Data!$B145,tabulka_panely_def,63,FALSE))","v":{"$error":"#N/A"}},{"$f":"IF(Data!$B145<MIN(Panely!$A$9:$A$28),VLOOKUP(Data!$B145,tabulka_kce_def,60,FALSE),VLOOKUP(Data!$B145,tabulka_panely_def,64,FALSE))","v":{"$error":"#N/A"}},{"$f":"IF(Data!$B145<MIN(Panely!$A$9:$A$28),VLOOKUP(Data!$B145,tabulka_kce_def,61,FALSE),VLOOKUP(Data!$B145,tabulka_panely_def,65,FALSE))","v":{"$error":"#N/A"}},{"$f":"IF(Data!$B145<MIN(Panely!$A$9:$A$28),VLOOKUP(Data!$B145,tabulka_kce_def,25,FALSE),0)","v":0},{"$error":"#N/A"},null,null,null,null,"=",{"$f":"IF(Data!$W145<MIN(Panely!$A$9:$A$28),VLOOKUP(Data!$W145,tabulka_kce_def,62,FALSE),VLOOKUP(Data!$W145,tabulka_panely_def,65,FALSE))","v":{"$error":"#N/A"}},{"$f":"IF(Data!$W145<MIN(Panely!$A$9:$A$28),VLOOKUP(Data!$W145,tabulka_kce_def,Y$1-20,FALSE),VLOOKUP(Data!$W145,tabulka_panely_def,Y$1-18,FALSE))","v":{"$error":"#N/A"}},{"$f":"IF(Data!$W145<MIN(Panely!$A$9:$A$28),VLOOKUP(Data!$W145,tabulka_kce_def,Z$1-20,FALSE),VLOOKUP(Data!$W145,tabulka_panely_def,Z$1-18,FALSE))","v":{"$error":"#N/A"}},{"$f":"IF(Data!$W145<MIN(Panely!$A$9:$A$28),VLOOKUP(Data!$W145,tabulka_kce_def,AA$1-20,FALSE),VLOOKUP(Data!$W145,tabulka_panely_def,AA$1-18,FALSE))","v":{"$error":"#N/A"}},{"$f":"IF(Data!$W145<MIN(Panely!$A$9:$A$28),VLOOKUP(Data!$W145,tabulka_kce_def,AB$1-20,FALSE),VLOOKUP(Data!$W145,tabulka_panely_def,AB$1-18,FALSE))","v":{"$error":"#N/A"}},{"$f":"IF(Data!$W145<MIN(Panely!$A$9:$A$28),VLOOKUP(Data!$W145,tabulka_kce_def,AC$1-20,FALSE),VLOOKUP(Data!$W145,tabulka_panely_def,AC$1-18,FALSE))","v":{"$error":"#N/A"}},{"$f":"IF(Data!$W145<MIN(Panely!$A$9:$A$28),VLOOKUP(Data!$W145,tabulka_kce_def,AD$1-20,FALSE),VLOOKUP(Data!$W145,tabulka_panely_def,AD$1-18,FALSE))","v":{"$error":"#N/A"}},{"$f":"IF(Data!$W145<MIN(Panely!$A$9:$A$28),VLOOKUP(Data!$W145,tabulka_kce_def,AE$1-20,FALSE),VLOOKUP(Data!$W145,tabulka_panely_def,AE$1-18,FALSE))","v":{"$error":"#N/A"}},{"$f":"IF(Data!$W145<MIN(Panely!$A$9:$A$28),VLOOKUP(Data!$W145,tabulka_kce_def,AF$1-20,FALSE),VLOOKUP(Data!$W145,tabulka_panely_def,AF$1-18,FALSE))","v":{"$error":"#N/A"}},{"$f":"IF(Data!$W145<MIN(Panely!$A$9:$A$28),VLOOKUP(Data!$W145,tabulka_kce_def,AG$1-20,FALSE),VLOOKUP(Data!$W145,tabulka_panely_def,AG$1-18,FALSE))","v":{"$error":"#N/A"}},{"$f":"IF(Data!$W145<MIN(Panely!$A$9:$A$28),VLOOKUP(Data!$W145,tabulka_kce_def,AH$1-20,FALSE),VLOOKUP(Data!$W145,tabulka_panely_def,AH$1-18,FALSE))","v":{"$error":"#N/A"}},{"$f":"IF(Data!$W145<MIN(Panely!$A$9:$A$28),VLOOKUP(Data!$W145,tabulka_kce_def,AI$1-20,FALSE),VLOOKUP(Data!$W145,tabulka_panely_def,AI$1-18,FALSE))","v":{"$error":"#N/A"}},{"$f":"IF(Data!$W145<MIN(Panely!$A$9:$A$28),VLOOKUP(Data!$W145,tabulka_kce_def,AJ$1-20,FALSE),VLOOKUP(Data!$W145,tabulka_panely_def,AJ$1-18,FALSE))","v":{"$error":"#N/A"}},{"$f":"IF(Data!$W145<MIN(Panely!$A$9:$A$28),VLOOKUP(Data!$W145,tabulka_kce_def,AK$1-20,FALSE),VLOOKUP(Data!$W145,tabulka_panely_def,AK$1-18,FALSE))","v":{"$error":"#N/A"}},{"$f":"IF(Data!$W145<MIN(Panely!$A$9:$A$28),VLOOKUP(Data!$W145,tabulka_kce_def,AL$1-20,FALSE),VLOOKUP(Data!$W145,tabulka_panely_def,AL$1-18,FALSE))","v":{"$error":"#N/A"}},{"$f":"IF(Data!$W145<MIN(Panely!$A$9:$A$28),VLOOKUP(Data!$W145,tabulka_kce_def,AM$1-20,FALSE),VLOOKUP(Data!$W145,tabulka_panely_def,AM$1-18,FALSE))","v":{"$error":"#N/A"}},145,{"$f":"IF(Data!$W145<MIN(Panely!$A$9:$A$28),VLOOKUP(Data!$W145,tabulka_kce_def,63,FALSE),0)","v":0},{"$f":"IF(Data!$W145<MIN(Panely!$A$9:$A$28),VLOOKUP(Data!$W145,tabulka_kce_def,28,FALSE),1)","v":1},{"$f":"IF(Data!$W145<MIN(Panely!$A$9:$A$28),VLOOKUP(Data!$W145,tabulka_kce_def,23,FALSE),VLOOKUP(Data!$W145,tabulka_panely_def,24,FALSE))","v":{"$error":"#N/A"}},null,{"$f":"IF(ISERROR(AR145*(273.15+AQ145)^4),0,AR145*((273.15+AQ145)^4))","v":0},null,0,0,{"$error":"#N/A"},0,{"$f":"IF(AND(W145>MAX(Konstrukce!A:A),ISNUMBER(W145)),1,0)","v":0}]
[null,"=",{"$f":"IF(Data!$B146<MIN(Panely!$A$9:$A$28),VLOOKUP(Data!$B146,tabulka_kce_def,4,FALSE),VLOOKUP(Data!$B146,tabulka_panely_def,4,FALSE))","v":{"$error":"#N/A"}},{"$f":"IF(Data!$B146<MIN(Panely!$A$9:$A$28),VLOOKUP(Data!$B146,tabulka_kce_def,23,FALSE),VLOOKUP(Data!$B146,tabulka_panely_def,24,FALSE))","v":{"$error":"#N/A"}},{"$f":"IF(Data!$B146<MIN(Panely!$A$9:$A$28),VLOOKUP(Data!$B146,tabulka_kce_def,21,FALSE),VLOOKUP(Data!$B146,tabulka_panely_def,22,FALSE))","v":{"$error":"#N/A"}},{"$f":"IF(Data!$B146<MIN(Panely!$A$9:$A$28),VLOOKUP(Data!$B146,tabulka_kce_def,26,FALSE),VLOOKUP(Data!$B146,tabulka_panely_def,31,FALSE))","v":{"$error":"#N/A"}},{"$f":"IF(Data!$B146<MIN(Panely!$A$9:$A$28),VLOOKUP(Data!$B146,tabulka_kce_def,27,FALSE),VLOOKUP(Data!$B146,tabulka_panely_def,32,FALSE))","v":{"$error":"#N/A"}},{"$f":"IF(VLOOKUP(Data!$B146,tabulka_kce_def,3,FALSE)=\"\",Konstrukce!$G$1,IF(VLOOKUP(Data!$B146,tabulka_kce_def,3,FALSE)=\"z\",Konstrukce!$G$2,VLOOKUP(Data!$B146,tabulka_kce_def,3,FALSE)))","v":{"$error":"#N/A"}},{"$f":"IF(Data!$B146<MIN(Panely!$A$9:$A$28),0,VLOOKUP(Data!$B146,tabulka_panely_def,25,FALSE))","v":{"$error":"#N/A"}},{"$f":"IF(Data!$B146<MIN(Panely!$A$9:$A$28),VLOOKUP(Data!$B146,tabulka_kce_def,24,FALSE),VLOOKUP(Data!$B146,tabulka_panely_def,33,FALSE))","v":{"$error":"#N/A"}},{"$f":"Konstrukce!$D$1","v":15},{"$f":"Konstrukce!$D$2","v":15},{"$f":"Konstrukce!$G$1","v":0},{"$f":"IF(Data!$B146<MIN(Panely!$A$9:$A$28),VLOOKUP(Data!$B146,tabulka_kce_def,59,FALSE),VLOOKUP(Data!$B146,tabulka_panely_def,63,FALSE))","v":{"$error":"#N/A"}},{"$f":"IF(Data!$B146<MIN(Panely!$A$9:$A$28),VLOOKUP(Data!$B146,tabulka_kce_def,60,FALSE),VLOOKUP(Data!$B146,tabulka_panely_def,64,FALSE))","v":{"$error":"#N/A"}},{"$f":"IF(Data!$B146<MIN(Panely!$A$9:$A$28),VLOOKUP(Data!$B146,tabulka_kce_def,61,FALSE),VLOOKUP(Data!$B146,tabulka_panely_def,65,FALSE))","v":{"$error":"#N/A"}},{"$f":"IF(Data!$B146<MIN(Panely!$A$9:$A$28),VLOOKUP(Data!$B146,tabulka_kce_def,25,FALSE),0)","v":0},{"$error":"#N/A"},null,null,null,null,"=",{"$f":"IF(Data!$W146<MIN(Panely!$A$9:$A$28),VLOOKUP(Data!$W146,tabulka_kce_def,62,FALSE),VLOOKUP(Data!$W146,tabulka_panely_def,65,FALSE))","v":{"$error":"#N/A"}},{"$f":"IF(Data!$W146<MIN(Panely!$A$9:$A$28),VLOOKUP(Data!$W146,tabulka_kce_def,Y$1-20,FALSE),VLOOKUP(Data!$W146,tabulka_panely_def,Y$1-18,FALSE))","v":{"$error":"#N/A"}},{"$f":"IF(Data!$W146<MIN(Panely!$A$9:$A$28),VLOOKUP(Data!$W146,tabulka_kce_def,Z$1-20,FALSE),VLOOKUP(Data!$W146,tabulka_panely_def,Z$1-18,FALSE))","v":{"$error":"#N/A"}},{"$f":"IF(Data!$W146<MIN(Panely!$A$9:$A$28),VLOOKUP(Data!$W146,tabulka_kce_def,AA$1-20,FALSE),VLOOKUP(Data!$W146,tabulka_panely_def,AA$1-18,FALSE))","v":{"$error":"#N/A"}},{"$f":"IF(Data!$W146<MIN(Panely!$A$9:$A$28),VLOOKUP(Data!$W146,tabulka_kce_def,AB$1-20,FALSE),VLOOKUP(Data!$W146,tabulka_panely_def,AB$1-18,FALSE))","v":{"$error":"#N/A"}},{"$f":"IF(Data!$W146<MIN(Panely!$A$9:$A$28),VLOOKUP(Data!$W146,tabulka_kce_def,AC$1-20,FALSE),VLOOKUP(Data!$W146,tabulka_panely_def,AC$1-18,FALSE))","v":{"$error":"#N/A"}},{"$f":"IF(Data!$W146<MIN(Panely!$A$9:$A$28),VLOOKUP(Data!$W146,tabulka_kce_def,AD$1-20,FALSE),VLOOKUP(Data!$W146,tabulka_panely_def,AD$1-18,FALSE))","v":{"$error":"#N/A"}},{"$f":"IF(Data!$W146<MIN(Panely!$A$9:$A$28),VLOOKUP(Data!$W146,tabulka_kce_def,AE$1-20,FALSE),VLOOKUP(Data!$W146,tabulka_panely_def,AE$1-18,FALSE))","v":{"$error":"#N/A"}},{"$f":"IF(Data!$W146<MIN(Panely!$A$9:$A$28),VLOOKUP(Data!$W146,tabulka_kce_def,AF$1-20,FALSE),VLOOKUP(Data!$W146,tabulka_panely_def,AF$1-18,FALSE))","v":{"$error":"#N/A"}},{"$f":"IF(Data!$W146<MIN(Panely!$A$9:$A$28),VLOOKUP(Data!$W146,tabulka_kce_def,AG$1-20,FALSE),VLOOKUP(Data!$W146,tabulka_panely_def,AG$1-18,FALSE))","v":{"$error":"#N/A"}},{"$f":"IF(Data!$W146<MIN(Panely!$A$9:$A$28),VLOOKUP(Data!$W146,tabulka_kce_def,AH$1-20,FALSE),VLOOKUP(Data!$W146,tabulka_panely_def,AH$1-18,FALSE))","v":{"$error":"#N/A"}},{"$f":"IF(Data!$W146<MIN(Panely!$A$9:$A$28),VLOOKUP(Data!$W146,tabulka_kce_def,AI$1-20,FALSE),VLOOKUP(Data!$W146,tabulka_panely_def,AI$1-18,FALSE))","v":{"$error":"#N/A"}},{"$f":"IF(Data!$W146<MIN(Panely!$A$9:$A$28),VLOOKUP(Data!$W146,tabulka_kce_def,AJ$1-20,FALSE),VLOOKUP(Data!$W146,tabulka_panely_def,AJ$1-18,FALSE))","v":{"$error":"#N/A"}},{"$f":"IF(Data!$W146<MIN(Panely!$A$9:$A$28),VLOOKUP(Data!$W146,tabulka_kce_def,AK$1-20,FALSE),VLOOKUP(Data!$W146,tabulka_panely_def,AK$1-18,FALSE))","v":{"$error":"#N/A"}},{"$f":"IF(Data!$W146<MIN(Panely!$A$9:$A$28),VLOOKUP(Data!$W146,tabulka_kce_def,AL$1-20,FALSE),VLOOKUP(Data!$W146,tabulka_panely_def,AL$1-18,FALSE))","v":{"$error":"#N/A"}},{"$f":"IF(Data!$W146<MIN(Panely!$A$9:$A$28),VLOOKUP(Data!$W146,tabulka_kce_def,AM$1-20,FALSE),VLOOKUP(Data!$W146,tabulka_panely_def,AM$1-18,FALSE))","v":{"$error":"#N/A"}},{"$f":"AN145+1","v":146},{"$f":"IF(Data!$W146<MIN(Panely!$A$9:$A$28),VLOOKUP(Data!$W146,tabulka_kce_def,63,FALSE),0)","v":0},{"$f":"IF(Data!$W146<MIN(Panely!$A$9:$A$28),VLOOKUP(Data!$W146,tabulka_kce_def,28,FALSE),1)","v":1},{"$f":"IF(Data!$W146<MIN(Panely!$A$9:$A$28),VLOOKUP(Data!$W146,tabulka_kce_def,23,FALSE),VLOOKUP(Data!$W146,tabulka_panely_def,24,FALSE))","v":{"$error":"#N/A"}},null,0,null,0,0,{"$error":"#N/A"},0,{"$f":"IF(AND(W146>MAX(Konstrukce!A:A),ISNUMBER(W146)),1,0)","v":0}]
[null,"=",{"$f":"IF(Data!$B147<MIN(Panely!$A$9:$A$28),VLOOKUP(Data!$B147,tabulka_kce_def,4,FALSE),VLOOKUP(Data!$B147,tabulka_panely_def,4,FALSE))","v":{"$error":"#N/A"}},{"$f":"IF(Data!$B147<MIN(Panely!$A$9:$A$28),VLOOKUP(Data!$B147,tabulka_kce_def,23,FALSE),VLOOKUP(Data!$B147,tabulka_panely_def,24,FALSE))","v":{"$error":"#N/A"}},{"$f":"IF(Data!$B147<MIN(Panely!$A$9:$A$28),VLOOKUP(Data!$B147,tabulka_kce_def,21,FALSE),VLOOKUP(Data!$B147,tabulka_panely_def,22,FALSE))","v":{"$error":"#N/A"}},{"$f":"IF(Data!$B147<MIN(Panely!$A$9:$A$28),VLOOKUP(Data!$B147,tabulka_kce_def,26,FALSE),VLOOKUP(Data!$B147,tabulka_panely_def,31,FALSE))","v":{"$error":"#N/A"}},{"$f":"IF(Data!$B147<MIN(Panely!$A$9:$A$28),VLOOKUP(Data!$B147,tabulka_kce_def,27,FALSE),VLOOKUP(Data!$B147,tabulka_panely_def,32,FALSE))","v":{"$error":"#N/A"}},{"$f":"IF(VLOOKUP(Data!$B147,tabulka_kce_def,3,FALSE)=\"\",Konstrukce!$G$1,IF(VLOOKUP(Data!$B147,tabulka_kce_def,3,FALSE)=\"z\",Konstrukce!$G$2,VLOOKUP(Data!$B147,tabulka_kce_def,3,FALSE)))","v":{"$error":"#N/A"}},{"$f":"IF(Data!$B147<MIN(Panely!$A$9:$A$28),0,VLOOKUP(Data!$B147,tabulka_panely_def,25,FALSE))","v":{"$error":"#N/A"}},{"$f":"IF(Data!$B147<MIN(Panely!$A$9:$A$28),VLOOKUP(Data!$B147,tabulka_kce_def,24,FALSE),VLOOKUP(Data!$B147,tabulka_panely_def,33,FALSE))","v":{"$error":"#N/A"}},{"$f":"Konstrukce!$D$1","v":15},{"$f":"Konstrukce!$D$2","v":15},{"$f":"Konstrukce!$G$1","v":0},{"$f":"IF(Data!$B147<MIN(Panely!$A$9:$A$28),VLOOKUP(Data!$B147,tabulka_kce_def,59,FALSE),VLOOKUP(Data!$B147,tabulka_panely_def,63,FALSE))","v":{"$error":"#N/A"}},{"$f":"IF(Data!$B147<MIN(Panely!$A$9:$A$28),VLOOKUP(Data!$B147,tabulka_kce_def,60,FALSE),VLOOKUP(Data!$B147,tabulka_panely_def,64,FALSE))","v":{"$error":"#N/A"}},{"$f":"IF(Data!$B147<MIN(Panely!$A$9:$A$28),VLOOKUP(Data!$B147,tabulka_kce_def,61,FALSE),VLOOKUP(Data!$B147,tabulka_panely_def,65,FALSE))","v":{"$error":"#N/A"}},{"$f":"IF(Data!$B147<MIN(Panely!$A$9:$A$28),VLOOKUP(Data!$B147,tabulka_kce_def,25,FALSE),0)","v":0},{"$error":"#N/A"},null,null,null,null,"=",{"$f":"IF(Data!$W147<MIN(Panely!$A$9:$A$28),VLOOKUP(Data!$W147,tabulka_kce_def,62,FALSE),VLOOKUP(Data!$W147,tabulka_panely_def,65,FALSE))","v":{"$error":"#N/A"}},{"$f":"IF(Data!$W147<MIN(Panely!$A$9:$A$28),VLOOKUP(Data!$W147,tabulka_kce_def,Y$1-20,FALSE),VLOOKUP(Data!$W147,tabulka_panely_def,Y$1-18,FALSE))","v":{"$error":"#N/A"}},{"$f":"IF(Data!$W147<MIN(Panely!$A$9:$A$28),VLOOKUP(Data!$W147,tabulka_kce_def,Z$1-20,FALSE),VLOOKUP(Data!$W147,tabulka_panely_def,Z$1-18,FALSE))","v":{"$error":"#N/A"}},{"$f":"IF(Data!$W147<MIN(Panely!$A$9:$A$28),VLOOKUP(Data!$W147,tabulka_kce_def,AA$1-20,FALSE),VLOOKUP(Data!$W147,tabulka_panely_def,AA$1-18,FALSE))","v":{"$error":"#N/A"}},{"$f":"IF(Data!$W147<MIN(Panely!$A$9:$A$28),VLOOKUP(Data!$W147,tabulka_kce_def,AB$1-20,FALSE),VLOOKUP(Data!$W147,tabulka_panely_def,AB$1-18,FALSE))","v":{"$error":"#N/A"}},{"$f":"IF(Data!$W147<MIN(Panely!$A$9:$A$28),VLOOKUP(Data!$W147,tabulka_kce_def,AC$1-20,FALSE),VLOOKUP(Data!$W147,tabulka_panely_def,AC$1-18,FALSE))","v":{"$error":"#N/A"}},{"$f":"IF(Data!$W147<MIN(Panely!$A$9:$A$28),VLOOKUP(Data!$W147,tabulka_kce_def,AD$1-20,FALSE),VLOOKUP(Data!$W147,tabulka_panely_def,AD$1-18,FALSE))","v":{"$error":"#N/A"}},{"$f":"IF(Data!$W147<MIN(Panely!$A$9:$A$28),VLOOKUP(Data!$W147,tabulka_kce_def,AE$1-20,FALSE),VLOOKUP(Data!$W147,tabulka_panely_def,AE$1-18,FALSE))","v":{"$error":"#N/A"}},{"$f":"IF(Data!$W147<MIN(Panely!$A$9:$A$28),VLOOKUP(Data!$W147,tabulka_kce_def,AF$1-20,FALSE),VLOOKUP(Data!$W147,tabulka_panely_def,AF$1-18,FALSE))","v":{"$error":"#N/A"}},{"$f":"IF(Data!$W147<MIN(Panely!$A$9:$A$28),VLOOKUP(Data!$W147,tabulka_kce_def,AG$1-20,FALSE),VLOOKUP(Data!$W147,tabulka_panely_def,AG$1-18,FALSE))","v":{"$error":"#N/A"}},{"$f":"IF(Data!$W147<MIN(Panely!$A$9:$A$28),VLOOKUP(Data!$W147,tabulka_kce_def,AH$1-20,FALSE),VLOOKUP(Data!$W147,tabulka_panely_def,AH$1-18,FALSE))","v":{"$error":"#N/A"}},{"$f":"IF(Data!$W147<MIN(Panely!$A$9:$A$28),VLOOKUP(Data!$W147,tabulka_kce_def,AI$1-20,FALSE),VLOOKUP(Data!$W147,tabulka_panely_def,AI$1-18,FALSE))","v":{"$error":"#N/A"}},{"$f":"IF(Data!$W147<MIN(Panely!$A$9:$A$28),VLOOKUP(Data!$W147,tabulka_kce_def,AJ$1-20,FALSE),VLOOKUP(Data!$W147,tabulka_panely_def,AJ$1-18,FALSE))","v":{"$error":"#N/A"}},{"$f":"IF(Data!$W147<MIN(Panely!$A$9:$A$28),VLOOKUP(Data!$W147,tabulka_kce_def,AK$1-20,FALSE),VLOOKUP(Data!$W147,tabulka_panely_def,AK$1-18,FALSE))","v":{"$error":"#N/A"}},{"$f":"IF(Data!$W147<MIN(Panely!$A$9:$A$28),VLOOKUP(Data!$W147,tabulka_kce_def,AL$1-20,FALSE),VLOOKUP(Data!$W147,tabulka_panely_def,AL$1-18,FALSE))","v":{"$error":"#N/A"}},{"$f":"IF(Data!$W147<MIN(Panely!$A$9:$A$28),VLOOKUP(Data!$W147,tabulka_kce_def,AM$1-20,FALSE),VLOOKUP(Data!$W147,tabulka_panely_def,AM$1-18,FALSE))","v":{"$error":"#N/A"}},147,{"$f":"IF(Data!$W147<MIN(Panely!$A$9:$A$28),VLOOKUP(Data!$W147,tabulka_kce_def,63,FALSE),0)","v":0},{"$f":"IF(Data!$W147<MIN(Panely!$A$9:$A$28),VLOOKUP(Data!$W147,tabulka_kce_def,28,FALSE),1)","v":1},{"$f":"IF(Data!$W147<MIN(Panely!$A$9:$A$28),VLOOKUP(Data!$W147,tabulka_kce_def,23,FALSE),VLOOKUP(Data!$W147,tabulka_panely_def,24,FALSE))","v":{"$error":"#N/A"}},null,0,null,0,0,{"$error":"#N/A"},0,{"$f":"IF(AND(W147>MAX(Konstrukce!A:A),ISNUMBER(W147)),1,0)","v":0}]
[null,"=",{"$f":"IF(Data!$B148<MIN(Panely!$A$9:$A$28),VLOOKUP(Data!$B148,tabulka_kce_def,4,FALSE),VLOOKUP(Data!$B148,tabulka_panely_def,4,FALSE))","v":{"$error":"#N/A"}},{"$f":"IF(Data!$B148<MIN(Panely!$A$9:$A$28),VLOOKUP(Data!$B148,tabulka_kce_def,23,FALSE),VLOOKUP(Data!$B148,tabulka_panely_def,24,FALSE))","v":{"$error":"#N/A"}},{"$f":"IF(Data!$B148<MIN(Panely!$A$9:$A$28),VLOOKUP(Data!$B148,tabulka_kce_def,21,FALSE),VLOOKUP(Data!$B148,tabulka_panely_def,22,FALSE))","v":{"$error":"#N/A"}},{"$f":"IF(Data!$B148<MIN(Panely!$A$9:$A$28),VLOOKUP(Data!$B148,tabulka_kce_def,26,FALSE),VLOOKUP(Data!$B148,tabulka_panely_def,31,FALSE))","v":{"$error":"#N/A"}},{"$f":"IF(Data!$B148<MIN(Panely!$A$9:$A$28),VLOOKUP(Data!$B148,tabulka_kce_def,27,FALSE),VLOOKUP(Data!$B148,tabulka_panely_def,32,FALSE))","v":{"$error":"#N/A"}},{"$f":"IF(VLOOKUP(Data!$B148,tabulka_kce_def,3,FALSE)=\"\",Konstrukce!$G$1,IF(VLOOKUP(Data!$B148,tabulka_kce_def,3,FALSE)=\"z\",Konstrukce!$G$2,VLOOKUP(Data!$B148,tabulka_kce_def,3,FALSE)))","v":{"$error":"#N/A"}},{"$f":"IF(Data!$B148<MIN(Panely!$A$9:$A$28),0,VLOOKUP(Data!$B148,tabulka_panely_def,25,FALSE))","v":{"$error":"#N/A"}},{"$f":"IF(Data!$B148<MIN(Panely!$A$9:$A$28),VLOOKUP(Data!$B148,tabulka_kce_def,24,FALSE),VLOOKUP(Data!$B148,tabulka_panely_def,33,FALSE))","v":{"$error":"#N/A"}},{"$f":"Konstrukce!$D$1","v":15},{"$f":"Konstrukce!$D$2","v":15},{"$f":"Konstrukce!$G$1","v":0},{"$f":"IF(Data!$B148<MIN(Panely!$A$9:$A$28),VLOOKUP(Data!$B148,tabulka_kce_def,59,FALSE),VLOOKUP(Data!$B148,tabulka_panely_def,63,FALSE))","v":{"$error":"#N/A"}},{"$f":"IF(Data!$B148<MIN(Panely!$A$9:$A$28),VLOOKUP(Data!$B148,tabulka_kce_def,60,FALSE),VLOOKUP(Data!$B148,tabulka_panely_def,64,FALSE))","v":{"$error":"#N/A"}},{"$f":"IF(Data!$B148<MIN(Panely!$A$9:$A$28),VLOOKUP(Data!$B148,tabulka_kce_def,61,FALSE),VLOOKUP(Data!$B148,tabulka_panely_def,65,FALSE))","v":{"$error":"#N/A"}},{"$f":"IF(Data!$B148<MIN(Panely!$A$9:$A$28),VLOOKUP(Data!$B148,tabulka_kce_def,25,FALSE),0)","v":0},{"$error":"#N/A"},null,null,null,null,"=",{"$f":"IF(Data!$W148<MIN(Panely!$A$9:$A$28),VLOOKUP(Data!$W148,tabulka_kce_def,62,FALSE),VLOOKUP(Data!$W148,tabulka_panely_def,65,FALSE))","v":{"$error":"#N/A"}},{"$f":"IF(Data!$W148<MIN(Panely!$A$9:$A$28),VLOOKUP(Data!$W148,tabulka_kce_def,Y$1-20,FALSE),VLOOKUP(Data!$W148,tabulka_panely_def,Y$1-18,FALSE))","v":{"$error":"#N/A"}},{"$f":"IF(Data!$W148<MIN(Panely!$A$9:$A$28),VLOOKUP(Data!$W148,tabulka_kce_def,Z$1-20,FALSE),VLOOKUP(Data!$W148,tabulka_panely_def,Z$1-18,FALSE))","v":{"$error":"#N/A"}},{"$f":"IF(Data!$W148<MIN(Panely!$A$9:$A$28),VLOOKUP(Data!$W148,tabulka_kce_def,AA$1-20,FALSE),VLOOKUP(Data!$W148,tabulka_panely_def,AA$1-18,FALSE))","v":{"$error":"#N/A"}},{"$f":"IF(Data!$W148<MIN(Panely!$A$9:$A$28),VLOOKUP(Data!$W148,tabulka_kce_def,AB$1-20,FALSE),VLOOKUP(Data!$W148,tabulka_panely_def,AB$1-18,FALSE))","v":{"$error":"#N/A"}},{"$f":"IF(Data!$W148<MIN(Panely!$A$9:$A$28),VLOOKUP(Data!$W148,tabulka_kce_def,AC$1-20,FALSE),VLOOKUP(Data!$W148,tabulka_panely_def,AC$1-18,FALSE))","v":{"$error":"#N/A"}},{"$f":"IF(Data!$W148<MIN(Panely!$A$9:$A$28),VLOOKUP(Data!$W148,tabulka_kce_def,AD$1-20,FALSE),VLOOKUP(Data!$W148,tabulka_panely_def,AD$1-18,FALSE))","v":{"$error":"#N/A"}},{"$f":"IF(Data!$W148<MIN(Panely!$A$9:$A$28),VLOOKUP(Data!$W148,tabulka_kce_def,AE$1-20,FALSE),VLOOKUP(Data!$W148,tabulka_panely_def,AE$1-18,FALSE))","v":{"$error":"#N/A"}},{"$f":"IF(Data!$W148<MIN(Panely!$A$9:$A$28),VLOOKUP(Data!$W148,tabulka_kce_def,AF$1-20,FALSE),VLOOKUP(Data!$W148,tabulka_panely_def,AF$1-18,FALSE))","v":{"$error":"#N/A"}},{"$f":"IF(Data!$W148<MIN(Panely!$A$9:$A$28),VLOOKUP(Data!$W148,tabulka_kce_def,AG$1-20,FALSE),VLOOKUP(Data!$W148,tabulka_panely_def,AG$1-18,FALSE))","v":{"$error":"#N/A"}},{"$f":"IF(Data!$W148<MIN(Panely!$A$9:$A$28),VLOOKUP(Data!$W148,tabulka_kce_def,AH$1-20,FALSE),VLOOKUP(Data!$W148,tabulka_panely_def,AH$1-18,FALSE))","v":{"$error":"#N/A"}},{"$f":"IF(Data!$W148<MIN(Panely!$A$9:$A$28),VLOOKUP(Data!$W148,tabulka_kce_def,AI$1-20,FALSE),VLOOKUP(Data!$W148,tabulka_panely_def,AI$1-18,FALSE))","v":{"$error":"#N/A"}},{"$f":"IF(Data!$W148<MIN(Panely!$A$9:$A$28),VLOOKUP(Data!$W148,tabulka_kce_def,AJ$1-20,FALSE),VLOOKUP(Data!$W148,tabulka_panely_def,AJ$1-18,FALSE))","v":{"$error":"#N/A"}},{"$f":"IF(Data!$W148<MIN(Panely!$A$9:$A$28),VLOOKUP(Data!$W148,tabulka_kce_def,AK$1-20,FALSE),VLOOKUP(Data!$W148,tabulka_panely_def,AK$1-18,FALSE))","v":{"$error":"#N/A"}},{"$f":"IF(Data!$W148<MIN(Panely!$A$9:$A$28),VLOOKUP(Data!$W148,tabulka_kce_def,AL$1-20,FALSE),VLOOKUP(Data!$W148,tabulka_panely_def,AL$1-18,FALSE))","v":{"$error":"#N/A"}},{"$f":"IF(Data!$W148<MIN(Panely!$A$9:$A$28),VLOOKUP(Data!$W148,tabulka_kce_def,AM$1-20,FALSE),VLOOKUP(Data!$W148,tabulka_panely_def,AM$1-18,FALSE))","v":{"$error":"#N/A"}},148,{"$f":"IF(Data!$W148<MIN(Panely!$A$9:$A$28),VLOOKUP(Data!$W148,tabulka_kce_def,63,FALSE),0)","v":0},{"$f":"IF(Data!$W148<MIN(Panely!$A$9:$A$28),VLOOKUP(Data!$W148,tabulka_kce_def,28,FALSE),1)","v":1},{"$f":"IF(Data!$W148<MIN(Panely!$A$9:$A$28),VLOOKUP(Data!$W148,tabulka_kce_def,23,FALSE),VLOOKUP(Data!$W148,tabulka_panely_def,24,FALSE))","v":{"$error":"#N/A"}},null,0,null,0,0,{"$error":"#N/A"},0,{"$f":"IF(AND(W148>MAX(Konstrukce!A:A),ISNUMBER(W148)),1,0)","v":0}]
[null,"=",{"$f":"IF(Data!$B149<MIN(Panely!$A$9:$A$28),VLOOKUP(Data!$B149,tabulka_kce_def,4,FALSE),VLOOKUP(Data!$B149,tabulka_panely_def,4,FALSE))","v":{"$error":"#N/A"}},{"$f":"IF(Data!$B149<MIN(Panely!$A$9:$A$28),VLOOKUP(Data!$B149,tabulka_kce_def,23,FALSE),VLOOKUP(Data!$B149,tabulka_panely_def,24,FALSE))","v":{"$error":"#N/A"}},{"$f":"IF(Data!$B149<MIN(Panely!$A$9:$A$28),VLOOKUP(Data!$B149,tabulka_kce_def,21,FALSE),VLOOKUP(Data!$B149,tabulka_panely_def,22,FALSE))","v":{"$error":"#N/A"}},{"$f":"IF(Data!$B149<MIN(Panely!$A$9:$A$28),VLOOKUP(Data!$B149,tabulka_kce_def,26,FALSE),VLOOKUP(Data!$B149,tabulka_panely_def,31,FALSE))","v":{"$error":"#N/A"}},{"$f":"IF(Data!$B149<MIN(Panely!$A$9:$A$28),VLOOKUP(Data!$B149,tabulka_kce_def,27,FALSE),VLOOKUP(Data!$B149,tabulka_panely_def,32,FALSE))","v":{"$error":"#N/A"}},{"$f":"IF(VLOOKUP(Data!$B149,tabulka_kce_def,3,FALSE)=\"\",Konstrukce!$G$1,IF(VLOOKUP(Data!$B149,tabulka_kce_def,3,FALSE)=\"z\",Konstrukce!$G$2,VLOOKUP(Data!$B149,tabulka_kce_def,3,FALSE)))","v":{"$error":"#N/A"}},{"$f":"IF(Data!$B149<MIN(Panely!$A$9:$A$28),0,VLOOKUP(Data!$B149,tabulka_panely_def,25,FALSE))","v":{"$error":"#N/A"}},{"$f":"IF(Data!$B149<MIN(Panely!$A$9:$A$28),VLOOKUP(Data!$B149,tabulka_kce_def,24,FALSE),VLOOKUP(Data!$B149,tabulka_panely_def,33,FALSE))","v":{"$error":"#N/A"}},{"$f":"Konstrukce!$D$1","v":15},{"$f":"Konstrukce!$D$2","v":15},{"$f":"Konstrukce!$G$1","v":0},{"$f":"IF(Data!$B149<MIN(Panely!$A$9:$A$28),VLOOKUP(Data!$B149,tabulka_kce_def,59,FALSE),VLOOKUP(Data!$B149,tabulka_panely_def,63,FALSE))","v":{"$error":"#N/A"}},{"$f":"IF(Data!$B149<MIN(Panely!$A$9:$A$28),VLOOKUP(Data!$B149,tabulka_kce_def,60,FALSE),VLOOKUP(Data!$B149,tabulka_panely_def,64,FALSE))","v":{"$error":"#N/A"}},{"$f":"IF(Data!$B149<MIN(Panely!$A$9:$A$28),VLOOKUP(Data!$B149,tabulka_kce_def,61,FALSE),VLOOKUP(Data!$B149,tabulka_panely_def,65,FALSE))","v":{"$error":"#N/A"}},{"$f":"IF(Data!$B149<MIN(Panely!$A$9:$A$28),VLOOKUP(Data!$B149,tabulka_kce_def,25,FALSE),0)","v":0},{"$error":"#N/A"},null,null,null,null,"=",{"$f":"IF(Data!$W149<MIN(Panely!$A$9:$A$28),VLOOKUP(Data!$W149,tabulka_kce_def,62,FALSE),VLOOKUP(Data!$W149,tabulka_panely_def,65,FALSE))","v":{"$error":"#N/A"}},{"$f":"IF(Data!$W149<MIN(Panely!$A$9:$A$28),VLOOKUP(Data!$W149,tabulka_kce_def,Y$1-20,FALSE),VLOOKUP(Data!$W149,tabulka_panely_def,Y$1-18,FALSE))","v":{"$error":"#N/A"}},{"$f":"IF(Data!$W149<MIN(Panely!$A$9:$A$28),VLOOKUP(Data!$W149,tabulka_kce_def,Z$1-20,FALSE),VLOOKUP(Data!$W149,tabulka_panely_def,Z$1-18,FALSE))","v":{"$error":"#N/A"}},{"$f":"IF(Data!$W149<MIN(Panely!$A$9:$A$28),VLOOKUP(Data!$W149,tabulka_kce_def,AA$1-20,FALSE),VLOOKUP(Data!$W149,tabulka_panely_def,AA$1-18,FALSE))","v":{"$error":"#N/A"}},{"$f":"IF(Data!$W149<MIN(Panely!$A$9:$A$28),VLOOKUP(Data!$W149,tabulka_kce_def,AB$1-20,FALSE),VLOOKUP(Data!$W149,tabulka_panely_def,AB$1-18,FALSE))","v":{"$error":"#N/A"}},{"$f":"IF(Data!$W149<MIN(Panely!$A$9:$A$28),VLOOKUP(Data!$W149,tabulka_kce_def,AC$1-20,FALSE),VLOOKUP(Data!$W149,tabulka_panely_def,AC$1-18,FALSE))","v":{"$error":"#N/A"}},{"$f":"IF(Data!$W149<MIN(Panely!$A$9:$A$28),VLOOKUP(Data!$W149,tabulka_kce_def,AD$1-20,FALSE),VLOOKUP(Data!$W149,tabulka_panely_def,AD$1-18,FALSE))","v":{"$error":"#N/A"}},{"$f":"IF(Data!$W149<MIN(Panely!$A$9:$A$28),VLOOKUP(Data!$W149,tabulka_kce_def,AE$1-20,FALSE),VLOOKUP(Data!$W149,tabulka_panely_def,AE$1-18,FALSE))","v":{"$error":"#N/A"}},{"$f":"IF(Data!$W149<MIN(Panely!$A$9:$A$28),VLOOKUP(Data!$W149,tabulka_kce_def,AF$1-20,FALSE),VLOOKUP(Data!$W149,tabulka_panely_def,AF$1-18,FALSE))","v":{"$error":"#N/A"}},{"$f":"IF(Data!$W149<MIN(Panely!$A$9:$A$28),VLOOKUP(Data!$W149,tabulka_kce_def,AG$1-20,FALSE),VLOOKUP(Data!$W149,tabulka_panely_def,AG$1-18,FALSE))","v":{"$error":"#N/A"}},{"$f":"IF(Data!$W149<MIN(Panely!$A$9:$A$28),VLOOKUP(Data!$W149,tabulka_kce_def,AH$1-20,FALSE),VLOOKUP(Data!$W149,tabulka_panely_def,AH$1-18,FALSE))","v":{"$error":"#N/A"}},{"$f":"IF(Data!$W149<MIN(Panely!$A$9:$A$28),VLOOKUP(Data!$W149,tabulka_kce_def,AI$1-20,FALSE),VLOOKUP(Data!$W149,tabulka_panely_def,AI$1-18,FALSE))","v":{"$error":"#N/A"}},{"$f":"IF(Data!$W149<MIN(Panely!$A$9:$A$28),VLOOKUP(Data!$W149,tabulka_kce_def,AJ$1-20,FALSE),VLOOKUP(Data!$W149,tabulka_panely_def,AJ$1-18,FALSE))","v":{"$error":"#N/A"}},{"$f":"IF(Data!$W149<MIN(Panely!$A$9:$A$28),VLOOKUP(Data!$W149,tabulka_kce_def,AK$1-20,FALSE),VLOOKUP(Data!$W149,tabulka_panely_def,AK$1-18,FALSE))","v":{"$error":"#N/A"}},{"$f":"IF(Data!$W149<MIN(Panely!$A$9:$A$28),VLOOKUP(Data!$W149,tabulka_kce_def,AL$1-20,FALSE),VLOOKUP(Data!$W149,tabulka_panely_def,AL$1-18,FALSE))","v":{"$error":"#N/A"}},{"$f":"IF(Data!$W149<MIN(Panely!$A$9:$A$28),VLOOKUP(Data!$W149,tabulka_kce_def,AM$1-20,FALSE),VLOOKUP(Data!$W149,tabulka_panely_def,AM$1-18,FALSE))","v":{"$error":"#N/A"}},149,{"$f":"IF(Data!$W149<MIN(Panely!$A$9:$A$28),VLOOKUP(Data!$W149,tabulka_kce_def,63,FALSE),0)","v":0},{"$f":"IF(Data!$W149<MIN(Panely!$A$9:$A$28),VLOOKUP(Data!$W149,tabulka_kce_def,28,FALSE),1)","v":1},{"$f":"IF(Data!$W149<MIN(Panely!$A$9:$A$28),VLOOKUP(Data!$W149,tabulka_kce_def,23,FALSE),VLOOKUP(Data!$W149,tabulka_panely_def,24,FALSE))","v":{"$error":"#N/A"}},null,0,null,0,0,{"$error":"#N/A"},0,{"$f":"IF(AND(W149>MAX(Konstrukce!A:A),ISNUMBER(W149)),1,0)","v":0}]
[null,"=",{"$f":"IF(Data!$B150<MIN(Panely!$A$9:$A$28),VLOOKUP(Data!$B150,tabulka_kce_def,4,FALSE),VLOOKUP(Data!$B150,tabulka_panely_def,4,FALSE))","v":{"$error":"#N/A"}},{"$f":"IF(Data!$B150<MIN(Panely!$A$9:$A$28),VLOOKUP(Data!$B150,tabulka_kce_def,23,FALSE),VLOOKUP(Data!$B150,tabulka_panely_def,24,FALSE))","v":{"$error":"#N/A"}},{"$f":"IF(Data!$B150<MIN(Panely!$A$9:$A$28),VLOOKUP(Data!$B150,tabulka_kce_def,21,FALSE),VLOOKUP(Data!$B150,tabulka_panely_def,22,FALSE))","v":{"$error":"#N/A"}},{"$f":"IF(Data!$B150<MIN(Panely!$A$9:$A$28),VLOOKUP(Data!$B150,tabulka_kce_def,26,FALSE),VLOOKUP(Data!$B150,tabulka_panely_def,31,FALSE))","v":{"$error":"#N/A"}},{"$f":"IF(Data!$B150<MIN(Panely!$A$9:$A$28),VLOOKUP(Data!$B150,tabulka_kce_def,27,FALSE),VLOOKUP(Data!$B150,tabulka_panely_def,32,FALSE))","v":{"$error":"#N/A"}},{"$f":"IF(VLOOKUP(Data!$B150,tabulka_kce_def,3,FALSE)=\"\",Konstrukce!$G$1,IF(VLOOKUP(Data!$B150,tabulka_kce_def,3,FALSE)=\"z\",Konstrukce!$G$2,VLOOKUP(Data!$B150,tabulka_kce_def,3,FALSE)))","v":{"$error":"#N/A"}},{"$f":"IF(Data!$B150<MIN(Panely!$A$9:$A$28),0,VLOOKUP(Data!$B150,tabulka_panely_def,25,FALSE))","v":{"$error":"#N/A"}},{"$f":"IF(Data!$B150<MIN(Panely!$A$9:$A$28),VLOOKUP(Data!$B150,tabulka_kce_def,24,FALSE),VLOOKUP(Data!$B150,tabulka_panely_def,33,FALSE))","v":{"$error":"#N/A"}},{"$f":"Konstrukce!$D$1","v":15},{"$f":"Konstrukce!$D$2","v":15},{"$f":"Konstrukce!$G$1","v":0},{"$f":"IF(Data!$B150<MIN(Panely!$A$9:$A$28),VLOOKUP(Data!$B150,tabulka_kce_def,59,FALSE),VLOOKUP(Data!$B150,tabulka_panely_def,63,FALSE))","v":{"$error":"#N/A"}},{"$f":"IF(Data!$B150<MIN(Panely!$A$9:$A$28),VLOOKUP(Data!$B150,tabulka_kce_def,60,FALSE),VLOOKUP(Data!$B150,tabulka_panely_def,64,FALSE))","v":{"$error":"#N/A"}},{"$f":"IF(Data!$B150<MIN(Panely!$A$9:$A$28),VLOOKUP(Data!$B150,tabulka_kce_def,61,FALSE),VLOOKUP(Data!$B150,tabulka_panely_def,65,FALSE))","v":{"$error":"#N/A"}},{"$f":"IF(Data!$B150<MIN(Panely!$A$9:$A$28),VLOOKUP(Data!$B150,tabulka_kce_def,25,FALSE),0)","v":0},{"$error":"#N/A"},null,null,null,null,"=",{"$f":"IF(Data!$W150<MIN(Panely!$A$9:$A$28),VLOOKUP(Data!$W150,tabulka_kce_def,62,FALSE),VLOOKUP(Data!$W150,tabulka_panely_def,65,FALSE))","v":{"$error":"#N/A"}},{"$f":"IF(Data!$W150<MIN(Panely!$A$9:$A$28),VLOOKUP(Data!$W150,tabulka_kce_def,Y$1-20,FALSE),VLOOKUP(Data!$W150,tabulka_panely_def,Y$1-18,FALSE))","v":{"$error":"#N/A"}},{"$f":"IF(Data!$W150<MIN(Panely!$A$9:$A$28),VLOOKUP(Data!$W150,tabulka_kce_def,Z$1-20,FALSE),VLOOKUP(Data!$W150,tabulka_panely_def,Z$1-18,FALSE))","v":{"$error":"#N/A"}},{"$f":"IF(Data!$W150<MIN(Panely!$A$9:$A$28),VLOOKUP(Data!$W150,tabulka_kce_def,AA$1-20,FALSE),VLOOKUP(Data!$W150,tabulka_panely_def,AA$1-18,FALSE))","v":{"$error":"#N/A"}},{"$f":"IF(Data!$W150<MIN(Panely!$A$9:$A$28),VLOOKUP(Data!$W150,tabulka_kce_def,AB$1-20,FALSE),VLOOKUP(Data!$W150,tabulka_panely_def,AB$1-18,FALSE))","v":{"$error":"#N/A"}},{"$f":"IF(Data!$W150<MIN(Panely!$A$9:$A$28),VLOOKUP(Data!$W150,tabulka_kce_def,AC$1-20,FALSE),VLOOKUP(Data!$W150,tabulka_panely_def,AC$1-18,FALSE))","v":{"$error":"#N/A"}},{"$f":"IF(Data!$W150<MIN(Panely!$A$9:$A$28),VLOOKUP(Data!$W150,tabulka_kce_def,AD$1-20,FALSE),VLOOKUP(Data!$W150,tabulka_panely_def,AD$1-18,FALSE))","v":{"$error":"#N/A"}},{"$f":"IF(Data!$W150<MIN(Panely!$A$9:$A$28),VLOOKUP(Data!$W150,tabulka_kce_def,AE$1-20,FALSE),VLOOKUP(Data!$W150,tabulka_panely_def,AE$1-18,FALSE))","v":{"$error":"#N/A"}},{"$f":"IF(Data!$W150<MIN(Panely!$A$9:$A$28),VLOOKUP(Data!$W150,tabulka_kce_def,AF$1-20,FALSE),VLOOKUP(Data!$W150,tabulka_panely_def,AF$1-18,FALSE))","v":{"$error":"#N/A"}},{"$f":"IF(Data!$W150<MIN(Panely!$A$9:$A$28),VLOOKUP(Data!$W150,tabulka_kce_def,AG$1-20,FALSE),VLOOKUP(Data!$W150,tabulka_panely_def,AG$1-18,FALSE))","v":{"$error":"#N/A"}},{"$f":"IF(Data!$W150<MIN(Panely!$A$9:$A$28),VLOOKUP(Data!$W150,tabulka_kce_def,AH$1-20,FALSE),VLOOKUP(Data!$W150,tabulka_panely_def,AH$1-18,FALSE))","v":{"$error":"#N/A"}},{"$f":"IF(Data!$W150<MIN(Panely!$A$9:$A$28),VLOOKUP(Data!$W150,tabulka_kce_def,AI$1-20,FALSE),VLOOKUP(Data!$W150,tabulka_panely_def,AI$1-18,FALSE))","v":{"$error":"#N/A"}},{"$f":"IF(Data!$W150<MIN(Panely!$A$9:$A$28),VLOOKUP(Data!$W150,tabulka_kce_def,AJ$1-20,FALSE),VLOOKUP(Data!$W150,tabulka_panely_def,AJ$1-18,FALSE))","v":{"$error":"#N/A"}},{"$f":"IF(Data!$W150<MIN(Panely!$A$9:$A$28),VLOOKUP(Data!$W150,tabulka_kce_def,AK$1-20,FALSE),VLOOKUP(Data!$W150,tabulka_panely_def,AK$1-18,FALSE))","v":{"$error":"#N/A"}},{"$f":"IF(Data!$W150<MIN(Panely!$A$9:$A$28),VLOOKUP(Data!$W150,tabulka_kce_def,AL$1-20,FALSE),VLOOKUP(Data!$W150,tabulka_panely_def,AL$1-18,FALSE))","v":{"$error":"#N/A"}},{"$f":"IF(Data!$W150<MIN(Panely!$A$9:$A$28),VLOOKUP(Data!$W150,tabulka_kce_def,AM$1-20,FALSE),VLOOKUP(Data!$W150,tabulka_panely_def,AM$1-18,FALSE))","v":{"$error":"#N/A"}},150,{"$f":"IF(Data!$W150<MIN(Panely!$A$9:$A$28),VLOOKUP(Data!$W150,tabulka_kce_def,63,FALSE),0)","v":0},{"$f":"IF(Data!$W150<MIN(Panely!$A$9:$A$28),VLOOKUP(Data!$W150,tabulka_kce_def,28,FALSE),1)","v":1},{"$f":"IF(Data!$W150<MIN(Panely!$A$9:$A$28),VLOOKUP(Data!$W150,tabulka_kce_def,23,FALSE),VLOOKUP(Data!$W150,tabulka_panely_def,24,FALSE))","v":{"$error":"#N/A"}},null,0,null,0,0,{"$error":"#N/A"},0,{"$f":"IF(AND(W150>MAX(Konstrukce!A:A),ISNUMBER(W150)),1,0)","v":0}]
[null,"=",{"$f":"IF(Data!$B151<MIN(Panely!$A$9:$A$28),VLOOKUP(Data!$B151,tabulka_kce_def,4,FALSE),VLOOKUP(Data!$B151,tabulka_panely_def,4,FALSE))","v":{"$error":"#N/A"}},{"$f":"IF(Data!$B151<MIN(Panely!$A$9:$A$28),VLOOKUP(Data!$B151,tabulka_kce_def,23,FALSE),VLOOKUP(Data!$B151,tabulka_panely_def,24,FALSE))","v":{"$error":"#N/A"}},{"$f":"IF(Data!$B151<MIN(Panely!$A$9:$A$28),VLOOKUP(Data!$B151,tabulka_kce_def,21,FALSE),VLOOKUP(Data!$B151,tabulka_panely_def,22,FALSE))","v":{"$error":"#N/A"}},{"$f":"IF(Data!$B151<MIN(Panely!$A$9:$A$28),VLOOKUP(Data!$B151,tabulka_kce_def,26,FALSE),VLOOKUP(Data!$B151,tabulka_panely_def,31,FALSE))","v":{"$error":"#N/A"}},{"$f":"IF(Data!$B151<MIN(Panely!$A$9:$A$28),VLOOKUP(Data!$B151,tabulka_kce_def,27,FALSE),VLOOKUP(Data!$B151,tabulka_panely_def,32,FALSE))","v":{"$error":"#N/A"}},{"$f":"IF(VLOOKUP(Data!$B151,tabulka_kce_def,3,FALSE)=\"\",Konstrukce!$G$1,IF(VLOOKUP(Data!$B151,tabulka_kce_def,3,FALSE)=\"z\",Konstrukce!$G$2,VLOOKUP(Data!$B151,tabulka_kce_def,3,FALSE)))","v":{"$error":"#N/A"}},{"$f":"IF(Data!$B151<MIN(Panely!$A$9:$A$28),0,VLOOKUP(Data!$B151,tabulka_panely_def,25,FALSE))","v":{"$error":"#N/A"}},{"$f":"IF(Data!$B151<MIN(Panely!$A$9:$A$28),VLOOKUP(Data!$B151,tabulka_kce_def,24,FALSE),VLOOKUP(Data!$B151,tabulka_panely_def,33,FALSE))","v":{"$error":"#N/A"}},{"$f":"Konstrukce!$D$1","v":15},{"$f":"Konstrukce!$D$2","v":15},{"$f":"Konstrukce!$G$1","v":0},{"$f":"IF(Data!$B151<MIN(Panely!$A$9:$A$28),VLOOKUP(Data!$B151,tabulka_kce_def,59,FALSE),VLOOKUP(Data!$B151,tabulka_panely_def,63,FALSE))","v":{"$error":"#N/A"}},{"$f":"IF(Data!$B151<MIN(Panely!$A$9:$A$28),VLOOKUP(Data!$B151,tabulka_kce_def,60,FALSE),VLOOKUP(Data!$B151,tabulka_panely_def,64,FALSE))","v":{"$error":"#N/A"}},{"$f":"IF(Data!$B151<MIN(Panely!$A$9:$A$28),VLOOKUP(Data!$B151,tabulka_kce_def,61,FALSE),VLOOKUP(Data!$B151,tabulka_panely_def,65,FALSE))","v":{"$error":"#N/A"}},{"$f":"IF(Data!$B151<MIN(Panely!$A$9:$A$28),VLOOKUP(Data!$B151,tabulka_kce_def,25,FALSE),0)","v":0},{"$error":"#N/A"},null,null,null,null,"=",{"$f":"IF(Data!$W151<MIN(Panely!$A$9:$A$28),VLOOKUP(Data!$W151,tabulka_kce_def,62,FALSE),VLOOKUP(Data!$W151,tabulka_panely_def,65,FALSE))","v":{"$error":"#N/A"}},{"$f":"IF(Data!$W151<MIN(Panely!$A$9:$A$28),VLOOKUP(Data!$W151,tabulka_kce_def,Y$1-20,FALSE),VLOOKUP(Data!$W151,tabulka_panely_def,Y$1-18,FALSE))","v":{"$error":"#N/A"}},{"$f":"IF(Data!$W151<MIN(Panely!$A$9:$A$28),VLOOKUP(Data!$W151,tabulka_kce_def,Z$1-20,FALSE),VLOOKUP(Data!$W151,tabulka_panely_def,Z$1-18,FALSE))","v":{"$error":"#N/A"}},{"$f":"IF(Data!$W151<MIN(Panely!$A$9:$A$28),VLOOKUP(Data!$W151,tabulka_kce_def,AA$1-20,FALSE),VLOOKUP(Data!$W151,tabulka_panely_def,AA$1-18,FALSE))","v":{"$error":"#N/A"}},{"$f":"IF(Data!$W151<MIN(Panely!$A$9:$A$28),VLOOKUP(Data!$W151,tabulka_kce_def,AB$1-20,FALSE),VLOOKUP(Data!$W151,tabulka_panely_def,AB$1-18,FALSE))","v":{"$error":"#N/A"}},{"$f":"IF(Data!$W151<MIN(Panely!$A$9:$A$28),VLOOKUP(Data!$W151,tabulka_kce_def,AC$1-20,FALSE),VLOOKUP(Data!$W151,tabulka_panely_def,AC$1-18,FALSE))","v":{"$error":"#N/A"}},{"$f":"IF(Data!$W151<MIN(Panely!$A$9:$A$28),VLOOKUP(Data!$W151,tabulka_kce_def,AD$1-20,FALSE),VLOOKUP(Data!$W151,tabulka_panely_def,AD$1-18,FALSE))","v":{"$error":"#N/A"}},{"$f":"IF(Data!$W151<MIN(Panely!$A$9:$A$28),VLOOKUP(Data!$W151,tabulka_kce_def,AE$1-20,FALSE),VLOOKUP(Data!$W151,tabulka_panely_def,AE$1-18,FALSE))","v":{"$error":"#N/A"}},{"$f":"IF(Data!$W151<MIN(Panely!$A$9:$A$28),VLOOKUP(Data!$W151,tabulka_kce_def,AF$1-20,FALSE),VLOOKUP(Data!$W151,tabulka_panely_def,AF$1-18,FALSE))","v":{"$error":"#N/A"}},{"$f":"IF(Data!$W151<MIN(Panely!$A$9:$A$28),VLOOKUP(Data!$W151,tabulka_kce_def,AG$1-20,FALSE),VLOOKUP(Data!$W151,tabulka_panely_def,AG$1-18,FALSE))","v":{"$error":"#N/A"}},{"$f":"IF(Data!$W151<MIN(Panely!$A$9:$A$28),VLOOKUP(Data!$W151,tabulka_kce_def,AH$1-20,FALSE),VLOOKUP(Data!$W151,tabulka_panely_def,AH$1-18,FALSE))","v":{"$error":"#N/A"}},{"$f":"IF(Data!$W151<MIN(Panely!$A$9:$A$28),VLOOKUP(Data!$W151,tabulka_kce_def,AI$1-20,FALSE),VLOOKUP(Data!$W151,tabulka_panely_def,AI$1-18,FALSE))","v":{"$error":"#N/A"}},{"$f":"IF(Data!$W151<MIN(Panely!$A$9:$A$28),VLOOKUP(Data!$W151,tabulka_kce_def,AJ$1-20,FALSE),VLOOKUP(Data!$W151,tabulka_panely_def,AJ$1-18,FALSE))","v":{"$error":"#N/A"}},{"$f":"IF(Data!$W151<MIN(Panely!$A$9:$A$28),VLOOKUP(Data!$W151,tabulka_kce_def,AK$1-20,FALSE),VLOOKUP(Data!$W151,tabulka_panely_def,AK$1-18,FALSE))","v":{"$error":"#N/A"}},{"$f":"IF(Data!$W151<MIN(Panely!$A$9:$A$28),VLOOKUP(Data!$W151,tabulka_kce_def,AL$1-20,FALSE),VLOOKUP(Data!$W151,tabulka_panely_def,AL$1-18,FALSE))","v":{"$error":"#N/A"}},{"$f":"IF(Data!$W151<MIN(Panely!$A$9:$A$28),VLOOKUP(Data!$W151,tabulka_kce_def,AM$1-20,FALSE),VLOOKUP(Data!$W151,tabulka_panely_def,AM$1-18,FALSE))","v":{"$error":"#N/A"}},151,{"$f":"IF(Data!$W151<MIN(Panely!$A$9:$A$28),VLOOKUP(Data!$W151,tabulka_kce_def,63,FALSE),0)","v":0},{"$f":"IF(Data!$W151<MIN(Panely!$A$9:$A$28),VLOOKUP(Data!$W151,tabulka_kce_def,28,FALSE),1)","v":1},{"$f":"IF(Data!$W151<MIN(Panely!$A$9:$A$28),VLOOKUP(Data!$W151,tabulka_kce_def,23,FALSE),VLOOKUP(Data!$W151,tabulka_panely_def,24,FALSE))","v":{"$error":"#N/A"}},null,0,null,0,0,{"$error":"#N/A"},0,{"$f":"IF(AND(W151>MAX(Konstrukce!A:A),ISNUMBER(W151)),1,0)","v":0}]
[null,"=",{"$f":"IF(Data!$B152<MIN(Panely!$A$9:$A$28),VLOOKUP(Data!$B152,tabulka_kce_def,4,FALSE),VLOOKUP(Data!$B152,tabulka_panely_def,4,FALSE))","v":{"$error":"#N/A"}},{"$f":"IF(Data!$B152<MIN(Panely!$A$9:$A$28),VLOOKUP(Data!$B152,tabulka_kce_def,23,FALSE),VLOOKUP(Data!$B152,tabulka_panely_def,24,FALSE))","v":{"$error":"#N/A"}},{"$f":"IF(Data!$B152<MIN(Panely!$A$9:$A$28),VLOOKUP(Data!$B152,tabulka_kce_def,21,FALSE),VLOOKUP(Data!$B152,tabulka_panely_def,22,FALSE))","v":{"$error":"#N/A"}},{"$f":"IF(Data!$B152<MIN(Panely!$A$9:$A$28),VLOOKUP(Data!$B152,tabulka_kce_def,26,FALSE),VLOOKUP(Data!$B152,tabulka_panely_def,31,FALSE))","v":{"$error":"#N/A"}},{"$f":"IF(Data!$B152<MIN(Panely!$A$9:$A$28),VLOOKUP(Data!$B152,tabulka_kce_def,27,FALSE),VLOOKUP(Data!$B152,tabulka_panely_def,32,FALSE))","v":{"$error":"#N/A"}},{"$f":"IF(VLOOKUP(Data!$B152,tabulka_kce_def,3,FALSE)=\"\",Konstrukce!$G$1,IF(VLOOKUP(Data!$B152,tabulka_kce_def,3,FALSE)=\"z\",Konstrukce!$G$2,VLOOKUP(Data!$B152,tabulka_kce_def,3,FALSE)))","v":{"$error":"#N/A"}},{"$f":"IF(Data!$B152<MIN(Panely!$A$9:$A$28),0,VLOOKUP(Data!$B152,tabulka_panely_def,25,FALSE))","v":{"$error":"#N/A"}},{"$f":"IF(Data!$B152<MIN(Panely!$A$9:$A$28),VLOOKUP(Data!$B152,tabulka_kce_def,24,FALSE),VLOOKUP(Data!$B152,tabulka_panely_def,33,FALSE))","v":{"$error":"#N/A"}},{"$f":"Konstrukce!$D$1","v":15},{"$f":"Konstrukce!$D$2","v":15},{"$f":"Konstrukce!$G$1","v":0},{"$f":"IF(Data!$B152<MIN(Panely!$A$9:$A$28),VLOOKUP(Data!$B152,tabulka_kce_def,59,FALSE),VLOOKUP(Data!$B152,tabulka_panely_def,63,FALSE))","v":{"$error":"#N/A"}},{"$f":"IF(Data!$B152<MIN(Panely!$A$9:$A$28),VLOOKUP(Data!$B152,tabulka_kce_def,60,FALSE),VLOOKUP(Data!$B152,tabulka_panely_def,64,FALSE))","v":{"$error":"#N/A"}},{"$f":"IF(Data!$B152<MIN(Panely!$A$9:$A$28),VLOOKUP(Data!$B152,tabulka_kce_def,61,FALSE),VLOOKUP(Data!$B152,tabulka_panely_def,65,FALSE))","v":{"$error":"#N/A"}},{"$f":"IF(Data!$B152<MIN(Panely!$A$9:$A$28),VLOOKUP(Data!$B152,tabulka_kce_def,25,FALSE),0)","v":0},{"$error":"#N/A"},null,null,null,null,"=",{"$f":"IF(Data!$W152<MIN(Panely!$A$9:$A$28),VLOOKUP(Data!$W152,tabulka_kce_def,62,FALSE),VLOOKUP(Data!$W152,tabulka_panely_def,65,FALSE))","v":{"$error":"#N/A"}},{"$f":"IF(Data!$W152<MIN(Panely!$A$9:$A$28),VLOOKUP(Data!$W152,tabulka_kce_def,Y$1-20,FALSE),VLOOKUP(Data!$W152,tabulka_panely_def,Y$1-18,FALSE))","v":{"$error":"#N/A"}},{"$f":"IF(Data!$W152<MIN(Panely!$A$9:$A$28),VLOOKUP(Data!$W152,tabulka_kce_def,Z$1-20,FALSE),VLOOKUP(Data!$W152,tabulka_panely_def,Z$1-18,FALSE))","v":{"$error":"#N/A"}},{"$f":"IF(Data!$W152<MIN(Panely!$A$9:$A$28),VLOOKUP(Data!$W152,tabulka_kce_def,AA$1-20,FALSE),VLOOKUP(Data!$W152,tabulka_panely_def,AA$1-18,FALSE))","v":{"$error":"#N/A"}},{"$f":"IF(Data!$W152<MIN(Panely!$A$9:$A$28),VLOOKUP(Data!$W152,tabulka_kce_def,AB$1-20,FALSE),VLOOKUP(Data!$W152,tabulka_panely_def,AB$1-18,FALSE))","v":{"$error":"#N/A"}},{"$f":"IF(Data!$W152<MIN(Panely!$A$9:$A$28),VLOOKUP(Data!$W152,tabulka_kce_def,AC$1-20,FALSE),VLOOKUP(Data!$W152,tabulka_panely_def,AC$1-18,FALSE))","v":{"$error":"#N/A"}},{"$f":"IF(Data!$W152<MIN(Panely!$A$9:$A$28),VLOOKUP(Data!$W152,tabulka_kce_def,AD$1-20,FALSE),VLOOKUP(Data!$W152,tabulka_panely_def,AD$1-18,FALSE))","v":{"$error":"#N/A"}},{"$f":"IF(Data!$W152<MIN(Panely!$A$9:$A$28),VLOOKUP(Data!$W152,tabulka_kce_def,AE$1-20,FALSE),VLOOKUP(Data!$W152,tabulka_panely_def,AE$1-18,FALSE))","v":{"$error":"#N/A"}},{"$f":"IF(Data!$W152<MIN(Panely!$A$9:$A$28),VLOOKUP(Data!$W152,tabulka_kce_def,AF$1-20,FALSE),VLOOKUP(Data!$W152,tabulka_panely_def,AF$1-18,FALSE))","v":{"$error":"#N/A"}},{"$f":"IF(Data!$W152<MIN(Panely!$A$9:$A$28),VLOOKUP(Data!$W152,tabulka_kce_def,AG$1-20,FALSE),VLOOKUP(Data!$W152,tabulka_panely_def,AG$1-18,FALSE))","v":{"$error":"#N/A"}},{"$f":"IF(Data!$W152<MIN(Panely!$A$9:$A$28),VLOOKUP(Data!$W152,tabulka_kce_def,AH$1-20,FALSE),VLOOKUP(Data!$W152,tabulka_panely_def,AH$1-18,FALSE))","v":{"$error":"#N/A"}},{"$f":"IF(Data!$W152<MIN(Panely!$A$9:$A$28),VLOOKUP(Data!$W152,tabulka_kce_def,AI$1-20,FALSE),VLOOKUP(Data!$W152,tabulka_panely_def,AI$1-18,FALSE))","v":{"$error":"#N/A"}},{"$f":"IF(Data!$W152<MIN(Panely!$A$9:$A$28),VLOOKUP(Data!$W152,tabulka_kce_def,AJ$1-20,FALSE),VLOOKUP(Data!$W152,tabulka_panely_def,AJ$1-18,FALSE))","v":{"$error":"#N/A"}},{"$f":"IF(Data!$W152<MIN(Panely!$A$9:$A$28),VLOOKUP(Data!$W152,tabulka_kce_def,AK$1-20,FALSE),VLOOKUP(Data!$W152,tabulka_panely_def,AK$1-18,FALSE))","v":{"$error":"#N/A"}},{"$f":"IF(Data!$W152<MIN(Panely!$A$9:$A$28),VLOOKUP(Data!$W152,tabulka_kce_def,AL$1-20,FALSE),VLOOKUP(Data!$W152,tabulka_panely_def,AL$1-18,FALSE))","v":{"$error":"#N/A"}},{"$f":"IF(Data!$W152<MIN(Panely!$A$9:$A$28),VLOOKUP(Data!$W152,tabulka_kce_def,AM$1-20,FALSE),VLOOKUP(Data!$W152,tabulka_panely_def,AM$1-18,FALSE))","v":{"$error":"#N/A"}},152,{"$f":"IF(Data!$W152<MIN(Panely!$A$9:$A$28),VLOOKUP(Data!$W152,tabulka_kce_def,63,FALSE),0)","v":0},{"$f":"IF(Data!$W152<MIN(Panely!$A$9:$A$28),VLOOKUP(Data!$W152,tabulka_kce_def,28,FALSE),1)","v":1},{"$f":"IF(Data!$W152<MIN(Panely!$A$9:$A$28),VLOOKUP(Data!$W152,tabulka_kce_def,23,FALSE),VLOOKUP(Data!$W152,tabulka_panely_def,24,FALSE))","v":{"$error":"#N/A"}},null,0,null,0,0,{"$error":"#N/A"},0,{"$f":"IF(AND(W152>MAX(Konstrukce!A:A),ISNUMBER(W152)),1,0)","v":0}]
[null,"=",{"$f":"IF(Data!$B153<MIN(Panely!$A$9:$A$28),VLOOKUP(Data!$B153,tabulka_kce_def,4,FALSE),VLOOKUP(Data!$B153,tabulka_panely_def,4,FALSE))","v":{"$error":"#N/A"}},{"$f":"IF(Data!$B153<MIN(Panely!$A$9:$A$28),VLOOKUP(Data!$B153,tabulka_kce_def,23,FALSE),VLOOKUP(Data!$B153,tabulka_panely_def,24,FALSE))","v":{"$error":"#N/A"}},{"$f":"IF(Data!$B153<MIN(Panely!$A$9:$A$28),VLOOKUP(Data!$B153,tabulka_kce_def,21,FALSE),VLOOKUP(Data!$B153,tabulka_panely_def,22,FALSE))","v":{"$error":"#N/A"}},{"$f":"IF(Data!$B153<MIN(Panely!$A$9:$A$28),VLOOKUP(Data!$B153,tabulka_kce_def,26,FALSE),VLOOKUP(Data!$B153,tabulka_panely_def,31,FALSE))","v":{"$error":"#N/A"}},{"$f":"IF(Data!$B153<MIN(Panely!$A$9:$A$28),VLOOKUP(Data!$B153,tabulka_kce_def,27,FALSE),VLOOKUP(Data!$B153,tabulka_panely_def,32,FALSE))","v":{"$error":"#N/A"}},{"$f":"IF(VLOOKUP(Data!$B153,tabulka_kce_def,3,FALSE)=\"\",Konstrukce!$G$1,IF(VLOOKUP(Data!$B153,tabulka_kce_def,3,FALSE)=\"z\",Konstrukce!$G$2,VLOOKUP(Data!$B153,tabulka_kce_def,3,FALSE)))","v":{"$error":"#N/A"}},{"$f":"IF(Data!$B153<MIN(Panely!$A$9:$A$28),0,VLOOKUP(Data!$B153,tabulka_panely_def,25,FALSE))","v":{"$error":"#N/A"}},{"$f":"IF(Data!$B153<MIN(Panely!$A$9:$A$28),VLOOKUP(Data!$B153,tabulka_kce_def,24,FALSE),VLOOKUP(Data!$B153,tabulka_panely_def,33,FALSE))","v":{"$error":"#N/A"}},{"$f":"Konstrukce!$D$1","v":15},{"$f":"Konstrukce!$D$2","v":15},{"$f":"Konstrukce!$G$1","v":0},{"$f":"IF(Data!$B153<MIN(Panely!$A$9:$A$28),VLOOKUP(Data!$B153,tabulka_kce_def,59,FALSE),VLOOKUP(Data!$B153,tabulka_panely_def,63,FALSE))","v":{"$error":"#N/A"}},{"$f":"IF(Data!$B153<MIN(Panely!$A$9:$A$28),VLOOKUP(Data!$B153,tabulka_kce_def,60,FALSE),VLOOKUP(Data!$B153,tabulka_panely_def,64,FALSE))","v":{"$error":"#N/A"}},{"$f":"IF(Data!$B153<MIN(Panely!$A$9:$A$28),VLOOKUP(Data!$B153,tabulka_kce_def,61,FALSE),VLOOKUP(Data!$B153,tabulka_panely_def,65,FALSE))","v":{"$error":"#N/A"}},{"$f":"IF(Data!$B153<MIN(Panely!$A$9:$A$28),VLOOKUP(Data!$B153,tabulka_kce_def,25,FALSE),0)","v":0},{"$error":"#N/A"},null,null,null,null,"=",{"$f":"IF(Data!$W153<MIN(Panely!$A$9:$A$28),VLOOKUP(Data!$W153,tabulka_kce_def,62,FALSE),VLOOKUP(Data!$W153,tabulka_panely_def,65,FALSE))","v":{"$error":"#N/A"}},{"$f":"IF(Data!$W153<MIN(Panely!$A$9:$A$28),VLOOKUP(Data!$W153,tabulka_kce_def,Y$1-20,FALSE),VLOOKUP(Data!$W153,tabulka_panely_def,Y$1-18,FALSE))","v":{"$error":"#N/A"}},{"$f":"IF(Data!$W153<MIN(Panely!$A$9:$A$28),VLOOKUP(Data!$W153,tabulka_kce_def,Z$1-20,FALSE),VLOOKUP(Data!$W153,tabulka_panely_def,Z$1-18,FALSE))","v":{"$error":"#N/A"}},{"$f":"IF(Data!$W153<MIN(Panely!$A$9:$A$28),VLOOKUP(Data!$W153,tabulka_kce_def,AA$1-20,FALSE),VLOOKUP(Data!$W153,tabulka_panely_def,AA$1-18,FALSE))","v":{"$error":"#N/A"}},{"$f":"IF(Data!$W153<MIN(Panely!$A$9:$A$28),VLOOKUP(Data!$W153,tabulka_kce_def,AB$1-20,FALSE),VLOOKUP(Data!$W153,tabulka_panely_def,AB$1-18,FALSE))","v":{"$error":"#N/A"}},{"$f":"IF(Data!$W153<MIN(Panely!$A$9:$A$28),VLOOKUP(Data!$W153,tabulka_kce_def,AC$1-20,FALSE),VLOOKUP(Data!$W153,tabulka_panely_def,AC$1-18,FALSE))","v":{"$error":"#N/A"}},{"$f":"IF(Data!$W153<MIN(Panely!$A$9:$A$28),VLOOKUP(Data!$W153,tabulka_kce_def,AD$1-20,FALSE),VLOOKUP(Data!$W153,tabulka_panely_def,AD$1-18,FALSE))","v":{"$error":"#N/A"}},{"$f":"IF(Data!$W153<MIN(Panely!$A$9:$A$28),VLOOKUP(Data!$W153,tabulka_kce_def,AE$1-20,FALSE),VLOOKUP(Data!$W153,tabulka_panely_def,AE$1-18,FALSE))","v":{"$error":"#N/A"}},{"$f":"IF(Data!$W153<MIN(Panely!$A$9:$A$28),VLOOKUP(Data!$W153,tabulka_kce_def,AF$1-20,FALSE),VLOOKUP(Data!$W153,tabulka_panely_def,AF$1-18,FALSE))","v":{"$error":"#N/A"}},{"$f":"IF(Data!$W153<MIN(Panely!$A$9:$A$28),VLOOKUP(Data!$W153,tabulka_kce_def,AG$1-20,FALSE),VLOOKUP(Data!$W153,tabulka_panely_def,AG$1-18,FALSE))","v":{"$error":"#N/A"}},{"$f":"IF(Data!$W153<MIN(Panely!$A$9:$A$28),VLOOKUP(Data!$W153,tabulka_kce_def,AH$1-20,FALSE),VLOOKUP(Data!$W153,tabulka_panely_def,AH$1-18,FALSE))","v":{"$error":"#N/A"}},{"$f":"IF(Data!$W153<MIN(Panely!$A$9:$A$28),VLOOKUP(Data!$W153,tabulka_kce_def,AI$1-20,FALSE),VLOOKUP(Data!$W153,tabulka_panely_def,AI$1-18,FALSE))","v":{"$error":"#N/A"}},{"$f":"IF(Data!$W153<MIN(Panely!$A$9:$A$28),VLOOKUP(Data!$W153,tabulka_kce_def,AJ$1-20,FALSE),VLOOKUP(Data!$W153,tabulka_panely_def,AJ$1-18,FALSE))","v":{"$error":"#N/A"}},{"$f":"IF(Data!$W153<MIN(Panely!$A$9:$A$28),VLOOKUP(Data!$W153,tabulka_kce_def,AK$1-20,FALSE),VLOOKUP(Data!$W153,tabulka_panely_def,AK$1-18,FALSE))","v":{"$error":"#N/A"}},{"$f":"IF(Data!$W153<MIN(Panely!$A$9:$A$28),VLOOKUP(Data!$W153,tabulka_kce_def,AL$1-20,FALSE),VLOOKUP(Data!$W153,tabulka_panely_def,AL$1-18,FALSE))","v":{"$error":"#N/A"}},{"$f":"IF(Data!$W153<MIN(Panely!$A$9:$A$28),VLOOKUP(Data!$W153,tabulka_kce_def,AM$1-20,FALSE),VLOOKUP(Data!$W153,tabulka_panely_def,AM$1-18,FALSE))","v":{"$error":"#N/A"}},153,{"$f":"IF(Data!$W153<MIN(Panely!$A$9:$A$28),VLOOKUP(Data!$W153,tabulka_kce_def,63,FALSE),0)","v":0},{"$f":"IF(Data!$W153<MIN(Panely!$A$9:$A$28),VLOOKUP(Data!$W153,tabulka_kce_def,28,FALSE),1)","v":1},{"$f":"IF(Data!$W153<MIN(Panely!$A$9:$A$28),VLOOKUP(Data!$W153,tabulka_kce_def,23,FALSE),VLOOKUP(Data!$W153,tabulka_panely_def,24,FALSE))","v":{"$error":"#N/A"}},null,0,null,0,0,{"$error":"#N/A"},0,{"$f":"IF(AND(W153>MAX(Konstrukce!A:A),ISNUMBER(W153)),1,0)","v":0}]
[null,"=",{"$f":"IF(Data!$B154<MIN(Panely!$A$9:$A$28),VLOOKUP(Data!$B154,tabulka_kce_def,4,FALSE),VLOOKUP(Data!$B154,tabulka_panely_def,4,FALSE))","v":{"$error":"#N/A"}},{"$f":"IF(Data!$B154<MIN(Panely!$A$9:$A$28),VLOOKUP(Data!$B154,tabulka_kce_def,23,FALSE),VLOOKUP(Data!$B154,tabulka_panely_def,24,FALSE))","v":{"$error":"#N/A"}},{"$f":"IF(Data!$B154<MIN(Panely!$A$9:$A$28),VLOOKUP(Data!$B154,tabulka_kce_def,21,FALSE),VLOOKUP(Data!$B154,tabulka_panely_def,22,FALSE))","v":{"$error":"#N/A"}},{"$f":"IF(Data!$B154<MIN(Panely!$A$9:$A$28),VLOOKUP(Data!$B154,tabulka_kce_def,26,FALSE),VLOOKUP(Data!$B154,tabulka_panely_def,31,FALSE))","v":{"$error":"#N/A"}},{"$f":"IF(Data!$B154<MIN(Panely!$A$9:$A$28),VLOOKUP(Data!$B154,tabulka_kce_def,27,FALSE),VLOOKUP(Data!$B154,tabulka_panely_def,32,FALSE))","v":{"$error":"#N/A"}},{"$f":"IF(VLOOKUP(Data!$B154,tabulka_kce_def,3,FALSE)=\"\",Konstrukce!$G$1,IF(VLOOKUP(Data!$B154,tabulka_kce_def,3,FALSE)=\"z\",Konstrukce!$G$2,VLOOKUP(Data!$B154,tabulka_kce_def,3,FALSE)))","v":{"$error":"#N/A"}},{"$f":"IF(Data!$B154<MIN(Panely!$A$9:$A$28),0,VLOOKUP(Data!$B154,tabulka_panely_def,25,FALSE))","v":{"$error":"#N/A"}},{"$f":"IF(Data!$B154<MIN(Panely!$A$9:$A$28),VLOOKUP(Data!$B154,tabulka_kce_def,24,FALSE),VLOOKUP(Data!$B154,tabulka_panely_def,33,FALSE))","v":{"$error":"#N/A"}},{"$f":"Konstrukce!$D$1","v":15},{"$f":"Konstrukce!$D$2","v":15},{"$f":"Konstrukce!$G$1","v":0},{"$f":"IF(Data!$B154<MIN(Panely!$A$9:$A$28),VLOOKUP(Data!$B154,tabulka_kce_def,59,FALSE),VLOOKUP(Data!$B154,tabulka_panely_def,63,FALSE))","v":{"$error":"#N/A"}},{"$f":"IF(Data!$B154<MIN(Panely!$A$9:$A$28),VLOOKUP(Data!$B154,tabulka_kce_def,60,FALSE),VLOOKUP(Data!$B154,tabulka_panely_def,64,FALSE))","v":{"$error":"#N/A"}},{"$f":"IF(Data!$B154<MIN(Panely!$A$9:$A$28),VLOOKUP(Data!$B154,tabulka_kce_def,61,FALSE),VLOOKUP(Data!$B154,tabulka_panely_def,65,FALSE))","v":{"$error":"#N/A"}},{"$f":"IF(Data!$B154<MIN(Panely!$A$9:$A$28),VLOOKUP(Data!$B154,tabulka_kce_def,25,FALSE),0)","v":0},{"$error":"#N/A"},null,null,null,null,"=",{"$f":"IF(Data!$W154<MIN(Panely!$A$9:$A$28),VLOOKUP(Data!$W154,tabulka_kce_def,62,FALSE),VLOOKUP(Data!$W154,tabulka_panely_def,65,FALSE))","v":{"$error":"#N/A"}},{"$f":"IF(Data!$W154<MIN(Panely!$A$9:$A$28),VLOOKUP(Data!$W154,tabulka_kce_def,Y$1-20,FALSE),VLOOKUP(Data!$W154,tabulka_panely_def,Y$1-18,FALSE))","v":{"$error":"#N/A"}},{"$f":"IF(Data!$W154<MIN(Panely!$A$9:$A$28),VLOOKUP(Data!$W154,tabulka_kce_def,Z$1-20,FALSE),VLOOKUP(Data!$W154,tabulka_panely_def,Z$1-18,FALSE))","v":{"$error":"#N/A"}},{"$f":"IF(Data!$W154<MIN(Panely!$A$9:$A$28),VLOOKUP(Data!$W154,tabulka_kce_def,AA$1-20,FALSE),VLOOKUP(Data!$W154,tabulka_panely_def,AA$1-18,FALSE))","v":{"$error":"#N/A"}},{"$f":"IF(Data!$W154<MIN(Panely!$A$9:$A$28),VLOOKUP(Data!$W154,tabulka_kce_def,AB$1-20,FALSE),VLOOKUP(Data!$W154,tabulka_panely_def,AB$1-18,FALSE))","v":{"$error":"#N/A"}},{"$f":"IF(Data!$W154<MIN(Panely!$A$9:$A$28),VLOOKUP(Data!$W154,tabulka_kce_def,AC$1-20,FALSE),VLOOKUP(Data!$W154,tabulka_panely_def,AC$1-18,FALSE))","v":{"$error":"#N/A"}},{"$f":"IF(Data!$W154<MIN(Panely!$A$9:$A$28),VLOOKUP(Data!$W154,tabulka_kce_def,AD$1-20,FALSE),VLOOKUP(Data!$W154,tabulka_panely_def,AD$1-18,FALSE))","v":{"$error":"#N/A"}},{"$f":"IF(Data!$W154<MIN(Panely!$A$9:$A$28),VLOOKUP(Data!$W154,tabulka_kce_def,AE$1-20,FALSE),VLOOKUP(Data!$W154,tabulka_panely_def,AE$1-18,FALSE))","v":{"$error":"#N/A"}},{"$f":"IF(Data!$W154<MIN(Panely!$A$9:$A$28),VLOOKUP(Data!$W154,tabulka_kce_def,AF$1-20,FALSE),VLOOKUP(Data!$W154,tabulka_panely_def,AF$1-18,FALSE))","v":{"$error":"#N/A"}},{"$f":"IF(Data!$W154<MIN(Panely!$A$9:$A$28),VLOOKUP(Data!$W154,tabulka_kce_def,AG$1-20,FALSE),VLOOKUP(Data!$W154,tabulka_panely_def,AG$1-18,FALSE))","v":{"$error":"#N/A"}},{"$f":"IF(Data!$W154<MIN(Panely!$A$9:$A$28),VLOOKUP(Data!$W154,tabulka_kce_def,AH$1-20,FALSE),VLOOKUP(Data!$W154,tabulka_panely_def,AH$1-18,FALSE))","v":{"$error":"#N/A"}},{"$f":"IF(Data!$W154<MIN(Panely!$A$9:$A$28),VLOOKUP(Data!$W154,tabulka_kce_def,AI$1-20,FALSE),VLOOKUP(Data!$W154,tabulka_panely_def,AI$1-18,FALSE))","v":{"$error":"#N/A"}},{"$f":"IF(Data!$W154<MIN(Panely!$A$9:$A$28),VLOOKUP(Data!$W154,tabulka_kce_def,AJ$1-20,FALSE),VLOOKUP(Data!$W154,tabulka_panely_def,AJ$1-18,FALSE))","v":{"$error":"#N/A"}},{"$f":"IF(Data!$W154<MIN(Panely!$A$9:$A$28),VLOOKUP(Data!$W154,tabulka_kce_def,AK$1-20,FALSE),VLOOKUP(Data!$W154,tabulka_panely_def,AK$1-18,FALSE))","v":{"$error":"#N/A"}},{"$f":"IF(Data!$W154<MIN(Panely!$A$9:$A$28),VLOOKUP(Data!$W154,tabulka_kce_def,AL$1-20,FALSE),VLOOKUP(Data!$W154,tabulka_panely_def,AL$1-18,FALSE))","v":{"$error":"#N/A"}},{"$f":"IF(Data!$W154<MIN(Panely!$A$9:$A$28),VLOOKUP(Data!$W154,tabulka_kce_def,AM$1-20,FALSE),VLOOKUP(Data!$W154,tabulka_panely_def,AM$1-18,FALSE))","v":{"$error":"#N/A"}},154,{"$f":"IF(Data!$W154<MIN(Panely!$A$9:$A$28),VLOOKUP(Data!$W154,tabulka_kce_def,63,FALSE),0)","v":0},{"$f":"IF(Data!$W154<MIN(Panely!$A$9:$A$28),VLOOKUP(Data!$W154,tabulka_kce_def,28,FALSE),1)","v":1},{"$f":"IF(Data!$W154<MIN(Panely!$A$9:$A$28),VLOOKUP(Data!$W154,tabulka_kce_def,23,FALSE),VLOOKUP(Data!$W154,tabulka_panely_def,24,FALSE))","v":{"$error":"#N/A"}},null,0,null,0,0,{"$error":"#N/A"},0,{"$f":"IF(AND(W154>MAX(Konstrukce!A:A),ISNUMBER(W154)),1,0)","v":0}]
[null,"=",{"$f":"IF(Data!$B155<MIN(Panely!$A$9:$A$28),VLOOKUP(Data!$B155,tabulka_kce_def,4,FALSE),VLOOKUP(Data!$B155,tabulka_panely_def,4,FALSE))","v":{"$error":"#N/A"}},{"$f":"IF(Data!$B155<MIN(Panely!$A$9:$A$28),VLOOKUP(Data!$B155,tabulka_kce_def,23,FALSE),VLOOKUP(Data!$B155,tabulka_panely_def,24,FALSE))","v":{"$error":"#N/A"}},{"$f":"IF(Data!$B155<MIN(Panely!$A$9:$A$28),VLOOKUP(Data!$B155,tabulka_kce_def,21,FALSE),VLOOKUP(Data!$B155,tabulka_panely_def,22,FALSE))","v":{"$error":"#N/A"}},{"$f":"IF(Data!$B155<MIN(Panely!$A$9:$A$28),VLOOKUP(Data!$B155,tabulka_kce_def,26,FALSE),VLOOKUP(Data!$B155,tabulka_panely_def,31,FALSE))","v":{"$error":"#N/A"}},{"$f":"IF(Data!$B155<MIN(Panely!$A$9:$A$28),VLOOKUP(Data!$B155,tabulka_kce_def,27,FALSE),VLOOKUP(Data!$B155,tabulka_panely_def,32,FALSE))","v":{"$error":"#N/A"}},{"$f":"IF(VLOOKUP(Data!$B155,tabulka_kce_def,3,FALSE)=\"\",Konstrukce!$G$1,IF(VLOOKUP(Data!$B155,tabulka_kce_def,3,FALSE)=\"z\",Konstrukce!$G$2,VLOOKUP(Data!$B155,tabulka_kce_def,3,FALSE)))","v":{"$error":"#N/A"}},{"$f":"IF(Data!$B155<MIN(Panely!$A$9:$A$28),0,VLOOKUP(Data!$B155,tabulka_panely_def,25,FALSE))","v":{"$error":"#N/A"}},{"$f":"IF(Data!$B155<MIN(Panely!$A$9:$A$28),VLOOKUP(Data!$B155,tabulka_kce_def,24,FALSE),VLOOKUP(Data!$B155,tabulka_panely_def,33,FALSE))","v":{"$error":"#N/A"}},{"$f":"Konstrukce!$D$1","v":15},{"$f":"Konstrukce!$D$2","v":15},{"$f":"Konstrukce!$G$1","v":0},{"$f":"IF(Data!$B155<MIN(Panely!$A$9:$A$28),VLOOKUP(Data!$B155,tabulka_kce_def,59,FALSE),VLOOKUP(Data!$B155,tabulka_panely_def,63,FALSE))","v":{"$error":"#N/A"}},{"$f":"IF(Data!$B155<MIN(Panely!$A$9:$A$28),VLOOKUP(Data!$B155,tabulka_kce_def,60,FALSE),VLOOKUP(Data!$B155,tabulka_panely_def,64,FALSE))","v":{"$error":"#N/A"}},{"$f":"IF(Data!$B155<MIN(Panely!$A$9:$A$28),VLOOKUP(Data!$B155,tabulka_kce_def,61,FALSE),VLOOKUP(Data!$B155,tabulka_panely_def,65,FALSE))","v":{"$error":"#N/A"}},{"$f":"IF(Data!$B155<MIN(Panely!$A$9:$A$28),VLOOKUP(Data!$B155,tabulka_kce_def,25,FALSE),0)","v":0},{"$error":"#N/A"},null,null,null,null,"=",{"$f":"IF(Data!$W155<MIN(Panely!$A$9:$A$28),VLOOKUP(Data!$W155,tabulka_kce_def,62,FALSE),VLOOKUP(Data!$W155,tabulka_panely_def,65,FALSE))","v":{"$error":"#N/A"}},{"$f":"IF(Data!$W155<MIN(Panely!$A$9:$A$28),VLOOKUP(Data!$W155,tabulka_kce_def,Y$1-20,FALSE),VLOOKUP(Data!$W155,tabulka_panely_def,Y$1-18,FALSE))","v":{"$error":"#N/A"}},{"$f":"IF(Data!$W155<MIN(Panely!$A$9:$A$28),VLOOKUP(Data!$W155,tabulka_kce_def,Z$1-20,FALSE),VLOOKUP(Data!$W155,tabulka_panely_def,Z$1-18,FALSE))","v":{"$error":"#N/A"}},{"$f":"IF(Data!$W155<MIN(Panely!$A$9:$A$28),VLOOKUP(Data!$W155,tabulka_kce_def,AA$1-20,FALSE),VLOOKUP(Data!$W155,tabulka_panely_def,AA$1-18,FALSE))","v":{"$error":"#N/A"}},{"$f":"IF(Data!$W155<MIN(Panely!$A$9:$A$28),VLOOKUP(Data!$W155,tabulka_kce_def,AB$1-20,FALSE),VLOOKUP(Data!$W155,tabulka_panely_def,AB$1-18,FALSE))","v":{"$error":"#N/A"}},{"$f":"IF(Data!$W155<MIN(Panely!$A$9:$A$28),VLOOKUP(Data!$W155,tabulka_kce_def,AC$1-20,FALSE),VLOOKUP(Data!$W155,tabulka_panely_def,AC$1-18,FALSE))","v":{"$error":"#N/A"}},{"$f":"IF(Data!$W155<MIN(Panely!$A$9:$A$28),VLOOKUP(Data!$W155,tabulka_kce_def,AD$1-20,FALSE),VLOOKUP(Data!$W155,tabulka_panely_def,AD$1-18,FALSE))","v":{"$error":"#N/A"}},{"$f":"IF(Data!$W155<MIN(Panely!$A$9:$A$28),VLOOKUP(Data!$W155,tabulka_kce_def,AE$1-20,FALSE),VLOOKUP(Data!$W155,tabulka_panely_def,AE$1-18,FALSE))","v":{"$error":"#N/A"}},{"$f":"IF(Data!$W155<MIN(Panely!$A$9:$A$28),VLOOKUP(Data!$W155,tabulka_kce_def,AF$1-20,FALSE),VLOOKUP(Data!$W155,tabulka_panely_def,AF$1-18,FALSE))","v":{"$error":"#N/A"}},{"$f":"IF(Data!$W155<MIN(Panely!$A$9:$A$28),VLOOKUP(Data!$W155,tabulka_kce_def,AG$1-20,FALSE),VLOOKUP(Data!$W155,tabulka_panely_def,AG$1-18,FALSE))","v":{"$error":"#N/A"}},{"$f":"IF(Data!$W155<MIN(Panely!$A$9:$A$28),VLOOKUP(Data!$W155,tabulka_kce_def,AH$1-20,FALSE),VLOOKUP(Data!$W155,tabulka_panely_def,AH$1-18,FALSE))","v":{"$error":"#N/A"}},{"$f":"IF(Data!$W155<MIN(Panely!$A$9:$A$28),VLOOKUP(Data!$W155,tabulka_kce_def,AI$1-20,FALSE),VLOOKUP(Data!$W155,tabulka_panely_def,AI$1-18,FALSE))","v":{"$error":"#N/A"}},{"$f":"IF(Data!$W155<MIN(Panely!$A$9:$A$28),VLOOKUP(Data!$W155,tabulka_kce_def,AJ$1-20,FALSE),VLOOKUP(Data!$W155,tabulka_panely_def,AJ$1-18,FALSE))","v":{"$error":"#N/A"}},{"$f":"IF(Data!$W155<MIN(Panely!$A$9:$A$28),VLOOKUP(Data!$W155,tabulka_kce_def,AK$1-20,FALSE),VLOOKUP(Data!$W155,tabulka_panely_def,AK$1-18,FALSE))","v":{"$error":"#N/A"}},{"$f":"IF(Data!$W155<MIN(Panely!$A$9:$A$28),VLOOKUP(Data!$W155,tabulka_kce_def,AL$1-20,FALSE),VLOOKUP(Data!$W155,tabulka_panely_def,AL$1-18,FALSE))","v":{"$error":"#N/A"}},{"$f":"IF(Data!$W155<MIN(Panely!$A$9:$A$28),VLOOKUP(Data!$W155,tabulka_kce_def,AM$1-20,FALSE),VLOOKUP(Data!$W155,tabulka_panely_def,AM$1-18,FALSE))","v":{"$error":"#N/A"}},155,{"$f":"IF(Data!$W155<MIN(Panely!$A$9:$A$28),VLOOKUP(Data!$W155,tabulka_kce_def,63,FALSE),0)","v":0},{"$f":"IF(Data!$W155<MIN(Panely!$A$9:$A$28),VLOOKUP(Data!$W155,tabulka_kce_def,28,FALSE),1)","v":1},{"$f":"IF(Data!$W155<MIN(Panely!$A$9:$A$28),VLOOKUP(Data!$W155,tabulka_kce_def,23,FALSE),VLOOKUP(Data!$W155,tabulka_panely_def,24,FALSE))","v":{"$error":"#N/A"}},null,0,null,0,0,{"$error":"#N/A"},0,{"$f":"IF(AND(W155>MAX(Konstrukce!A:A),ISNUMBER(W155)),1,0)","v":0}]
[null,"=",{"$f":"IF(Data!$B156<MIN(Panely!$A$9:$A$28),VLOOKUP(Data!$B156,tabulka_kce_def,4,FALSE),VLOOKUP(Data!$B156,tabulka_panely_def,4,FALSE))","v":{"$error":"#N/A"}},{"$f":"IF(Data!$B156<MIN(Panely!$A$9:$A$28),VLOOKUP(Data!$B156,tabulka_kce_def,23,FALSE),VLOOKUP(Data!$B156,tabulka_panely_def,24,FALSE))","v":{"$error":"#N/A"}},{"$f":"IF(Data!$B156<MIN(Panely!$A$9:$A$28),VLOOKUP(Data!$B156,tabulka_kce_def,21,FALSE),VLOOKUP(Data!$B156,tabulka_panely_def,22,FALSE))","v":{"$error":"#N/A"}},{"$f":"IF(Data!$B156<MIN(Panely!$A$9:$A$28),VLOOKUP(Data!$B156,tabulka_kce_def,26,FALSE),VLOOKUP(Data!$B156,tabulka_panely_def,31,FALSE))","v":{"$error":"#N/A"}},{"$f":"IF(Data!$B156<MIN(Panely!$A$9:$A$28),VLOOKUP(Data!$B156,tabulka_kce_def,27,FALSE),VLOOKUP(Data!$B156,tabulka_panely_def,32,FALSE))","v":{"$error":"#N/A"}},{"$f":"IF(VLOOKUP(Data!$B156,tabulka_kce_def,3,FALSE)=\"\",Konstrukce!$G$1,IF(VLOOKUP(Data!$B156,tabulka_kce_def,3,FALSE)=\"z\",Konstrukce!$G$2,VLOOKUP(Data!$B156,tabulka_kce_def,3,FALSE)))","v":{"$error":"#N/A"}},{"$f":"IF(Data!$B156<MIN(Panely!$A$9:$A$28),0,VLOOKUP(Data!$B156,tabulka_panely_def,25,FALSE))","v":{"$error":"#N/A"}},{"$f":"IF(Data!$B156<MIN(Panely!$A$9:$A$28),VLOOKUP(Data!$B156,tabulka_kce_def,24,FALSE),VLOOKUP(Data!$B156,tabulka_panely_def,33,FALSE))","v":{"$error":"#N/A"}},{"$f":"Konstrukce!$D$1","v":15},{"$f":"Konstrukce!$D$2","v":15},{"$f":"Konstrukce!$G$1","v":0},{"$f":"IF(Data!$B156<MIN(Panely!$A$9:$A$28),VLOOKUP(Data!$B156,tabulka_kce_def,59,FALSE),VLOOKUP(Data!$B156,tabulka_panely_def,63,FALSE))","v":{"$error":"#N/A"}},{"$f":"IF(Data!$B156<MIN(Panely!$A$9:$A$28),VLOOKUP(Data!$B156,tabulka_kce_def,60,FALSE),VLOOKUP(Data!$B156,tabulka_panely_def,64,FALSE))","v":{"$error":"#N/A"}},{"$f":"IF(Data!$B156<MIN(Panely!$A$9:$A$28),VLOOKUP(Data!$B156,tabulka_kce_def,61,FALSE),VLOOKUP(Data!$B156,tabulka_panely_def,65,FALSE))","v":{"$error":"#N/A"}},{"$f":"IF(Data!$B156<MIN(Panely!$A$9:$A$28),VLOOKUP(Data!$B156,tabulka_kce_def,25,FALSE),0)","v":0},{"$error":"#N/A"},null,null,null,null,"=",{"$f":"IF(Data!$W156<MIN(Panely!$A$9:$A$28),VLOOKUP(Data!$W156,tabulka_kce_def,62,FALSE),VLOOKUP(Data!$W156,tabulka_panely_def,65,FALSE))","v":{"$error":"#N/A"}},{"$f":"IF(Data!$W156<MIN(Panely!$A$9:$A$28),VLOOKUP(Data!$W156,tabulka_kce_def,Y$1-20,FALSE),VLOOKUP(Data!$W156,tabulka_panely_def,Y$1-18,FALSE))","v":{"$error":"#N/A"}},{"$f":"IF(Data!$W156<MIN(Panely!$A$9:$A$28),VLOOKUP(Data!$W156,tabulka_kce_def,Z$1-20,FALSE),VLOOKUP(Data!$W156,tabulka_panely_def,Z$1-18,FALSE))","v":{"$error":"#N/A"}},{"$f":"IF(Data!$W156<MIN(Panely!$A$9:$A$28),VLOOKUP(Data!$W156,tabulka_kce_def,AA$1-20,FALSE),VLOOKUP(Data!$W156,tabulka_panely_def,AA$1-18,FALSE))","v":{"$error":"#N/A"}},{"$f":"IF(Data!$W156<MIN(Panely!$A$9:$A$28),VLOOKUP(Data!$W156,tabulka_kce_def,AB$1-20,FALSE),VLOOKUP(Data!$W156,tabulka_panely_def,AB$1-18,FALSE))","v":{"$error":"#N/A"}},{"$f":"IF(Data!$W156<MIN(Panely!$A$9:$A$28),VLOOKUP(Data!$W156,tabulka_kce_def,AC$1-20,FALSE),VLOOKUP(Data!$W156,tabulka_panely_def,AC$1-18,FALSE))","v":{"$error":"#N/A"}},{"$f":"IF(Data!$W156<MIN(Panely!$A$9:$A$28),VLOOKUP(Data!$W156,tabulka_kce_def,AD$1-20,FALSE),VLOOKUP(Data!$W156,tabulka_panely_def,AD$1-18,FALSE))","v":{"$error":"#N/A"}},{"$f":"IF(Data!$W156<MIN(Panely!$A$9:$A$28),VLOOKUP(Data!$W156,tabulka_kce_def,AE$1-20,FALSE),VLOOKUP(Data!$W156,tabulka_panely_def,AE$1-18,FALSE))","v":{"$error":"#N/A"}},{"$f":"IF(Data!$W156<MIN(Panely!$A$9:$A$28),VLOOKUP(Data!$W156,tabulka_kce_def,AF$1-20,FALSE),VLOOKUP(Data!$W156,tabulka_panely_def,AF$1-18,FALSE))","v":{"$error":"#N/A"}},{"$f":"IF(Data!$W156<MIN(Panely!$A$9:$A$28),VLOOKUP(Data!$W156,tabulka_kce_def,AG$1-20,FALSE),VLOOKUP(Data!$W156,tabulka_panely_def,AG$1-18,FALSE))","v":{"$error":"#N/A"}},{"$f":"IF(Data!$W156<MIN(Panely!$A$9:$A$28),VLOOKUP(Data!$W156,tabulka_kce_def,AH$1-20,FALSE),VLOOKUP(Data!$W156,tabulka_panely_def,AH$1-18,FALSE))","v":{"$error":"#N/A"}},{"$f":"IF(Data!$W156<MIN(Panely!$A$9:$A$28),VLOOKUP(Data!$W156,tabulka_kce_def,AI$1-20,FALSE),VLOOKUP(Data!$W156,tabulka_panely_def,AI$1-18,FALSE))","v":{"$error":"#N/A"}},{"$f":"IF(Data!$W156<MIN(Panely!$A$9:$A$28),VLOOKUP(Data!$W156,tabulka_kce_def,AJ$1-20,FALSE),VLOOKUP(Data!$W156,tabulka_panely_def,AJ$1-18,FALSE))","v":{"$error":"#N/A"}},{"$f":"IF(Data!$W156<MIN(Panely!$A$9:$A$28),VLOOKUP(Data!$W156,tabulka_kce_def,AK$1-20,FALSE),VLOOKUP(Data!$W156,tabulka_panely_def,AK$1-18,FALSE))","v":{"$error":"#N/A"}},{"$f":"IF(Data!$W156<MIN(Panely!$A$9:$A$28),VLOOKUP(Data!$W156,tabulka_kce_def,AL$1-20,FALSE),VLOOKUP(Data!$W156,tabulka_panely_def,AL$1-18,FALSE))","v":{"$error":"#N/A"}},{"$f":"IF(Data!$W156<MIN(Panely!$A$9:$A$28),VLOOKUP(Data!$W156,tabulka_kce_def,AM$1-20,FALSE),VLOOKUP(Data!$W156,tabulka_panely_def,AM$1-18,FALSE))","v":{"$error":"#N/A"}},156,{"$f":"IF(Data!$W156<MIN(Panely!$A$9:$A$28),VLOOKUP(Data!$W156,tabulka_kce_def,63,FALSE),0)","v":0},{"$f":"IF(Data!$W156<MIN(Panely!$A$9:$A$28),VLOOKUP(Data!$W156,tabulka_kce_def,28,FALSE),1)","v":1},{"$f":"IF(Data!$W156<MIN(Panely!$A$9:$A$28),VLOOKUP(Data!$W156,tabulka_kce_def,23,FALSE),VLOOKUP(Data!$W156,tabulka_panely_def,24,FALSE))","v":{"$error":"#N/A"}},null,0,null,0,0,{"$error":"#N/A"},0,{"$f":"IF(AND(W156>MAX(Konstrukce!A:A),ISNUMBER(W156)),1,0)","v":0}]
[null,"=",{"$f":"IF(Data!$B157<MIN(Panely!$A$9:$A$28),VLOOKUP(Data!$B157,tabulka_kce_def,4,FALSE),VLOOKUP(Data!$B157,tabulka_panely_def,4,FALSE))","v":{"$error":"#N/A"}},{"$f":"IF(Data!$B157<MIN(Panely!$A$9:$A$28),VLOOKUP(Data!$B157,tabulka_kce_def,23,FALSE),VLOOKUP(Data!$B157,tabulka_panely_def,24,FALSE))","v":{"$error":"#N/A"}},{"$f":"IF(Data!$B157<MIN(Panely!$A$9:$A$28),VLOOKUP(Data!$B157,tabulka_kce_def,21,FALSE),VLOOKUP(Data!$B157,tabulka_panely_def,22,FALSE))","v":{"$error":"#N/A"}},{"$f":"IF(Data!$B157<MIN(Panely!$A$9:$A$28),VLOOKUP(Data!$B157,tabulka_kce_def,26,FALSE),VLOOKUP(Data!$B157,tabulka_panely_def,31,FALSE))","v":{"$error":"#N/A"}},{"$f":"IF(Data!$B157<MIN(Panely!$A$9:$A$28),VLOOKUP(Data!$B157,tabulka_kce_def,27,FALSE),VLOOKUP(Data!$B157,tabulka_panely_def,32,FALSE))","v":{"$error":"#N/A"}},{"$f":"IF(VLOOKUP(Data!$B157,tabulka_kce_def,3,FALSE)=\"\",Konstrukce!$G$1,IF(VLOOKUP(Data!$B157,tabulka_kce_def,3,FALSE)=\"z\",Konstrukce!$G$2,VLOOKUP(Data!$B157,tabulka_kce_def,3,FALSE)))","v":{"$error":"#N/A"}},{"$f":"IF(Data!$B157<MIN(Panely!$A$9:$A$28),0,VLOOKUP(Data!$B157,tabulka_panely_def,25,FALSE))","v":{"$error":"#N/A"}},{"$f":"IF(Data!$B157<MIN(Panely!$A$9:$A$28),VLOOKUP(Data!$B157,tabulka_kce_def,24,FALSE),VLOOKUP(Data!$B157,tabulka_panely_def,33,FALSE))","v":{"$error":"#N/A"}},{"$f":"Konstrukce!$D$1","v":15},{"$f":"Konstrukce!$D$2","v":15},{"$f":"Konstrukce!$G$1","v":0},{"$f":"IF(Data!$B157<MIN(Panely!$A$9:$A$28),VLOOKUP(Data!$B157,tabulka_kce_def,59,FALSE),VLOOKUP(Data!$B157,tabulka_panely_def,63,FALSE))","v":{"$error":"#N/A"}},{"$f":"IF(Data!$B157<MIN(Panely!$A$9:$A$28),VLOOKUP(Data!$B157,tabulka_kce_def,60,FALSE),VLOOKUP(Data!$B157,tabulka_panely_def,64,FALSE))","v":{"$error":"#N/A"}},{"$f":"IF(Data!$B157<MIN(Panely!$A$9:$A$28),VLOOKUP(Data!$B157,tabulka_kce_def,61,FALSE),VLOOKUP(Data!$B157,tabulka_panely_def,65,FALSE))","v":{"$error":"#N/A"}},{"$f":"IF(Data!$B157<MIN(Panely!$A$9:$A$28),VLOOKUP(Data!$B157,tabulka_kce_def,25,FALSE),0)","v":0},{"$error":"#N/A"},null,null,null,null,"=",{"$f":"IF(Data!$W157<MIN(Panely!$A$9:$A$28),VLOOKUP(Data!$W157,tabulka_kce_def,62,FALSE),VLOOKUP(Data!$W157,tabulka_panely_def,65,FALSE))","v":{"$error":"#N/A"}},{"$f":"IF(Data!$W157<MIN(Panely!$A$9:$A$28),VLOOKUP(Data!$W157,tabulka_kce_def,Y$1-20,FALSE),VLOOKUP(Data!$W157,tabulka_panely_def,Y$1-18,FALSE))","v":{"$error":"#N/A"}},{"$f":"IF(Data!$W157<MIN(Panely!$A$9:$A$28),VLOOKUP(Data!$W157,tabulka_kce_def,Z$1-20,FALSE),VLOOKUP(Data!$W157,tabulka_panely_def,Z$1-18,FALSE))","v":{"$error":"#N/A"}},{"$f":"IF(Data!$W157<MIN(Panely!$A$9:$A$28),VLOOKUP(Data!$W157,tabulka_kce_def,AA$1-20,FALSE),VLOOKUP(Data!$W157,tabulka_panely_def,AA$1-18,FALSE))","v":{"$error":"#N/A"}},{"$f":"IF(Data!$W157<MIN(Panely!$A$9:$A$28),VLOOKUP(Data!$W157,tabulka_kce_def,AB$1-20,FALSE),VLOOKUP(Data!$W157,tabulka_panely_def,AB$1-18,FALSE))","v":{"$error":"#N/A"}},{"$f":"IF(Data!$W157<MIN(Panely!$A$9:$A$28),VLOOKUP(Data!$W157,tabulka_kce_def,AC$1-20,FALSE),VLOOKUP(Data!$W157,tabulka_panely_def,AC$1-18,FALSE))","v":{"$error":"#N/A"}},{"$f":"IF(Data!$W157<MIN(Panely!$A$9:$A$28),VLOOKUP(Data!$W157,tabulka_kce_def,AD$1-20,FALSE),VLOOKUP(Data!$W157,tabulka_panely_def,AD$1-18,FALSE))","v":{"$error":"#N/A"}},{"$f":"IF(Data!$W157<MIN(Panely!$A$9:$A$28),VLOOKUP(Data!$W157,tabulka_kce_def,AE$1-20,FALSE),VLOOKUP(Data!$W157,tabulka_panely_def,AE$1-18,FALSE))","v":{"$error":"#N/A"}},{"$f":"IF(Data!$W157<MIN(Panely!$A$9:$A$28),VLOOKUP(Data!$W157,tabulka_kce_def,AF$1-20,FALSE),VLOOKUP(Data!$W157,tabulka_panely_def,AF$1-18,FALSE))","v":{"$error":"#N/A"}},{"$f":"IF(Data!$W157<MIN(Panely!$A$9:$A$28),VLOOKUP(Data!$W157,tabulka_kce_def,AG$1-20,FALSE),VLOOKUP(Data!$W157,tabulka_panely_def,AG$1-18,FALSE))","v":{"$error":"#N/A"}},{"$f":"IF(Data!$W157<MIN(Panely!$A$9:$A$28),VLOOKUP(Data!$W157,tabulka_kce_def,AH$1-20,FALSE),VLOOKUP(Data!$W157,tabulka_panely_def,AH$1-18,FALSE))","v":{"$error":"#N/A"}},{"$f":"IF(Data!$W157<MIN(Panely!$A$9:$A$28),VLOOKUP(Data!$W157,tabulka_kce_def,AI$1-20,FALSE),VLOOKUP(Data!$W157,tabulka_panely_def,AI$1-18,FALSE))","v":{"$error":"#N/A"}},{"$f":"IF(Data!$W157<MIN(Panely!$A$9:$A$28),VLOOKUP(Data!$W157,tabulka_kce_def,AJ$1-20,FALSE),VLOOKUP(Data!$W157,tabulka_panely_def,AJ$1-18,FALSE))","v":{"$error":"#N/A"}},{"$f":"IF(Data!$W157<MIN(Panely!$A$9:$A$28),VLOOKUP(Data!$W157,tabulka_kce_def,AK$1-20,FALSE),VLOOKUP(Data!$W157,tabulka_panely_def,AK$1-18,FALSE))","v":{"$error":"#N/A"}},{"$f":"IF(Data!$W157<MIN(Panely!$A$9:$A$28),VLOOKUP(Data!$W157,tabulka_kce_def,AL$1-20,FALSE),VLOOKUP(Data!$W157,tabulka_panely_def,AL$1-18,FALSE))","v":{"$error":"#N/A"}},{"$f":"IF(Data!$W157<MIN(Panely!$A$9:$A$28),VLOOKUP(Data!$W157,tabulka_kce_def,AM$1-20,FALSE),VLOOKUP(Data!$W157,tabulka_panely_def,AM$1-18,FALSE))","v":{"$error":"#N/A"}},157,{"$f":"IF(Data!$W157<MIN(Panely!$A$9:$A$28),VLOOKUP(Data!$W157,tabulka_kce_def,63,FALSE),0)","v":0},{"$f":"IF(Data!$W157<MIN(Panely!$A$9:$A$28),VLOOKUP(Data!$W157,tabulka_kce_def,28,FALSE),1)","v":1},{"$f":"IF(Data!$W157<MIN(Panely!$A$9:$A$28),VLOOKUP(Data!$W157,tabulka_kce_def,23,FALSE),VLOOKUP(Data!$W157,tabulka_panely_def,24,FALSE))","v":{"$error":"#N/A"}},null,0,null,0,0,{"$error":"#N/A"},0,{"$f":"IF(AND(W157>MAX(Konstrukce!A:A),ISNUMBER(W157)),1,0)","v":0}]
[null,"=",{"$f":"IF(Data!$B158<MIN(Panely!$A$9:$A$28),VLOOKUP(Data!$B158,tabulka_kce_def,4,FALSE),VLOOKUP(Data!$B158,tabulka_panely_def,4,FALSE))","v":{"$error":"#N/A"}},{"$f":"IF(Data!$B158<MIN(Panely!$A$9:$A$28),VLOOKUP(Data!$B158,tabulka_kce_def,23,FALSE),VLOOKUP(Data!$B158,tabulka_panely_def,24,FALSE))","v":{"$error":"#N/A"}},{"$f":"IF(Data!$B158<MIN(Panely!$A$9:$A$28),VLOOKUP(Data!$B158,tabulka_kce_def,21,FALSE),VLOOKUP(Data!$B158,tabulka_panely_def,22,FALSE))","v":{"$error":"#N/A"}},{"$f":"IF(Data!$B158<MIN(Panely!$A$9:$A$28),VLOOKUP(Data!$B158,tabulka_kce_def,26,FALSE),VLOOKUP(Data!$B158,tabulka_panely_def,31,FALSE))","v":{"$error":"#N/A"}},{"$f":"IF(Data!$B158<MIN(Panely!$A$9:$A$28),VLOOKUP(Data!$B158,tabulka_kce_def,27,FALSE),VLOOKUP(Data!$B158,tabulka_panely_def,32,FALSE))","v":{"$error":"#N/A"}},{"$f":"IF(VLOOKUP(Data!$B158,tabulka_kce_def,3,FALSE)=\"\",Konstrukce!$G$1,IF(VLOOKUP(Data!$B158,tabulka_kce_def,3,FALSE)=\"z\",Konstrukce!$G$2,VLOOKUP(Data!$B158,tabulka_kce_def,3,FALSE)))","v":{"$error":"#N/A"}},{"$f":"IF(Data!$B158<MIN(Panely!$A$9:$A$28),0,VLOOKUP(Data!$B158,tabulka_panely_def,25,FALSE))","v":{"$error":"#N/A"}},{"$f":"IF(Data!$B158<MIN(Panely!$A$9:$A$28),VLOOKUP(Data!$B158,tabulka_kce_def,24,FALSE),VLOOKUP(Data!$B158,tabulka_panely_def,33,FALSE))","v":{"$error":"#N/A"}},{"$f":"Konstrukce!$D$1","v":15},{"$f":"Konstrukce!$D$2","v":15},{"$f":"Konstrukce!$G$1","v":0},{"$f":"IF(Data!$B158<MIN(Panely!$A$9:$A$28),VLOOKUP(Data!$B158,tabulka_kce_def,59,FALSE),VLOOKUP(Data!$B158,tabulka_panely_def,63,FALSE))","v":{"$error":"#N/A"}},{"$f":"IF(Data!$B158<MIN(Panely!$A$9:$A$28),VLOOKUP(Data!$B158,tabulka_kce_def,60,FALSE),VLOOKUP(Data!$B158,tabulka_panely_def,64,FALSE))","v":{"$error":"#N/A"}},{"$f":"IF(Data!$B158<MIN(Panely!$A$9:$A$28),VLOOKUP(Data!$B158,tabulka_kce_def,61,FALSE),VLOOKUP(Data!$B158,tabulka_panely_def,65,FALSE))","v":{"$error":"#N/A"}},{"$f":"IF(Data!$B158<MIN(Panely!$A$9:$A$28),VLOOKUP(Data!$B158,tabulka_kce_def,25,FALSE),0)","v":0},{"$error":"#N/A"},null,null,null,null,"=",{"$f":"IF(Data!$W158<MIN(Panely!$A$9:$A$28),VLOOKUP(Data!$W158,tabulka_kce_def,62,FALSE),VLOOKUP(Data!$W158,tabulka_panely_def,65,FALSE))","v":{"$error":"#N/A"}},{"$f":"IF(Data!$W158<MIN(Panely!$A$9:$A$28),VLOOKUP(Data!$W158,tabulka_kce_def,Y$1-20,FALSE),VLOOKUP(Data!$W158,tabulka_panely_def,Y$1-18,FALSE))","v":{"$error":"#N/A"}},{"$f":"IF(Data!$W158<MIN(Panely!$A$9:$A$28),VLOOKUP(Data!$W158,tabulka_kce_def,Z$1-20,FALSE),VLOOKUP(Data!$W158,tabulka_panely_def,Z$1-18,FALSE))","v":{"$error":"#N/A"}},{"$f":"IF(Data!$W158<MIN(Panely!$A$9:$A$28),VLOOKUP(Data!$W158,tabulka_kce_def,AA$1-20,FALSE),VLOOKUP(Data!$W158,tabulka_panely_def,AA$1-18,FALSE))","v":{"$error":"#N/A"}},{"$f":"IF(Data!$W158<MIN(Panely!$A$9:$A$28),VLOOKUP(Data!$W158,tabulka_kce_def,AB$1-20,FALSE),VLOOKUP(Data!$W158,tabulka_panely_def,AB$1-18,FALSE))","v":{"$error":"#N/A"}},{"$f":"IF(Data!$W158<MIN(Panely!$A$9:$A$28),VLOOKUP(Data!$W158,tabulka_kce_def,AC$1-20,FALSE),VLOOKUP(Data!$W158,tabulka_panely_def,AC$1-18,FALSE))","v":{"$error":"#N/A"}},{"$f":"IF(Data!$W158<MIN(Panely!$A$9:$A$28),VLOOKUP(Data!$W158,tabulka_kce_def,AD$1-20,FALSE),VLOOKUP(Data!$W158,tabulka_panely_def,AD$1-18,FALSE))","v":{"$error":"#N/A"}},{"$f":"IF(Data!$W158<MIN(Panely!$A$9:$A$28),VLOOKUP(Data!$W158,tabulka_kce_def,AE$1-20,FALSE),VLOOKUP(Data!$W158,tabulka_panely_def,AE$1-18,FALSE))","v":{"$error":"#N/A"}},{"$f":"IF(Data!$W158<MIN(Panely!$A$9:$A$28),VLOOKUP(Data!$W158,tabulka_kce_def,AF$1-20,FALSE),VLOOKUP(Data!$W158,tabulka_panely_def,AF$1-18,FALSE))","v":{"$error":"#N/A"}},{"$f":"IF(Data!$W158<MIN(Panely!$A$9:$A$28),VLOOKUP(Data!$W158,tabulka_kce_def,AG$1-20,FALSE),VLOOKUP(Data!$W158,tabulka_panely_def,AG$1-18,FALSE))","v":{"$error":"#N/A"}},{"$f":"IF(Data!$W158<MIN(Panely!$A$9:$A$28),VLOOKUP(Data!$W158,tabulka_kce_def,AH$1-20,FALSE),VLOOKUP(Data!$W158,tabulka_panely_def,AH$1-18,FALSE))","v":{"$error":"#N/A"}},{"$f":"IF(Data!$W158<MIN(Panely!$A$9:$A$28),VLOOKUP(Data!$W158,tabulka_kce_def,AI$1-20,FALSE),VLOOKUP(Data!$W158,tabulka_panely_def,AI$1-18,FALSE))","v":{"$error":"#N/A"}},{"$f":"IF(Data!$W158<MIN(Panely!$A$9:$A$28),VLOOKUP(Data!$W158,tabulka_kce_def,AJ$1-20,FALSE),VLOOKUP(Data!$W158,tabulka_panely_def,AJ$1-18,FALSE))","v":{"$error":"#N/A"}},{"$f":"IF(Data!$W158<MIN(Panely!$A$9:$A$28),VLOOKUP(Data!$W158,tabulka_kce_def,AK$1-20,FALSE),VLOOKUP(Data!$W158,tabulka_panely_def,AK$1-18,FALSE))","v":{"$error":"#N/A"}},{"$f":"IF(Data!$W158<MIN(Panely!$A$9:$A$28),VLOOKUP(Data!$W158,tabulka_kce_def,AL$1-20,FALSE),VLOOKUP(Data!$W158,tabulka_panely_def,AL$1-18,FALSE))","v":{"$error":"#N/A"}},{"$f":"IF(Data!$W158<MIN(Panely!$A$9:$A$28),VLOOKUP(Data!$W158,tabulka_kce_def,AM$1-20,FALSE),VLOOKUP(Data!$W158,tabulka_panely_def,AM$1-18,FALSE))","v":{"$error":"#N/A"}},158,{"$f":"IF(Data!$W158<MIN(Panely!$A$9:$A$28),VLOOKUP(Data!$W158,tabulka_kce_def,63,FALSE),0)","v":0},{"$f":"IF(Data!$W158<MIN(Panely!$A$9:$A$28),VLOOKUP(Data!$W158,tabulka_kce_def,28,FALSE),1)","v":1},{"$f":"IF(Data!$W158<MIN(Panely!$A$9:$A$28),VLOOKUP(Data!$W158,tabulka_kce_def,23,FALSE),VLOOKUP(Data!$W158,tabulka_panely_def,24,FALSE))","v":{"$error":"#N/A"}},null,0,null,0,0,{"$error":"#N/A"},0,{"$f":"IF(AND(W158>MAX(Konstrukce!A:A),ISNUMBER(W158)),1,0)","v":0}]
[null,"=",{"$f":"IF(Data!$B159<MIN(Panely!$A$9:$A$28),VLOOKUP(Data!$B159,tabulka_kce_def,4,FALSE),VLOOKUP(Data!$B159,tabulka_panely_def,4,FALSE))","v":{"$error":"#N/A"}},{"$f":"IF(Data!$B159<MIN(Panely!$A$9:$A$28),VLOOKUP(Data!$B159,tabulka_kce_def,23,FALSE),VLOOKUP(Data!$B159,tabulka_panely_def,24,FALSE))","v":{"$error":"#N/A"}},{"$f":"IF(Data!$B159<MIN(Panely!$A$9:$A$28),VLOOKUP(Data!$B159,tabulka_kce_def,21,FALSE),VLOOKUP(Data!$B159,tabulka_panely_def,22,FALSE))","v":{"$error":"#N/A"}},{"$f":"IF(Data!$B159<MIN(Panely!$A$9:$A$28),VLOOKUP(Data!$B159,tabulka_kce_def,26,FALSE),VLOOKUP(Data!$B159,tabulka_panely_def,31,FALSE))","v":{"$error":"#N/A"}},{"$f":"IF(Data!$B159<MIN(Panely!$A$9:$A$28),VLOOKUP(Data!$B159,tabulka_kce_def,27,FALSE),VLOOKUP(Data!$B159,tabulka_panely_def,32,FALSE))","v":{"$error":"#N/A"}},{"$f":"IF(VLOOKUP(Data!$B159,tabulka_kce_def,3,FALSE)=\"\",Konstrukce!$G$1,IF(VLOOKUP(Data!$B159,tabulka_kce_def,3,FALSE)=\"z\",Konstrukce!$G$2,VLOOKUP(Data!$B159,tabulka_kce_def,3,FALSE)))","v":{"$error":"#N/A"}},{"$f":"IF(Data!$B159<MIN(Panely!$A$9:$A$28),0,VLOOKUP(Data!$B159,tabulka_panely_def,25,FALSE))","v":{"$error":"#N/A"}},{"$f":"IF(Data!$B159<MIN(Panely!$A$9:$A$28),VLOOKUP(Data!$B159,tabulka_kce_def,24,FALSE),VLOOKUP(Data!$B159,tabulka_panely_def,33,FALSE))","v":{"$error":"#N/A"}},{"$f":"Konstrukce!$D$1","v":15},{"$f":"Konstrukce!$D$2","v":15},{"$f":"Konstrukce!$G$1","v":0},{"$f":"IF(Data!$B159<MIN(Panely!$A$9:$A$28),VLOOKUP(Data!$B159,tabulka_kce_def,59,FALSE),VLOOKUP(Data!$B159,tabulka_panely_def,63,FALSE))","v":{"$error":"#N/A"}},{"$f":"IF(Data!$B159<MIN(Panely!$A$9:$A$28),VLOOKUP(Data!$B159,tabulka_kce_def,60,FALSE),VLOOKUP(Data!$B159,tabulka_panely_def,64,FALSE))","v":{"$error":"#N/A"}},{"$f":"IF(Data!$B159<MIN(Panely!$A$9:$A$28),VLOOKUP(Data!$B159,tabulka_kce_def,61,FALSE),VLOOKUP(Data!$B159,tabulka_panely_def,65,FALSE))","v":{"$error":"#N/A"}},{"$f":"IF(Data!$B159<MIN(Panely!$A$9:$A$28),VLOOKUP(Data!$B159,tabulka_kce_def,25,FALSE),0)","v":0},{"$error":"#N/A"},null,null,null,null,"=",{"$f":"IF(Data!$W159<MIN(Panely!$A$9:$A$28),VLOOKUP(Data!$W159,tabulka_kce_def,62,FALSE),VLOOKUP(Data!$W159,tabulka_panely_def,65,FALSE))","v":{"$error":"#N/A"}},{"$f":"IF(Data!$W159<MIN(Panely!$A$9:$A$28),VLOOKUP(Data!$W159,tabulka_kce_def,Y$1-20,FALSE),VLOOKUP(Data!$W159,tabulka_panely_def,Y$1-18,FALSE))","v":{"$error":"#N/A"}},{"$f":"IF(Data!$W159<MIN(Panely!$A$9:$A$28),VLOOKUP(Data!$W159,tabulka_kce_def,Z$1-20,FALSE),VLOOKUP(Data!$W159,tabulka_panely_def,Z$1-18,FALSE))","v":{"$error":"#N/A"}},{"$f":"IF(Data!$W159<MIN(Panely!$A$9:$A$28),VLOOKUP(Data!$W159,tabulka_kce_def,AA$1-20,FALSE),VLOOKUP(Data!$W159,tabulka_panely_def,AA$1-18,FALSE))","v":{"$error":"#N/A"}},{"$f":"IF(Data!$W159<MIN(Panely!$A$9:$A$28),VLOOKUP(Data!$W159,tabulka_kce_def,AB$1-20,FALSE),VLOOKUP(Data!$W159,tabulka_panely_def,AB$1-18,FALSE))","v":{"$error":"#N/A"}},{"$f":"IF(Data!$W159<MIN(Panely!$A$9:$A$28),VLOOKUP(Data!$W159,tabulka_kce_def,AC$1-20,FALSE),VLOOKUP(Data!$W159,tabulka_panely_def,AC$1-18,FALSE))","v":{"$error":"#N/A"}},{"$f":"IF(Data!$W159<MIN(Panely!$A$9:$A$28),VLOOKUP(Data!$W159,tabulka_kce_def,AD$1-20,FALSE),VLOOKUP(Data!$W159,tabulka_panely_def,AD$1-18,FALSE))","v":{"$error":"#N/A"}},{"$f":"IF(Data!$W159<MIN(Panely!$A$9:$A$28),VLOOKUP(Data!$W159,tabulka_kce_def,AE$1-20,FALSE),VLOOKUP(Data!$W159,tabulka_panely_def,AE$1-18,FALSE))","v":{"$error":"#N/A"}},{"$f":"IF(Data!$W159<MIN(Panely!$A$9:$A$28),VLOOKUP(Data!$W159,tabulka_kce_def,AF$1-20,FALSE),VLOOKUP(Data!$W159,tabulka_panely_def,AF$1-18,FALSE))","v":{"$error":"#N/A"}},{"$f":"IF(Data!$W159<MIN(Panely!$A$9:$A$28),VLOOKUP(Data!$W159,tabulka_kce_def,AG$1-20,FALSE),VLOOKUP(Data!$W159,tabulka_panely_def,AG$1-18,FALSE))","v":{"$error":"#N/A"}},{"$f":"IF(Data!$W159<MIN(Panely!$A$9:$A$28),VLOOKUP(Data!$W159,tabulka_kce_def,AH$1-20,FALSE),VLOOKUP(Data!$W159,tabulka_panely_def,AH$1-18,FALSE))","v":{"$error":"#N/A"}},{"$f":"IF(Data!$W159<MIN(Panely!$A$9:$A$28),VLOOKUP(Data!$W159,tabulka_kce_def,AI$1-20,FALSE),VLOOKUP(Data!$W159,tabulka_panely_def,AI$1-18,FALSE))","v":{"$error":"#N/A"}},{"$f":"IF(Data!$W159<MIN(Panely!$A$9:$A$28),VLOOKUP(Data!$W159,tabulka_kce_def,AJ$1-20,FALSE),VLOOKUP(Data!$W159,tabulka_panely_def,AJ$1-18,FALSE))","v":{"$error":"#N/A"}},{"$f":"IF(Data!$W159<MIN(Panely!$A$9:$A$28),VLOOKUP(Data!$W159,tabulka_kce_def,AK$1-20,FALSE),VLOOKUP(Data!$W159,tabulka_panely_def,AK$1-18,FALSE))","v":{"$error":"#N/A"}},{"$f":"IF(Data!$W159<MIN(Panely!$A$9:$A$28),VLOOKUP(Data!$W159,tabulka_kce_def,AL$1-20,FALSE),VLOOKUP(Data!$W159,tabulka_panely_def,AL$1-18,FALSE))","v":{"$error":"#N/A"}},{"$f":"IF(Data!$W159<MIN(Panely!$A$9:$A$28),VLOOKUP(Data!$W159,tabulka_kce_def,AM$1-20,FALSE),VLOOKUP(Data!$W159,tabulka_panely_def,AM$1-18,FALSE))","v":{"$error":"#N/A"}},159,{"$f":"IF(Data!$W159<MIN(Panely!$A$9:$A$28),VLOOKUP(Data!$W159,tabulka_kce_def,63,FALSE),0)","v":0},{"$f":"IF(Data!$W159<MIN(Panely!$A$9:$A$28),VLOOKUP(Data!$W159,tabulka_kce_def,28,FALSE),1)","v":1},{"$f":"IF(Data!$W159<MIN(Panely!$A$9:$A$28),VLOOKUP(Data!$W159,tabulka_kce_def,23,FALSE),VLOOKUP(Data!$W159,tabulka_panely_def,24,FALSE))","v":{"$error":"#N/A"}},null,0,null,0,0,{"$error":"#N/A"},0,{"$f":"IF(AND(W159>MAX(Konstrukce!A:A),ISNUMBER(W159)),1,0)","v":0}]
[null,"=",{"$f":"IF(Data!$B160<MIN(Panely!$A$9:$A$28),VLOOKUP(Data!$B160,tabulka_kce_def,4,FALSE),VLOOKUP(Data!$B160,tabulka_panely_def,4,FALSE))","v":{"$error":"#N/A"}},{"$f":"IF(Data!$B160<MIN(Panely!$A$9:$A$28),VLOOKUP(Data!$B160,tabulka_kce_def,23,FALSE),VLOOKUP(Data!$B160,tabulka_panely_def,24,FALSE))","v":{"$error":"#N/A"}},{"$f":"IF(Data!$B160<MIN(Panely!$A$9:$A$28),VLOOKUP(Data!$B160,tabulka_kce_def,21,FALSE),VLOOKUP(Data!$B160,tabulka_panely_def,22,FALSE))","v":{"$error":"#N/A"}},{"$f":"IF(Data!$B160<MIN(Panely!$A$9:$A$28),VLOOKUP(Data!$B160,tabulka_kce_def,26,FALSE),VLOOKUP(Data!$B160,tabulka_panely_def,31,FALSE))","v":{"$error":"#N/A"}},{"$f":"IF(Data!$B160<MIN(Panely!$A$9:$A$28),VLOOKUP(Data!$B160,tabulka_kce_def,27,FALSE),VLOOKUP(Data!$B160,tabulka_panely_def,32,FALSE))","v":{"$error":"#N/A"}},{"$f":"IF(VLOOKUP(Data!$B160,tabulka_kce_def,3,FALSE)=\"\",Konstrukce!$G$1,IF(VLOOKUP(Data!$B160,tabulka_kce_def,3,FALSE)=\"z\",Konstrukce!$G$2,VLOOKUP(Data!$B160,tabulka_kce_def,3,FALSE)))","v":{"$error":"#N/A"}},{"$f":"IF(Data!$B160<MIN(Panely!$A$9:$A$28),0,VLOOKUP(Data!$B160,tabulka_panely_def,25,FALSE))","v":{"$error":"#N/A"}},{"$f":"IF(Data!$B160<MIN(Panely!$A$9:$A$28),VLOOKUP(Data!$B160,tabulka_kce_def,24,FALSE),VLOOKUP(Data!$B160,tabulka_panely_def,33,FALSE))","v":{"$error":"#N/A"}},{"$f":"Konstrukce!$D$1","v":15},{"$f":"Konstrukce!$D$2","v":15},{"$f":"Konstrukce!$G$1","v":0},{"$f":"IF(Data!$B160<MIN(Panely!$A$9:$A$28),VLOOKUP(Data!$B160,tabulka_kce_def,59,FALSE),VLOOKUP(Data!$B160,tabulka_panely_def,63,FALSE))","v":{"$error":"#N/A"}},{"$f":"IF(Data!$B160<MIN(Panely!$A$9:$A$28),VLOOKUP(Data!$B160,tabulka_kce_def,60,FALSE),VLOOKUP(Data!$B160,tabulka_panely_def,64,FALSE))","v":{"$error":"#N/A"}},{"$f":"IF(Data!$B160<MIN(Panely!$A$9:$A$28),VLOOKUP(Data!$B160,tabulka_kce_def,61,FALSE),VLOOKUP(Data!$B160,tabulka_panely_def,65,FALSE))","v":{"$error":"#N/A"}},{"$f":"IF(Data!$B160<MIN(Panely!$A$9:$A$28),VLOOKUP(Data!$B160,tabulka_kce_def,25,FALSE),0)","v":0},{"$error":"#N/A"},null,null,null,null,"=",{"$f":"IF(Data!$W160<MIN(Panely!$A$9:$A$28),VLOOKUP(Data!$W160,tabulka_kce_def,62,FALSE),VLOOKUP(Data!$W160,tabulka_panely_def,65,FALSE))","v":{"$error":"#N/A"}},{"$f":"IF(Data!$W160<MIN(Panely!$A$9:$A$28),VLOOKUP(Data!$W160,tabulka_kce_def,Y$1-20,FALSE),VLOOKUP(Data!$W160,tabulka_panely_def,Y$1-18,FALSE))","v":{"$error":"#N/A"}},{"$f":"IF(Data!$W160<MIN(Panely!$A$9:$A$28),VLOOKUP(Data!$W160,tabulka_kce_def,Z$1-20,FALSE),VLOOKUP(Data!$W160,tabulka_panely_def,Z$1-18,FALSE))","v":{"$error":"#N/A"}},{"$f":"IF(Data!$W160<MIN(Panely!$A$9:$A$28),VLOOKUP(Data!$W160,tabulka_kce_def,AA$1-20,FALSE),VLOOKUP(Data!$W160,tabulka_panely_def,AA$1-18,FALSE))","v":{"$error":"#N/A"}},{"$f":"IF(Data!$W160<MIN(Panely!$A$9:$A$28),VLOOKUP(Data!$W160,tabulka_kce_def,AB$1-20,FALSE),VLOOKUP(Data!$W160,tabulka_panely_def,AB$1-18,FALSE))","v":{"$error":"#N/A"}},{"$f":"IF(Data!$W160<MIN(Panely!$A$9:$A$28),VLOOKUP(Data!$W160,tabulka_kce_def,AC$1-20,FALSE),VLOOKUP(Data!$W160,tabulka_panely_def,AC$1-18,FALSE))","v":{"$error":"#N/A"}},{"$f":"IF(Data!$W160<MIN(Panely!$A$9:$A$28),VLOOKUP(Data!$W160,tabulka_kce_def,AD$1-20,FALSE),VLOOKUP(Data!$W160,tabulka_panely_def,AD$1-18,FALSE))","v":{"$error":"#N/A"}},{"$f":"IF(Data!$W160<MIN(Panely!$A$9:$A$28),VLOOKUP(Data!$W160,tabulka_kce_def,AE$1-20,FALSE),VLOOKUP(Data!$W160,tabulka_panely_def,AE$1-18,FALSE))","v":{"$error":"#N/A"}},{"$f":"IF(Data!$W160<MIN(Panely!$A$9:$A$28),VLOOKUP(Data!$W160,tabulka_kce_def,AF$1-20,FALSE),VLOOKUP(Data!$W160,tabulka_panely_def,AF$1-18,FALSE))","v":{"$error":"#N/A"}},{"$f":"IF(Data!$W160<MIN(Panely!$A$9:$A$28),VLOOKUP(Data!$W160,tabulka_kce_def,AG$1-20,FALSE),VLOOKUP(Data!$W160,tabulka_panely_def,AG$1-18,FALSE))","v":{"$error":"#N/A"}},{"$f":"IF(Data!$W160<MIN(Panely!$A$9:$A$28),VLOOKUP(Data!$W160,tabulka_kce_def,AH$1-20,FALSE),VLOOKUP(Data!$W160,tabulka_panely_def,AH$1-18,FALSE))","v":{"$error":"#N/A"}},{"$f":"IF(Data!$W160<MIN(Panely!$A$9:$A$28),VLOOKUP(Data!$W160,tabulka_kce_def,AI$1-20,FALSE),VLOOKUP(Data!$W160,tabulka_panely_def,AI$1-18,FALSE))","v":{"$error":"#N/A"}},{"$f":"IF(Data!$W160<MIN(Panely!$A$9:$A$28),VLOOKUP(Data!$W160,tabulka_kce_def,AJ$1-20,FALSE),VLOOKUP(Data!$W160,tabulka_panely_def,AJ$1-18,FALSE))","v":{"$error":"#N/A"}},{"$f":"IF(Data!$W160<MIN(Panely!$A$9:$A$28),VLOOKUP(Data!$W160,tabulka_kce_def,AK$1-20,FALSE),VLOOKUP(Data!$W160,tabulka_panely_def,AK$1-18,FALSE))","v":{"$error":"#N/A"}},{"$f":"IF(Data!$W160<MIN(Panely!$A$9:$A$28),VLOOKUP(Data!$W160,tabulka_kce_def,AL$1-20,FALSE),VLOOKUP(Data!$W160,tabulka_panely_def,AL$1-18,FALSE))","v":{"$error":"#N/A"}},{"$f":"IF(Data!$W160<MIN(Panely!$A$9:$A$28),VLOOKUP(Data!$W160,tabulka_kce_def,AM$1-20,FALSE),VLOOKUP(Data!$W160,tabulka_panely_def,AM$1-18,FALSE))","v":{"$error":"#N/A"}},160,{"$f":"IF(Data!$W160<MIN(Panely!$A$9:$A$28),VLOOKUP(Data!$W160,tabulka_kce_def,63,FALSE),0)","v":0},{"$f":"IF(Data!$W160<MIN(Panely!$A$9:$A$28),VLOOKUP(Data!$W160,tabulka_kce_def,28,FALSE),1)","v":1},{"$f":"IF(Data!$W160<MIN(Panely!$A$9:$A$28),VLOOKUP(Data!$W160,tabulka_kce_def,23,FALSE),VLOOKUP(Data!$W160,tabulka_panely_def,24,FALSE))","v":{"$error":"#N/A"}},null,0,null,0,0,{"$error":"#N/A"},0,{"$f":"IF(AND(W160>MAX(Konstrukce!A:A),ISNUMBER(W160)),1,0)","v":0}]
[null,"=",{"$f":"IF(Data!$B161<MIN(Panely!$A$9:$A$28),VLOOKUP(Data!$B161,tabulka_kce_def,4,FALSE),VLOOKUP(Data!$B161,tabulka_panely_def,4,FALSE))","v":{"$error":"#N/A"}},{"$f":"IF(Data!$B161<MIN(Panely!$A$9:$A$28),VLOOKUP(Data!$B161,tabulka_kce_def,23,FALSE),VLOOKUP(Data!$B161,tabulka_panely_def,24,FALSE))","v":{"$error":"#N/A"}},{"$f":"IF(Data!$B161<MIN(Panely!$A$9:$A$28),VLOOKUP(Data!$B161,tabulka_kce_def,21,FALSE),VLOOKUP(Data!$B161,tabulka_panely_def,22,FALSE))","v":{"$error":"#N/A"}},{"$f":"IF(Data!$B161<MIN(Panely!$A$9:$A$28),VLOOKUP(Data!$B161,tabulka_kce_def,26,FALSE),VLOOKUP(Data!$B161,tabulka_panely_def,31,FALSE))","v":{"$error":"#N/A"}},{"$f":"IF(Data!$B161<MIN(Panely!$A$9:$A$28),VLOOKUP(Data!$B161,tabulka_kce_def,27,FALSE),VLOOKUP(Data!$B161,tabulka_panely_def,32,FALSE))","v":{"$error":"#N/A"}},{"$f":"IF(VLOOKUP(Data!$B161,tabulka_kce_def,3,FALSE)=\"\",Konstrukce!$G$1,IF(VLOOKUP(Data!$B161,tabulka_kce_def,3,FALSE)=\"z\",Konstrukce!$G$2,VLOOKUP(Data!$B161,tabulka_kce_def,3,FALSE)))","v":{"$error":"#N/A"}},{"$f":"IF(Data!$B161<MIN(Panely!$A$9:$A$28),0,VLOOKUP(Data!$B161,tabulka_panely_def,25,FALSE))","v":{"$error":"#N/A"}},{"$f":"IF(Data!$B161<MIN(Panely!$A$9:$A$28),VLOOKUP(Data!$B161,tabulka_kce_def,24,FALSE),VLOOKUP(Data!$B161,tabulka_panely_def,33,FALSE))","v":{"$error":"#N/A"}},{"$f":"Konstrukce!$D$1","v":15},{"$f":"Konstrukce!$D$2","v":15},{"$f":"Konstrukce!$G$1","v":0},{"$f":"IF(Data!$B161<MIN(Panely!$A$9:$A$28),VLOOKUP(Data!$B161,tabulka_kce_def,59,FALSE),VLOOKUP(Data!$B161,tabulka_panely_def,63,FALSE))","v":{"$error":"#N/A"}},{"$f":"IF(Data!$B161<MIN(Panely!$A$9:$A$28),VLOOKUP(Data!$B161,tabulka_kce_def,60,FALSE),VLOOKUP(Data!$B161,tabulka_panely_def,64,FALSE))","v":{"$error":"#N/A"}},{"$f":"IF(Data!$B161<MIN(Panely!$A$9:$A$28),VLOOKUP(Data!$B161,tabulka_kce_def,61,FALSE),VLOOKUP(Data!$B161,tabulka_panely_def,65,FALSE))","v":{"$error":"#N/A"}},{"$f":"IF(Data!$B161<MIN(Panely!$A$9:$A$28),VLOOKUP(Data!$B161,tabulka_kce_def,25,FALSE),0)","v":0},{"$error":"#N/A"},null,null,null,null,"=",{"$f":"IF(Data!$W161<MIN(Panely!$A$9:$A$28),VLOOKUP(Data!$W161,tabulka_kce_def,62,FALSE),VLOOKUP(Data!$W161,tabulka_panely_def,65,FALSE))","v":{"$error":"#N/A"}},{"$f":"IF(Data!$W161<MIN(Panely!$A$9:$A$28),VLOOKUP(Data!$W161,tabulka_kce_def,Y$1-20,FALSE),VLOOKUP(Data!$W161,tabulka_panely_def,Y$1-18,FALSE))","v":{"$error":"#N/A"}},{"$f":"IF(Data!$W161<MIN(Panely!$A$9:$A$28),VLOOKUP(Data!$W161,tabulka_kce_def,Z$1-20,FALSE),VLOOKUP(Data!$W161,tabulka_panely_def,Z$1-18,FALSE))","v":{"$error":"#N/A"}},{"$f":"IF(Data!$W161<MIN(Panely!$A$9:$A$28),VLOOKUP(Data!$W161,tabulka_kce_def,AA$1-20,FALSE),VLOOKUP(Data!$W161,tabulka_panely_def,AA$1-18,FALSE))","v":{"$error":"#N/A"}},{"$f":"IF(Data!$W161<MIN(Panely!$A$9:$A$28),VLOOKUP(Data!$W161,tabulka_kce_def,AB$1-20,FALSE),VLOOKUP(Data!$W161,tabulka_panely_def,AB$1-18,FALSE))","v":{"$error":"#N/A"}},{"$f":"IF(Data!$W161<MIN(Panely!$A$9:$A$28),VLOOKUP(Data!$W161,tabulka_kce_def,AC$1-20,FALSE),VLOOKUP(Data!$W161,tabulka_panely_def,AC$1-18,FALSE))","v":{"$error":"#N/A"}},{"$f":"IF(Data!$W161<MIN(Panely!$A$9:$A$28),VLOOKUP(Data!$W161,tabulka_kce_def,AD$1-20,FALSE),VLOOKUP(Data!$W161,tabulka_panely_def,AD$1-18,FALSE))","v":{"$error":"#N/A"}},{"$f":"IF(Data!$W161<MIN(Panely!$A$9:$A$28),VLOOKUP(Data!$W161,tabulka_kce_def,AE$1-20,FALSE),VLOOKUP(Data!$W161,tabulka_panely_def,AE$1-18,FALSE))","v":{"$error":"#N/A"}},{"$f":"IF(Data!$W161<MIN(Panely!$A$9:$A$28),VLOOKUP(Data!$W161,tabulka_kce_def,AF$1-20,FALSE),VLOOKUP(Data!$W161,tabulka_panely_def,AF$1-18,FALSE))","v":{"$error":"#N/A"}},{"$f":"IF(Data!$W161<MIN(Panely!$A$9:$A$28),VLOOKUP(Data!$W161,tabulka_kce_def,AG$1-20,FALSE),VLOOKUP(Data!$W161,tabulka_panely_def,AG$1-18,FALSE))","v":{"$error":"#N/A"}},{"$f":"IF(Data!$W161<MIN(Panely!$A$9:$A$28),VLOOKUP(Data!$W161,tabulka_kce_def,AH$1-20,FALSE),VLOOKUP(Data!$W161,tabulka_panely_def,AH$1-18,FALSE))","v":{"$error":"#N/A"}},{"$f":"IF(Data!$W161<MIN(Panely!$A$9:$A$28),VLOOKUP(Data!$W161,tabulka_kce_def,AI$1-20,FALSE),VLOOKUP(Data!$W161,tabulka_panely_def,AI$1-18,FALSE))","v":{"$error":"#N/A"}},{"$f":"IF(Data!$W161<MIN(Panely!$A$9:$A$28),VLOOKUP(Data!$W161,tabulka_kce_def,AJ$1-20,FALSE),VLOOKUP(Data!$W161,tabulka_panely_def,AJ$1-18,FALSE))","v":{"$error":"#N/A"}},{"$f":"IF(Data!$W161<MIN(Panely!$A$9:$A$28),VLOOKUP(Data!$W161,tabulka_kce_def,AK$1-20,FALSE),VLOOKUP(Data!$W161,tabulka_panely_def,AK$1-18,FALSE))","v":{"$error":"#N/A"}},{"$f":"IF(Data!$W161<MIN(Panely!$A$9:$A$28),VLOOKUP(Data!$W161,tabulka_kce_def,AL$1-20,FALSE),VLOOKUP(Data!$W161,tabulka_panely_def,AL$1-18,FALSE))","v":{"$error":"#N/A"}},{"$f":"IF(Data!$W161<MIN(Panely!$A$9:$A$28),VLOOKUP(Data!$W161,tabulka_kce_def,AM$1-20,FALSE),VLOOKUP(Data!$W161,tabulka_panely_def,AM$1-18,FALSE))","v":{"$error":"#N/A"}},161,{"$f":"IF(Data!$W161<MIN(Panely!$A$9:$A$28),VLOOKUP(Data!$W161,tabulka_kce_def,63,FALSE),0)","v":0},{"$f":"IF(Data!$W161<MIN(Panely!$A$9:$A$28),VLOOKUP(Data!$W161,tabulka_kce_def,28,FALSE),1)","v":1},{"$f":"IF(Data!$W161<MIN(Panely!$A$9:$A$28),VLOOKUP(Data!$W161,tabulka_kce_def,23,FALSE),VLOOKUP(Data!$W161,tabulka_panely_def,24,FALSE))","v":{"$error":"#N/A"}},null,0,null,0,0,{"$error":"#N/A"},0,{"$f":"IF(AND(W161>MAX(Konstrukce!A:A),ISNUMBER(W161)),1,0)","v":0}]
[null,"=",{"$f":"IF(Data!$B162<MIN(Panely!$A$9:$A$28),VLOOKUP(Data!$B162,tabulka_kce_def,4,FALSE),VLOOKUP(Data!$B162,tabulka_panely_def,4,FALSE))","v":{"$error":"#N/A"}},{"$f":"IF(Data!$B162<MIN(Panely!$A$9:$A$28),VLOOKUP(Data!$B162,tabulka_kce_def,23,FALSE),VLOOKUP(Data!$B162,tabulka_panely_def,24,FALSE))","v":{"$error":"#N/A"}},{"$f":"IF(Data!$B162<MIN(Panely!$A$9:$A$28),VLOOKUP(Data!$B162,tabulka_kce_def,21,FALSE),VLOOKUP(Data!$B162,tabulka_panely_def,22,FALSE))","v":{"$error":"#N/A"}},{"$f":"IF(Data!$B162<MIN(Panely!$A$9:$A$28),VLOOKUP(Data!$B162,tabulka_kce_def,26,FALSE),VLOOKUP(Data!$B162,tabulka_panely_def,31,FALSE))","v":{"$error":"#N/A"}},{"$f":"IF(Data!$B162<MIN(Panely!$A$9:$A$28),VLOOKUP(Data!$B162,tabulka_kce_def,27,FALSE),VLOOKUP(Data!$B162,tabulka_panely_def,32,FALSE))","v":{"$error":"#N/A"}},{"$f":"IF(VLOOKUP(Data!$B162,tabulka_kce_def,3,FALSE)=\"\",Konstrukce!$G$1,IF(VLOOKUP(Data!$B162,tabulka_kce_def,3,FALSE)=\"z\",Konstrukce!$G$2,VLOOKUP(Data!$B162,tabulka_kce_def,3,FALSE)))","v":{"$error":"#N/A"}},{"$f":"IF(Data!$B162<MIN(Panely!$A$9:$A$28),0,VLOOKUP(Data!$B162,tabulka_panely_def,25,FALSE))","v":{"$error":"#N/A"}},{"$f":"IF(Data!$B162<MIN(Panely!$A$9:$A$28),VLOOKUP(Data!$B162,tabulka_kce_def,24,FALSE),VLOOKUP(Data!$B162,tabulka_panely_def,33,FALSE))","v":{"$error":"#N/A"}},{"$f":"Konstrukce!$D$1","v":15},{"$f":"Konstrukce!$D$2","v":15},{"$f":"Konstrukce!$G$1","v":0},{"$f":"IF(Data!$B162<MIN(Panely!$A$9:$A$28),VLOOKUP(Data!$B162,tabulka_kce_def,59,FALSE),VLOOKUP(Data!$B162,tabulka_panely_def,63,FALSE))","v":{"$error":"#N/A"}},{"$f":"IF(Data!$B162<MIN(Panely!$A$9:$A$28),VLOOKUP(Data!$B162,tabulka_kce_def,60,FALSE),VLOOKUP(Data!$B162,tabulka_panely_def,64,FALSE))","v":{"$error":"#N/A"}},{"$f":"IF(Data!$B162<MIN(Panely!$A$9:$A$28),VLOOKUP(Data!$B162,tabulka_kce_def,61,FALSE),VLOOKUP(Data!$B162,tabulka_panely_def,65,FALSE))","v":{"$error":"#N/A"}},{"$f":"IF(Data!$B162<MIN(Panely!$A$9:$A$28),VLOOKUP(Data!$B162,tabulka_kce_def,25,FALSE),0)","v":0},{"$error":"#N/A"},null,null,null,null,"=",{"$f":"IF(Data!$W162<MIN(Panely!$A$9:$A$28),VLOOKUP(Data!$W162,tabulka_kce_def,62,FALSE),VLOOKUP(Data!$W162,tabulka_panely_def,65,FALSE))","v":{"$error":"#N/A"}},{"$f":"IF(Data!$W162<MIN(Panely!$A$9:$A$28),VLOOKUP(Data!$W162,tabulka_kce_def,Y$1-20,FALSE),VLOOKUP(Data!$W162,tabulka_panely_def,Y$1-18,FALSE))","v":{"$error":"#N/A"}},{"$f":"IF(Data!$W162<MIN(Panely!$A$9:$A$28),VLOOKUP(Data!$W162,tabulka_kce_def,Z$1-20,FALSE),VLOOKUP(Data!$W162,tabulka_panely_def,Z$1-18,FALSE))","v":{"$error":"#N/A"}},{"$f":"IF(Data!$W162<MIN(Panely!$A$9:$A$28),VLOOKUP(Data!$W162,tabulka_kce_def,AA$1-20,FALSE),VLOOKUP(Data!$W162,tabulka_panely_def,AA$1-18,FALSE))","v":{"$error":"#N/A"}},{"$f":"IF(Data!$W162<MIN(Panely!$A$9:$A$28),VLOOKUP(Data!$W162,tabulka_kce_def,AB$1-20,FALSE),VLOOKUP(Data!$W162,tabulka_panely_def,AB$1-18,FALSE))","v":{"$error":"#N/A"}},{"$f":"IF(Data!$W162<MIN(Panely!$A$9:$A$28),VLOOKUP(Data!$W162,tabulka_kce_def,AC$1-20,FALSE),VLOOKUP(Data!$W162,tabulka_panely_def,AC$1-18,FALSE))","v":{"$error":"#N/A"}},{"$f":"IF(Data!$W162<MIN(Panely!$A$9:$A$28),VLOOKUP(Data!$W162,tabulka_kce_def,AD$1-20,FALSE),VLOOKUP(Data!$W162,tabulka_panely_def,AD$1-18,FALSE))","v":{"$error":"#N/A"}},{"$f":"IF(Data!$W162<MIN(Panely!$A$9:$A$28),VLOOKUP(Data!$W162,tabulka_kce_def,AE$1-20,FALSE),VLOOKUP(Data!$W162,tabulka_panely_def,AE$1-18,FALSE))","v":{"$error":"#N/A"}},{"$f":"IF(Data!$W162<MIN(Panely!$A$9:$A$28),VLOOKUP(Data!$W162,tabulka_kce_def,AF$1-20,FALSE),VLOOKUP(Data!$W162,tabulka_panely_def,AF$1-18,FALSE))","v":{"$error":"#N/A"}},{"$f":"IF(Data!$W162<MIN(Panely!$A$9:$A$28),VLOOKUP(Data!$W162,tabulka_kce_def,AG$1-20,FALSE),VLOOKUP(Data!$W162,tabulka_panely_def,AG$1-18,FALSE))","v":{"$error":"#N/A"}},{"$f":"IF(Data!$W162<MIN(Panely!$A$9:$A$28),VLOOKUP(Data!$W162,tabulka_kce_def,AH$1-20,FALSE),VLOOKUP(Data!$W162,tabulka_panely_def,AH$1-18,FALSE))","v":{"$error":"#N/A"}},{"$f":"IF(Data!$W162<MIN(Panely!$A$9:$A$28),VLOOKUP(Data!$W162,tabulka_kce_def,AI$1-20,FALSE),VLOOKUP(Data!$W162,tabulka_panely_def,AI$1-18,FALSE))","v":{"$error":"#N/A"}},{"$f":"IF(Data!$W162<MIN(Panely!$A$9:$A$28),VLOOKUP(Data!$W162,tabulka_kce_def,AJ$1-20,FALSE),VLOOKUP(Data!$W162,tabulka_panely_def,AJ$1-18,FALSE))","v":{"$error":"#N/A"}},{"$f":"IF(Data!$W162<MIN(Panely!$A$9:$A$28),VLOOKUP(Data!$W162,tabulka_kce_def,AK$1-20,FALSE),VLOOKUP(Data!$W162,tabulka_panely_def,AK$1-18,FALSE))","v":{"$error":"#N/A"}},{"$f":"IF(Data!$W162<MIN(Panely!$A$9:$A$28),VLOOKUP(Data!$W162,tabulka_kce_def,AL$1-20,FALSE),VLOOKUP(Data!$W162,tabulka_panely_def,AL$1-18,FALSE))","v":{"$error":"#N/A"}},{"$f":"IF(Data!$W162<MIN(Panely!$A$9:$A$28),VLOOKUP(Data!$W162,tabulka_kce_def,AM$1-20,FALSE),VLOOKUP(Data!$W162,tabulka_panely_def,AM$1-18,FALSE))","v":{"$error":"#N/A"}},162,{"$f":"IF(Data!$W162<MIN(Panely!$A$9:$A$28),VLOOKUP(Data!$W162,tabulka_kce_def,63,FALSE),0)","v":0},{"$f":"IF(Data!$W162<MIN(Panely!$A$9:$A$28),VLOOKUP(Data!$W162,tabulka_kce_def,28,FALSE),1)","v":1},{"$f":"IF(Data!$W162<MIN(Panely!$A$9:$A$28),VLOOKUP(Data!$W162,tabulka_kce_def,23,FALSE),VLOOKUP(Data!$W162,tabulka_panely_def,24,FALSE))","v":{"$error":"#N/A"}},null,0,null,0,0,{"$error":"#N/A"},0,{"$f":"IF(AND(W162>MAX(Konstrukce!A:A),ISNUMBER(W162)),1,0)","v":0}]
[null,"=",{"$f":"IF(Data!$B163<MIN(Panely!$A$9:$A$28),VLOOKUP(Data!$B163,tabulka_kce_def,4,FALSE),VLOOKUP(Data!$B163,tabulka_panely_def,4,FALSE))","v":{"$error":"#N/A"}},{"$f":"IF(Data!$B163<MIN(Panely!$A$9:$A$28),VLOOKUP(Data!$B163,tabulka_kce_def,23,FALSE),VLOOKUP(Data!$B163,tabulka_panely_def,24,FALSE))","v":{"$error":"#N/A"}},{"$f":"IF(Data!$B163<MIN(Panely!$A$9:$A$28),VLOOKUP(Data!$B163,tabulka_kce_def,21,FALSE),VLOOKUP(Data!$B163,tabulka_panely_def,22,FALSE))","v":{"$error":"#N/A"}},{"$f":"IF(Data!$B163<MIN(Panely!$A$9:$A$28),VLOOKUP(Data!$B163,tabulka_kce_def,26,FALSE),VLOOKUP(Data!$B163,tabulka_panely_def,31,FALSE))","v":{"$error":"#N/A"}},{"$f":"IF(Data!$B163<MIN(Panely!$A$9:$A$28),VLOOKUP(Data!$B163,tabulka_kce_def,27,FALSE),VLOOKUP(Data!$B163,tabulka_panely_def,32,FALSE))","v":{"$error":"#N/A"}},{"$f":"IF(VLOOKUP(Data!$B163,tabulka_kce_def,3,FALSE)=\"\",Konstrukce!$G$1,IF(VLOOKUP(Data!$B163,tabulka_kce_def,3,FALSE)=\"z\",Konstrukce!$G$2,VLOOKUP(Data!$B163,tabulka_kce_def,3,FALSE)))","v":{"$error":"#N/A"}},{"$f":"IF(Data!$B163<MIN(Panely!$A$9:$A$28),0,VLOOKUP(Data!$B163,tabulka_panely_def,25,FALSE))","v":{"$error":"#N/A"}},{"$f":"IF(Data!$B163<MIN(Panely!$A$9:$A$28),VLOOKUP(Data!$B163,tabulka_kce_def,24,FALSE),VLOOKUP(Data!$B163,tabulka_panely_def,33,FALSE))","v":{"$error":"#N/A"}},{"$f":"Konstrukce!$D$1","v":15},{"$f":"Konstrukce!$D$2","v":15},{"$f":"Konstrukce!$G$1","v":0},{"$f":"IF(Data!$B163<MIN(Panely!$A$9:$A$28),VLOOKUP(Data!$B163,tabulka_kce_def,59,FALSE),VLOOKUP(Data!$B163,tabulka_panely_def,63,FALSE))","v":{"$error":"#N/A"}},{"$f":"IF(Data!$B163<MIN(Panely!$A$9:$A$28),VLOOKUP(Data!$B163,tabulka_kce_def,60,FALSE),VLOOKUP(Data!$B163,tabulka_panely_def,64,FALSE))","v":{"$error":"#N/A"}},{"$f":"IF(Data!$B163<MIN(Panely!$A$9:$A$28),VLOOKUP(Data!$B163,tabulka_kce_def,61,FALSE),VLOOKUP(Data!$B163,tabulka_panely_def,65,FALSE))","v":{"$error":"#N/A"}},{"$f":"IF(Data!$B163<MIN(Panely!$A$9:$A$28),VLOOKUP(Data!$B163,tabulka_kce_def,25,FALSE),0)","v":0},{"$f":"IF(O163=\"f\",VLOOKUP(VALUE(P163),tabulka_data,3,FALSE),D163)","v":{"$error":"#N/A"}},null,null,null,null,"=",{"$f":"IF(Data!$W163<MIN(Panely!$A$9:$A$28),VLOOKUP(Data!$W163,tabulka_kce_def,62,FALSE),VLOOKUP(Data!$W163,tabulka_panely_def,65,FALSE))","v":{"$error":"#N/A"}},{"$f":"IF(Data!$W163<MIN(Panely!$A$9:$A$28),VLOOKUP(Data!$W163,tabulka_kce_def,Y$1-20,FALSE),VLOOKUP(Data!$W163,tabulka_panely_def,Y$1-18,FALSE))","v":{"$error":"#N/A"}},{"$f":"IF(Data!$W163<MIN(Panely!$A$9:$A$28),VLOOKUP(Data!$W163,tabulka_kce_def,Z$1-20,FALSE),VLOOKUP(Data!$W163,tabulka_panely_def,Z$1-18,FALSE))","v":{"$error":"#N/A"}},{"$f":"IF(Data!$W163<MIN(Panely!$A$9:$A$28),VLOOKUP(Data!$W163,tabulka_kce_def,AA$1-20,FALSE),VLOOKUP(Data!$W163,tabulka_panely_def,AA$1-18,FALSE))","v":{"$error":"#N/A"}},{"$f":"IF(Data!$W163<MIN(Panely!$A$9:$A$28),VLOOKUP(Data!$W163,tabulka_kce_def,AB$1-20,FALSE),VLOOKUP(Data!$W163,tabulka_panely_def,AB$1-18,FALSE))","v":{"$error":"#N/A"}},{"$f":"IF(Data!$W163<MIN(Panely!$A$9:$A$28),VLOOKUP(Data!$W163,tabulka_kce_def,AC$1-20,FALSE),VLOOKUP(Data!$W163,tabulka_panely_def,AC$1-18,FALSE))","v":{"$error":"#N/A"}},{"$f":"IF(Data!$W163<MIN(Panely!$A$9:$A$28),VLOOKUP(Data!$W163,tabulka_kce_def,AD$1-20,FALSE),VLOOKUP(Data!$W163,tabulka_panely_def,AD$1-18,FALSE))","v":{"$error":"#N/A"}},{"$f":"IF(Data!$W163<MIN(Panely!$A$9:$A$28),VLOOKUP(Data!$W163,tabulka_kce_def,AE$1-20,FALSE),VLOOKUP(Data!$W163,tabulka_panely_def,AE$1-18,FALSE))","v":{"$error":"#N/A"}},{"$f":"IF(Data!$W163<MIN(Panely!$A$9:$A$28),VLOOKUP(Data!$W163,tabulka_kce_def,AF$1-20,FALSE),VLOOKUP(Data!$W163,tabulka_panely_def,AF$1-18,FALSE))","v":{"$error":"#N/A"}},{"$f":"IF(Data!$W163<MIN(Panely!$A$9:$A$28),VLOOKUP(Data!$W163,tabulka_kce_def,AG$1-20,FALSE),VLOOKUP(Data!$W163,tabulka_panely_def,AG$1-18,FALSE))","v":{"$error":"#N/A"}},{"$f":"IF(Data!$W163<MIN(Panely!$A$9:$A$28),VLOOKUP(Data!$W163,tabulka_kce_def,AH$1-20,FALSE),VLOOKUP(Data!$W163,tabulka_panely_def,AH$1-18,FALSE))","v":{"$error":"#N/A"}},{"$f":"IF(Data!$W163<MIN(Panely!$A$9:$A$28),VLOOKUP(Data!$W163,tabulka_kce_def,AI$1-20,FALSE),VLOOKUP(Data!$W163,tabulka_panely_def,AI$1-18,FALSE))","v":{"$error":"#N/A"}},{"$f":"IF(Data!$W163<MIN(Panely!$A$9:$A$28),VLOOKUP(Data!$W163,tabulka_kce_def,AJ$1-20,FALSE),VLOOKUP(Data!$W163,tabulka_panely_def,AJ$1-18,FALSE))","v":{"$error":"#N/A"}},{"$f":"IF(Data!$W163<MIN(Panely!$A$9:$A$28),VLOOKUP(Data!$W163,tabulka_kce_def,AK$1-20,FALSE),VLOOKUP(Data!$W163,tabulka_panely_def,AK$1-18,FALSE))","v":{"$error":"#N/A"}},{"$f":"IF(Data!$W163<MIN(Panely!$A$9:$A$28),VLOOKUP(Data!$W163,tabulka_kce_def,AL$1-20,FALSE),VLOOKUP(Data!$W163,tabulka_panely_def,AL$1-18,FALSE))","v":{"$error":"#N/A"}},{"$f":"IF(Data!$W163<MIN(Panely!$A$9:$A$28),VLOOKUP(Data!$W163,tabulka_kce_def,AM$1-20,FALSE),VLOOKUP(Data!$W163,tabulka_panely_def,AM$1-18,FALSE))","v":{"$error":"#N/A"}},163,{"$f":"IF(Data!$W163<MIN(Panely!$A$9:$A$28),VLOOKUP(Data!$W163,tabulka_kce_def,63,FALSE),0)","v":0},{"$f":"IF(Data!$W163<MIN(Panely!$A$9:$A$28),VLOOKUP(Data!$W163,tabulka_kce_def,28,FALSE),1)","v":1},{"$f":"IF(Data!$W163<MIN(Panely!$A$9:$A$28),VLOOKUP(Data!$W163,tabulka_kce_def,23,FALSE),VLOOKUP(Data!$W163,tabulka_panely_def,24,FALSE))","v":{"$error":"#N/A"}},null,0,null,0,0,{"$error":"#N/A"},0,{"$f":"IF(AND(W163>MAX(Konstrukce!A:A),ISNUMBER(W163)),1,0)","v":0}]
[null,"=",{"$f":"IF(Data!$B164<MIN(Panely!$A$9:$A$28),VLOOKUP(Data!$B164,tabulka_kce_def,4,FALSE),VLOOKUP(Data!$B164,tabulka_panely_def,4,FALSE))","v":{"$error":"#N/A"}},{"$f":"IF(Data!$B164<MIN(Panely!$A$9:$A$28),VLOOKUP(Data!$B164,tabulka_kce_def,23,FALSE),VLOOKUP(Data!$B164,tabulka_panely_def,24,FALSE))","v":{"$error":"#N/A"}},{"$f":"IF(Data!$B164<MIN(Panely!$A$9:$A$28),VLOOKUP(Data!$B164,tabulka_kce_def,21,FALSE),VLOOKUP(Data!$B164,tabulka_panely_def,22,FALSE))","v":{"$error":"#N/A"}},{"$f":"IF(Data!$B164<MIN(Panely!$A$9:$A$28),VLOOKUP(Data!$B164,tabulka_kce_def,26,FALSE),VLOOKUP(Data!$B164,tabulka_panely_def,31,FALSE))","v":{"$error":"#N/A"}},{"$f":"IF(Data!$B164<MIN(Panely!$A$9:$A$28),VLOOKUP(Data!$B164,tabulka_kce_def,27,FALSE),VLOOKUP(Data!$B164,tabulka_panely_def,32,FALSE))","v":{"$error":"#N/A"}},{"$f":"IF(VLOOKUP(Data!$B164,tabulka_kce_def,3,FALSE)=\"\",Konstrukce!$G$1,IF(VLOOKUP(Data!$B164,tabulka_kce_def,3,FALSE)=\"z\",Konstrukce!$G$2,VLOOKUP(Data!$B164,tabulka_kce_def,3,FALSE)))","v":{"$error":"#N/A"}},{"$f":"IF(Data!$B164<MIN(Panely!$A$9:$A$28),0,VLOOKUP(Data!$B164,tabulka_panely_def,25,FALSE))","v":{"$error":"#N/A"}},{"$f":"IF(Data!$B164<MIN(Panely!$A$9:$A$28),VLOOKUP(Data!$B164,tabulka_kce_def,24,FALSE),VLOOKUP(Data!$B164,tabulka_panely_def,33,FALSE))","v":{"$error":"#N/A"}},{"$f":"Konstrukce!$D$1","v":15},{"$f":"Konstrukce!$D$2","v":15},{"$f":"Konstrukce!$G$1","v":0},{"$f":"IF(Data!$B164<MIN(Panely!$A$9:$A$28),VLOOKUP(Data!$B164,tabulka_kce_def,59,FALSE),VLOOKUP(Data!$B164,tabulka_panely_def,63,FALSE))","v":{"$error":"#N/A"}},{"$f":"IF(Data!$B164<MIN(Panely!$A$9:$A$28),VLOOKUP(Data!$B164,tabulka_kce_def,60,FALSE),VLOOKUP(Data!$B164,tabulka_panely_def,64,FALSE))","v":{"$error":"#N/A"}},{"$f":"IF(Data!$B164<MIN(Panely!$A$9:$A$28),VLOOKUP(Data!$B164,tabulka_kce_def,61,FALSE),VLOOKUP(Data!$B164,tabulka_panely_def,65,FALSE))","v":{"$error":"#N/A"}},{"$f":"IF(Data!$B164<MIN(Panely!$A$9:$A$28),VLOOKUP(Data!$B164,tabulka_kce_def,25,FALSE),0)","v":0},{"$error":"#N/A"},null,null,null,null,"=",{"$f":"IF(Data!$W164<MIN(Panely!$A$9:$A$28),VLOOKUP(Data!$W164,tabulka_kce_def,62,FALSE),VLOOKUP(Data!$W164,tabulka_panely_def,65,FALSE))","v":{"$error":"#N/A"}},{"$f":"IF(Data!$W164<MIN(Panely!$A$9:$A$28),VLOOKUP(Data!$W164,tabulka_kce_def,Y$1-20,FALSE),VLOOKUP(Data!$W164,tabulka_panely_def,Y$1-18,FALSE))","v":{"$error":"#N/A"}},{"$f":"IF(Data!$W164<MIN(Panely!$A$9:$A$28),VLOOKUP(Data!$W164,tabulka_kce_def,Z$1-20,FALSE),VLOOKUP(Data!$W164,tabulka_panely_def,Z$1-18,FALSE))","v":{"$error":"#N/A"}},{"$f":"IF(Data!$W164<MIN(Panely!$A$9:$A$28),VLOOKUP(Data!$W164,tabulka_kce_def,AA$1-20,FALSE),VLOOKUP(Data!$W164,tabulka_panely_def,AA$1-18,FALSE))","v":{"$error":"#N/A"}},{"$f":"IF(Data!$W164<MIN(Panely!$A$9:$A$28),VLOOKUP(Data!$W164,tabulka_kce_def,AB$1-20,FALSE),VLOOKUP(Data!$W164,tabulka_panely_def,AB$1-18,FALSE))","v":{"$error":"#N/A"}},{"$f":"IF(Data!$W164<MIN(Panely!$A$9:$A$28),VLOOKUP(Data!$W164,tabulka_kce_def,AC$1-20,FALSE),VLOOKUP(Data!$W164,tabulka_panely_def,AC$1-18,FALSE))","v":{"$error":"#N/A"}},{"$f":"IF(Data!$W164<MIN(Panely!$A$9:$A$28),VLOOKUP(Data!$W164,tabulka_kce_def,AD$1-20,FALSE),VLOOKUP(Data!$W164,tabulka_panely_def,AD$1-18,FALSE))","v":{"$error":"#N/A"}},{"$f":"IF(Data!$W164<MIN(Panely!$A$9:$A$28),VLOOKUP(Data!$W164,tabulka_kce_def,AE$1-20,FALSE),VLOOKUP(Data!$W164,tabulka_panely_def,AE$1-18,FALSE))","v":{"$error":"#N/A"}},{"$f":"IF(Data!$W164<MIN(Panely!$A$9:$A$28),VLOOKUP(Data!$W164,tabulka_kce_def,AF$1-20,FALSE),VLOOKUP(Data!$W164,tabulka_panely_def,AF$1-18,FALSE))","v":{"$error":"#N/A"}},{"$f":"IF(Data!$W164<MIN(Panely!$A$9:$A$28),VLOOKUP(Data!$W164,tabulka_kce_def,AG$1-20,FALSE),VLOOKUP(Data!$W164,tabulka_panely_def,AG$1-18,FALSE))","v":{"$error":"#N/A"}},{"$f":"IF(Data!$W164<MIN(Panely!$A$9:$A$28),VLOOKUP(Data!$W164,tabulka_kce_def,AH$1-20,FALSE),VLOOKUP(Data!$W164,tabulka_panely_def,AH$1-18,FALSE))","v":{"$error":"#N/A"}},{"$f":"IF(Data!$W164<MIN(Panely!$A$9:$A$28),VLOOKUP(Data!$W164,tabulka_kce_def,AI$1-20,FALSE),VLOOKUP(Data!$W164,tabulka_panely_def,AI$1-18,FALSE))","v":{"$error":"#N/A"}},{"$f":"IF(Data!$W164<MIN(Panely!$A$9:$A$28),VLOOKUP(Data!$W164,tabulka_kce_def,AJ$1-20,FALSE),VLOOKUP(Data!$W164,tabulka_panely_def,AJ$1-18,FALSE))","v":{"$error":"#N/A"}},{"$f":"IF(Data!$W164<MIN(Panely!$A$9:$A$28),VLOOKUP(Data!$W164,tabulka_kce_def,AK$1-20,FALSE),VLOOKUP(Data!$W164,tabulka_panely_def,AK$1-18,FALSE))","v":{"$error":"#N/A"}},{"$f":"IF(Data!$W164<MIN(Panely!$A$9:$A$28),VLOOKUP(Data!$W164,tabulka_kce_def,AL$1-20,FALSE),VLOOKUP(Data!$W164,tabulka_panely_def,AL$1-18,FALSE))","v":{"$error":"#N/A"}},{"$f":"IF(Data!$W164<MIN(Panely!$A$9:$A$28),VLOOKUP(Data!$W164,tabulka_kce_def,AM$1-20,FALSE),VLOOKUP(Data!$W164,tabulka_panely_def,AM$1-18,FALSE))","v":{"$error":"#N/A"}},164,{"$f":"IF(Data!$W164<MIN(Panely!$A$9:$A$28),VLOOKUP(Data!$W164,tabulka_kce_def,63,FALSE),0)","v":0},{"$f":"IF(Data!$W164<MIN(Panely!$A$9:$A$28),VLOOKUP(Data!$W164,tabulka_kce_def,28,FALSE),1)","v":1},{"$f":"IF(Data!$W164<MIN(Panely!$A$9:$A$28),VLOOKUP(Data!$W164,tabulka_kce_def,23,FALSE),VLOOKUP(Data!$W164,tabulka_panely_def,24,FALSE))","v":{"$error":"#N/A"}},null,0,null,0,0,{"$error":"#N/A"},0,{"$f":"IF(AND(W164>MAX(Konstrukce!A:A),ISNUMBER(W164)),1,0)","v":0}]
[null,"=",{"$f":"IF(Data!$B165<MIN(Panely!$A$9:$A$28),VLOOKUP(Data!$B165,tabulka_kce_def,4,FALSE),VLOOKUP(Data!$B165,tabulka_panely_def,4,FALSE))","v":{"$error":"#N/A"}},{"$f":"IF(Data!$B165<MIN(Panely!$A$9:$A$28),VLOOKUP(Data!$B165,tabulka_kce_def,23,FALSE),VLOOKUP(Data!$B165,tabulka_panely_def,24,FALSE))","v":{"$error":"#N/A"}},{"$f":"IF(Data!$B165<MIN(Panely!$A$9:$A$28),VLOOKUP(Data!$B165,tabulka_kce_def,21,FALSE),VLOOKUP(Data!$B165,tabulka_panely_def,22,FALSE))","v":{"$error":"#N/A"}},{"$f":"IF(Data!$B165<MIN(Panely!$A$9:$A$28),VLOOKUP(Data!$B165,tabulka_kce_def,26,FALSE),VLOOKUP(Data!$B165,tabulka_panely_def,31,FALSE))","v":{"$error":"#N/A"}},{"$f":"IF(Data!$B165<MIN(Panely!$A$9:$A$28),VLOOKUP(Data!$B165,tabulka_kce_def,27,FALSE),VLOOKUP(Data!$B165,tabulka_panely_def,32,FALSE))","v":{"$error":"#N/A"}},{"$f":"IF(VLOOKUP(Data!$B165,tabulka_kce_def,3,FALSE)=\"\",Konstrukce!$G$1,IF(VLOOKUP(Data!$B165,tabulka_kce_def,3,FALSE)=\"z\",Konstrukce!$G$2,VLOOKUP(Data!$B165,tabulka_kce_def,3,FALSE)))","v":{"$error":"#N/A"}},{"$f":"IF(Data!$B165<MIN(Panely!$A$9:$A$28),0,VLOOKUP(Data!$B165,tabulka_panely_def,25,FALSE))","v":{"$error":"#N/A"}},{"$f":"IF(Data!$B165<MIN(Panely!$A$9:$A$28),VLOOKUP(Data!$B165,tabulka_kce_def,24,FALSE),VLOOKUP(Data!$B165,tabulka_panely_def,33,FALSE))","v":{"$error":"#N/A"}},{"$f":"Konstrukce!$D$1","v":15},{"$f":"Konstrukce!$D$2","v":15},{"$f":"Konstrukce!$G$1","v":0},{"$f":"IF(Data!$B165<MIN(Panely!$A$9:$A$28),VLOOKUP(Data!$B165,tabulka_kce_def,59,FALSE),VLOOKUP(Data!$B165,tabulka_panely_def,63,FALSE))","v":{"$error":"#N/A"}},{"$f":"IF(Data!$B165<MIN(Panely!$A$9:$A$28),VLOOKUP(Data!$B165,tabulka_kce_def,60,FALSE),VLOOKUP(Data!$B165,tabulka_panely_def,64,FALSE))","v":{"$error":"#N/A"}},{"$f":"IF(Data!$B165<MIN(Panely!$A$9:$A$28),VLOOKUP(Data!$B165,tabulka_kce_def,61,FALSE),VLOOKUP(Data!$B165,tabulka_panely_def,65,FALSE))","v":{"$error":"#N/A"}},{"$f":"IF(Data!$B165<MIN(Panely!$A$9:$A$28),VLOOKUP(Data!$B165,tabulka_kce_def,25,FALSE),0)","v":0},{"$error":"#N/A"},null,null,null,null,"=",{"$f":"IF(Data!$W165<MIN(Panely!$A$9:$A$28),VLOOKUP(Data!$W165,tabulka_kce_def,62,FALSE),VLOOKUP(Data!$W165,tabulka_panely_def,65,FALSE))","v":{"$error":"#N/A"}},{"$f":"IF(Data!$W165<MIN(Panely!$A$9:$A$28),VLOOKUP(Data!$W165,tabulka_kce_def,Y$1-20,FALSE),VLOOKUP(Data!$W165,tabulka_panely_def,Y$1-18,FALSE))","v":{"$error":"#N/A"}},{"$f":"IF(Data!$W165<MIN(Panely!$A$9:$A$28),VLOOKUP(Data!$W165,tabulka_kce_def,Z$1-20,FALSE),VLOOKUP(Data!$W165,tabulka_panely_def,Z$1-18,FALSE))","v":{"$error":"#N/A"}},{"$f":"IF(Data!$W165<MIN(Panely!$A$9:$A$28),VLOOKUP(Data!$W165,tabulka_kce_def,AA$1-20,FALSE),VLOOKUP(Data!$W165,tabulka_panely_def,AA$1-18,FALSE))","v":{"$error":"#N/A"}},{"$f":"IF(Data!$W165<MIN(Panely!$A$9:$A$28),VLOOKUP(Data!$W165,tabulka_kce_def,AB$1-20,FALSE),VLOOKUP(Data!$W165,tabulka_panely_def,AB$1-18,FALSE))","v":{"$error":"#N/A"}},{"$f":"IF(Data!$W165<MIN(Panely!$A$9:$A$28),VLOOKUP(Data!$W165,tabulka_kce_def,AC$1-20,FALSE),VLOOKUP(Data!$W165,tabulka_panely_def,AC$1-18,FALSE))","v":{"$error":"#N/A"}},{"$f":"IF(Data!$W165<MIN(Panely!$A$9:$A$28),VLOOKUP(Data!$W165,tabulka_kce_def,AD$1-20,FALSE),VLOOKUP(Data!$W165,tabulka_panely_def,AD$1-18,FALSE))","v":{"$error":"#N/A"}},{"$f":"IF(Data!$W165<MIN(Panely!$A$9:$A$28),VLOOKUP(Data!$W165,tabulka_kce_def,AE$1-20,FALSE),VLOOKUP(Data!$W165,tabulka_panely_def,AE$1-18,FALSE))","v":{"$error":"#N/A"}},{"$f":"IF(Data!$W165<MIN(Panely!$A$9:$A$28),VLOOKUP(Data!$W165,tabulka_kce_def,AF$1-20,FALSE),VLOOKUP(Data!$W165,tabulka_panely_def,AF$1-18,FALSE))","v":{"$error":"#N/A"}},{"$f":"IF(Data!$W165<MIN(Panely!$A$9:$A$28),VLOOKUP(Data!$W165,tabulka_kce_def,AG$1-20,FALSE),VLOOKUP(Data!$W165,tabulka_panely_def,AG$1-18,FALSE))","v":{"$error":"#N/A"}},{"$f":"IF(Data!$W165<MIN(Panely!$A$9:$A$28),VLOOKUP(Data!$W165,tabulka_kce_def,AH$1-20,FALSE),VLOOKUP(Data!$W165,tabulka_panely_def,AH$1-18,FALSE))","v":{"$error":"#N/A"}},{"$f":"IF(Data!$W165<MIN(Panely!$A$9:$A$28),VLOOKUP(Data!$W165,tabulka_kce_def,AI$1-20,FALSE),VLOOKUP(Data!$W165,tabulka_panely_def,AI$1-18,FALSE))","v":{"$error":"#N/A"}},{"$f":"IF(Data!$W165<MIN(Panely!$A$9:$A$28),VLOOKUP(Data!$W165,tabulka_kce_def,AJ$1-20,FALSE),VLOOKUP(Data!$W165,tabulka_panely_def,AJ$1-18,FALSE))","v":{"$error":"#N/A"}},{"$f":"IF(Data!$W165<MIN(Panely!$A$9:$A$28),VLOOKUP(Data!$W165,tabulka_kce_def,AK$1-20,FALSE),VLOOKUP(Data!$W165,tabulka_panely_def,AK$1-18,FALSE))","v":{"$error":"#N/A"}},{"$f":"IF(Data!$W165<MIN(Panely!$A$9:$A$28),VLOOKUP(Data!$W165,tabulka_kce_def,AL$1-20,FALSE),VLOOKUP(Data!$W165,tabulka_panely_def,AL$1-18,FALSE))","v":{"$error":"#N/A"}},{"$f":"IF(Data!$W165<MIN(Panely!$A$9:$A$28),VLOOKUP(Data!$W165,tabulka_kce_def,AM$1-20,FALSE),VLOOKUP(Data!$W165,tabulka_panely_def,AM$1-18,FALSE))","v":{"$error":"#N/A"}},165,{"$f":"IF(Data!$W165<MIN(Panely!$A$9:$A$28),VLOOKUP(Data!$W165,tabulka_kce_def,63,FALSE),0)","v":0},{"$f":"IF(Data!$W165<MIN(Panely!$A$9:$A$28),VLOOKUP(Data!$W165,tabulka_kce_def,28,FALSE),1)","v":1},{"$f":"IF(Data!$W165<MIN(Panely!$A$9:$A$28),VLOOKUP(Data!$W165,tabulka_kce_def,23,FALSE),VLOOKUP(Data!$W165,tabulka_panely_def,24,FALSE))","v":{"$error":"#N/A"}},null,0,null,0,0,{"$error":"#N/A"},0,{"$f":"IF(AND(W165>MAX(Konstrukce!A:A),ISNUMBER(W165)),1,0)","v":0}]
[null,"=",{"$f":"IF(Data!$B166<MIN(Panely!$A$9:$A$28),VLOOKUP(Data!$B166,tabulka_kce_def,4,FALSE),VLOOKUP(Data!$B166,tabulka_panely_def,4,FALSE))","v":{"$error":"#N/A"}},{"$f":"IF(Data!$B166<MIN(Panely!$A$9:$A$28),VLOOKUP(Data!$B166,tabulka_kce_def,23,FALSE),VLOOKUP(Data!$B166,tabulka_panely_def,24,FALSE))","v":{"$error":"#N/A"}},{"$f":"IF(Data!$B166<MIN(Panely!$A$9:$A$28),VLOOKUP(Data!$B166,tabulka_kce_def,21,FALSE),VLOOKUP(Data!$B166,tabulka_panely_def,22,FALSE))","v":{"$error":"#N/A"}},{"$f":"IF(Data!$B166<MIN(Panely!$A$9:$A$28),VLOOKUP(Data!$B166,tabulka_kce_def,26,FALSE),VLOOKUP(Data!$B166,tabulka_panely_def,31,FALSE))","v":{"$error":"#N/A"}},{"$f":"IF(Data!$B166<MIN(Panely!$A$9:$A$28),VLOOKUP(Data!$B166,tabulka_kce_def,27,FALSE),VLOOKUP(Data!$B166,tabulka_panely_def,32,FALSE))","v":{"$error":"#N/A"}},{"$f":"IF(VLOOKUP(Data!$B166,tabulka_kce_def,3,FALSE)=\"\",Konstrukce!$G$1,IF(VLOOKUP(Data!$B166,tabulka_kce_def,3,FALSE)=\"z\",Konstrukce!$G$2,VLOOKUP(Data!$B166,tabulka_kce_def,3,FALSE)))","v":{"$error":"#N/A"}},{"$f":"IF(Data!$B166<MIN(Panely!$A$9:$A$28),0,VLOOKUP(Data!$B166,tabulka_panely_def,25,FALSE))","v":{"$error":"#N/A"}},{"$f":"IF(Data!$B166<MIN(Panely!$A$9:$A$28),VLOOKUP(Data!$B166,tabulka_kce_def,24,FALSE),VLOOKUP(Data!$B166,tabulka_panely_def,33,FALSE))","v":{"$error":"#N/A"}},{"$f":"Konstrukce!$D$1","v":15},{"$f":"Konstrukce!$D$2","v":15},{"$f":"Konstrukce!$G$1","v":0},{"$f":"IF(Data!$B166<MIN(Panely!$A$9:$A$28),VLOOKUP(Data!$B166,tabulka_kce_def,59,FALSE),VLOOKUP(Data!$B166,tabulka_panely_def,63,FALSE))","v":{"$error":"#N/A"}},{"$f":"IF(Data!$B166<MIN(Panely!$A$9:$A$28),VLOOKUP(Data!$B166,tabulka_kce_def,60,FALSE),VLOOKUP(Data!$B166,tabulka_panely_def,64,FALSE))","v":{"$error":"#N/A"}},{"$f":"IF(Data!$B166<MIN(Panely!$A$9:$A$28),VLOOKUP(Data!$B166,tabulka_kce_def,61,FALSE),VLOOKUP(Data!$B166,tabulka_panely_def,65,FALSE))","v":{"$error":"#N/A"}},{"$f":"IF(Data!$B166<MIN(Panely!$A$9:$A$28),VLOOKUP(Data!$B166,tabulka_kce_def,25,FALSE),0)","v":0},{"$error":"#N/A"},null,null,null,null,"=",{"$f":"IF(Data!$W166<MIN(Panely!$A$9:$A$28),VLOOKUP(Data!$W166,tabulka_kce_def,62,FALSE),VLOOKUP(Data!$W166,tabulka_panely_def,65,FALSE))","v":{"$error":"#N/A"}},{"$f":"IF(Data!$W166<MIN(Panely!$A$9:$A$28),VLOOKUP(Data!$W166,tabulka_kce_def,Y$1-20,FALSE),VLOOKUP(Data!$W166,tabulka_panely_def,Y$1-18,FALSE))","v":{"$error":"#N/A"}},{"$f":"IF(Data!$W166<MIN(Panely!$A$9:$A$28),VLOOKUP(Data!$W166,tabulka_kce_def,Z$1-20,FALSE),VLOOKUP(Data!$W166,tabulka_panely_def,Z$1-18,FALSE))","v":{"$error":"#N/A"}},{"$f":"IF(Data!$W166<MIN(Panely!$A$9:$A$28),VLOOKUP(Data!$W166,tabulka_kce_def,AA$1-20,FALSE),VLOOKUP(Data!$W166,tabulka_panely_def,AA$1-18,FALSE))","v":{"$error":"#N/A"}},{"$f":"IF(Data!$W166<MIN(Panely!$A$9:$A$28),VLOOKUP(Data!$W166,tabulka_kce_def,AB$1-20,FALSE),VLOOKUP(Data!$W166,tabulka_panely_def,AB$1-18,FALSE))","v":{"$error":"#N/A"}},{"$f":"IF(Data!$W166<MIN(Panely!$A$9:$A$28),VLOOKUP(Data!$W166,tabulka_kce_def,AC$1-20,FALSE),VLOOKUP(Data!$W166,tabulka_panely_def,AC$1-18,FALSE))","v":{"$error":"#N/A"}},{"$f":"IF(Data!$W166<MIN(Panely!$A$9:$A$28),VLOOKUP(Data!$W166,tabulka_kce_def,AD$1-20,FALSE),VLOOKUP(Data!$W166,tabulka_panely_def,AD$1-18,FALSE))","v":{"$error":"#N/A"}},{"$f":"IF(Data!$W166<MIN(Panely!$A$9:$A$28),VLOOKUP(Data!$W166,tabulka_kce_def,AE$1-20,FALSE),VLOOKUP(Data!$W166,tabulka_panely_def,AE$1-18,FALSE))","v":{"$error":"#N/A"}},{"$f":"IF(Data!$W166<MIN(Panely!$A$9:$A$28),VLOOKUP(Data!$W166,tabulka_kce_def,AF$1-20,FALSE),VLOOKUP(Data!$W166,tabulka_panely_def,AF$1-18,FALSE))","v":{"$error":"#N/A"}},{"$f":"IF(Data!$W166<MIN(Panely!$A$9:$A$28),VLOOKUP(Data!$W166,tabulka_kce_def,AG$1-20,FALSE),VLOOKUP(Data!$W166,tabulka_panely_def,AG$1-18,FALSE))","v":{"$error":"#N/A"}},{"$f":"IF(Data!$W166<MIN(Panely!$A$9:$A$28),VLOOKUP(Data!$W166,tabulka_kce_def,AH$1-20,FALSE),VLOOKUP(Data!$W166,tabulka_panely_def,AH$1-18,FALSE))","v":{"$error":"#N/A"}},{"$f":"IF(Data!$W166<MIN(Panely!$A$9:$A$28),VLOOKUP(Data!$W166,tabulka_kce_def,AI$1-20,FALSE),VLOOKUP(Data!$W166,tabulka_panely_def,AI$1-18,FALSE))","v":{"$error":"#N/A"}},{"$f":"IF(Data!$W166<MIN(Panely!$A$9:$A$28),VLOOKUP(Data!$W166,tabulka_kce_def,AJ$1-20,FALSE),VLOOKUP(Data!$W166,tabulka_panely_def,AJ$1-18,FALSE))","v":{"$error":"#N/A"}},{"$f":"IF(Data!$W166<MIN(Panely!$A$9:$A$28),VLOOKUP(Data!$W166,tabulka_kce_def,AK$1-20,FALSE),VLOOKUP(Data!$W166,tabulka_panely_def,AK$1-18,FALSE))","v":{"$error":"#N/A"}},{"$f":"IF(Data!$W166<MIN(Panely!$A$9:$A$28),VLOOKUP(Data!$W166,tabulka_kce_def,AL$1-20,FALSE),VLOOKUP(Data!$W166,tabulka_panely_def,AL$1-18,FALSE))","v":{"$error":"#N/A"}},{"$f":"IF(Data!$W166<MIN(Panely!$A$9:$A$28),VLOOKUP(Data!$W166,tabulka_kce_def,AM$1-20,FALSE),VLOOKUP(Data!$W166,tabulka_panely_def,AM$1-18,FALSE))","v":{"$error":"#N/A"}},166,{"$f":"IF(Data!$W166<MIN(Panely!$A$9:$A$28),VLOOKUP(Data!$W166,tabulka_kce_def,63,FALSE),0)","v":0},{"$f":"IF(Data!$W166<MIN(Panely!$A$9:$A$28),VLOOKUP(Data!$W166,tabulka_kce_def,28,FALSE),1)","v":1},{"$f":"IF(Data!$W166<MIN(Panely!$A$9:$A$28),VLOOKUP(Data!$W166,tabulka_kce_def,23,FALSE),VLOOKUP(Data!$W166,tabulka_panely_def,24,FALSE))","v":{"$error":"#N/A"}},null,0,null,0,0,{"$error":"#N/A"},0,{"$f":"IF(AND(W166>MAX(Konstrukce!A:A),ISNUMBER(W166)),1,0)","v":0}]
[null,"=",{"$f":"IF(Data!$B167<MIN(Panely!$A$9:$A$28),VLOOKUP(Data!$B167,tabulka_kce_def,4,FALSE),VLOOKUP(Data!$B167,tabulka_panely_def,4,FALSE))","v":{"$error":"#N/A"}},{"$f":"IF(Data!$B167<MIN(Panely!$A$9:$A$28),VLOOKUP(Data!$B167,tabulka_kce_def,23,FALSE),VLOOKUP(Data!$B167,tabulka_panely_def,24,FALSE))","v":{"$error":"#N/A"}},{"$f":"IF(Data!$B167<MIN(Panely!$A$9:$A$28),VLOOKUP(Data!$B167,tabulka_kce_def,21,FALSE),VLOOKUP(Data!$B167,tabulka_panely_def,22,FALSE))","v":{"$error":"#N/A"}},{"$f":"IF(Data!$B167<MIN(Panely!$A$9:$A$28),VLOOKUP(Data!$B167,tabulka_kce_def,26,FALSE),VLOOKUP(Data!$B167,tabulka_panely_def,31,FALSE))","v":{"$error":"#N/A"}},{"$f":"IF(Data!$B167<MIN(Panely!$A$9:$A$28),VLOOKUP(Data!$B167,tabulka_kce_def,27,FALSE),VLOOKUP(Data!$B167,tabulka_panely_def,32,FALSE))","v":{"$error":"#N/A"}},{"$f":"IF(VLOOKUP(Data!$B167,tabulka_kce_def,3,FALSE)=\"\",Konstrukce!$G$1,IF(VLOOKUP(Data!$B167,tabulka_kce_def,3,FALSE)=\"z\",Konstrukce!$G$2,VLOOKUP(Data!$B167,tabulka_kce_def,3,FALSE)))","v":{"$error":"#N/A"}},{"$f":"IF(Data!$B167<MIN(Panely!$A$9:$A$28),0,VLOOKUP(Data!$B167,tabulka_panely_def,25,FALSE))","v":{"$error":"#N/A"}},{"$f":"IF(Data!$B167<MIN(Panely!$A$9:$A$28),VLOOKUP(Data!$B167,tabulka_kce_def,24,FALSE),VLOOKUP(Data!$B167,tabulka_panely_def,33,FALSE))","v":{"$error":"#N/A"}},{"$f":"Konstrukce!$D$1","v":15},{"$f":"Konstrukce!$D$2","v":15},{"$f":"Konstrukce!$G$1","v":0},{"$f":"IF(Data!$B167<MIN(Panely!$A$9:$A$28),VLOOKUP(Data!$B167,tabulka_kce_def,59,FALSE),VLOOKUP(Data!$B167,tabulka_panely_def,63,FALSE))","v":{"$error":"#N/A"}},{"$f":"IF(Data!$B167<MIN(Panely!$A$9:$A$28),VLOOKUP(Data!$B167,tabulka_kce_def,60,FALSE),VLOOKUP(Data!$B167,tabulka_panely_def,64,FALSE))","v":{"$error":"#N/A"}},{"$f":"IF(Data!$B167<MIN(Panely!$A$9:$A$28),VLOOKUP(Data!$B167,tabulka_kce_def,61,FALSE),VLOOKUP(Data!$B167,tabulka_panely_def,65,FALSE))","v":{"$error":"#N/A"}},{"$f":"IF(Data!$B167<MIN(Panely!$A$9:$A$28),VLOOKUP(Data!$B167,tabulka_kce_def,25,FALSE),0)","v":0},{"$error":"#N/A"},null,null,null,null,"=",{"$f":"IF(Data!$W167<MIN(Panely!$A$9:$A$28),VLOOKUP(Data!$W167,tabulka_kce_def,62,FALSE),VLOOKUP(Data!$W167,tabulka_panely_def,65,FALSE))","v":{"$error":"#N/A"}},{"$f":"IF(Data!$W167<MIN(Panely!$A$9:$A$28),VLOOKUP(Data!$W167,tabulka_kce_def,Y$1-20,FALSE),VLOOKUP(Data!$W167,tabulka_panely_def,Y$1-18,FALSE))","v":{"$error":"#N/A"}},{"$f":"IF(Data!$W167<MIN(Panely!$A$9:$A$28),VLOOKUP(Data!$W167,tabulka_kce_def,Z$1-20,FALSE),VLOOKUP(Data!$W167,tabulka_panely_def,Z$1-18,FALSE))","v":{"$error":"#N/A"}},{"$f":"IF(Data!$W167<MIN(Panely!$A$9:$A$28),VLOOKUP(Data!$W167,tabulka_kce_def,AA$1-20,FALSE),VLOOKUP(Data!$W167,tabulka_panely_def,AA$1-18,FALSE))","v":{"$error":"#N/A"}},{"$f":"IF(Data!$W167<MIN(Panely!$A$9:$A$28),VLOOKUP(Data!$W167,tabulka_kce_def,AB$1-20,FALSE),VLOOKUP(Data!$W167,tabulka_panely_def,AB$1-18,FALSE))","v":{"$error":"#N/A"}},{"$f":"IF(Data!$W167<MIN(Panely!$A$9:$A$28),VLOOKUP(Data!$W167,tabulka_kce_def,AC$1-20,FALSE),VLOOKUP(Data!$W167,tabulka_panely_def,AC$1-18,FALSE))","v":{"$error":"#N/A"}},{"$f":"IF(Data!$W167<MIN(Panely!$A$9:$A$28),VLOOKUP(Data!$W167,tabulka_kce_def,AD$1-20,FALSE),VLOOKUP(Data!$W167,tabulka_panely_def,AD$1-18,FALSE))","v":{"$error":"#N/A"}},{"$f":"IF(Data!$W167<MIN(Panely!$A$9:$A$28),VLOOKUP(Data!$W167,tabulka_kce_def,AE$1-20,FALSE),VLOOKUP(Data!$W167,tabulka_panely_def,AE$1-18,FALSE))","v":{"$error":"#N/A"}},{"$f":"IF(Data!$W167<MIN(Panely!$A$9:$A$28),VLOOKUP(Data!$W167,tabulka_kce_def,AF$1-20,FALSE),VLOOKUP(Data!$W167,tabulka_panely_def,AF$1-18,FALSE))","v":{"$error":"#N/A"}},{"$f":"IF(Data!$W167<MIN(Panely!$A$9:$A$28),VLOOKUP(Data!$W167,tabulka_kce_def,AG$1-20,FALSE),VLOOKUP(Data!$W167,tabulka_panely_def,AG$1-18,FALSE))","v":{"$error":"#N/A"}},{"$f":"IF(Data!$W167<MIN(Panely!$A$9:$A$28),VLOOKUP(Data!$W167,tabulka_kce_def,AH$1-20,FALSE),VLOOKUP(Data!$W167,tabulka_panely_def,AH$1-18,FALSE))","v":{"$error":"#N/A"}},{"$f":"IF(Data!$W167<MIN(Panely!$A$9:$A$28),VLOOKUP(Data!$W167,tabulka_kce_def,AI$1-20,FALSE),VLOOKUP(Data!$W167,tabulka_panely_def,AI$1-18,FALSE))","v":{"$error":"#N/A"}},{"$f":"IF(Data!$W167<MIN(Panely!$A$9:$A$28),VLOOKUP(Data!$W167,tabulka_kce_def,AJ$1-20,FALSE),VLOOKUP(Data!$W167,tabulka_panely_def,AJ$1-18,FALSE))","v":{"$error":"#N/A"}},{"$f":"IF(Data!$W167<MIN(Panely!$A$9:$A$28),VLOOKUP(Data!$W167,tabulka_kce_def,AK$1-20,FALSE),VLOOKUP(Data!$W167,tabulka_panely_def,AK$1-18,FALSE))","v":{"$error":"#N/A"}},{"$f":"IF(Data!$W167<MIN(Panely!$A$9:$A$28),VLOOKUP(Data!$W167,tabulka_kce_def,AL$1-20,FALSE),VLOOKUP(Data!$W167,tabulka_panely_def,AL$1-18,FALSE))","v":{"$error":"#N/A"}},{"$f":"IF(Data!$W167<MIN(Panely!$A$9:$A$28),VLOOKUP(Data!$W167,tabulka_kce_def,AM$1-20,FALSE),VLOOKUP(Data!$W167,tabulka_panely_def,AM$1-18,FALSE))","v":{"$error":"#N/A"}},167,{"$f":"IF(Data!$W167<MIN(Panely!$A$9:$A$28),VLOOKUP(Data!$W167,tabulka_kce_def,63,FALSE),0)","v":0},{"$f":"IF(Data!$W167<MIN(Panely!$A$9:$A$28),VLOOKUP(Data!$W167,tabulka_kce_def,28,FALSE),1)","v":1},{"$f":"IF(Data!$W167<MIN(Panely!$A$9:$A$28),VLOOKUP(Data!$W167,tabulka_kce_def,23,FALSE),VLOOKUP(Data!$W167,tabulka_panely_def,24,FALSE))","v":{"$error":"#N/A"}},null,0,null,0,0,{"$error":"#N/A"},0,{"$f":"IF(AND(W167>MAX(Konstrukce!A:A),ISNUMBER(W167)),1,0)","v":0}]
[null,"=",{"$f":"IF(Data!$B168<MIN(Panely!$A$9:$A$28),VLOOKUP(Data!$B168,tabulka_kce_def,4,FALSE),VLOOKUP(Data!$B168,tabulka_panely_def,4,FALSE))","v":{"$error":"#N/A"}},{"$f":"IF(Data!$B168<MIN(Panely!$A$9:$A$28),VLOOKUP(Data!$B168,tabulka_kce_def,23,FALSE),VLOOKUP(Data!$B168,tabulka_panely_def,24,FALSE))","v":{"$error":"#N/A"}},{"$f":"IF(Data!$B168<MIN(Panely!$A$9:$A$28),VLOOKUP(Data!$B168,tabulka_kce_def,21,FALSE),VLOOKUP(Data!$B168,tabulka_panely_def,22,FALSE))","v":{"$error":"#N/A"}},{"$f":"IF(Data!$B168<MIN(Panely!$A$9:$A$28),VLOOKUP(Data!$B168,tabulka_kce_def,26,FALSE),VLOOKUP(Data!$B168,tabulka_panely_def,31,FALSE))","v":{"$error":"#N/A"}},{"$f":"IF(Data!$B168<MIN(Panely!$A$9:$A$28),VLOOKUP(Data!$B168,tabulka_kce_def,27,FALSE),VLOOKUP(Data!$B168,tabulka_panely_def,32,FALSE))","v":{"$error":"#N/A"}},{"$f":"IF(VLOOKUP(Data!$B168,tabulka_kce_def,3,FALSE)=\"\",Konstrukce!$G$1,IF(VLOOKUP(Data!$B168,tabulka_kce_def,3,FALSE)=\"z\",Konstrukce!$G$2,VLOOKUP(Data!$B168,tabulka_kce_def,3,FALSE)))","v":{"$error":"#N/A"}},{"$f":"IF(Data!$B168<MIN(Panely!$A$9:$A$28),0,VLOOKUP(Data!$B168,tabulka_panely_def,25,FALSE))","v":{"$error":"#N/A"}},{"$f":"IF(Data!$B168<MIN(Panely!$A$9:$A$28),VLOOKUP(Data!$B168,tabulka_kce_def,24,FALSE),VLOOKUP(Data!$B168,tabulka_panely_def,33,FALSE))","v":{"$error":"#N/A"}},{"$f":"Konstrukce!$D$1","v":15},{"$f":"Konstrukce!$D$2","v":15},{"$f":"Konstrukce!$G$1","v":0},{"$f":"IF(Data!$B168<MIN(Panely!$A$9:$A$28),VLOOKUP(Data!$B168,tabulka_kce_def,59,FALSE),VLOOKUP(Data!$B168,tabulka_panely_def,63,FALSE))","v":{"$error":"#N/A"}},{"$f":"IF(Data!$B168<MIN(Panely!$A$9:$A$28),VLOOKUP(Data!$B168,tabulka_kce_def,60,FALSE),VLOOKUP(Data!$B168,tabulka_panely_def,64,FALSE))","v":{"$error":"#N/A"}},{"$f":"IF(Data!$B168<MIN(Panely!$A$9:$A$28),VLOOKUP(Data!$B168,tabulka_kce_def,61,FALSE),VLOOKUP(Data!$B168,tabulka_panely_def,65,FALSE))","v":{"$error":"#N/A"}},{"$f":"IF(Data!$B168<MIN(Panely!$A$9:$A$28),VLOOKUP(Data!$B168,tabulka_kce_def,25,FALSE),0)","v":0},{"$error":"#N/A"},null,null,null,null,"=",{"$f":"IF(Data!$W168<MIN(Panely!$A$9:$A$28),VLOOKUP(Data!$W168,tabulka_kce_def,62,FALSE),VLOOKUP(Data!$W168,tabulka_panely_def,65,FALSE))","v":{"$error":"#N/A"}},{"$f":"IF(Data!$W168<MIN(Panely!$A$9:$A$28),VLOOKUP(Data!$W168,tabulka_kce_def,Y$1-20,FALSE),VLOOKUP(Data!$W168,tabulka_panely_def,Y$1-18,FALSE))","v":{"$error":"#N/A"}},{"$f":"IF(Data!$W168<MIN(Panely!$A$9:$A$28),VLOOKUP(Data!$W168,tabulka_kce_def,Z$1-20,FALSE),VLOOKUP(Data!$W168,tabulka_panely_def,Z$1-18,FALSE))","v":{"$error":"#N/A"}},{"$f":"IF(Data!$W168<MIN(Panely!$A$9:$A$28),VLOOKUP(Data!$W168,tabulka_kce_def,AA$1-20,FALSE),VLOOKUP(Data!$W168,tabulka_panely_def,AA$1-18,FALSE))","v":{"$error":"#N/A"}},{"$f":"IF(Data!$W168<MIN(Panely!$A$9:$A$28),VLOOKUP(Data!$W168,tabulka_kce_def,AB$1-20,FALSE),VLOOKUP(Data!$W168,tabulka_panely_def,AB$1-18,FALSE))","v":{"$error":"#N/A"}},{"$f":"IF(Data!$W168<MIN(Panely!$A$9:$A$28),VLOOKUP(Data!$W168,tabulka_kce_def,AC$1-20,FALSE),VLOOKUP(Data!$W168,tabulka_panely_def,AC$1-18,FALSE))","v":{"$error":"#N/A"}},{"$f":"IF(Data!$W168<MIN(Panely!$A$9:$A$28),VLOOKUP(Data!$W168,tabulka_kce_def,AD$1-20,FALSE),VLOOKUP(Data!$W168,tabulka_panely_def,AD$1-18,FALSE))","v":{"$error":"#N/A"}},{"$f":"IF(Data!$W168<MIN(Panely!$A$9:$A$28),VLOOKUP(Data!$W168,tabulka_kce_def,AE$1-20,FALSE),VLOOKUP(Data!$W168,tabulka_panely_def,AE$1-18,FALSE))","v":{"$error":"#N/A"}},{"$f":"IF(Data!$W168<MIN(Panely!$A$9:$A$28),VLOOKUP(Data!$W168,tabulka_kce_def,AF$1-20,FALSE),VLOOKUP(Data!$W168,tabulka_panely_def,AF$1-18,FALSE))","v":{"$error":"#N/A"}},{"$f":"IF(Data!$W168<MIN(Panely!$A$9:$A$28),VLOOKUP(Data!$W168,tabulka_kce_def,AG$1-20,FALSE),VLOOKUP(Data!$W168,tabulka_panely_def,AG$1-18,FALSE))","v":{"$error":"#N/A"}},{"$f":"IF(Data!$W168<MIN(Panely!$A$9:$A$28),VLOOKUP(Data!$W168,tabulka_kce_def,AH$1-20,FALSE),VLOOKUP(Data!$W168,tabulka_panely_def,AH$1-18,FALSE))","v":{"$error":"#N/A"}},{"$f":"IF(Data!$W168<MIN(Panely!$A$9:$A$28),VLOOKUP(Data!$W168,tabulka_kce_def,AI$1-20,FALSE),VLOOKUP(Data!$W168,tabulka_panely_def,AI$1-18,FALSE))","v":{"$error":"#N/A"}},{"$f":"IF(Data!$W168<MIN(Panely!$A$9:$A$28),VLOOKUP(Data!$W168,tabulka_kce_def,AJ$1-20,FALSE),VLOOKUP(Data!$W168,tabulka_panely_def,AJ$1-18,FALSE))","v":{"$error":"#N/A"}},{"$f":"IF(Data!$W168<MIN(Panely!$A$9:$A$28),VLOOKUP(Data!$W168,tabulka_kce_def,AK$1-20,FALSE),VLOOKUP(Data!$W168,tabulka_panely_def,AK$1-18,FALSE))","v":{"$error":"#N/A"}},{"$f":"IF(Data!$W168<MIN(Panely!$A$9:$A$28),VLOOKUP(Data!$W168,tabulka_kce_def,AL$1-20,FALSE),VLOOKUP(Data!$W168,tabulka_panely_def,AL$1-18,FALSE))","v":{"$error":"#N/A"}},{"$f":"IF(Data!$W168<MIN(Panely!$A$9:$A$28),VLOOKUP(Data!$W168,tabulka_kce_def,AM$1-20,FALSE),VLOOKUP(Data!$W168,tabulka_panely_def,AM$1-18,FALSE))","v":{"$error":"#N/A"}},168,{"$f":"IF(Data!$W168<MIN(Panely!$A$9:$A$28),VLOOKUP(Data!$W168,tabulka_kce_def,63,FALSE),0)","v":0},{"$f":"IF(Data!$W168<MIN(Panely!$A$9:$A$28),VLOOKUP(Data!$W168,tabulka_kce_def,28,FALSE),1)","v":1},{"$f":"IF(Data!$W168<MIN(Panely!$A$9:$A$28),VLOOKUP(Data!$W168,tabulka_kce_def,23,FALSE),VLOOKUP(Data!$W168,tabulka_panely_def,24,FALSE))","v":{"$error":"#N/A"}},null,0,null,0,0,{"$error":"#N/A"},0,{"$f":"IF(AND(W168>MAX(Konstrukce!A:A),ISNUMBER(W168)),1,0)","v":0}]
[null,"=",{"$f":"IF(Data!$B169<MIN(Panely!$A$9:$A$28),VLOOKUP(Data!$B169,tabulka_kce_def,4,FALSE),VLOOKUP(Data!$B169,tabulka_panely_def,4,FALSE))","v":{"$error":"#N/A"}},{"$f":"IF(Data!$B169<MIN(Panely!$A$9:$A$28),VLOOKUP(Data!$B169,tabulka_kce_def,23,FALSE),VLOOKUP(Data!$B169,tabulka_panely_def,24,FALSE))","v":{"$error":"#N/A"}},{"$f":"IF(Data!$B169<MIN(Panely!$A$9:$A$28),VLOOKUP(Data!$B169,tabulka_kce_def,21,FALSE),VLOOKUP(Data!$B169,tabulka_panely_def,22,FALSE))","v":{"$error":"#N/A"}},{"$f":"IF(Data!$B169<MIN(Panely!$A$9:$A$28),VLOOKUP(Data!$B169,tabulka_kce_def,26,FALSE),VLOOKUP(Data!$B169,tabulka_panely_def,31,FALSE))","v":{"$error":"#N/A"}},{"$f":"IF(Data!$B169<MIN(Panely!$A$9:$A$28),VLOOKUP(Data!$B169,tabulka_kce_def,27,FALSE),VLOOKUP(Data!$B169,tabulka_panely_def,32,FALSE))","v":{"$error":"#N/A"}},{"$f":"IF(VLOOKUP(Data!$B169,tabulka_kce_def,3,FALSE)=\"\",Konstrukce!$G$1,IF(VLOOKUP(Data!$B169,tabulka_kce_def,3,FALSE)=\"z\",Konstrukce!$G$2,VLOOKUP(Data!$B169,tabulka_kce_def,3,FALSE)))","v":{"$error":"#N/A"}},{"$f":"IF(Data!$B169<MIN(Panely!$A$9:$A$28),0,VLOOKUP(Data!$B169,tabulka_panely_def,25,FALSE))","v":{"$error":"#N/A"}},{"$f":"IF(Data!$B169<MIN(Panely!$A$9:$A$28),VLOOKUP(Data!$B169,tabulka_kce_def,24,FALSE),VLOOKUP(Data!$B169,tabulka_panely_def,33,FALSE))","v":{"$error":"#N/A"}},{"$f":"Konstrukce!$D$1","v":15},{"$f":"Konstrukce!$D$2","v":15},{"$f":"Konstrukce!$G$1","v":0},{"$f":"IF(Data!$B169<MIN(Panely!$A$9:$A$28),VLOOKUP(Data!$B169,tabulka_kce_def,59,FALSE),VLOOKUP(Data!$B169,tabulka_panely_def,63,FALSE))","v":{"$error":"#N/A"}},{"$f":"IF(Data!$B169<MIN(Panely!$A$9:$A$28),VLOOKUP(Data!$B169,tabulka_kce_def,60,FALSE),VLOOKUP(Data!$B169,tabulka_panely_def,64,FALSE))","v":{"$error":"#N/A"}},{"$f":"IF(Data!$B169<MIN(Panely!$A$9:$A$28),VLOOKUP(Data!$B169,tabulka_kce_def,61,FALSE),VLOOKUP(Data!$B169,tabulka_panely_def,65,FALSE))","v":{"$error":"#N/A"}},{"$f":"IF(Data!$B169<MIN(Panely!$A$9:$A$28),VLOOKUP(Data!$B169,tabulka_kce_def,25,FALSE),0)","v":0},{"$error":"#N/A"},null,null,null,null,"=",{"$f":"IF(Data!$W169<MIN(Panely!$A$9:$A$28),VLOOKUP(Data!$W169,tabulka_kce_def,62,FALSE),VLOOKUP(Data!$W169,tabulka_panely_def,65,FALSE))","v":{"$error":"#N/A"}},{"$f":"IF(Data!$W169<MIN(Panely!$A$9:$A$28),VLOOKUP(Data!$W169,tabulka_kce_def,Y$1-20,FALSE),VLOOKUP(Data!$W169,tabulka_panely_def,Y$1-18,FALSE))","v":{"$error":"#N/A"}},{"$f":"IF(Data!$W169<MIN(Panely!$A$9:$A$28),VLOOKUP(Data!$W169,tabulka_kce_def,Z$1-20,FALSE),VLOOKUP(Data!$W169,tabulka_panely_def,Z$1-18,FALSE))","v":{"$error":"#N/A"}},{"$f":"IF(Data!$W169<MIN(Panely!$A$9:$A$28),VLOOKUP(Data!$W169,tabulka_kce_def,AA$1-20,FALSE),VLOOKUP(Data!$W169,tabulka_panely_def,AA$1-18,FALSE))","v":{"$error":"#N/A"}},{"$f":"IF(Data!$W169<MIN(Panely!$A$9:$A$28),VLOOKUP(Data!$W169,tabulka_kce_def,AB$1-20,FALSE),VLOOKUP(Data!$W169,tabulka_panely_def,AB$1-18,FALSE))","v":{"$error":"#N/A"}},{"$f":"IF(Data!$W169<MIN(Panely!$A$9:$A$28),VLOOKUP(Data!$W169,tabulka_kce_def,AC$1-20,FALSE),VLOOKUP(Data!$W169,tabulka_panely_def,AC$1-18,FALSE))","v":{"$error":"#N/A"}},{"$f":"IF(Data!$W169<MIN(Panely!$A$9:$A$28),VLOOKUP(Data!$W169,tabulka_kce_def,AD$1-20,FALSE),VLOOKUP(Data!$W169,tabulka_panely_def,AD$1-18,FALSE))","v":{"$error":"#N/A"}},{"$f":"IF(Data!$W169<MIN(Panely!$A$9:$A$28),VLOOKUP(Data!$W169,tabulka_kce_def,AE$1-20,FALSE),VLOOKUP(Data!$W169,tabulka_panely_def,AE$1-18,FALSE))","v":{"$error":"#N/A"}},{"$f":"IF(Data!$W169<MIN(Panely!$A$9:$A$28),VLOOKUP(Data!$W169,tabulka_kce_def,AF$1-20,FALSE),VLOOKUP(Data!$W169,tabulka_panely_def,AF$1-18,FALSE))","v":{"$error":"#N/A"}},{"$f":"IF(Data!$W169<MIN(Panely!$A$9:$A$28),VLOOKUP(Data!$W169,tabulka_kce_def,AG$1-20,FALSE),VLOOKUP(Data!$W169,tabulka_panely_def,AG$1-18,FALSE))","v":{"$error":"#N/A"}},{"$f":"IF(Data!$W169<MIN(Panely!$A$9:$A$28),VLOOKUP(Data!$W169,tabulka_kce_def,AH$1-20,FALSE),VLOOKUP(Data!$W169,tabulka_panely_def,AH$1-18,FALSE))","v":{"$error":"#N/A"}},{"$f":"IF(Data!$W169<MIN(Panely!$A$9:$A$28),VLOOKUP(Data!$W169,tabulka_kce_def,AI$1-20,FALSE),VLOOKUP(Data!$W169,tabulka_panely_def,AI$1-18,FALSE))","v":{"$error":"#N/A"}},{"$f":"IF(Data!$W169<MIN(Panely!$A$9:$A$28),VLOOKUP(Data!$W169,tabulka_kce_def,AJ$1-20,FALSE),VLOOKUP(Data!$W169,tabulka_panely_def,AJ$1-18,FALSE))","v":{"$error":"#N/A"}},{"$f":"IF(Data!$W169<MIN(Panely!$A$9:$A$28),VLOOKUP(Data!$W169,tabulka_kce_def,AK$1-20,FALSE),VLOOKUP(Data!$W169,tabulka_panely_def,AK$1-18,FALSE))","v":{"$error":"#N/A"}},{"$f":"IF(Data!$W169<MIN(Panely!$A$9:$A$28),VLOOKUP(Data!$W169,tabulka_kce_def,AL$1-20,FALSE),VLOOKUP(Data!$W169,tabulka_panely_def,AL$1-18,FALSE))","v":{"$error":"#N/A"}},{"$f":"IF(Data!$W169<MIN(Panely!$A$9:$A$28),VLOOKUP(Data!$W169,tabulka_kce_def,AM$1-20,FALSE),VLOOKUP(Data!$W169,tabulka_panely_def,AM$1-18,FALSE))","v":{"$error":"#N/A"}},169,{"$f":"IF(Data!$W169<MIN(Panely!$A$9:$A$28),VLOOKUP(Data!$W169,tabulka_kce_def,63,FALSE),0)","v":0},{"$f":"IF(Data!$W169<MIN(Panely!$A$9:$A$28),VLOOKUP(Data!$W169,tabulka_kce_def,28,FALSE),1)","v":1},{"$f":"IF(Data!$W169<MIN(Panely!$A$9:$A$28),VLOOKUP(Data!$W169,tabulka_kce_def,23,FALSE),VLOOKUP(Data!$W169,tabulka_panely_def,24,FALSE))","v":{"$error":"#N/A"}},null,0,null,0,0,{"$error":"#N/A"},0,{"$f":"IF(AND(W169>MAX(Konstrukce!A:A),ISNUMBER(W169)),1,0)","v":0}]
[null,"=",{"$f":"IF(Data!$B170<MIN(Panely!$A$9:$A$28),VLOOKUP(Data!$B170,tabulka_kce_def,4,FALSE),VLOOKUP(Data!$B170,tabulka_panely_def,4,FALSE))","v":{"$error":"#N/A"}},{"$f":"IF(Data!$B170<MIN(Panely!$A$9:$A$28),VLOOKUP(Data!$B170,tabulka_kce_def,23,FALSE),VLOOKUP(Data!$B170,tabulka_panely_def,24,FALSE))","v":{"$error":"#N/A"}},{"$f":"IF(Data!$B170<MIN(Panely!$A$9:$A$28),VLOOKUP(Data!$B170,tabulka_kce_def,21,FALSE),VLOOKUP(Data!$B170,tabulka_panely_def,22,FALSE))","v":{"$error":"#N/A"}},{"$f":"IF(Data!$B170<MIN(Panely!$A$9:$A$28),VLOOKUP(Data!$B170,tabulka_kce_def,26,FALSE),VLOOKUP(Data!$B170,tabulka_panely_def,31,FALSE))","v":{"$error":"#N/A"}},{"$f":"IF(Data!$B170<MIN(Panely!$A$9:$A$28),VLOOKUP(Data!$B170,tabulka_kce_def,27,FALSE),VLOOKUP(Data!$B170,tabulka_panely_def,32,FALSE))","v":{"$error":"#N/A"}},{"$f":"IF(VLOOKUP(Data!$B170,tabulka_kce_def,3,FALSE)=\"\",Konstrukce!$G$1,IF(VLOOKUP(Data!$B170,tabulka_kce_def,3,FALSE)=\"z\",Konstrukce!$G$2,VLOOKUP(Data!$B170,tabulka_kce_def,3,FALSE)))","v":{"$error":"#N/A"}},{"$f":"IF(Data!$B170<MIN(Panely!$A$9:$A$28),0,VLOOKUP(Data!$B170,tabulka_panely_def,25,FALSE))","v":{"$error":"#N/A"}},{"$f":"IF(Data!$B170<MIN(Panely!$A$9:$A$28),VLOOKUP(Data!$B170,tabulka_kce_def,24,FALSE),VLOOKUP(Data!$B170,tabulka_panely_def,33,FALSE))","v":{"$error":"#N/A"}},{"$f":"Konstrukce!$D$1","v":15},{"$f":"Konstrukce!$D$2","v":15},{"$f":"Konstrukce!$G$1","v":0},{"$f":"IF(Data!$B170<MIN(Panely!$A$9:$A$28),VLOOKUP(Data!$B170,tabulka_kce_def,59,FALSE),VLOOKUP(Data!$B170,tabulka_panely_def,63,FALSE))","v":{"$error":"#N/A"}},{"$f":"IF(Data!$B170<MIN(Panely!$A$9:$A$28),VLOOKUP(Data!$B170,tabulka_kce_def,60,FALSE),VLOOKUP(Data!$B170,tabulka_panely_def,64,FALSE))","v":{"$error":"#N/A"}},{"$f":"IF(Data!$B170<MIN(Panely!$A$9:$A$28),VLOOKUP(Data!$B170,tabulka_kce_def,61,FALSE),VLOOKUP(Data!$B170,tabulka_panely_def,65,FALSE))","v":{"$error":"#N/A"}},{"$f":"IF(Data!$B170<MIN(Panely!$A$9:$A$28),VLOOKUP(Data!$B170,tabulka_kce_def,25,FALSE),0)","v":0},{"$error":"#N/A"},null,null,null,null,"=",{"$f":"IF(Data!$W170<MIN(Panely!$A$9:$A$28),VLOOKUP(Data!$W170,tabulka_kce_def,62,FALSE),VLOOKUP(Data!$W170,tabulka_panely_def,65,FALSE))","v":{"$error":"#N/A"}},{"$f":"IF(Data!$W170<MIN(Panely!$A$9:$A$28),VLOOKUP(Data!$W170,tabulka_kce_def,Y$1-20,FALSE),VLOOKUP(Data!$W170,tabulka_panely_def,Y$1-18,FALSE))","v":{"$error":"#N/A"}},{"$f":"IF(Data!$W170<MIN(Panely!$A$9:$A$28),VLOOKUP(Data!$W170,tabulka_kce_def,Z$1-20,FALSE),VLOOKUP(Data!$W170,tabulka_panely_def,Z$1-18,FALSE))","v":{"$error":"#N/A"}},{"$f":"IF(Data!$W170<MIN(Panely!$A$9:$A$28),VLOOKUP(Data!$W170,tabulka_kce_def,AA$1-20,FALSE),VLOOKUP(Data!$W170,tabulka_panely_def,AA$1-18,FALSE))","v":{"$error":"#N/A"}},{"$f":"IF(Data!$W170<MIN(Panely!$A$9:$A$28),VLOOKUP(Data!$W170,tabulka_kce_def,AB$1-20,FALSE),VLOOKUP(Data!$W170,tabulka_panely_def,AB$1-18,FALSE))","v":{"$error":"#N/A"}},{"$f":"IF(Data!$W170<MIN(Panely!$A$9:$A$28),VLOOKUP(Data!$W170,tabulka_kce_def,AC$1-20,FALSE),VLOOKUP(Data!$W170,tabulka_panely_def,AC$1-18,FALSE))","v":{"$error":"#N/A"}},{"$f":"IF(Data!$W170<MIN(Panely!$A$9:$A$28),VLOOKUP(Data!$W170,tabulka_kce_def,AD$1-20,FALSE),VLOOKUP(Data!$W170,tabulka_panely_def,AD$1-18,FALSE))","v":{"$error":"#N/A"}},{"$f":"IF(Data!$W170<MIN(Panely!$A$9:$A$28),VLOOKUP(Data!$W170,tabulka_kce_def,AE$1-20,FALSE),VLOOKUP(Data!$W170,tabulka_panely_def,AE$1-18,FALSE))","v":{"$error":"#N/A"}},{"$f":"IF(Data!$W170<MIN(Panely!$A$9:$A$28),VLOOKUP(Data!$W170,tabulka_kce_def,AF$1-20,FALSE),VLOOKUP(Data!$W170,tabulka_panely_def,AF$1-18,FALSE))","v":{"$error":"#N/A"}},{"$f":"IF(Data!$W170<MIN(Panely!$A$9:$A$28),VLOOKUP(Data!$W170,tabulka_kce_def,AG$1-20,FALSE),VLOOKUP(Data!$W170,tabulka_panely_def,AG$1-18,FALSE))","v":{"$error":"#N/A"}},{"$f":"IF(Data!$W170<MIN(Panely!$A$9:$A$28),VLOOKUP(Data!$W170,tabulka_kce_def,AH$1-20,FALSE),VLOOKUP(Data!$W170,tabulka_panely_def,AH$1-18,FALSE))","v":{"$error":"#N/A"}},{"$f":"IF(Data!$W170<MIN(Panely!$A$9:$A$28),VLOOKUP(Data!$W170,tabulka_kce_def,AI$1-20,FALSE),VLOOKUP(Data!$W170,tabulka_panely_def,AI$1-18,FALSE))","v":{"$error":"#N/A"}},{"$f":"IF(Data!$W170<MIN(Panely!$A$9:$A$28),VLOOKUP(Data!$W170,tabulka_kce_def,AJ$1-20,FALSE),VLOOKUP(Data!$W170,tabulka_panely_def,AJ$1-18,FALSE))","v":{"$error":"#N/A"}},{"$f":"IF(Data!$W170<MIN(Panely!$A$9:$A$28),VLOOKUP(Data!$W170,tabulka_kce_def,AK$1-20,FALSE),VLOOKUP(Data!$W170,tabulka_panely_def,AK$1-18,FALSE))","v":{"$error":"#N/A"}},{"$f":"IF(Data!$W170<MIN(Panely!$A$9:$A$28),VLOOKUP(Data!$W170,tabulka_kce_def,AL$1-20,FALSE),VLOOKUP(Data!$W170,tabulka_panely_def,AL$1-18,FALSE))","v":{"$error":"#N/A"}},{"$f":"IF(Data!$W170<MIN(Panely!$A$9:$A$28),VLOOKUP(Data!$W170,tabulka_kce_def,AM$1-20,FALSE),VLOOKUP(Data!$W170,tabulka_panely_def,AM$1-18,FALSE))","v":{"$error":"#N/A"}},170,{"$f":"IF(Data!$W170<MIN(Panely!$A$9:$A$28),VLOOKUP(Data!$W170,tabulka_kce_def,63,FALSE),0)","v":0},{"$f":"IF(Data!$W170<MIN(Panely!$A$9:$A$28),VLOOKUP(Data!$W170,tabulka_kce_def,28,FALSE),1)","v":1},{"$f":"IF(Data!$W170<MIN(Panely!$A$9:$A$28),VLOOKUP(Data!$W170,tabulka_kce_def,23,FALSE),VLOOKUP(Data!$W170,tabulka_panely_def,24,FALSE))","v":{"$error":"#N/A"}},null,0,null,0,0,{"$error":"#N/A"},0,{"$f":"IF(AND(W170>MAX(Konstrukce!A:A),ISNUMBER(W170)),1,0)","v":0}]
[null,"=",{"$f":"IF(Data!$B171<MIN(Panely!$A$9:$A$28),VLOOKUP(Data!$B171,tabulka_kce_def,4,FALSE),VLOOKUP(Data!$B171,tabulka_panely_def,4,FALSE))","v":{"$error":"#N/A"}},{"$f":"IF(Data!$B171<MIN(Panely!$A$9:$A$28),VLOOKUP(Data!$B171,tabulka_kce_def,23,FALSE),VLOOKUP(Data!$B171,tabulka_panely_def,24,FALSE))","v":{"$error":"#N/A"}},{"$f":"IF(Data!$B171<MIN(Panely!$A$9:$A$28),VLOOKUP(Data!$B171,tabulka_kce_def,21,FALSE),VLOOKUP(Data!$B171,tabulka_panely_def,22,FALSE))","v":{"$error":"#N/A"}},{"$f":"IF(Data!$B171<MIN(Panely!$A$9:$A$28),VLOOKUP(Data!$B171,tabulka_kce_def,26,FALSE),VLOOKUP(Data!$B171,tabulka_panely_def,31,FALSE))","v":{"$error":"#N/A"}},{"$f":"IF(Data!$B171<MIN(Panely!$A$9:$A$28),VLOOKUP(Data!$B171,tabulka_kce_def,27,FALSE),VLOOKUP(Data!$B171,tabulka_panely_def,32,FALSE))","v":{"$error":"#N/A"}},{"$f":"IF(VLOOKUP(Data!$B171,tabulka_kce_def,3,FALSE)=\"\",Konstrukce!$G$1,IF(VLOOKUP(Data!$B171,tabulka_kce_def,3,FALSE)=\"z\",Konstrukce!$G$2,VLOOKUP(Data!$B171,tabulka_kce_def,3,FALSE)))","v":{"$error":"#N/A"}},{"$f":"IF(Data!$B171<MIN(Panely!$A$9:$A$28),0,VLOOKUP(Data!$B171,tabulka_panely_def,25,FALSE))","v":{"$error":"#N/A"}},{"$f":"IF(Data!$B171<MIN(Panely!$A$9:$A$28),VLOOKUP(Data!$B171,tabulka_kce_def,24,FALSE),VLOOKUP(Data!$B171,tabulka_panely_def,33,FALSE))","v":{"$error":"#N/A"}},{"$f":"Konstrukce!$D$1","v":15},{"$f":"Konstrukce!$D$2","v":15},{"$f":"Konstrukce!$G$1","v":0},{"$f":"IF(Data!$B171<MIN(Panely!$A$9:$A$28),VLOOKUP(Data!$B171,tabulka_kce_def,59,FALSE),VLOOKUP(Data!$B171,tabulka_panely_def,63,FALSE))","v":{"$error":"#N/A"}},{"$f":"IF(Data!$B171<MIN(Panely!$A$9:$A$28),VLOOKUP(Data!$B171,tabulka_kce_def,60,FALSE),VLOOKUP(Data!$B171,tabulka_panely_def,64,FALSE))","v":{"$error":"#N/A"}},{"$f":"IF(Data!$B171<MIN(Panely!$A$9:$A$28),VLOOKUP(Data!$B171,tabulka_kce_def,61,FALSE),VLOOKUP(Data!$B171,tabulka_panely_def,65,FALSE))","v":{"$error":"#N/A"}},{"$f":"IF(Data!$B171<MIN(Panely!$A$9:$A$28),VLOOKUP(Data!$B171,tabulka_kce_def,25,FALSE),0)","v":0},{"$error":"#N/A"},null,null,null,null,"=",{"$f":"IF(Data!$W171<MIN(Panely!$A$9:$A$28),VLOOKUP(Data!$W171,tabulka_kce_def,62,FALSE),VLOOKUP(Data!$W171,tabulka_panely_def,65,FALSE))","v":{"$error":"#N/A"}},{"$f":"IF(Data!$W171<MIN(Panely!$A$9:$A$28),VLOOKUP(Data!$W171,tabulka_kce_def,Y$1-20,FALSE),VLOOKUP(Data!$W171,tabulka_panely_def,Y$1-18,FALSE))","v":{"$error":"#N/A"}},{"$f":"IF(Data!$W171<MIN(Panely!$A$9:$A$28),VLOOKUP(Data!$W171,tabulka_kce_def,Z$1-20,FALSE),VLOOKUP(Data!$W171,tabulka_panely_def,Z$1-18,FALSE))","v":{"$error":"#N/A"}},{"$f":"IF(Data!$W171<MIN(Panely!$A$9:$A$28),VLOOKUP(Data!$W171,tabulka_kce_def,AA$1-20,FALSE),VLOOKUP(Data!$W171,tabulka_panely_def,AA$1-18,FALSE))","v":{"$error":"#N/A"}},{"$f":"IF(Data!$W171<MIN(Panely!$A$9:$A$28),VLOOKUP(Data!$W171,tabulka_kce_def,AB$1-20,FALSE),VLOOKUP(Data!$W171,tabulka_panely_def,AB$1-18,FALSE))","v":{"$error":"#N/A"}},{"$f":"IF(Data!$W171<MIN(Panely!$A$9:$A$28),VLOOKUP(Data!$W171,tabulka_kce_def,AC$1-20,FALSE),VLOOKUP(Data!$W171,tabulka_panely_def,AC$1-18,FALSE))","v":{"$error":"#N/A"}},{"$f":"IF(Data!$W171<MIN(Panely!$A$9:$A$28),VLOOKUP(Data!$W171,tabulka_kce_def,AD$1-20,FALSE),VLOOKUP(Data!$W171,tabulka_panely_def,AD$1-18,FALSE))","v":{"$error":"#N/A"}},{"$f":"IF(Data!$W171<MIN(Panely!$A$9:$A$28),VLOOKUP(Data!$W171,tabulka_kce_def,AE$1-20,FALSE),VLOOKUP(Data!$W171,tabulka_panely_def,AE$1-18,FALSE))","v":{"$error":"#N/A"}},{"$f":"IF(Data!$W171<MIN(Panely!$A$9:$A$28),VLOOKUP(Data!$W171,tabulka_kce_def,AF$1-20,FALSE),VLOOKUP(Data!$W171,tabulka_panely_def,AF$1-18,FALSE))","v":{"$error":"#N/A"}},{"$f":"IF(Data!$W171<MIN(Panely!$A$9:$A$28),VLOOKUP(Data!$W171,tabulka_kce_def,AG$1-20,FALSE),VLOOKUP(Data!$W171,tabulka_panely_def,AG$1-18,FALSE))","v":{"$error":"#N/A"}},{"$f":"IF(Data!$W171<MIN(Panely!$A$9:$A$28),VLOOKUP(Data!$W171,tabulka_kce_def,AH$1-20,FALSE),VLOOKUP(Data!$W171,tabulka_panely_def,AH$1-18,FALSE))","v":{"$error":"#N/A"}},{"$f":"IF(Data!$W171<MIN(Panely!$A$9:$A$28),VLOOKUP(Data!$W171,tabulka_kce_def,AI$1-20,FALSE),VLOOKUP(Data!$W171,tabulka_panely_def,AI$1-18,FALSE))","v":{"$error":"#N/A"}},{"$f":"IF(Data!$W171<MIN(Panely!$A$9:$A$28),VLOOKUP(Data!$W171,tabulka_kce_def,AJ$1-20,FALSE),VLOOKUP(Data!$W171,tabulka_panely_def,AJ$1-18,FALSE))","v":{"$error":"#N/A"}},{"$f":"IF(Data!$W171<MIN(Panely!$A$9:$A$28),VLOOKUP(Data!$W171,tabulka_kce_def,AK$1-20,FALSE),VLOOKUP(Data!$W171,tabulka_panely_def,AK$1-18,FALSE))","v":{"$error":"#N/A"}},{"$f":"IF(Data!$W171<MIN(Panely!$A$9:$A$28),VLOOKUP(Data!$W171,tabulka_kce_def,AL$1-20,FALSE),VLOOKUP(Data!$W171,tabulka_panely_def,AL$1-18,FALSE))","v":{"$error":"#N/A"}},{"$f":"IF(Data!$W171<MIN(Panely!$A$9:$A$28),VLOOKUP(Data!$W171,tabulka_kce_def,AM$1-20,FALSE),VLOOKUP(Data!$W171,tabulka_panely_def,AM$1-18,FALSE))","v":{"$error":"#N/A"}},171,{"$f":"IF(Data!$W171<MIN(Panely!$A$9:$A$28),VLOOKUP(Data!$W171,tabulka_kce_def,63,FALSE),0)","v":0},{"$f":"IF(Data!$W171<MIN(Panely!$A$9:$A$28),VLOOKUP(Data!$W171,tabulka_kce_def,28,FALSE),1)","v":1},{"$f":"IF(Data!$W171<MIN(Panely!$A$9:$A$28),VLOOKUP(Data!$W171,tabulka_kce_def,23,FALSE),VLOOKUP(Data!$W171,tabulka_panely_def,24,FALSE))","v":{"$error":"#N/A"}},null,0,null,0,0,{"$error":"#N/A"},0,{"$f":"IF(AND(W171>MAX(Konstrukce!A:A),ISNUMBER(W171)),1,0)","v":0}]
[null,"=",{"$f":"IF(Data!$B172<MIN(Panely!$A$9:$A$28),VLOOKUP(Data!$B172,tabulka_kce_def,4,FALSE),VLOOKUP(Data!$B172,tabulka_panely_def,4,FALSE))","v":{"$error":"#N/A"}},{"$f":"IF(Data!$B172<MIN(Panely!$A$9:$A$28),VLOOKUP(Data!$B172,tabulka_kce_def,23,FALSE),VLOOKUP(Data!$B172,tabulka_panely_def,24,FALSE))","v":{"$error":"#N/A"}},{"$f":"IF(Data!$B172<MIN(Panely!$A$9:$A$28),VLOOKUP(Data!$B172,tabulka_kce_def,21,FALSE),VLOOKUP(Data!$B172,tabulka_panely_def,22,FALSE))","v":{"$error":"#N/A"}},{"$f":"IF(Data!$B172<MIN(Panely!$A$9:$A$28),VLOOKUP(Data!$B172,tabulka_kce_def,26,FALSE),VLOOKUP(Data!$B172,tabulka_panely_def,31,FALSE))","v":{"$error":"#N/A"}},{"$f":"IF(Data!$B172<MIN(Panely!$A$9:$A$28),VLOOKUP(Data!$B172,tabulka_kce_def,27,FALSE),VLOOKUP(Data!$B172,tabulka_panely_def,32,FALSE))","v":{"$error":"#N/A"}},{"$f":"IF(VLOOKUP(Data!$B172,tabulka_kce_def,3,FALSE)=\"\",Konstrukce!$G$1,IF(VLOOKUP(Data!$B172,tabulka_kce_def,3,FALSE)=\"z\",Konstrukce!$G$2,VLOOKUP(Data!$B172,tabulka_kce_def,3,FALSE)))","v":{"$error":"#N/A"}},{"$f":"IF(Data!$B172<MIN(Panely!$A$9:$A$28),0,VLOOKUP(Data!$B172,tabulka_panely_def,25,FALSE))","v":{"$error":"#N/A"}},{"$f":"IF(Data!$B172<MIN(Panely!$A$9:$A$28),VLOOKUP(Data!$B172,tabulka_kce_def,24,FALSE),VLOOKUP(Data!$B172,tabulka_panely_def,33,FALSE))","v":{"$error":"#N/A"}},{"$f":"Konstrukce!$D$1","v":15},{"$f":"Konstrukce!$D$2","v":15},{"$f":"Konstrukce!$G$1","v":0},{"$f":"IF(Data!$B172<MIN(Panely!$A$9:$A$28),VLOOKUP(Data!$B172,tabulka_kce_def,59,FALSE),VLOOKUP(Data!$B172,tabulka_panely_def,63,FALSE))","v":{"$error":"#N/A"}},{"$f":"IF(Data!$B172<MIN(Panely!$A$9:$A$28),VLOOKUP(Data!$B172,tabulka_kce_def,60,FALSE),VLOOKUP(Data!$B172,tabulka_panely_def,64,FALSE))","v":{"$error":"#N/A"}},{"$f":"IF(Data!$B172<MIN(Panely!$A$9:$A$28),VLOOKUP(Data!$B172,tabulka_kce_def,61,FALSE),VLOOKUP(Data!$B172,tabulka_panely_def,65,FALSE))","v":{"$error":"#N/A"}},{"$f":"IF(Data!$B172<MIN(Panely!$A$9:$A$28),VLOOKUP(Data!$B172,tabulka_kce_def,25,FALSE),0)","v":0},{"$error":"#N/A"},null,null,null,null,"=",{"$f":"IF(Data!$W172<MIN(Panely!$A$9:$A$28),VLOOKUP(Data!$W172,tabulka_kce_def,62,FALSE),VLOOKUP(Data!$W172,tabulka_panely_def,65,FALSE))","v":{"$error":"#N/A"}},{"$f":"IF(Data!$W172<MIN(Panely!$A$9:$A$28),VLOOKUP(Data!$W172,tabulka_kce_def,Y$1-20,FALSE),VLOOKUP(Data!$W172,tabulka_panely_def,Y$1-18,FALSE))","v":{"$error":"#N/A"}},{"$f":"IF(Data!$W172<MIN(Panely!$A$9:$A$28),VLOOKUP(Data!$W172,tabulka_kce_def,Z$1-20,FALSE),VLOOKUP(Data!$W172,tabulka_panely_def,Z$1-18,FALSE))","v":{"$error":"#N/A"}},{"$f":"IF(Data!$W172<MIN(Panely!$A$9:$A$28),VLOOKUP(Data!$W172,tabulka_kce_def,AA$1-20,FALSE),VLOOKUP(Data!$W172,tabulka_panely_def,AA$1-18,FALSE))","v":{"$error":"#N/A"}},{"$f":"IF(Data!$W172<MIN(Panely!$A$9:$A$28),VLOOKUP(Data!$W172,tabulka_kce_def,AB$1-20,FALSE),VLOOKUP(Data!$W172,tabulka_panely_def,AB$1-18,FALSE))","v":{"$error":"#N/A"}},{"$f":"IF(Data!$W172<MIN(Panely!$A$9:$A$28),VLOOKUP(Data!$W172,tabulka_kce_def,AC$1-20,FALSE),VLOOKUP(Data!$W172,tabulka_panely_def,AC$1-18,FALSE))","v":{"$error":"#N/A"}},{"$f":"IF(Data!$W172<MIN(Panely!$A$9:$A$28),VLOOKUP(Data!$W172,tabulka_kce_def,AD$1-20,FALSE),VLOOKUP(Data!$W172,tabulka_panely_def,AD$1-18,FALSE))","v":{"$error":"#N/A"}},{"$f":"IF(Data!$W172<MIN(Panely!$A$9:$A$28),VLOOKUP(Data!$W172,tabulka_kce_def,AE$1-20,FALSE),VLOOKUP(Data!$W172,tabulka_panely_def,AE$1-18,FALSE))","v":{"$error":"#N/A"}},{"$f":"IF(Data!$W172<MIN(Panely!$A$9:$A$28),VLOOKUP(Data!$W172,tabulka_kce_def,AF$1-20,FALSE),VLOOKUP(Data!$W172,tabulka_panely_def,AF$1-18,FALSE))","v":{"$error":"#N/A"}},{"$f":"IF(Data!$W172<MIN(Panely!$A$9:$A$28),VLOOKUP(Data!$W172,tabulka_kce_def,AG$1-20,FALSE),VLOOKUP(Data!$W172,tabulka_panely_def,AG$1-18,FALSE))","v":{"$error":"#N/A"}},{"$f":"IF(Data!$W172<MIN(Panely!$A$9:$A$28),VLOOKUP(Data!$W172,tabulka_kce_def,AH$1-20,FALSE),VLOOKUP(Data!$W172,tabulka_panely_def,AH$1-18,FALSE))","v":{"$error":"#N/A"}},{"$f":"IF(Data!$W172<MIN(Panely!$A$9:$A$28),VLOOKUP(Data!$W172,tabulka_kce_def,AI$1-20,FALSE),VLOOKUP(Data!$W172,tabulka_panely_def,AI$1-18,FALSE))","v":{"$error":"#N/A"}},{"$f":"IF(Data!$W172<MIN(Panely!$A$9:$A$28),VLOOKUP(Data!$W172,tabulka_kce_def,AJ$1-20,FALSE),VLOOKUP(Data!$W172,tabulka_panely_def,AJ$1-18,FALSE))","v":{"$error":"#N/A"}},{"$f":"IF(Data!$W172<MIN(Panely!$A$9:$A$28),VLOOKUP(Data!$W172,tabulka_kce_def,AK$1-20,FALSE),VLOOKUP(Data!$W172,tabulka_panely_def,AK$1-18,FALSE))","v":{"$error":"#N/A"}},{"$f":"IF(Data!$W172<MIN(Panely!$A$9:$A$28),VLOOKUP(Data!$W172,tabulka_kce_def,AL$1-20,FALSE),VLOOKUP(Data!$W172,tabulka_panely_def,AL$1-18,FALSE))","v":{"$error":"#N/A"}},{"$f":"IF(Data!$W172<MIN(Panely!$A$9:$A$28),VLOOKUP(Data!$W172,tabulka_kce_def,AM$1-20,FALSE),VLOOKUP(Data!$W172,tabulka_panely_def,AM$1-18,FALSE))","v":{"$error":"#N/A"}},172,{"$f":"IF(Data!$W172<MIN(Panely!$A$9:$A$28),VLOOKUP(Data!$W172,tabulka_kce_def,63,FALSE),0)","v":0},{"$f":"IF(Data!$W172<MIN(Panely!$A$9:$A$28),VLOOKUP(Data!$W172,tabulka_kce_def,28,FALSE),1)","v":1},{"$f":"IF(Data!$W172<MIN(Panely!$A$9:$A$28),VLOOKUP(Data!$W172,tabulka_kce_def,23,FALSE),VLOOKUP(Data!$W172,tabulka_panely_def,24,FALSE))","v":{"$error":"#N/A"}},null,0,null,0,0,{"$error":"#N/A"},0,{"$f":"IF(AND(W172>MAX(Konstrukce!A:A),ISNUMBER(W172)),1,0)","v":0}]
[null,"=",{"$f":"IF(Data!$B173<MIN(Panely!$A$9:$A$28),VLOOKUP(Data!$B173,tabulka_kce_def,4,FALSE),VLOOKUP(Data!$B173,tabulka_panely_def,4,FALSE))","v":{"$error":"#N/A"}},{"$f":"IF(Data!$B173<MIN(Panely!$A$9:$A$28),VLOOKUP(Data!$B173,tabulka_kce_def,23,FALSE),VLOOKUP(Data!$B173,tabulka_panely_def,24,FALSE))","v":{"$error":"#N/A"}},{"$f":"IF(Data!$B173<MIN(Panely!$A$9:$A$28),VLOOKUP(Data!$B173,tabulka_kce_def,21,FALSE),VLOOKUP(Data!$B173,tabulka_panely_def,22,FALSE))","v":{"$error":"#N/A"}},{"$f":"IF(Data!$B173<MIN(Panely!$A$9:$A$28),VLOOKUP(Data!$B173,tabulka_kce_def,26,FALSE),VLOOKUP(Data!$B173,tabulka_panely_def,31,FALSE))","v":{"$error":"#N/A"}},{"$f":"IF(Data!$B173<MIN(Panely!$A$9:$A$28),VLOOKUP(Data!$B173,tabulka_kce_def,27,FALSE),VLOOKUP(Data!$B173,tabulka_panely_def,32,FALSE))","v":{"$error":"#N/A"}},{"$f":"IF(VLOOKUP(Data!$B173,tabulka_kce_def,3,FALSE)=\"\",Konstrukce!$G$1,IF(VLOOKUP(Data!$B173,tabulka_kce_def,3,FALSE)=\"z\",Konstrukce!$G$2,VLOOKUP(Data!$B173,tabulka_kce_def,3,FALSE)))","v":{"$error":"#N/A"}},{"$f":"IF(Data!$B173<MIN(Panely!$A$9:$A$28),0,VLOOKUP(Data!$B173,tabulka_panely_def,25,FALSE))","v":{"$error":"#N/A"}},{"$f":"IF(Data!$B173<MIN(Panely!$A$9:$A$28),VLOOKUP(Data!$B173,tabulka_kce_def,24,FALSE),VLOOKUP(Data!$B173,tabulka_panely_def,33,FALSE))","v":{"$error":"#N/A"}},{"$f":"Konstrukce!$D$1","v":15},{"$f":"Konstrukce!$D$2","v":15},{"$f":"Konstrukce!$G$1","v":0},{"$f":"IF(Data!$B173<MIN(Panely!$A$9:$A$28),VLOOKUP(Data!$B173,tabulka_kce_def,59,FALSE),VLOOKUP(Data!$B173,tabulka_panely_def,63,FALSE))","v":{"$error":"#N/A"}},{"$f":"IF(Data!$B173<MIN(Panely!$A$9:$A$28),VLOOKUP(Data!$B173,tabulka_kce_def,60,FALSE),VLOOKUP(Data!$B173,tabulka_panely_def,64,FALSE))","v":{"$error":"#N/A"}},{"$f":"IF(Data!$B173<MIN(Panely!$A$9:$A$28),VLOOKUP(Data!$B173,tabulka_kce_def,61,FALSE),VLOOKUP(Data!$B173,tabulka_panely_def,65,FALSE))","v":{"$error":"#N/A"}},{"$f":"IF(Data!$B173<MIN(Panely!$A$9:$A$28),VLOOKUP(Data!$B173,tabulka_kce_def,25,FALSE),0)","v":0},{"$error":"#N/A"},null,null,null,null,"=",{"$f":"IF(Data!$W173<MIN(Panely!$A$9:$A$28),VLOOKUP(Data!$W173,tabulka_kce_def,62,FALSE),VLOOKUP(Data!$W173,tabulka_panely_def,65,FALSE))","v":{"$error":"#N/A"}},{"$f":"IF(Data!$W173<MIN(Panely!$A$9:$A$28),VLOOKUP(Data!$W173,tabulka_kce_def,Y$1-20,FALSE),VLOOKUP(Data!$W173,tabulka_panely_def,Y$1-18,FALSE))","v":{"$error":"#N/A"}},{"$f":"IF(Data!$W173<MIN(Panely!$A$9:$A$28),VLOOKUP(Data!$W173,tabulka_kce_def,Z$1-20,FALSE),VLOOKUP(Data!$W173,tabulka_panely_def,Z$1-18,FALSE))","v":{"$error":"#N/A"}},{"$f":"IF(Data!$W173<MIN(Panely!$A$9:$A$28),VLOOKUP(Data!$W173,tabulka_kce_def,AA$1-20,FALSE),VLOOKUP(Data!$W173,tabulka_panely_def,AA$1-18,FALSE))","v":{"$error":"#N/A"}},{"$f":"IF(Data!$W173<MIN(Panely!$A$9:$A$28),VLOOKUP(Data!$W173,tabulka_kce_def,AB$1-20,FALSE),VLOOKUP(Data!$W173,tabulka_panely_def,AB$1-18,FALSE))","v":{"$error":"#N/A"}},{"$f":"IF(Data!$W173<MIN(Panely!$A$9:$A$28),VLOOKUP(Data!$W173,tabulka_kce_def,AC$1-20,FALSE),VLOOKUP(Data!$W173,tabulka_panely_def,AC$1-18,FALSE))","v":{"$error":"#N/A"}},{"$f":"IF(Data!$W173<MIN(Panely!$A$9:$A$28),VLOOKUP(Data!$W173,tabulka_kce_def,AD$1-20,FALSE),VLOOKUP(Data!$W173,tabulka_panely_def,AD$1-18,FALSE))","v":{"$error":"#N/A"}},{"$f":"IF(Data!$W173<MIN(Panely!$A$9:$A$28),VLOOKUP(Data!$W173,tabulka_kce_def,AE$1-20,FALSE),VLOOKUP(Data!$W173,tabulka_panely_def,AE$1-18,FALSE))","v":{"$error":"#N/A"}},{"$f":"IF(Data!$W173<MIN(Panely!$A$9:$A$28),VLOOKUP(Data!$W173,tabulka_kce_def,AF$1-20,FALSE),VLOOKUP(Data!$W173,tabulka_panely_def,AF$1-18,FALSE))","v":{"$error":"#N/A"}},{"$f":"IF(Data!$W173<MIN(Panely!$A$9:$A$28),VLOOKUP(Data!$W173,tabulka_kce_def,AG$1-20,FALSE),VLOOKUP(Data!$W173,tabulka_panely_def,AG$1-18,FALSE))","v":{"$error":"#N/A"}},{"$f":"IF(Data!$W173<MIN(Panely!$A$9:$A$28),VLOOKUP(Data!$W173,tabulka_kce_def,AH$1-20,FALSE),VLOOKUP(Data!$W173,tabulka_panely_def,AH$1-18,FALSE))","v":{"$error":"#N/A"}},{"$f":"IF(Data!$W173<MIN(Panely!$A$9:$A$28),VLOOKUP(Data!$W173,tabulka_kce_def,AI$1-20,FALSE),VLOOKUP(Data!$W173,tabulka_panely_def,AI$1-18,FALSE))","v":{"$error":"#N/A"}},{"$f":"IF(Data!$W173<MIN(Panely!$A$9:$A$28),VLOOKUP(Data!$W173,tabulka_kce_def,AJ$1-20,FALSE),VLOOKUP(Data!$W173,tabulka_panely_def,AJ$1-18,FALSE))","v":{"$error":"#N/A"}},{"$f":"IF(Data!$W173<MIN(Panely!$A$9:$A$28),VLOOKUP(Data!$W173,tabulka_kce_def,AK$1-20,FALSE),VLOOKUP(Data!$W173,tabulka_panely_def,AK$1-18,FALSE))","v":{"$error":"#N/A"}},{"$f":"IF(Data!$W173<MIN(Panely!$A$9:$A$28),VLOOKUP(Data!$W173,tabulka_kce_def,AL$1-20,FALSE),VLOOKUP(Data!$W173,tabulka_panely_def,AL$1-18,FALSE))","v":{"$error":"#N/A"}},{"$f":"IF(Data!$W173<MIN(Panely!$A$9:$A$28),VLOOKUP(Data!$W173,tabulka_kce_def,AM$1-20,FALSE),VLOOKUP(Data!$W173,tabulka_panely_def,AM$1-18,FALSE))","v":{"$error":"#N/A"}},173,{"$f":"IF(Data!$W173<MIN(Panely!$A$9:$A$28),VLOOKUP(Data!$W173,tabulka_kce_def,63,FALSE),0)","v":0},{"$f":"IF(Data!$W173<MIN(Panely!$A$9:$A$28),VLOOKUP(Data!$W173,tabulka_kce_def,28,FALSE),1)","v":1},{"$f":"IF(Data!$W173<MIN(Panely!$A$9:$A$28),VLOOKUP(Data!$W173,tabulka_kce_def,23,FALSE),VLOOKUP(Data!$W173,tabulka_panely_def,24,FALSE))","v":{"$error":"#N/A"}},null,0,null,0,0,{"$error":"#N/A"},0,{"$f":"IF(AND(W173>MAX(Konstrukce!A:A),ISNUMBER(W173)),1,0)","v":0}]
[null,"=",{"$f":"IF(Data!$B174<MIN(Panely!$A$9:$A$28),VLOOKUP(Data!$B174,tabulka_kce_def,4,FALSE),VLOOKUP(Data!$B174,tabulka_panely_def,4,FALSE))","v":{"$error":"#N/A"}},{"$f":"IF(Data!$B174<MIN(Panely!$A$9:$A$28),VLOOKUP(Data!$B174,tabulka_kce_def,23,FALSE),VLOOKUP(Data!$B174,tabulka_panely_def,24,FALSE))","v":{"$error":"#N/A"}},{"$f":"IF(Data!$B174<MIN(Panely!$A$9:$A$28),VLOOKUP(Data!$B174,tabulka_kce_def,21,FALSE),VLOOKUP(Data!$B174,tabulka_panely_def,22,FALSE))","v":{"$error":"#N/A"}},{"$f":"IF(Data!$B174<MIN(Panely!$A$9:$A$28),VLOOKUP(Data!$B174,tabulka_kce_def,26,FALSE),VLOOKUP(Data!$B174,tabulka_panely_def,31,FALSE))","v":{"$error":"#N/A"}},{"$f":"IF(Data!$B174<MIN(Panely!$A$9:$A$28),VLOOKUP(Data!$B174,tabulka_kce_def,27,FALSE),VLOOKUP(Data!$B174,tabulka_panely_def,32,FALSE))","v":{"$error":"#N/A"}},{"$f":"IF(VLOOKUP(Data!$B174,tabulka_kce_def,3,FALSE)=\"\",Konstrukce!$G$1,IF(VLOOKUP(Data!$B174,tabulka_kce_def,3,FALSE)=\"z\",Konstrukce!$G$2,VLOOKUP(Data!$B174,tabulka_kce_def,3,FALSE)))","v":{"$error":"#N/A"}},{"$f":"IF(Data!$B174<MIN(Panely!$A$9:$A$28),0,VLOOKUP(Data!$B174,tabulka_panely_def,25,FALSE))","v":{"$error":"#N/A"}},{"$f":"IF(Data!$B174<MIN(Panely!$A$9:$A$28),VLOOKUP(Data!$B174,tabulka_kce_def,24,FALSE),VLOOKUP(Data!$B174,tabulka_panely_def,33,FALSE))","v":{"$error":"#N/A"}},{"$f":"Konstrukce!$D$1","v":15},{"$f":"Konstrukce!$D$2","v":15},{"$f":"Konstrukce!$G$1","v":0},{"$f":"IF(Data!$B174<MIN(Panely!$A$9:$A$28),VLOOKUP(Data!$B174,tabulka_kce_def,59,FALSE),VLOOKUP(Data!$B174,tabulka_panely_def,63,FALSE))","v":{"$error":"#N/A"}},{"$f":"IF(Data!$B174<MIN(Panely!$A$9:$A$28),VLOOKUP(Data!$B174,tabulka_kce_def,60,FALSE),VLOOKUP(Data!$B174,tabulka_panely_def,64,FALSE))","v":{"$error":"#N/A"}},{"$f":"IF(Data!$B174<MIN(Panely!$A$9:$A$28),VLOOKUP(Data!$B174,tabulka_kce_def,61,FALSE),VLOOKUP(Data!$B174,tabulka_panely_def,65,FALSE))","v":{"$error":"#N/A"}},{"$f":"IF(Data!$B174<MIN(Panely!$A$9:$A$28),VLOOKUP(Data!$B174,tabulka_kce_def,25,FALSE),0)","v":0},{"$error":"#N/A"},null,null,null,null,"=",{"$f":"IF(Data!$W174<MIN(Panely!$A$9:$A$28),VLOOKUP(Data!$W174,tabulka_kce_def,62,FALSE),VLOOKUP(Data!$W174,tabulka_panely_def,65,FALSE))","v":{"$error":"#N/A"}},{"$f":"IF(Data!$W174<MIN(Panely!$A$9:$A$28),VLOOKUP(Data!$W174,tabulka_kce_def,Y$1-20,FALSE),VLOOKUP(Data!$W174,tabulka_panely_def,Y$1-18,FALSE))","v":{"$error":"#N/A"}},{"$f":"IF(Data!$W174<MIN(Panely!$A$9:$A$28),VLOOKUP(Data!$W174,tabulka_kce_def,Z$1-20,FALSE),VLOOKUP(Data!$W174,tabulka_panely_def,Z$1-18,FALSE))","v":{"$error":"#N/A"}},{"$f":"IF(Data!$W174<MIN(Panely!$A$9:$A$28),VLOOKUP(Data!$W174,tabulka_kce_def,AA$1-20,FALSE),VLOOKUP(Data!$W174,tabulka_panely_def,AA$1-18,FALSE))","v":{"$error":"#N/A"}},{"$f":"IF(Data!$W174<MIN(Panely!$A$9:$A$28),VLOOKUP(Data!$W174,tabulka_kce_def,AB$1-20,FALSE),VLOOKUP(Data!$W174,tabulka_panely_def,AB$1-18,FALSE))","v":{"$error":"#N/A"}},{"$f":"IF(Data!$W174<MIN(Panely!$A$9:$A$28),VLOOKUP(Data!$W174,tabulka_kce_def,AC$1-20,FALSE),VLOOKUP(Data!$W174,tabulka_panely_def,AC$1-18,FALSE))","v":{"$error":"#N/A"}},{"$f":"IF(Data!$W174<MIN(Panely!$A$9:$A$28),VLOOKUP(Data!$W174,tabulka_kce_def,AD$1-20,FALSE),VLOOKUP(Data!$W174,tabulka_panely_def,AD$1-18,FALSE))","v":{"$error":"#N/A"}},{"$f":"IF(Data!$W174<MIN(Panely!$A$9:$A$28),VLOOKUP(Data!$W174,tabulka_kce_def,AE$1-20,FALSE),VLOOKUP(Data!$W174,tabulka_panely_def,AE$1-18,FALSE))","v":{"$error":"#N/A"}},{"$f":"IF(Data!$W174<MIN(Panely!$A$9:$A$28),VLOOKUP(Data!$W174,tabulka_kce_def,AF$1-20,FALSE),VLOOKUP(Data!$W174,tabulka_panely_def,AF$1-18,FALSE))","v":{"$error":"#N/A"}},{"$f":"IF(Data!$W174<MIN(Panely!$A$9:$A$28),VLOOKUP(Data!$W174,tabulka_kce_def,AG$1-20,FALSE),VLOOKUP(Data!$W174,tabulka_panely_def,AG$1-18,FALSE))","v":{"$error":"#N/A"}},{"$f":"IF(Data!$W174<MIN(Panely!$A$9:$A$28),VLOOKUP(Data!$W174,tabulka_kce_def,AH$1-20,FALSE),VLOOKUP(Data!$W174,tabulka_panely_def,AH$1-18,FALSE))","v":{"$error":"#N/A"}},{"$f":"IF(Data!$W174<MIN(Panely!$A$9:$A$28),VLOOKUP(Data!$W174,tabulka_kce_def,AI$1-20,FALSE),VLOOKUP(Data!$W174,tabulka_panely_def,AI$1-18,FALSE))","v":{"$error":"#N/A"}},{"$f":"IF(Data!$W174<MIN(Panely!$A$9:$A$28),VLOOKUP(Data!$W174,tabulka_kce_def,AJ$1-20,FALSE),VLOOKUP(Data!$W174,tabulka_panely_def,AJ$1-18,FALSE))","v":{"$error":"#N/A"}},{"$f":"IF(Data!$W174<MIN(Panely!$A$9:$A$28),VLOOKUP(Data!$W174,tabulka_kce_def,AK$1-20,FALSE),VLOOKUP(Data!$W174,tabulka_panely_def,AK$1-18,FALSE))","v":{"$error":"#N/A"}},{"$f":"IF(Data!$W174<MIN(Panely!$A$9:$A$28),VLOOKUP(Data!$W174,tabulka_kce_def,AL$1-20,FALSE),VLOOKUP(Data!$W174,tabulka_panely_def,AL$1-18,FALSE))","v":{"$error":"#N/A"}},{"$f":"IF(Data!$W174<MIN(Panely!$A$9:$A$28),VLOOKUP(Data!$W174,tabulka_kce_def,AM$1-20,FALSE),VLOOKUP(Data!$W174,tabulka_panely_def,AM$1-18,FALSE))","v":{"$error":"#N/A"}},174,{"$f":"IF(Data!$W174<MIN(Panely!$A$9:$A$28),VLOOKUP(Data!$W174,tabulka_kce_def,63,FALSE),0)","v":0},{"$f":"IF(Data!$W174<MIN(Panely!$A$9:$A$28),VLOOKUP(Data!$W174,tabulka_kce_def,28,FALSE),1)","v":1},{"$f":"IF(Data!$W174<MIN(Panely!$A$9:$A$28),VLOOKUP(Data!$W174,tabulka_kce_def,23,FALSE),VLOOKUP(Data!$W174,tabulka_panely_def,24,FALSE))","v":{"$error":"#N/A"}},null,0,null,0,0,{"$error":"#N/A"},0,{"$f":"IF(AND(W174>MAX(Konstrukce!A:A),ISNUMBER(W174)),1,0)","v":0}]
[null,"=",{"$f":"IF(Data!$B175<MIN(Panely!$A$9:$A$28),VLOOKUP(Data!$B175,tabulka_kce_def,4,FALSE),VLOOKUP(Data!$B175,tabulka_panely_def,4,FALSE))","v":{"$error":"#N/A"}},{"$f":"IF(Data!$B175<MIN(Panely!$A$9:$A$28),VLOOKUP(Data!$B175,tabulka_kce_def,23,FALSE),VLOOKUP(Data!$B175,tabulka_panely_def,24,FALSE))","v":{"$error":"#N/A"}},{"$f":"IF(Data!$B175<MIN(Panely!$A$9:$A$28),VLOOKUP(Data!$B175,tabulka_kce_def,21,FALSE),VLOOKUP(Data!$B175,tabulka_panely_def,22,FALSE))","v":{"$error":"#N/A"}},{"$f":"IF(Data!$B175<MIN(Panely!$A$9:$A$28),VLOOKUP(Data!$B175,tabulka_kce_def,26,FALSE),VLOOKUP(Data!$B175,tabulka_panely_def,31,FALSE))","v":{"$error":"#N/A"}},{"$f":"IF(Data!$B175<MIN(Panely!$A$9:$A$28),VLOOKUP(Data!$B175,tabulka_kce_def,27,FALSE),VLOOKUP(Data!$B175,tabulka_panely_def,32,FALSE))","v":{"$error":"#N/A"}},{"$f":"IF(VLOOKUP(Data!$B175,tabulka_kce_def,3,FALSE)=\"\",Konstrukce!$G$1,IF(VLOOKUP(Data!$B175,tabulka_kce_def,3,FALSE)=\"z\",Konstrukce!$G$2,VLOOKUP(Data!$B175,tabulka_kce_def,3,FALSE)))","v":{"$error":"#N/A"}},{"$f":"IF(Data!$B175<MIN(Panely!$A$9:$A$28),0,VLOOKUP(Data!$B175,tabulka_panely_def,25,FALSE))","v":{"$error":"#N/A"}},{"$f":"IF(Data!$B175<MIN(Panely!$A$9:$A$28),VLOOKUP(Data!$B175,tabulka_kce_def,24,FALSE),VLOOKUP(Data!$B175,tabulka_panely_def,33,FALSE))","v":{"$error":"#N/A"}},{"$f":"Konstrukce!$D$1","v":15},{"$f":"Konstrukce!$D$2","v":15},{"$f":"Konstrukce!$G$1","v":0},{"$f":"IF(Data!$B175<MIN(Panely!$A$9:$A$28),VLOOKUP(Data!$B175,tabulka_kce_def,59,FALSE),VLOOKUP(Data!$B175,tabulka_panely_def,63,FALSE))","v":{"$error":"#N/A"}},{"$f":"IF(Data!$B175<MIN(Panely!$A$9:$A$28),VLOOKUP(Data!$B175,tabulka_kce_def,60,FALSE),VLOOKUP(Data!$B175,tabulka_panely_def,64,FALSE))","v":{"$error":"#N/A"}},{"$f":"IF(Data!$B175<MIN(Panely!$A$9:$A$28),VLOOKUP(Data!$B175,tabulka_kce_def,61,FALSE),VLOOKUP(Data!$B175,tabulka_panely_def,65,FALSE))","v":{"$error":"#N/A"}},{"$f":"IF(Data!$B175<MIN(Panely!$A$9:$A$28),VLOOKUP(Data!$B175,tabulka_kce_def,25,FALSE),0)","v":0},{"$error":"#N/A"},null,null,null,null,"=",{"$f":"IF(Data!$W175<MIN(Panely!$A$9:$A$28),VLOOKUP(Data!$W175,tabulka_kce_def,62,FALSE),VLOOKUP(Data!$W175,tabulka_panely_def,65,FALSE))","v":{"$error":"#N/A"}},{"$f":"IF(Data!$W175<MIN(Panely!$A$9:$A$28),VLOOKUP(Data!$W175,tabulka_kce_def,Y$1-20,FALSE),VLOOKUP(Data!$W175,tabulka_panely_def,Y$1-18,FALSE))","v":{"$error":"#N/A"}},{"$f":"IF(Data!$W175<MIN(Panely!$A$9:$A$28),VLOOKUP(Data!$W175,tabulka_kce_def,Z$1-20,FALSE),VLOOKUP(Data!$W175,tabulka_panely_def,Z$1-18,FALSE))","v":{"$error":"#N/A"}},{"$f":"IF(Data!$W175<MIN(Panely!$A$9:$A$28),VLOOKUP(Data!$W175,tabulka_kce_def,AA$1-20,FALSE),VLOOKUP(Data!$W175,tabulka_panely_def,AA$1-18,FALSE))","v":{"$error":"#N/A"}},{"$f":"IF(Data!$W175<MIN(Panely!$A$9:$A$28),VLOOKUP(Data!$W175,tabulka_kce_def,AB$1-20,FALSE),VLOOKUP(Data!$W175,tabulka_panely_def,AB$1-18,FALSE))","v":{"$error":"#N/A"}},{"$f":"IF(Data!$W175<MIN(Panely!$A$9:$A$28),VLOOKUP(Data!$W175,tabulka_kce_def,AC$1-20,FALSE),VLOOKUP(Data!$W175,tabulka_panely_def,AC$1-18,FALSE))","v":{"$error":"#N/A"}},{"$f":"IF(Data!$W175<MIN(Panely!$A$9:$A$28),VLOOKUP(Data!$W175,tabulka_kce_def,AD$1-20,FALSE),VLOOKUP(Data!$W175,tabulka_panely_def,AD$1-18,FALSE))","v":{"$error":"#N/A"}},{"$f":"IF(Data!$W175<MIN(Panely!$A$9:$A$28),VLOOKUP(Data!$W175,tabulka_kce_def,AE$1-20,FALSE),VLOOKUP(Data!$W175,tabulka_panely_def,AE$1-18,FALSE))","v":{"$error":"#N/A"}},{"$f":"IF(Data!$W175<MIN(Panely!$A$9:$A$28),VLOOKUP(Data!$W175,tabulka_kce_def,AF$1-20,FALSE),VLOOKUP(Data!$W175,tabulka_panely_def,AF$1-18,FALSE))","v":{"$error":"#N/A"}},{"$f":"IF(Data!$W175<MIN(Panely!$A$9:$A$28),VLOOKUP(Data!$W175,tabulka_kce_def,AG$1-20,FALSE),VLOOKUP(Data!$W175,tabulka_panely_def,AG$1-18,FALSE))","v":{"$error":"#N/A"}},{"$f":"IF(Data!$W175<MIN(Panely!$A$9:$A$28),VLOOKUP(Data!$W175,tabulka_kce_def,AH$1-20,FALSE),VLOOKUP(Data!$W175,tabulka_panely_def,AH$1-18,FALSE))","v":{"$error":"#N/A"}},{"$f":"IF(Data!$W175<MIN(Panely!$A$9:$A$28),VLOOKUP(Data!$W175,tabulka_kce_def,AI$1-20,FALSE),VLOOKUP(Data!$W175,tabulka_panely_def,AI$1-18,FALSE))","v":{"$error":"#N/A"}},{"$f":"IF(Data!$W175<MIN(Panely!$A$9:$A$28),VLOOKUP(Data!$W175,tabulka_kce_def,AJ$1-20,FALSE),VLOOKUP(Data!$W175,tabulka_panely_def,AJ$1-18,FALSE))","v":{"$error":"#N/A"}},{"$f":"IF(Data!$W175<MIN(Panely!$A$9:$A$28),VLOOKUP(Data!$W175,tabulka_kce_def,AK$1-20,FALSE),VLOOKUP(Data!$W175,tabulka_panely_def,AK$1-18,FALSE))","v":{"$error":"#N/A"}},{"$f":"IF(Data!$W175<MIN(Panely!$A$9:$A$28),VLOOKUP(Data!$W175,tabulka_kce_def,AL$1-20,FALSE),VLOOKUP(Data!$W175,tabulka_panely_def,AL$1-18,FALSE))","v":{"$error":"#N/A"}},{"$f":"IF(Data!$W175<MIN(Panely!$A$9:$A$28),VLOOKUP(Data!$W175,tabulka_kce_def,AM$1-20,FALSE),VLOOKUP(Data!$W175,tabulka_panely_def,AM$1-18,FALSE))","v":{"$error":"#N/A"}},175,{"$f":"IF(Data!$W175<MIN(Panely!$A$9:$A$28),VLOOKUP(Data!$W175,tabulka_kce_def,63,FALSE),0)","v":0},{"$f":"IF(Data!$W175<MIN(Panely!$A$9:$A$28),VLOOKUP(Data!$W175,tabulka_kce_def,28,FALSE),1)","v":1},{"$f":"IF(Data!$W175<MIN(Panely!$A$9:$A$28),VLOOKUP(Data!$W175,tabulka_kce_def,23,FALSE),VLOOKUP(Data!$W175,tabulka_panely_def,24,FALSE))","v":{"$error":"#N/A"}},null,0,null,0,0,{"$error":"#N/A"},0,{"$f":"IF(AND(W175>MAX(Konstrukce!A:A),ISNUMBER(W175)),1,0)","v":0}]
[null,"=",{"$f":"IF(Data!$B176<MIN(Panely!$A$9:$A$28),VLOOKUP(Data!$B176,tabulka_kce_def,4,FALSE),VLOOKUP(Data!$B176,tabulka_panely_def,4,FALSE))","v":{"$error":"#N/A"}},{"$f":"IF(Data!$B176<MIN(Panely!$A$9:$A$28),VLOOKUP(Data!$B176,tabulka_kce_def,23,FALSE),VLOOKUP(Data!$B176,tabulka_panely_def,24,FALSE))","v":{"$error":"#N/A"}},{"$f":"IF(Data!$B176<MIN(Panely!$A$9:$A$28),VLOOKUP(Data!$B176,tabulka_kce_def,21,FALSE),VLOOKUP(Data!$B176,tabulka_panely_def,22,FALSE))","v":{"$error":"#N/A"}},{"$f":"IF(Data!$B176<MIN(Panely!$A$9:$A$28),VLOOKUP(Data!$B176,tabulka_kce_def,26,FALSE),VLOOKUP(Data!$B176,tabulka_panely_def,31,FALSE))","v":{"$error":"#N/A"}},{"$f":"IF(Data!$B176<MIN(Panely!$A$9:$A$28),VLOOKUP(Data!$B176,tabulka_kce_def,27,FALSE),VLOOKUP(Data!$B176,tabulka_panely_def,32,FALSE))","v":{"$error":"#N/A"}},{"$f":"IF(VLOOKUP(Data!$B176,tabulka_kce_def,3,FALSE)=\"\",Konstrukce!$G$1,IF(VLOOKUP(Data!$B176,tabulka_kce_def,3,FALSE)=\"z\",Konstrukce!$G$2,VLOOKUP(Data!$B176,tabulka_kce_def,3,FALSE)))","v":{"$error":"#N/A"}},{"$f":"IF(Data!$B176<MIN(Panely!$A$9:$A$28),0,VLOOKUP(Data!$B176,tabulka_panely_def,25,FALSE))","v":{"$error":"#N/A"}},{"$f":"IF(Data!$B176<MIN(Panely!$A$9:$A$28),VLOOKUP(Data!$B176,tabulka_kce_def,24,FALSE),VLOOKUP(Data!$B176,tabulka_panely_def,33,FALSE))","v":{"$error":"#N/A"}},{"$f":"Konstrukce!$D$1","v":15},{"$f":"Konstrukce!$D$2","v":15},{"$f":"Konstrukce!$G$1","v":0},{"$f":"IF(Data!$B176<MIN(Panely!$A$9:$A$28),VLOOKUP(Data!$B176,tabulka_kce_def,59,FALSE),VLOOKUP(Data!$B176,tabulka_panely_def,63,FALSE))","v":{"$error":"#N/A"}},{"$f":"IF(Data!$B176<MIN(Panely!$A$9:$A$28),VLOOKUP(Data!$B176,tabulka_kce_def,60,FALSE),VLOOKUP(Data!$B176,tabulka_panely_def,64,FALSE))","v":{"$error":"#N/A"}},{"$f":"IF(Data!$B176<MIN(Panely!$A$9:$A$28),VLOOKUP(Data!$B176,tabulka_kce_def,61,FALSE),VLOOKUP(Data!$B176,tabulka_panely_def,65,FALSE))","v":{"$error":"#N/A"}},{"$f":"IF(Data!$B176<MIN(Panely!$A$9:$A$28),VLOOKUP(Data!$B176,tabulka_kce_def,25,FALSE),0)","v":0},{"$error":"#N/A"},null,null,null,null,"=",{"$f":"IF(Data!$W176<MIN(Panely!$A$9:$A$28),VLOOKUP(Data!$W176,tabulka_kce_def,62,FALSE),VLOOKUP(Data!$W176,tabulka_panely_def,65,FALSE))","v":{"$error":"#N/A"}},{"$f":"IF(Data!$W176<MIN(Panely!$A$9:$A$28),VLOOKUP(Data!$W176,tabulka_kce_def,Y$1-20,FALSE),VLOOKUP(Data!$W176,tabulka_panely_def,Y$1-18,FALSE))","v":{"$error":"#N/A"}},{"$f":"IF(Data!$W176<MIN(Panely!$A$9:$A$28),VLOOKUP(Data!$W176,tabulka_kce_def,Z$1-20,FALSE),VLOOKUP(Data!$W176,tabulka_panely_def,Z$1-18,FALSE))","v":{"$error":"#N/A"}},{"$f":"IF(Data!$W176<MIN(Panely!$A$9:$A$28),VLOOKUP(Data!$W176,tabulka_kce_def,AA$1-20,FALSE),VLOOKUP(Data!$W176,tabulka_panely_def,AA$1-18,FALSE))","v":{"$error":"#N/A"}},{"$f":"IF(Data!$W176<MIN(Panely!$A$9:$A$28),VLOOKUP(Data!$W176,tabulka_kce_def,AB$1-20,FALSE),VLOOKUP(Data!$W176,tabulka_panely_def,AB$1-18,FALSE))","v":{"$error":"#N/A"}},{"$f":"IF(Data!$W176<MIN(Panely!$A$9:$A$28),VLOOKUP(Data!$W176,tabulka_kce_def,AC$1-20,FALSE),VLOOKUP(Data!$W176,tabulka_panely_def,AC$1-18,FALSE))","v":{"$error":"#N/A"}},{"$f":"IF(Data!$W176<MIN(Panely!$A$9:$A$28),VLOOKUP(Data!$W176,tabulka_kce_def,AD$1-20,FALSE),VLOOKUP(Data!$W176,tabulka_panely_def,AD$1-18,FALSE))","v":{"$error":"#N/A"}},{"$f":"IF(Data!$W176<MIN(Panely!$A$9:$A$28),VLOOKUP(Data!$W176,tabulka_kce_def,AE$1-20,FALSE),VLOOKUP(Data!$W176,tabulka_panely_def,AE$1-18,FALSE))","v":{"$error":"#N/A"}},{"$f":"IF(Data!$W176<MIN(Panely!$A$9:$A$28),VLOOKUP(Data!$W176,tabulka_kce_def,AF$1-20,FALSE),VLOOKUP(Data!$W176,tabulka_panely_def,AF$1-18,FALSE))","v":{"$error":"#N/A"}},{"$f":"IF(Data!$W176<MIN(Panely!$A$9:$A$28),VLOOKUP(Data!$W176,tabulka_kce_def,AG$1-20,FALSE),VLOOKUP(Data!$W176,tabulka_panely_def,AG$1-18,FALSE))","v":{"$error":"#N/A"}},{"$f":"IF(Data!$W176<MIN(Panely!$A$9:$A$28),VLOOKUP(Data!$W176,tabulka_kce_def,AH$1-20,FALSE),VLOOKUP(Data!$W176,tabulka_panely_def,AH$1-18,FALSE))","v":{"$error":"#N/A"}},{"$f":"IF(Data!$W176<MIN(Panely!$A$9:$A$28),VLOOKUP(Data!$W176,tabulka_kce_def,AI$1-20,FALSE),VLOOKUP(Data!$W176,tabulka_panely_def,AI$1-18,FALSE))","v":{"$error":"#N/A"}},{"$f":"IF(Data!$W176<MIN(Panely!$A$9:$A$28),VLOOKUP(Data!$W176,tabulka_kce_def,AJ$1-20,FALSE),VLOOKUP(Data!$W176,tabulka_panely_def,AJ$1-18,FALSE))","v":{"$error":"#N/A"}},{"$f":"IF(Data!$W176<MIN(Panely!$A$9:$A$28),VLOOKUP(Data!$W176,tabulka_kce_def,AK$1-20,FALSE),VLOOKUP(Data!$W176,tabulka_panely_def,AK$1-18,FALSE))","v":{"$error":"#N/A"}},{"$f":"IF(Data!$W176<MIN(Panely!$A$9:$A$28),VLOOKUP(Data!$W176,tabulka_kce_def,AL$1-20,FALSE),VLOOKUP(Data!$W176,tabulka_panely_def,AL$1-18,FALSE))","v":{"$error":"#N/A"}},{"$f":"IF(Data!$W176<MIN(Panely!$A$9:$A$28),VLOOKUP(Data!$W176,tabulka_kce_def,AM$1-20,FALSE),VLOOKUP(Data!$W176,tabulka_panely_def,AM$1-18,FALSE))","v":{"$error":"#N/A"}},176,{"$f":"IF(Data!$W176<MIN(Panely!$A$9:$A$28),VLOOKUP(Data!$W176,tabulka_kce_def,63,FALSE),0)","v":0},{"$f":"IF(Data!$W176<MIN(Panely!$A$9:$A$28),VLOOKUP(Data!$W176,tabulka_kce_def,28,FALSE),1)","v":1},{"$f":"IF(Data!$W176<MIN(Panely!$A$9:$A$28),VLOOKUP(Data!$W176,tabulka_kce_def,23,FALSE),VLOOKUP(Data!$W176,tabulka_panely_def,24,FALSE))","v":{"$error":"#N/A"}},null,0,null,{"$f":"IF(ISERROR(MID(VLOOKUP($W176,tabulka_kce_def,2,FALSE),1,3)=\"ooz\"),0,IF(MID(VLOOKUP($W176,tabulka_kce_def,2,FALSE),1,3)=\"ooz\",1,0))","v":0},{"$f":"IF(ISERROR(MID(VLOOKUP($W176,tabulka_kce_def,60,FALSE),1,1)=\"f\"),0,IF(MID(VLOOKUP($W176,tabulka_kce_def,60,FALSE),1,1)=\"f\",1,0))","v":0},{"$f":"VALUE(VLOOKUP($W176,tabulka_kce_def,61,FALSE))","v":{"$error":"#N/A"}},{"$f":"IF(AV176=1,IF(MID(VLOOKUP(AW176,tabulka_kce_def,2,FALSE),1,3)=\"ooz\",1,0),0)","v":0},{"$f":"IF(AND(W176>MAX(Konstrukce!A:A),ISNUMBER(W176)),1,0)","v":0}]
[null,"=",{"$f":"IF(Data!$B177<MIN(Panely!$A$9:$A$28),VLOOKUP(Data!$B177,tabulka_kce_def,4,FALSE),VLOOKUP(Data!$B177,tabulka_panely_def,4,FALSE))","v":{"$error":"#N/A"}},{"$f":"IF(Data!$B177<MIN(Panely!$A$9:$A$28),VLOOKUP(Data!$B177,tabulka_kce_def,23,FALSE),VLOOKUP(Data!$B177,tabulka_panely_def,24,FALSE))","v":{"$error":"#N/A"}},{"$f":"IF(Data!$B177<MIN(Panely!$A$9:$A$28),VLOOKUP(Data!$B177,tabulka_kce_def,21,FALSE),VLOOKUP(Data!$B177,tabulka_panely_def,22,FALSE))","v":{"$error":"#N/A"}},{"$f":"IF(Data!$B177<MIN(Panely!$A$9:$A$28),VLOOKUP(Data!$B177,tabulka_kce_def,26,FALSE),VLOOKUP(Data!$B177,tabulka_panely_def,31,FALSE))","v":{"$error":"#N/A"}},{"$f":"IF(Data!$B177<MIN(Panely!$A$9:$A$28),VLOOKUP(Data!$B177,tabulka_kce_def,27,FALSE),VLOOKUP(Data!$B177,tabulka_panely_def,32,FALSE))","v":{"$error":"#N/A"}},{"$f":"IF(VLOOKUP(Data!$B177,tabulka_kce_def,3,FALSE)=\"\",Konstrukce!$G$1,IF(VLOOKUP(Data!$B177,tabulka_kce_def,3,FALSE)=\"z\",Konstrukce!$G$2,VLOOKUP(Data!$B177,tabulka_kce_def,3,FALSE)))","v":{"$error":"#N/A"}},{"$f":"IF(Data!$B177<MIN(Panely!$A$9:$A$28),0,VLOOKUP(Data!$B177,tabulka_panely_def,25,FALSE))","v":{"$error":"#N/A"}},{"$f":"IF(Data!$B177<MIN(Panely!$A$9:$A$28),VLOOKUP(Data!$B177,tabulka_kce_def,24,FALSE),VLOOKUP(Data!$B177,tabulka_panely_def,33,FALSE))","v":{"$error":"#N/A"}},{"$f":"Konstrukce!$D$1","v":15},{"$f":"Konstrukce!$D$2","v":15},{"$f":"Konstrukce!$G$1","v":0},{"$f":"IF(Data!$B177<MIN(Panely!$A$9:$A$28),VLOOKUP(Data!$B177,tabulka_kce_def,59,FALSE),VLOOKUP(Data!$B177,tabulka_panely_def,63,FALSE))","v":{"$error":"#N/A"}},{"$f":"IF(Data!$B177<MIN(Panely!$A$9:$A$28),VLOOKUP(Data!$B177,tabulka_kce_def,60,FALSE),VLOOKUP(Data!$B177,tabulka_panely_def,64,FALSE))","v":{"$error":"#N/A"}},{"$f":"IF(Data!$B177<MIN(Panely!$A$9:$A$28),VLOOKUP(Data!$B177,tabulka_kce_def,61,FALSE),VLOOKUP(Data!$B177,tabulka_panely_def,65,FALSE))","v":{"$error":"#N/A"}},{"$f":"IF(Data!$B177<MIN(Panely!$A$9:$A$28),VLOOKUP(Data!$B177,tabulka_kce_def,25,FALSE),0)","v":0},{"$error":"#N/A"},null,null,null,null,"=",{"$f":"IF(Data!$W177<MIN(Panely!$A$9:$A$28),VLOOKUP(Data!$W177,tabulka_kce_def,62,FALSE),VLOOKUP(Data!$W177,tabulka_panely_def,65,FALSE))","v":{"$error":"#N/A"}},{"$f":"IF(Data!$W177<MIN(Panely!$A$9:$A$28),VLOOKUP(Data!$W177,tabulka_kce_def,Y$1-20,FALSE),VLOOKUP(Data!$W177,tabulka_panely_def,Y$1-18,FALSE))","v":{"$error":"#N/A"}},{"$f":"IF(Data!$W177<MIN(Panely!$A$9:$A$28),VLOOKUP(Data!$W177,tabulka_kce_def,Z$1-20,FALSE),VLOOKUP(Data!$W177,tabulka_panely_def,Z$1-18,FALSE))","v":{"$error":"#N/A"}},{"$f":"IF(Data!$W177<MIN(Panely!$A$9:$A$28),VLOOKUP(Data!$W177,tabulka_kce_def,AA$1-20,FALSE),VLOOKUP(Data!$W177,tabulka_panely_def,AA$1-18,FALSE))","v":{"$error":"#N/A"}},{"$f":"IF(Data!$W177<MIN(Panely!$A$9:$A$28),VLOOKUP(Data!$W177,tabulka_kce_def,AB$1-20,FALSE),VLOOKUP(Data!$W177,tabulka_panely_def,AB$1-18,FALSE))","v":{"$error":"#N/A"}},{"$f":"IF(Data!$W177<MIN(Panely!$A$9:$A$28),VLOOKUP(Data!$W177,tabulka_kce_def,AC$1-20,FALSE),VLOOKUP(Data!$W177,tabulka_panely_def,AC$1-18,FALSE))","v":{"$error":"#N/A"}},{"$f":"IF(Data!$W177<MIN(Panely!$A$9:$A$28),VLOOKUP(Data!$W177,tabulka_kce_def,AD$1-20,FALSE),VLOOKUP(Data!$W177,tabulka_panely_def,AD$1-18,FALSE))","v":{"$error":"#N/A"}},{"$f":"IF(Data!$W177<MIN(Panely!$A$9:$A$28),VLOOKUP(Data!$W177,tabulka_kce_def,AE$1-20,FALSE),VLOOKUP(Data!$W177,tabulka_panely_def,AE$1-18,FALSE))","v":{"$error":"#N/A"}},{"$f":"IF(Data!$W177<MIN(Panely!$A$9:$A$28),VLOOKUP(Data!$W177,tabulka_kce_def,AF$1-20,FALSE),VLOOKUP(Data!$W177,tabulka_panely_def,AF$1-18,FALSE))","v":{"$error":"#N/A"}},{"$f":"IF(Data!$W177<MIN(Panely!$A$9:$A$28),VLOOKUP(Data!$W177,tabulka_kce_def,AG$1-20,FALSE),VLOOKUP(Data!$W177,tabulka_panely_def,AG$1-18,FALSE))","v":{"$error":"#N/A"}},{"$f":"IF(Data!$W177<MIN(Panely!$A$9:$A$28),VLOOKUP(Data!$W177,tabulka_kce_def,AH$1-20,FALSE),VLOOKUP(Data!$W177,tabulka_panely_def,AH$1-18,FALSE))","v":{"$error":"#N/A"}},{"$f":"IF(Data!$W177<MIN(Panely!$A$9:$A$28),VLOOKUP(Data!$W177,tabulka_kce_def,AI$1-20,FALSE),VLOOKUP(Data!$W177,tabulka_panely_def,AI$1-18,FALSE))","v":{"$error":"#N/A"}},{"$f":"IF(Data!$W177<MIN(Panely!$A$9:$A$28),VLOOKUP(Data!$W177,tabulka_kce_def,AJ$1-20,FALSE),VLOOKUP(Data!$W177,tabulka_panely_def,AJ$1-18,FALSE))","v":{"$error":"#N/A"}},{"$f":"IF(Data!$W177<MIN(Panely!$A$9:$A$28),VLOOKUP(Data!$W177,tabulka_kce_def,AK$1-20,FALSE),VLOOKUP(Data!$W177,tabulka_panely_def,AK$1-18,FALSE))","v":{"$error":"#N/A"}},{"$f":"IF(Data!$W177<MIN(Panely!$A$9:$A$28),VLOOKUP(Data!$W177,tabulka_kce_def,AL$1-20,FALSE),VLOOKUP(Data!$W177,tabulka_panely_def,AL$1-18,FALSE))","v":{"$error":"#N/A"}},{"$f":"IF(Data!$W177<MIN(Panely!$A$9:$A$28),VLOOKUP(Data!$W177,tabulka_kce_def,AM$1-20,FALSE),VLOOKUP(Data!$W177,tabulka_panely_def,AM$1-18,FALSE))","v":{"$error":"#N/A"}},177,{"$f":"IF(Data!$W177<MIN(Panely!$A$9:$A$28),VLOOKUP(Data!$W177,tabulka_kce_def,63,FALSE),0)","v":0},{"$f":"IF(Data!$W177<MIN(Panely!$A$9:$A$28),VLOOKUP(Data!$W177,tabulka_kce_def,28,FALSE),1)","v":1},{"$f":"IF(Data!$W177<MIN(Panely!$A$9:$A$28),VLOOKUP(Data!$W177,tabulka_kce_def,23,FALSE),VLOOKUP(Data!$W177,tabulka_panely_def,24,FALSE))","v":{"$error":"#N/A"}},null,0,null,0,0,{"$error":"#N/A"},0,{"$f":"IF(AND(W177>MAX(Konstrukce!A:A),ISNUMBER(W177)),1,0)","v":0}]
[null,"=",{"$f":"IF(Data!$B178<MIN(Panely!$A$9:$A$28),VLOOKUP(Data!$B178,tabulka_kce_def,4,FALSE),VLOOKUP(Data!$B178,tabulka_panely_def,4,FALSE))","v":{"$error":"#N/A"}},{"$f":"IF(Data!$B178<MIN(Panely!$A$9:$A$28),VLOOKUP(Data!$B178,tabulka_kce_def,23,FALSE),VLOOKUP(Data!$B178,tabulka_panely_def,24,FALSE))","v":{"$error":"#N/A"}},{"$f":"IF(Data!$B178<MIN(Panely!$A$9:$A$28),VLOOKUP(Data!$B178,tabulka_kce_def,21,FALSE),VLOOKUP(Data!$B178,tabulka_panely_def,22,FALSE))","v":{"$error":"#N/A"}},{"$f":"IF(Data!$B178<MIN(Panely!$A$9:$A$28),VLOOKUP(Data!$B178,tabulka_kce_def,26,FALSE),VLOOKUP(Data!$B178,tabulka_panely_def,31,FALSE))","v":{"$error":"#N/A"}},{"$f":"IF(Data!$B178<MIN(Panely!$A$9:$A$28),VLOOKUP(Data!$B178,tabulka_kce_def,27,FALSE),VLOOKUP(Data!$B178,tabulka_panely_def,32,FALSE))","v":{"$error":"#N/A"}},{"$f":"IF(VLOOKUP(Data!$B178,tabulka_kce_def,3,FALSE)=\"\",Konstrukce!$G$1,IF(VLOOKUP(Data!$B178,tabulka_kce_def,3,FALSE)=\"z\",Konstrukce!$G$2,VLOOKUP(Data!$B178,tabulka_kce_def,3,FALSE)))","v":{"$error":"#N/A"}},{"$f":"IF(Data!$B178<MIN(Panely!$A$9:$A$28),0,VLOOKUP(Data!$B178,tabulka_panely_def,25,FALSE))","v":{"$error":"#N/A"}},{"$f":"IF(Data!$B178<MIN(Panely!$A$9:$A$28),VLOOKUP(Data!$B178,tabulka_kce_def,24,FALSE),VLOOKUP(Data!$B178,tabulka_panely_def,33,FALSE))","v":{"$error":"#N/A"}},{"$f":"Konstrukce!$D$1","v":15},{"$f":"Konstrukce!$D$2","v":15},{"$f":"Konstrukce!$G$1","v":0},{"$f":"IF(Data!$B178<MIN(Panely!$A$9:$A$28),VLOOKUP(Data!$B178,tabulka_kce_def,59,FALSE),VLOOKUP(Data!$B178,tabulka_panely_def,63,FALSE))","v":{"$error":"#N/A"}},{"$f":"IF(Data!$B178<MIN(Panely!$A$9:$A$28),VLOOKUP(Data!$B178,tabulka_kce_def,60,FALSE),VLOOKUP(Data!$B178,tabulka_panely_def,64,FALSE))","v":{"$error":"#N/A"}},{"$f":"IF(Data!$B178<MIN(Panely!$A$9:$A$28),VLOOKUP(Data!$B178,tabulka_kce_def,61,FALSE),VLOOKUP(Data!$B178,tabulka_panely_def,65,FALSE))","v":{"$error":"#N/A"}},{"$f":"IF(Data!$B178<MIN(Panely!$A$9:$A$28),VLOOKUP(Data!$B178,tabulka_kce_def,25,FALSE),0)","v":0},{"$error":"#N/A"},null,null,null,null,"=",{"$f":"IF(Data!$W178<MIN(Panely!$A$9:$A$28),VLOOKUP(Data!$W178,tabulka_kce_def,62,FALSE),VLOOKUP(Data!$W178,tabulka_panely_def,65,FALSE))","v":{"$error":"#N/A"}},{"$f":"IF(Data!$W178<MIN(Panely!$A$9:$A$28),VLOOKUP(Data!$W178,tabulka_kce_def,Y$1-20,FALSE),VLOOKUP(Data!$W178,tabulka_panely_def,Y$1-18,FALSE))","v":{"$error":"#N/A"}},{"$f":"IF(Data!$W178<MIN(Panely!$A$9:$A$28),VLOOKUP(Data!$W178,tabulka_kce_def,Z$1-20,FALSE),VLOOKUP(Data!$W178,tabulka_panely_def,Z$1-18,FALSE))","v":{"$error":"#N/A"}},{"$f":"IF(Data!$W178<MIN(Panely!$A$9:$A$28),VLOOKUP(Data!$W178,tabulka_kce_def,AA$1-20,FALSE),VLOOKUP(Data!$W178,tabulka_panely_def,AA$1-18,FALSE))","v":{"$error":"#N/A"}},{"$f":"IF(Data!$W178<MIN(Panely!$A$9:$A$28),VLOOKUP(Data!$W178,tabulka_kce_def,AB$1-20,FALSE),VLOOKUP(Data!$W178,tabulka_panely_def,AB$1-18,FALSE))","v":{"$error":"#N/A"}},{"$f":"IF(Data!$W178<MIN(Panely!$A$9:$A$28),VLOOKUP(Data!$W178,tabulka_kce_def,AC$1-20,FALSE),VLOOKUP(Data!$W178,tabulka_panely_def,AC$1-18,FALSE))","v":{"$error":"#N/A"}},{"$f":"IF(Data!$W178<MIN(Panely!$A$9:$A$28),VLOOKUP(Data!$W178,tabulka_kce_def,AD$1-20,FALSE),VLOOKUP(Data!$W178,tabulka_panely_def,AD$1-18,FALSE))","v":{"$error":"#N/A"}},{"$f":"IF(Data!$W178<MIN(Panely!$A$9:$A$28),VLOOKUP(Data!$W178,tabulka_kce_def,AE$1-20,FALSE),VLOOKUP(Data!$W178,tabulka_panely_def,AE$1-18,FALSE))","v":{"$error":"#N/A"}},{"$f":"IF(Data!$W178<MIN(Panely!$A$9:$A$28),VLOOKUP(Data!$W178,tabulka_kce_def,AF$1-20,FALSE),VLOOKUP(Data!$W178,tabulka_panely_def,AF$1-18,FALSE))","v":{"$error":"#N/A"}},{"$f":"IF(Data!$W178<MIN(Panely!$A$9:$A$28),VLOOKUP(Data!$W178,tabulka_kce_def,AG$1-20,FALSE),VLOOKUP(Data!$W178,tabulka_panely_def,AG$1-18,FALSE))","v":{"$error":"#N/A"}},{"$f":"IF(Data!$W178<MIN(Panely!$A$9:$A$28),VLOOKUP(Data!$W178,tabulka_kce_def,AH$1-20,FALSE),VLOOKUP(Data!$W178,tabulka_panely_def,AH$1-18,FALSE))","v":{"$error":"#N/A"}},{"$f":"IF(Data!$W178<MIN(Panely!$A$9:$A$28),VLOOKUP(Data!$W178,tabulka_kce_def,AI$1-20,FALSE),VLOOKUP(Data!$W178,tabulka_panely_def,AI$1-18,FALSE))","v":{"$error":"#N/A"}},{"$f":"IF(Data!$W178<MIN(Panely!$A$9:$A$28),VLOOKUP(Data!$W178,tabulka_kce_def,AJ$1-20,FALSE),VLOOKUP(Data!$W178,tabulka_panely_def,AJ$1-18,FALSE))","v":{"$error":"#N/A"}},{"$f":"IF(Data!$W178<MIN(Panely!$A$9:$A$28),VLOOKUP(Data!$W178,tabulka_kce_def,AK$1-20,FALSE),VLOOKUP(Data!$W178,tabulka_panely_def,AK$1-18,FALSE))","v":{"$error":"#N/A"}},{"$f":"IF(Data!$W178<MIN(Panely!$A$9:$A$28),VLOOKUP(Data!$W178,tabulka_kce_def,AL$1-20,FALSE),VLOOKUP(Data!$W178,tabulka_panely_def,AL$1-18,FALSE))","v":{"$error":"#N/A"}},{"$f":"IF(Data!$W178<MIN(Panely!$A$9:$A$28),VLOOKUP(Data!$W178,tabulka_kce_def,AM$1-20,FALSE),VLOOKUP(Data!$W178,tabulka_panely_def,AM$1-18,FALSE))","v":{"$error":"#N/A"}},178,{"$f":"IF(Data!$W178<MIN(Panely!$A$9:$A$28),VLOOKUP(Data!$W178,tabulka_kce_def,63,FALSE),0)","v":0},{"$f":"IF(Data!$W178<MIN(Panely!$A$9:$A$28),VLOOKUP(Data!$W178,tabulka_kce_def,28,FALSE),1)","v":1},{"$f":"IF(Data!$W178<MIN(Panely!$A$9:$A$28),VLOOKUP(Data!$W178,tabulka_kce_def,23,FALSE),VLOOKUP(Data!$W178,tabulka_panely_def,24,FALSE))","v":{"$error":"#N/A"}},null,0,null,0,0,{"$error":"#N/A"},0,{"$f":"IF(AND(W178>MAX(Konstrukce!A:A),ISNUMBER(W178)),1,0)","v":0}]
[null,"=",{"$f":"IF(Data!$B179<MIN(Panely!$A$9:$A$28),VLOOKUP(Data!$B179,tabulka_kce_def,4,FALSE),VLOOKUP(Data!$B179,tabulka_panely_def,4,FALSE))","v":{"$error":"#N/A"}},{"$f":"IF(Data!$B179<MIN(Panely!$A$9:$A$28),VLOOKUP(Data!$B179,tabulka_kce_def,23,FALSE),VLOOKUP(Data!$B179,tabulka_panely_def,24,FALSE))","v":{"$error":"#N/A"}},{"$f":"IF(Data!$B179<MIN(Panely!$A$9:$A$28),VLOOKUP(Data!$B179,tabulka_kce_def,21,FALSE),VLOOKUP(Data!$B179,tabulka_panely_def,22,FALSE))","v":{"$error":"#N/A"}},{"$f":"IF(Data!$B179<MIN(Panely!$A$9:$A$28),VLOOKUP(Data!$B179,tabulka_kce_def,26,FALSE),VLOOKUP(Data!$B179,tabulka_panely_def,31,FALSE))","v":{"$error":"#N/A"}},{"$f":"IF(Data!$B179<MIN(Panely!$A$9:$A$28),VLOOKUP(Data!$B179,tabulka_kce_def,27,FALSE),VLOOKUP(Data!$B179,tabulka_panely_def,32,FALSE))","v":{"$error":"#N/A"}},{"$f":"IF(VLOOKUP(Data!$B179,tabulka_kce_def,3,FALSE)=\"\",Konstrukce!$G$1,IF(VLOOKUP(Data!$B179,tabulka_kce_def,3,FALSE)=\"z\",Konstrukce!$G$2,VLOOKUP(Data!$B179,tabulka_kce_def,3,FALSE)))","v":{"$error":"#N/A"}},{"$f":"IF(Data!$B179<MIN(Panely!$A$9:$A$28),0,VLOOKUP(Data!$B179,tabulka_panely_def,25,FALSE))","v":{"$error":"#N/A"}},{"$f":"IF(Data!$B179<MIN(Panely!$A$9:$A$28),VLOOKUP(Data!$B179,tabulka_kce_def,24,FALSE),VLOOKUP(Data!$B179,tabulka_panely_def,33,FALSE))","v":{"$error":"#N/A"}},{"$f":"Konstrukce!$D$1","v":15},{"$f":"Konstrukce!$D$2","v":15},{"$f":"Konstrukce!$G$1","v":0},{"$f":"IF(Data!$B179<MIN(Panely!$A$9:$A$28),VLOOKUP(Data!$B179,tabulka_kce_def,59,FALSE),VLOOKUP(Data!$B179,tabulka_panely_def,63,FALSE))","v":{"$error":"#N/A"}},{"$f":"IF(Data!$B179<MIN(Panely!$A$9:$A$28),VLOOKUP(Data!$B179,tabulka_kce_def,60,FALSE),VLOOKUP(Data!$B179,tabulka_panely_def,64,FALSE))","v":{"$error":"#N/A"}},{"$f":"IF(Data!$B179<MIN(Panely!$A$9:$A$28),VLOOKUP(Data!$B179,tabulka_kce_def,61,FALSE),VLOOKUP(Data!$B179,tabulka_panely_def,65,FALSE))","v":{"$error":"#N/A"}},{"$f":"IF(Data!$B179<MIN(Panely!$A$9:$A$28),VLOOKUP(Data!$B179,tabulka_kce_def,25,FALSE),0)","v":0},{"$error":"#N/A"},null,null,null,null,"=",{"$f":"IF(Data!$W179<MIN(Panely!$A$9:$A$28),VLOOKUP(Data!$W179,tabulka_kce_def,62,FALSE),VLOOKUP(Data!$W179,tabulka_panely_def,65,FALSE))","v":{"$error":"#N/A"}},{"$f":"IF(Data!$W179<MIN(Panely!$A$9:$A$28),VLOOKUP(Data!$W179,tabulka_kce_def,Y$1-20,FALSE),VLOOKUP(Data!$W179,tabulka_panely_def,Y$1-18,FALSE))","v":{"$error":"#N/A"}},{"$f":"IF(Data!$W179<MIN(Panely!$A$9:$A$28),VLOOKUP(Data!$W179,tabulka_kce_def,Z$1-20,FALSE),VLOOKUP(Data!$W179,tabulka_panely_def,Z$1-18,FALSE))","v":{"$error":"#N/A"}},{"$f":"IF(Data!$W179<MIN(Panely!$A$9:$A$28),VLOOKUP(Data!$W179,tabulka_kce_def,AA$1-20,FALSE),VLOOKUP(Data!$W179,tabulka_panely_def,AA$1-18,FALSE))","v":{"$error":"#N/A"}},{"$f":"IF(Data!$W179<MIN(Panely!$A$9:$A$28),VLOOKUP(Data!$W179,tabulka_kce_def,AB$1-20,FALSE),VLOOKUP(Data!$W179,tabulka_panely_def,AB$1-18,FALSE))","v":{"$error":"#N/A"}},{"$f":"IF(Data!$W179<MIN(Panely!$A$9:$A$28),VLOOKUP(Data!$W179,tabulka_kce_def,AC$1-20,FALSE),VLOOKUP(Data!$W179,tabulka_panely_def,AC$1-18,FALSE))","v":{"$error":"#N/A"}},{"$f":"IF(Data!$W179<MIN(Panely!$A$9:$A$28),VLOOKUP(Data!$W179,tabulka_kce_def,AD$1-20,FALSE),VLOOKUP(Data!$W179,tabulka_panely_def,AD$1-18,FALSE))","v":{"$error":"#N/A"}},{"$f":"IF(Data!$W179<MIN(Panely!$A$9:$A$28),VLOOKUP(Data!$W179,tabulka_kce_def,AE$1-20,FALSE),VLOOKUP(Data!$W179,tabulka_panely_def,AE$1-18,FALSE))","v":{"$error":"#N/A"}},{"$f":"IF(Data!$W179<MIN(Panely!$A$9:$A$28),VLOOKUP(Data!$W179,tabulka_kce_def,AF$1-20,FALSE),VLOOKUP(Data!$W179,tabulka_panely_def,AF$1-18,FALSE))","v":{"$error":"#N/A"}},{"$f":"IF(Data!$W179<MIN(Panely!$A$9:$A$28),VLOOKUP(Data!$W179,tabulka_kce_def,AG$1-20,FALSE),VLOOKUP(Data!$W179,tabulka_panely_def,AG$1-18,FALSE))","v":{"$error":"#N/A"}},{"$f":"IF(Data!$W179<MIN(Panely!$A$9:$A$28),VLOOKUP(Data!$W179,tabulka_kce_def,AH$1-20,FALSE),VLOOKUP(Data!$W179,tabulka_panely_def,AH$1-18,FALSE))","v":{"$error":"#N/A"}},{"$f":"IF(Data!$W179<MIN(Panely!$A$9:$A$28),VLOOKUP(Data!$W179,tabulka_kce_def,AI$1-20,FALSE),VLOOKUP(Data!$W179,tabulka_panely_def,AI$1-18,FALSE))","v":{"$error":"#N/A"}},{"$f":"IF(Data!$W179<MIN(Panely!$A$9:$A$28),VLOOKUP(Data!$W179,tabulka_kce_def,AJ$1-20,FALSE),VLOOKUP(Data!$W179,tabulka_panely_def,AJ$1-18,FALSE))","v":{"$error":"#N/A"}},{"$f":"IF(Data!$W179<MIN(Panely!$A$9:$A$28),VLOOKUP(Data!$W179,tabulka_kce_def,AK$1-20,FALSE),VLOOKUP(Data!$W179,tabulka_panely_def,AK$1-18,FALSE))","v":{"$error":"#N/A"}},{"$f":"IF(Data!$W179<MIN(Panely!$A$9:$A$28),VLOOKUP(Data!$W179,tabulka_kce_def,AL$1-20,FALSE),VLOOKUP(Data!$W179,tabulka_panely_def,AL$1-18,FALSE))","v":{"$error":"#N/A"}},{"$f":"IF(Data!$W179<MIN(Panely!$A$9:$A$28),VLOOKUP(Data!$W179,tabulka_kce_def,AM$1-20,FALSE),VLOOKUP(Data!$W179,tabulka_panely_def,AM$1-18,FALSE))","v":{"$error":"#N/A"}},179,{"$f":"IF(Data!$W179<MIN(Panely!$A$9:$A$28),VLOOKUP(Data!$W179,tabulka_kce_def,63,FALSE),0)","v":0},{"$f":"IF(Data!$W179<MIN(Panely!$A$9:$A$28),VLOOKUP(Data!$W179,tabulka_kce_def,28,FALSE),1)","v":1},{"$f":"IF(Data!$W179<MIN(Panely!$A$9:$A$28),VLOOKUP(Data!$W179,tabulka_kce_def,23,FALSE),VLOOKUP(Data!$W179,tabulka_panely_def,24,FALSE))","v":{"$error":"#N/A"}},null,0,null,0,0,{"$error":"#N/A"},0,{"$f":"IF(AND(W179>MAX(Konstrukce!A:A),ISNUMBER(W179)),1,0)","v":0}]
[null,"=",{"$f":"IF(Data!$B180<MIN(Panely!$A$9:$A$28),VLOOKUP(Data!$B180,tabulka_kce_def,4,FALSE),VLOOKUP(Data!$B180,tabulka_panely_def,4,FALSE))","v":{"$error":"#N/A"}},{"$f":"IF(Data!$B180<MIN(Panely!$A$9:$A$28),VLOOKUP(Data!$B180,tabulka_kce_def,23,FALSE),VLOOKUP(Data!$B180,tabulka_panely_def,24,FALSE))","v":{"$error":"#N/A"}},{"$f":"IF(Data!$B180<MIN(Panely!$A$9:$A$28),VLOOKUP(Data!$B180,tabulka_kce_def,21,FALSE),VLOOKUP(Data!$B180,tabulka_panely_def,22,FALSE))","v":{"$error":"#N/A"}},{"$f":"IF(Data!$B180<MIN(Panely!$A$9:$A$28),VLOOKUP(Data!$B180,tabulka_kce_def,26,FALSE),VLOOKUP(Data!$B180,tabulka_panely_def,31,FALSE))","v":{"$error":"#N/A"}},{"$f":"IF(Data!$B180<MIN(Panely!$A$9:$A$28),VLOOKUP(Data!$B180,tabulka_kce_def,27,FALSE),VLOOKUP(Data!$B180,tabulka_panely_def,32,FALSE))","v":{"$error":"#N/A"}},{"$f":"IF(VLOOKUP(Data!$B180,tabulka_kce_def,3,FALSE)=\"\",Konstrukce!$G$1,IF(VLOOKUP(Data!$B180,tabulka_kce_def,3,FALSE)=\"z\",Konstrukce!$G$2,VLOOKUP(Data!$B180,tabulka_kce_def,3,FALSE)))","v":{"$error":"#N/A"}},{"$f":"IF(Data!$B180<MIN(Panely!$A$9:$A$28),0,VLOOKUP(Data!$B180,tabulka_panely_def,25,FALSE))","v":{"$error":"#N/A"}},{"$f":"IF(Data!$B180<MIN(Panely!$A$9:$A$28),VLOOKUP(Data!$B180,tabulka_kce_def,24,FALSE),VLOOKUP(Data!$B180,tabulka_panely_def,33,FALSE))","v":{"$error":"#N/A"}},{"$f":"Konstrukce!$D$1","v":15},{"$f":"Konstrukce!$D$2","v":15},{"$f":"Konstrukce!$G$1","v":0},{"$f":"IF(Data!$B180<MIN(Panely!$A$9:$A$28),VLOOKUP(Data!$B180,tabulka_kce_def,59,FALSE),VLOOKUP(Data!$B180,tabulka_panely_def,63,FALSE))","v":{"$error":"#N/A"}},{"$f":"IF(Data!$B180<MIN(Panely!$A$9:$A$28),VLOOKUP(Data!$B180,tabulka_kce_def,60,FALSE),VLOOKUP(Data!$B180,tabulka_panely_def,64,FALSE))","v":{"$error":"#N/A"}},{"$f":"IF(Data!$B180<MIN(Panely!$A$9:$A$28),VLOOKUP(Data!$B180,tabulka_kce_def,61,FALSE),VLOOKUP(Data!$B180,tabulka_panely_def,65,FALSE))","v":{"$error":"#N/A"}},{"$f":"IF(Data!$B180<MIN(Panely!$A$9:$A$28),VLOOKUP(Data!$B180,tabulka_kce_def,25,FALSE),0)","v":0},{"$error":"#N/A"},null,null,null,null,"=",{"$f":"IF(Data!$W180<MIN(Panely!$A$9:$A$28),VLOOKUP(Data!$W180,tabulka_kce_def,62,FALSE),VLOOKUP(Data!$W180,tabulka_panely_def,65,FALSE))","v":{"$error":"#N/A"}},{"$f":"IF(Data!$W180<MIN(Panely!$A$9:$A$28),VLOOKUP(Data!$W180,tabulka_kce_def,Y$1-20,FALSE),VLOOKUP(Data!$W180,tabulka_panely_def,Y$1-18,FALSE))","v":{"$error":"#N/A"}},{"$f":"IF(Data!$W180<MIN(Panely!$A$9:$A$28),VLOOKUP(Data!$W180,tabulka_kce_def,Z$1-20,FALSE),VLOOKUP(Data!$W180,tabulka_panely_def,Z$1-18,FALSE))","v":{"$error":"#N/A"}},{"$f":"IF(Data!$W180<MIN(Panely!$A$9:$A$28),VLOOKUP(Data!$W180,tabulka_kce_def,AA$1-20,FALSE),VLOOKUP(Data!$W180,tabulka_panely_def,AA$1-18,FALSE))","v":{"$error":"#N/A"}},{"$f":"IF(Data!$W180<MIN(Panely!$A$9:$A$28),VLOOKUP(Data!$W180,tabulka_kce_def,AB$1-20,FALSE),VLOOKUP(Data!$W180,tabulka_panely_def,AB$1-18,FALSE))","v":{"$error":"#N/A"}},{"$f":"IF(Data!$W180<MIN(Panely!$A$9:$A$28),VLOOKUP(Data!$W180,tabulka_kce_def,AC$1-20,FALSE),VLOOKUP(Data!$W180,tabulka_panely_def,AC$1-18,FALSE))","v":{"$error":"#N/A"}},{"$f":"IF(Data!$W180<MIN(Panely!$A$9:$A$28),VLOOKUP(Data!$W180,tabulka_kce_def,AD$1-20,FALSE),VLOOKUP(Data!$W180,tabulka_panely_def,AD$1-18,FALSE))","v":{"$error":"#N/A"}},{"$f":"IF(Data!$W180<MIN(Panely!$A$9:$A$28),VLOOKUP(Data!$W180,tabulka_kce_def,AE$1-20,FALSE),VLOOKUP(Data!$W180,tabulka_panely_def,AE$1-18,FALSE))","v":{"$error":"#N/A"}},{"$f":"IF(Data!$W180<MIN(Panely!$A$9:$A$28),VLOOKUP(Data!$W180,tabulka_kce_def,AF$1-20,FALSE),VLOOKUP(Data!$W180,tabulka_panely_def,AF$1-18,FALSE))","v":{"$error":"#N/A"}},{"$f":"IF(Data!$W180<MIN(Panely!$A$9:$A$28),VLOOKUP(Data!$W180,tabulka_kce_def,AG$1-20,FALSE),VLOOKUP(Data!$W180,tabulka_panely_def,AG$1-18,FALSE))","v":{"$error":"#N/A"}},{"$f":"IF(Data!$W180<MIN(Panely!$A$9:$A$28),VLOOKUP(Data!$W180,tabulka_kce_def,AH$1-20,FALSE),VLOOKUP(Data!$W180,tabulka_panely_def,AH$1-18,FALSE))","v":{"$error":"#N/A"}},{"$f":"IF(Data!$W180<MIN(Panely!$A$9:$A$28),VLOOKUP(Data!$W180,tabulka_kce_def,AI$1-20,FALSE),VLOOKUP(Data!$W180,tabulka_panely_def,AI$1-18,FALSE))","v":{"$error":"#N/A"}},{"$f":"IF(Data!$W180<MIN(Panely!$A$9:$A$28),VLOOKUP(Data!$W180,tabulka_kce_def,AJ$1-20,FALSE),VLOOKUP(Data!$W180,tabulka_panely_def,AJ$1-18,FALSE))","v":{"$error":"#N/A"}},{"$f":"IF(Data!$W180<MIN(Panely!$A$9:$A$28),VLOOKUP(Data!$W180,tabulka_kce_def,AK$1-20,FALSE),VLOOKUP(Data!$W180,tabulka_panely_def,AK$1-18,FALSE))","v":{"$error":"#N/A"}},{"$f":"IF(Data!$W180<MIN(Panely!$A$9:$A$28),VLOOKUP(Data!$W180,tabulka_kce_def,AL$1-20,FALSE),VLOOKUP(Data!$W180,tabulka_panely_def,AL$1-18,FALSE))","v":{"$error":"#N/A"}},{"$f":"IF(Data!$W180<MIN(Panely!$A$9:$A$28),VLOOKUP(Data!$W180,tabulka_kce_def,AM$1-20,FALSE),VLOOKUP(Data!$W180,tabulka_panely_def,AM$1-18,FALSE))","v":{"$error":"#N/A"}},180,{"$f":"IF(Data!$W180<MIN(Panely!$A$9:$A$28),VLOOKUP(Data!$W180,tabulka_kce_def,63,FALSE),0)","v":0},{"$f":"IF(Data!$W180<MIN(Panely!$A$9:$A$28),VLOOKUP(Data!$W180,tabulka_kce_def,28,FALSE),1)","v":1},{"$f":"IF(Data!$W180<MIN(Panely!$A$9:$A$28),VLOOKUP(Data!$W180,tabulka_kce_def,23,FALSE),VLOOKUP(Data!$W180,tabulka_panely_def,24,FALSE))","v":{"$error":"#N/A"}},null,0,null,0,0,{"$error":"#N/A"},0,{"$f":"IF(AND(W180>MAX(Konstrukce!A:A),ISNUMBER(W180)),1,0)","v":0}]
[null,"=",{"$f":"IF(Data!$B181<MIN(Panely!$A$9:$A$28),VLOOKUP(Data!$B181,tabulka_kce_def,4,FALSE),VLOOKUP(Data!$B181,tabulka_panely_def,4,FALSE))","v":{"$error":"#N/A"}},{"$f":"IF(Data!$B181<MIN(Panely!$A$9:$A$28),VLOOKUP(Data!$B181,tabulka_kce_def,23,FALSE),VLOOKUP(Data!$B181,tabulka_panely_def,24,FALSE))","v":{"$error":"#N/A"}},{"$f":"IF(Data!$B181<MIN(Panely!$A$9:$A$28),VLOOKUP(Data!$B181,tabulka_kce_def,21,FALSE),VLOOKUP(Data!$B181,tabulka_panely_def,22,FALSE))","v":{"$error":"#N/A"}},{"$f":"IF(Data!$B181<MIN(Panely!$A$9:$A$28),VLOOKUP(Data!$B181,tabulka_kce_def,26,FALSE),VLOOKUP(Data!$B181,tabulka_panely_def,31,FALSE))","v":{"$error":"#N/A"}},{"$f":"IF(Data!$B181<MIN(Panely!$A$9:$A$28),VLOOKUP(Data!$B181,tabulka_kce_def,27,FALSE),VLOOKUP(Data!$B181,tabulka_panely_def,32,FALSE))","v":{"$error":"#N/A"}},{"$f":"IF(VLOOKUP(Data!$B181,tabulka_kce_def,3,FALSE)=\"\",Konstrukce!$G$1,IF(VLOOKUP(Data!$B181,tabulka_kce_def,3,FALSE)=\"z\",Konstrukce!$G$2,VLOOKUP(Data!$B181,tabulka_kce_def,3,FALSE)))","v":{"$error":"#N/A"}},{"$f":"IF(Data!$B181<MIN(Panely!$A$9:$A$28),0,VLOOKUP(Data!$B181,tabulka_panely_def,25,FALSE))","v":{"$error":"#N/A"}},{"$f":"IF(Data!$B181<MIN(Panely!$A$9:$A$28),VLOOKUP(Data!$B181,tabulka_kce_def,24,FALSE),VLOOKUP(Data!$B181,tabulka_panely_def,33,FALSE))","v":{"$error":"#N/A"}},{"$f":"Konstrukce!$D$1","v":15},{"$f":"Konstrukce!$D$2","v":15},{"$f":"Konstrukce!$G$1","v":0},{"$f":"IF(Data!$B181<MIN(Panely!$A$9:$A$28),VLOOKUP(Data!$B181,tabulka_kce_def,59,FALSE),VLOOKUP(Data!$B181,tabulka_panely_def,63,FALSE))","v":{"$error":"#N/A"}},{"$f":"IF(Data!$B181<MIN(Panely!$A$9:$A$28),VLOOKUP(Data!$B181,tabulka_kce_def,60,FALSE),VLOOKUP(Data!$B181,tabulka_panely_def,64,FALSE))","v":{"$error":"#N/A"}},{"$f":"IF(Data!$B181<MIN(Panely!$A$9:$A$28),VLOOKUP(Data!$B181,tabulka_kce_def,61,FALSE),VLOOKUP(Data!$B181,tabulka_panely_def,65,FALSE))","v":{"$error":"#N/A"}},{"$f":"IF(Data!$B181<MIN(Panely!$A$9:$A$28),VLOOKUP(Data!$B181,tabulka_kce_def,25,FALSE),0)","v":0},{"$error":"#N/A"},null,null,null,null,"=",{"$f":"IF(Data!$W181<MIN(Panely!$A$9:$A$28),VLOOKUP(Data!$W181,tabulka_kce_def,62,FALSE),VLOOKUP(Data!$W181,tabulka_panely_def,65,FALSE))","v":{"$error":"#N/A"}},{"$f":"IF(Data!$W181<MIN(Panely!$A$9:$A$28),VLOOKUP(Data!$W181,tabulka_kce_def,Y$1-20,FALSE),VLOOKUP(Data!$W181,tabulka_panely_def,Y$1-18,FALSE))","v":{"$error":"#N/A"}},{"$f":"IF(Data!$W181<MIN(Panely!$A$9:$A$28),VLOOKUP(Data!$W181,tabulka_kce_def,Z$1-20,FALSE),VLOOKUP(Data!$W181,tabulka_panely_def,Z$1-18,FALSE))","v":{"$error":"#N/A"}},{"$f":"IF(Data!$W181<MIN(Panely!$A$9:$A$28),VLOOKUP(Data!$W181,tabulka_kce_def,AA$1-20,FALSE),VLOOKUP(Data!$W181,tabulka_panely_def,AA$1-18,FALSE))","v":{"$error":"#N/A"}},{"$f":"IF(Data!$W181<MIN(Panely!$A$9:$A$28),VLOOKUP(Data!$W181,tabulka_kce_def,AB$1-20,FALSE),VLOOKUP(Data!$W181,tabulka_panely_def,AB$1-18,FALSE))","v":{"$error":"#N/A"}},{"$f":"IF(Data!$W181<MIN(Panely!$A$9:$A$28),VLOOKUP(Data!$W181,tabulka_kce_def,AC$1-20,FALSE),VLOOKUP(Data!$W181,tabulka_panely_def,AC$1-18,FALSE))","v":{"$error":"#N/A"}},{"$f":"IF(Data!$W181<MIN(Panely!$A$9:$A$28),VLOOKUP(Data!$W181,tabulka_kce_def,AD$1-20,FALSE),VLOOKUP(Data!$W181,tabulka_panely_def,AD$1-18,FALSE))","v":{"$error":"#N/A"}},{"$f":"IF(Data!$W181<MIN(Panely!$A$9:$A$28),VLOOKUP(Data!$W181,tabulka_kce_def,AE$1-20,FALSE),VLOOKUP(Data!$W181,tabulka_panely_def,AE$1-18,FALSE))","v":{"$error":"#N/A"}},{"$f":"IF(Data!$W181<MIN(Panely!$A$9:$A$28),VLOOKUP(Data!$W181,tabulka_kce_def,AF$1-20,FALSE),VLOOKUP(Data!$W181,tabulka_panely_def,AF$1-18,FALSE))","v":{"$error":"#N/A"}},{"$f":"IF(Data!$W181<MIN(Panely!$A$9:$A$28),VLOOKUP(Data!$W181,tabulka_kce_def,AG$1-20,FALSE),VLOOKUP(Data!$W181,tabulka_panely_def,AG$1-18,FALSE))","v":{"$error":"#N/A"}},{"$f":"IF(Data!$W181<MIN(Panely!$A$9:$A$28),VLOOKUP(Data!$W181,tabulka_kce_def,AH$1-20,FALSE),VLOOKUP(Data!$W181,tabulka_panely_def,AH$1-18,FALSE))","v":{"$error":"#N/A"}},{"$f":"IF(Data!$W181<MIN(Panely!$A$9:$A$28),VLOOKUP(Data!$W181,tabulka_kce_def,AI$1-20,FALSE),VLOOKUP(Data!$W181,tabulka_panely_def,AI$1-18,FALSE))","v":{"$error":"#N/A"}},{"$f":"IF(Data!$W181<MIN(Panely!$A$9:$A$28),VLOOKUP(Data!$W181,tabulka_kce_def,AJ$1-20,FALSE),VLOOKUP(Data!$W181,tabulka_panely_def,AJ$1-18,FALSE))","v":{"$error":"#N/A"}},{"$f":"IF(Data!$W181<MIN(Panely!$A$9:$A$28),VLOOKUP(Data!$W181,tabulka_kce_def,AK$1-20,FALSE),VLOOKUP(Data!$W181,tabulka_panely_def,AK$1-18,FALSE))","v":{"$error":"#N/A"}},{"$f":"IF(Data!$W181<MIN(Panely!$A$9:$A$28),VLOOKUP(Data!$W181,tabulka_kce_def,AL$1-20,FALSE),VLOOKUP(Data!$W181,tabulka_panely_def,AL$1-18,FALSE))","v":{"$error":"#N/A"}},{"$f":"IF(Data!$W181<MIN(Panely!$A$9:$A$28),VLOOKUP(Data!$W181,tabulka_kce_def,AM$1-20,FALSE),VLOOKUP(Data!$W181,tabulka_panely_def,AM$1-18,FALSE))","v":{"$error":"#N/A"}},181,{"$f":"IF(Data!$W181<MIN(Panely!$A$9:$A$28),VLOOKUP(Data!$W181,tabulka_kce_def,63,FALSE),0)","v":0},{"$f":"IF(Data!$W181<MIN(Panely!$A$9:$A$28),VLOOKUP(Data!$W181,tabulka_kce_def,28,FALSE),1)","v":1},{"$f":"IF(Data!$W181<MIN(Panely!$A$9:$A$28),VLOOKUP(Data!$W181,tabulka_kce_def,23,FALSE),VLOOKUP(Data!$W181,tabulka_panely_def,24,FALSE))","v":{"$error":"#N/A"}},null,0,null,0,0,{"$error":"#N/A"},0,{"$f":"IF(AND(W181>MAX(Konstrukce!A:A),ISNUMBER(W181)),1,0)","v":0}]
[null,"=",{"$f":"IF(Data!$B182<MIN(Panely!$A$9:$A$28),VLOOKUP(Data!$B182,tabulka_kce_def,4,FALSE),VLOOKUP(Data!$B182,tabulka_panely_def,4,FALSE))","v":{"$error":"#N/A"}},{"$f":"IF(Data!$B182<MIN(Panely!$A$9:$A$28),VLOOKUP(Data!$B182,tabulka_kce_def,23,FALSE),VLOOKUP(Data!$B182,tabulka_panely_def,24,FALSE))","v":{"$error":"#N/A"}},{"$f":"IF(Data!$B182<MIN(Panely!$A$9:$A$28),VLOOKUP(Data!$B182,tabulka_kce_def,21,FALSE),VLOOKUP(Data!$B182,tabulka_panely_def,22,FALSE))","v":{"$error":"#N/A"}},{"$f":"IF(Data!$B182<MIN(Panely!$A$9:$A$28),VLOOKUP(Data!$B182,tabulka_kce_def,26,FALSE),VLOOKUP(Data!$B182,tabulka_panely_def,31,FALSE))","v":{"$error":"#N/A"}},{"$f":"IF(Data!$B182<MIN(Panely!$A$9:$A$28),VLOOKUP(Data!$B182,tabulka_kce_def,27,FALSE),VLOOKUP(Data!$B182,tabulka_panely_def,32,FALSE))","v":{"$error":"#N/A"}},{"$f":"IF(VLOOKUP(Data!$B182,tabulka_kce_def,3,FALSE)=\"\",Konstrukce!$G$1,IF(VLOOKUP(Data!$B182,tabulka_kce_def,3,FALSE)=\"z\",Konstrukce!$G$2,VLOOKUP(Data!$B182,tabulka_kce_def,3,FALSE)))","v":{"$error":"#N/A"}},{"$f":"IF(Data!$B182<MIN(Panely!$A$9:$A$28),0,VLOOKUP(Data!$B182,tabulka_panely_def,25,FALSE))","v":{"$error":"#N/A"}},{"$f":"IF(Data!$B182<MIN(Panely!$A$9:$A$28),VLOOKUP(Data!$B182,tabulka_kce_def,24,FALSE),VLOOKUP(Data!$B182,tabulka_panely_def,33,FALSE))","v":{"$error":"#N/A"}},{"$f":"Konstrukce!$D$1","v":15},{"$f":"Konstrukce!$D$2","v":15},{"$f":"Konstrukce!$G$1","v":0},{"$f":"IF(Data!$B182<MIN(Panely!$A$9:$A$28),VLOOKUP(Data!$B182,tabulka_kce_def,59,FALSE),VLOOKUP(Data!$B182,tabulka_panely_def,63,FALSE))","v":{"$error":"#N/A"}},{"$f":"IF(Data!$B182<MIN(Panely!$A$9:$A$28),VLOOKUP(Data!$B182,tabulka_kce_def,60,FALSE),VLOOKUP(Data!$B182,tabulka_panely_def,64,FALSE))","v":{"$error":"#N/A"}},{"$f":"IF(Data!$B182<MIN(Panely!$A$9:$A$28),VLOOKUP(Data!$B182,tabulka_kce_def,61,FALSE),VLOOKUP(Data!$B182,tabulka_panely_def,65,FALSE))","v":{"$error":"#N/A"}},{"$f":"IF(Data!$B182<MIN(Panely!$A$9:$A$28),VLOOKUP(Data!$B182,tabulka_kce_def,25,FALSE),0)","v":0},{"$error":"#N/A"},null,null,null,null,"=",{"$f":"IF(Data!$W182<MIN(Panely!$A$9:$A$28),VLOOKUP(Data!$W182,tabulka_kce_def,62,FALSE),VLOOKUP(Data!$W182,tabulka_panely_def,65,FALSE))","v":{"$error":"#N/A"}},{"$f":"IF(Data!$W182<MIN(Panely!$A$9:$A$28),VLOOKUP(Data!$W182,tabulka_kce_def,Y$1-20,FALSE),VLOOKUP(Data!$W182,tabulka_panely_def,Y$1-18,FALSE))","v":{"$error":"#N/A"}},{"$f":"IF(Data!$W182<MIN(Panely!$A$9:$A$28),VLOOKUP(Data!$W182,tabulka_kce_def,Z$1-20,FALSE),VLOOKUP(Data!$W182,tabulka_panely_def,Z$1-18,FALSE))","v":{"$error":"#N/A"}},{"$f":"IF(Data!$W182<MIN(Panely!$A$9:$A$28),VLOOKUP(Data!$W182,tabulka_kce_def,AA$1-20,FALSE),VLOOKUP(Data!$W182,tabulka_panely_def,AA$1-18,FALSE))","v":{"$error":"#N/A"}},{"$f":"IF(Data!$W182<MIN(Panely!$A$9:$A$28),VLOOKUP(Data!$W182,tabulka_kce_def,AB$1-20,FALSE),VLOOKUP(Data!$W182,tabulka_panely_def,AB$1-18,FALSE))","v":{"$error":"#N/A"}},{"$f":"IF(Data!$W182<MIN(Panely!$A$9:$A$28),VLOOKUP(Data!$W182,tabulka_kce_def,AC$1-20,FALSE),VLOOKUP(Data!$W182,tabulka_panely_def,AC$1-18,FALSE))","v":{"$error":"#N/A"}},{"$f":"IF(Data!$W182<MIN(Panely!$A$9:$A$28),VLOOKUP(Data!$W182,tabulka_kce_def,AD$1-20,FALSE),VLOOKUP(Data!$W182,tabulka_panely_def,AD$1-18,FALSE))","v":{"$error":"#N/A"}},{"$f":"IF(Data!$W182<MIN(Panely!$A$9:$A$28),VLOOKUP(Data!$W182,tabulka_kce_def,AE$1-20,FALSE),VLOOKUP(Data!$W182,tabulka_panely_def,AE$1-18,FALSE))","v":{"$error":"#N/A"}},{"$f":"IF(Data!$W182<MIN(Panely!$A$9:$A$28),VLOOKUP(Data!$W182,tabulka_kce_def,AF$1-20,FALSE),VLOOKUP(Data!$W182,tabulka_panely_def,AF$1-18,FALSE))","v":{"$error":"#N/A"}},{"$f":"IF(Data!$W182<MIN(Panely!$A$9:$A$28),VLOOKUP(Data!$W182,tabulka_kce_def,AG$1-20,FALSE),VLOOKUP(Data!$W182,tabulka_panely_def,AG$1-18,FALSE))","v":{"$error":"#N/A"}},{"$f":"IF(Data!$W182<MIN(Panely!$A$9:$A$28),VLOOKUP(Data!$W182,tabulka_kce_def,AH$1-20,FALSE),VLOOKUP(Data!$W182,tabulka_panely_def,AH$1-18,FALSE))","v":{"$error":"#N/A"}},{"$f":"IF(Data!$W182<MIN(Panely!$A$9:$A$28),VLOOKUP(Data!$W182,tabulka_kce_def,AI$1-20,FALSE),VLOOKUP(Data!$W182,tabulka_panely_def,AI$1-18,FALSE))","v":{"$error":"#N/A"}},{"$f":"IF(Data!$W182<MIN(Panely!$A$9:$A$28),VLOOKUP(Data!$W182,tabulka_kce_def,AJ$1-20,FALSE),VLOOKUP(Data!$W182,tabulka_panely_def,AJ$1-18,FALSE))","v":{"$error":"#N/A"}},{"$f":"IF(Data!$W182<MIN(Panely!$A$9:$A$28),VLOOKUP(Data!$W182,tabulka_kce_def,AK$1-20,FALSE),VLOOKUP(Data!$W182,tabulka_panely_def,AK$1-18,FALSE))","v":{"$error":"#N/A"}},{"$f":"IF(Data!$W182<MIN(Panely!$A$9:$A$28),VLOOKUP(Data!$W182,tabulka_kce_def,AL$1-20,FALSE),VLOOKUP(Data!$W182,tabulka_panely_def,AL$1-18,FALSE))","v":{"$error":"#N/A"}},{"$f":"IF(Data!$W182<MIN(Panely!$A$9:$A$28),VLOOKUP(Data!$W182,tabulka_kce_def,AM$1-20,FALSE),VLOOKUP(Data!$W182,tabulka_panely_def,AM$1-18,FALSE))","v":{"$error":"#N/A"}},182,{"$f":"IF(Data!$W182<MIN(Panely!$A$9:$A$28),VLOOKUP(Data!$W182,tabulka_kce_def,63,FALSE),0)","v":0},{"$f":"IF(Data!$W182<MIN(Panely!$A$9:$A$28),VLOOKUP(Data!$W182,tabulka_kce_def,28,FALSE),1)","v":1},{"$f":"IF(Data!$W182<MIN(Panely!$A$9:$A$28),VLOOKUP(Data!$W182,tabulka_kce_def,23,FALSE),VLOOKUP(Data!$W182,tabulka_panely_def,24,FALSE))","v":{"$error":"#N/A"}},null,0,null,0,0,{"$error":"#N/A"},0,{"$f":"IF(AND(W182>MAX(Konstrukce!A:A),ISNUMBER(W182)),1,0)","v":0}]
[null,"=",{"$f":"IF(Data!$B183<MIN(Panely!$A$9:$A$28),VLOOKUP(Data!$B183,tabulka_kce_def,4,FALSE),VLOOKUP(Data!$B183,tabulka_panely_def,4,FALSE))","v":{"$error":"#N/A"}},{"$f":"IF(Data!$B183<MIN(Panely!$A$9:$A$28),VLOOKUP(Data!$B183,tabulka_kce_def,23,FALSE),VLOOKUP(Data!$B183,tabulka_panely_def,24,FALSE))","v":{"$error":"#N/A"}},{"$f":"IF(Data!$B183<MIN(Panely!$A$9:$A$28),VLOOKUP(Data!$B183,tabulka_kce_def,21,FALSE),VLOOKUP(Data!$B183,tabulka_panely_def,22,FALSE))","v":{"$error":"#N/A"}},{"$f":"IF(Data!$B183<MIN(Panely!$A$9:$A$28),VLOOKUP(Data!$B183,tabulka_kce_def,26,FALSE),VLOOKUP(Data!$B183,tabulka_panely_def,31,FALSE))","v":{"$error":"#N/A"}},{"$f":"IF(Data!$B183<MIN(Panely!$A$9:$A$28),VLOOKUP(Data!$B183,tabulka_kce_def,27,FALSE),VLOOKUP(Data!$B183,tabulka_panely_def,32,FALSE))","v":{"$error":"#N/A"}},{"$f":"IF(VLOOKUP(Data!$B183,tabulka_kce_def,3,FALSE)=\"\",Konstrukce!$G$1,IF(VLOOKUP(Data!$B183,tabulka_kce_def,3,FALSE)=\"z\",Konstrukce!$G$2,VLOOKUP(Data!$B183,tabulka_kce_def,3,FALSE)))","v":{"$error":"#N/A"}},{"$f":"IF(Data!$B183<MIN(Panely!$A$9:$A$28),0,VLOOKUP(Data!$B183,tabulka_panely_def,25,FALSE))","v":{"$error":"#N/A"}},{"$f":"IF(Data!$B183<MIN(Panely!$A$9:$A$28),VLOOKUP(Data!$B183,tabulka_kce_def,24,FALSE),VLOOKUP(Data!$B183,tabulka_panely_def,33,FALSE))","v":{"$error":"#N/A"}},{"$f":"Konstrukce!$D$1","v":15},{"$f":"Konstrukce!$D$2","v":15},{"$f":"Konstrukce!$G$1","v":0},{"$f":"IF(Data!$B183<MIN(Panely!$A$9:$A$28),VLOOKUP(Data!$B183,tabulka_kce_def,59,FALSE),VLOOKUP(Data!$B183,tabulka_panely_def,63,FALSE))","v":{"$error":"#N/A"}},{"$f":"IF(Data!$B183<MIN(Panely!$A$9:$A$28),VLOOKUP(Data!$B183,tabulka_kce_def,60,FALSE),VLOOKUP(Data!$B183,tabulka_panely_def,64,FALSE))","v":{"$error":"#N/A"}},{"$f":"IF(Data!$B183<MIN(Panely!$A$9:$A$28),VLOOKUP(Data!$B183,tabulka_kce_def,61,FALSE),VLOOKUP(Data!$B183,tabulka_panely_def,65,FALSE))","v":{"$error":"#N/A"}},{"$f":"IF(Data!$B183<MIN(Panely!$A$9:$A$28),VLOOKUP(Data!$B183,tabulka_kce_def,25,FALSE),0)","v":0},{"$error":"#N/A"},null,null,null,null,"=",{"$f":"IF(Data!$W183<MIN(Panely!$A$9:$A$28),VLOOKUP(Data!$W183,tabulka_kce_def,62,FALSE),VLOOKUP(Data!$W183,tabulka_panely_def,65,FALSE))","v":{"$error":"#N/A"}},{"$f":"IF(Data!$W183<MIN(Panely!$A$9:$A$28),VLOOKUP(Data!$W183,tabulka_kce_def,Y$1-20,FALSE),VLOOKUP(Data!$W183,tabulka_panely_def,Y$1-18,FALSE))","v":{"$error":"#N/A"}},{"$f":"IF(Data!$W183<MIN(Panely!$A$9:$A$28),VLOOKUP(Data!$W183,tabulka_kce_def,Z$1-20,FALSE),VLOOKUP(Data!$W183,tabulka_panely_def,Z$1-18,FALSE))","v":{"$error":"#N/A"}},{"$f":"IF(Data!$W183<MIN(Panely!$A$9:$A$28),VLOOKUP(Data!$W183,tabulka_kce_def,AA$1-20,FALSE),VLOOKUP(Data!$W183,tabulka_panely_def,AA$1-18,FALSE))","v":{"$error":"#N/A"}},{"$f":"IF(Data!$W183<MIN(Panely!$A$9:$A$28),VLOOKUP(Data!$W183,tabulka_kce_def,AB$1-20,FALSE),VLOOKUP(Data!$W183,tabulka_panely_def,AB$1-18,FALSE))","v":{"$error":"#N/A"}},{"$f":"IF(Data!$W183<MIN(Panely!$A$9:$A$28),VLOOKUP(Data!$W183,tabulka_kce_def,AC$1-20,FALSE),VLOOKUP(Data!$W183,tabulka_panely_def,AC$1-18,FALSE))","v":{"$error":"#N/A"}},{"$f":"IF(Data!$W183<MIN(Panely!$A$9:$A$28),VLOOKUP(Data!$W183,tabulka_kce_def,AD$1-20,FALSE),VLOOKUP(Data!$W183,tabulka_panely_def,AD$1-18,FALSE))","v":{"$error":"#N/A"}},{"$f":"IF(Data!$W183<MIN(Panely!$A$9:$A$28),VLOOKUP(Data!$W183,tabulka_kce_def,AE$1-20,FALSE),VLOOKUP(Data!$W183,tabulka_panely_def,AE$1-18,FALSE))","v":{"$error":"#N/A"}},{"$f":"IF(Data!$W183<MIN(Panely!$A$9:$A$28),VLOOKUP(Data!$W183,tabulka_kce_def,AF$1-20,FALSE),VLOOKUP(Data!$W183,tabulka_panely_def,AF$1-18,FALSE))","v":{"$error":"#N/A"}},{"$f":"IF(Data!$W183<MIN(Panely!$A$9:$A$28),VLOOKUP(Data!$W183,tabulka_kce_def,AG$1-20,FALSE),VLOOKUP(Data!$W183,tabulka_panely_def,AG$1-18,FALSE))","v":{"$error":"#N/A"}},{"$f":"IF(Data!$W183<MIN(Panely!$A$9:$A$28),VLOOKUP(Data!$W183,tabulka_kce_def,AH$1-20,FALSE),VLOOKUP(Data!$W183,tabulka_panely_def,AH$1-18,FALSE))","v":{"$error":"#N/A"}},{"$f":"IF(Data!$W183<MIN(Panely!$A$9:$A$28),VLOOKUP(Data!$W183,tabulka_kce_def,AI$1-20,FALSE),VLOOKUP(Data!$W183,tabulka_panely_def,AI$1-18,FALSE))","v":{"$error":"#N/A"}},{"$f":"IF(Data!$W183<MIN(Panely!$A$9:$A$28),VLOOKUP(Data!$W183,tabulka_kce_def,AJ$1-20,FALSE),VLOOKUP(Data!$W183,tabulka_panely_def,AJ$1-18,FALSE))","v":{"$error":"#N/A"}},{"$f":"IF(Data!$W183<MIN(Panely!$A$9:$A$28),VLOOKUP(Data!$W183,tabulka_kce_def,AK$1-20,FALSE),VLOOKUP(Data!$W183,tabulka_panely_def,AK$1-18,FALSE))","v":{"$error":"#N/A"}},{"$f":"IF(Data!$W183<MIN(Panely!$A$9:$A$28),VLOOKUP(Data!$W183,tabulka_kce_def,AL$1-20,FALSE),VLOOKUP(Data!$W183,tabulka_panely_def,AL$1-18,FALSE))","v":{"$error":"#N/A"}},{"$f":"IF(Data!$W183<MIN(Panely!$A$9:$A$28),VLOOKUP(Data!$W183,tabulka_kce_def,AM$1-20,FALSE),VLOOKUP(Data!$W183,tabulka_panely_def,AM$1-18,FALSE))","v":{"$error":"#N/A"}},183,{"$f":"IF(Data!$W183<MIN(Panely!$A$9:$A$28),VLOOKUP(Data!$W183,tabulka_kce_def,63,FALSE),0)","v":0},{"$f":"IF(Data!$W183<MIN(Panely!$A$9:$A$28),VLOOKUP(Data!$W183,tabulka_kce_def,28,FALSE),1)","v":1},{"$f":"IF(Data!$W183<MIN(Panely!$A$9:$A$28),VLOOKUP(Data!$W183,tabulka_kce_def,23,FALSE),VLOOKUP(Data!$W183,tabulka_panely_def,24,FALSE))","v":{"$error":"#N/A"}},null,0,null,0,0,{"$error":"#N/A"},0,{"$f":"IF(AND(W183>MAX(Konstrukce!A:A),ISNUMBER(W183)),1,0)","v":0}]
[null,"=",{"$f":"IF(Data!$B184<MIN(Panely!$A$9:$A$28),VLOOKUP(Data!$B184,tabulka_kce_def,4,FALSE),VLOOKUP(Data!$B184,tabulka_panely_def,4,FALSE))","v":{"$error":"#N/A"}},{"$f":"IF(Data!$B184<MIN(Panely!$A$9:$A$28),VLOOKUP(Data!$B184,tabulka_kce_def,23,FALSE),VLOOKUP(Data!$B184,tabulka_panely_def,24,FALSE))","v":{"$error":"#N/A"}},{"$f":"IF(Data!$B184<MIN(Panely!$A$9:$A$28),VLOOKUP(Data!$B184,tabulka_kce_def,21,FALSE),VLOOKUP(Data!$B184,tabulka_panely_def,22,FALSE))","v":{"$error":"#N/A"}},{"$f":"IF(Data!$B184<MIN(Panely!$A$9:$A$28),VLOOKUP(Data!$B184,tabulka_kce_def,26,FALSE),VLOOKUP(Data!$B184,tabulka_panely_def,31,FALSE))","v":{"$error":"#N/A"}},{"$f":"IF(Data!$B184<MIN(Panely!$A$9:$A$28),VLOOKUP(Data!$B184,tabulka_kce_def,27,FALSE),VLOOKUP(Data!$B184,tabulka_panely_def,32,FALSE))","v":{"$error":"#N/A"}},{"$f":"IF(VLOOKUP(Data!$B184,tabulka_kce_def,3,FALSE)=\"\",Konstrukce!$G$1,IF(VLOOKUP(Data!$B184,tabulka_kce_def,3,FALSE)=\"z\",Konstrukce!$G$2,VLOOKUP(Data!$B184,tabulka_kce_def,3,FALSE)))","v":{"$error":"#N/A"}},{"$f":"IF(Data!$B184<MIN(Panely!$A$9:$A$28),0,VLOOKUP(Data!$B184,tabulka_panely_def,25,FALSE))","v":{"$error":"#N/A"}},{"$f":"IF(Data!$B184<MIN(Panely!$A$9:$A$28),VLOOKUP(Data!$B184,tabulka_kce_def,24,FALSE),VLOOKUP(Data!$B184,tabulka_panely_def,33,FALSE))","v":{"$error":"#N/A"}},{"$f":"Konstrukce!$D$1","v":15},{"$f":"Konstrukce!$D$2","v":15},{"$f":"Konstrukce!$G$1","v":0},{"$f":"IF(Data!$B184<MIN(Panely!$A$9:$A$28),VLOOKUP(Data!$B184,tabulka_kce_def,59,FALSE),VLOOKUP(Data!$B184,tabulka_panely_def,63,FALSE))","v":{"$error":"#N/A"}},{"$f":"IF(Data!$B184<MIN(Panely!$A$9:$A$28),VLOOKUP(Data!$B184,tabulka_kce_def,60,FALSE),VLOOKUP(Data!$B184,tabulka_panely_def,64,FALSE))","v":{"$error":"#N/A"}},{"$f":"IF(Data!$B184<MIN(Panely!$A$9:$A$28),VLOOKUP(Data!$B184,tabulka_kce_def,61,FALSE),VLOOKUP(Data!$B184,tabulka_panely_def,65,FALSE))","v":{"$error":"#N/A"}},{"$f":"IF(Data!$B184<MIN(Panely!$A$9:$A$28),VLOOKUP(Data!$B184,tabulka_kce_def,25,FALSE),0)","v":0},{"$error":"#N/A"},null,null,null,null,"=",{"$f":"IF(Data!$W184<MIN(Panely!$A$9:$A$28),VLOOKUP(Data!$W184,tabulka_kce_def,62,FALSE),VLOOKUP(Data!$W184,tabulka_panely_def,65,FALSE))","v":{"$error":"#N/A"}},{"$f":"IF(Data!$W184<MIN(Panely!$A$9:$A$28),VLOOKUP(Data!$W184,tabulka_kce_def,Y$1-20,FALSE),VLOOKUP(Data!$W184,tabulka_panely_def,Y$1-18,FALSE))","v":{"$error":"#N/A"}},{"$f":"IF(Data!$W184<MIN(Panely!$A$9:$A$28),VLOOKUP(Data!$W184,tabulka_kce_def,Z$1-20,FALSE),VLOOKUP(Data!$W184,tabulka_panely_def,Z$1-18,FALSE))","v":{"$error":"#N/A"}},{"$f":"IF(Data!$W184<MIN(Panely!$A$9:$A$28),VLOOKUP(Data!$W184,tabulka_kce_def,AA$1-20,FALSE),VLOOKUP(Data!$W184,tabulka_panely_def,AA$1-18,FALSE))","v":{"$error":"#N/A"}},{"$f":"IF(Data!$W184<MIN(Panely!$A$9:$A$28),VLOOKUP(Data!$W184,tabulka_kce_def,AB$1-20,FALSE),VLOOKUP(Data!$W184,tabulka_panely_def,AB$1-18,FALSE))","v":{"$error":"#N/A"}},{"$f":"IF(Data!$W184<MIN(Panely!$A$9:$A$28),VLOOKUP(Data!$W184,tabulka_kce_def,AC$1-20,FALSE),VLOOKUP(Data!$W184,tabulka_panely_def,AC$1-18,FALSE))","v":{"$error":"#N/A"}},{"$f":"IF(Data!$W184<MIN(Panely!$A$9:$A$28),VLOOKUP(Data!$W184,tabulka_kce_def,AD$1-20,FALSE),VLOOKUP(Data!$W184,tabulka_panely_def,AD$1-18,FALSE))","v":{"$error":"#N/A"}},{"$f":"IF(Data!$W184<MIN(Panely!$A$9:$A$28),VLOOKUP(Data!$W184,tabulka_kce_def,AE$1-20,FALSE),VLOOKUP(Data!$W184,tabulka_panely_def,AE$1-18,FALSE))","v":{"$error":"#N/A"}},{"$f":"IF(Data!$W184<MIN(Panely!$A$9:$A$28),VLOOKUP(Data!$W184,tabulka_kce_def,AF$1-20,FALSE),VLOOKUP(Data!$W184,tabulka_panely_def,AF$1-18,FALSE))","v":{"$error":"#N/A"}},{"$f":"IF(Data!$W184<MIN(Panely!$A$9:$A$28),VLOOKUP(Data!$W184,tabulka_kce_def,AG$1-20,FALSE),VLOOKUP(Data!$W184,tabulka_panely_def,AG$1-18,FALSE))","v":{"$error":"#N/A"}},{"$f":"IF(Data!$W184<MIN(Panely!$A$9:$A$28),VLOOKUP(Data!$W184,tabulka_kce_def,AH$1-20,FALSE),VLOOKUP(Data!$W184,tabulka_panely_def,AH$1-18,FALSE))","v":{"$error":"#N/A"}},{"$f":"IF(Data!$W184<MIN(Panely!$A$9:$A$28),VLOOKUP(Data!$W184,tabulka_kce_def,AI$1-20,FALSE),VLOOKUP(Data!$W184,tabulka_panely_def,AI$1-18,FALSE))","v":{"$error":"#N/A"}},{"$f":"IF(Data!$W184<MIN(Panely!$A$9:$A$28),VLOOKUP(Data!$W184,tabulka_kce_def,AJ$1-20,FALSE),VLOOKUP(Data!$W184,tabulka_panely_def,AJ$1-18,FALSE))","v":{"$error":"#N/A"}},{"$f":"IF(Data!$W184<MIN(Panely!$A$9:$A$28),VLOOKUP(Data!$W184,tabulka_kce_def,AK$1-20,FALSE),VLOOKUP(Data!$W184,tabulka_panely_def,AK$1-18,FALSE))","v":{"$error":"#N/A"}},{"$f":"IF(Data!$W184<MIN(Panely!$A$9:$A$28),VLOOKUP(Data!$W184,tabulka_kce_def,AL$1-20,FALSE),VLOOKUP(Data!$W184,tabulka_panely_def,AL$1-18,FALSE))","v":{"$error":"#N/A"}},{"$f":"IF(Data!$W184<MIN(Panely!$A$9:$A$28),VLOOKUP(Data!$W184,tabulka_kce_def,AM$1-20,FALSE),VLOOKUP(Data!$W184,tabulka_panely_def,AM$1-18,FALSE))","v":{"$error":"#N/A"}},184,{"$f":"IF(Data!$W184<MIN(Panely!$A$9:$A$28),VLOOKUP(Data!$W184,tabulka_kce_def,63,FALSE),0)","v":0},{"$f":"IF(Data!$W184<MIN(Panely!$A$9:$A$28),VLOOKUP(Data!$W184,tabulka_kce_def,28,FALSE),1)","v":1},{"$f":"IF(Data!$W184<MIN(Panely!$A$9:$A$28),VLOOKUP(Data!$W184,tabulka_kce_def,23,FALSE),VLOOKUP(Data!$W184,tabulka_panely_def,24,FALSE))","v":{"$error":"#N/A"}},null,0,null,0,0,{"$error":"#N/A"},0,{"$f":"IF(AND(W184>MAX(Konstrukce!A:A),ISNUMBER(W184)),1,0)","v":0}]
[null,"=",{"$f":"IF(Data!$B185<MIN(Panely!$A$9:$A$28),VLOOKUP(Data!$B185,tabulka_kce_def,4,FALSE),VLOOKUP(Data!$B185,tabulka_panely_def,4,FALSE))","v":{"$error":"#N/A"}},{"$f":"IF(Data!$B185<MIN(Panely!$A$9:$A$28),VLOOKUP(Data!$B185,tabulka_kce_def,23,FALSE),VLOOKUP(Data!$B185,tabulka_panely_def,24,FALSE))","v":{"$error":"#N/A"}},{"$f":"IF(Data!$B185<MIN(Panely!$A$9:$A$28),VLOOKUP(Data!$B185,tabulka_kce_def,21,FALSE),VLOOKUP(Data!$B185,tabulka_panely_def,22,FALSE))","v":{"$error":"#N/A"}},{"$f":"IF(Data!$B185<MIN(Panely!$A$9:$A$28),VLOOKUP(Data!$B185,tabulka_kce_def,26,FALSE),VLOOKUP(Data!$B185,tabulka_panely_def,31,FALSE))","v":{"$error":"#N/A"}},{"$f":"IF(Data!$B185<MIN(Panely!$A$9:$A$28),VLOOKUP(Data!$B185,tabulka_kce_def,27,FALSE),VLOOKUP(Data!$B185,tabulka_panely_def,32,FALSE))","v":{"$error":"#N/A"}},{"$f":"IF(VLOOKUP(Data!$B185,tabulka_kce_def,3,FALSE)=\"\",Konstrukce!$G$1,IF(VLOOKUP(Data!$B185,tabulka_kce_def,3,FALSE)=\"z\",Konstrukce!$G$2,VLOOKUP(Data!$B185,tabulka_kce_def,3,FALSE)))","v":{"$error":"#N/A"}},{"$f":"IF(Data!$B185<MIN(Panely!$A$9:$A$28),0,VLOOKUP(Data!$B185,tabulka_panely_def,25,FALSE))","v":{"$error":"#N/A"}},{"$f":"IF(Data!$B185<MIN(Panely!$A$9:$A$28),VLOOKUP(Data!$B185,tabulka_kce_def,24,FALSE),VLOOKUP(Data!$B185,tabulka_panely_def,33,FALSE))","v":{"$error":"#N/A"}},{"$f":"Konstrukce!$D$1","v":15},{"$f":"Konstrukce!$D$2","v":15},{"$f":"Konstrukce!$G$1","v":0},{"$f":"IF(Data!$B185<MIN(Panely!$A$9:$A$28),VLOOKUP(Data!$B185,tabulka_kce_def,59,FALSE),VLOOKUP(Data!$B185,tabulka_panely_def,63,FALSE))","v":{"$error":"#N/A"}},{"$f":"IF(Data!$B185<MIN(Panely!$A$9:$A$28),VLOOKUP(Data!$B185,tabulka_kce_def,60,FALSE),VLOOKUP(Data!$B185,tabulka_panely_def,64,FALSE))","v":{"$error":"#N/A"}},{"$f":"IF(Data!$B185<MIN(Panely!$A$9:$A$28),VLOOKUP(Data!$B185,tabulka_kce_def,61,FALSE),VLOOKUP(Data!$B185,tabulka_panely_def,65,FALSE))","v":{"$error":"#N/A"}},{"$f":"IF(Data!$B185<MIN(Panely!$A$9:$A$28),VLOOKUP(Data!$B185,tabulka_kce_def,25,FALSE),0)","v":0},{"$error":"#N/A"},null,null,null,null,"=",{"$f":"IF(Data!$W185<MIN(Panely!$A$9:$A$28),VLOOKUP(Data!$W185,tabulka_kce_def,62,FALSE),VLOOKUP(Data!$W185,tabulka_panely_def,65,FALSE))","v":{"$error":"#N/A"}},{"$f":"IF(Data!$W185<MIN(Panely!$A$9:$A$28),VLOOKUP(Data!$W185,tabulka_kce_def,Y$1-20,FALSE),VLOOKUP(Data!$W185,tabulka_panely_def,Y$1-18,FALSE))","v":{"$error":"#N/A"}},{"$f":"IF(Data!$W185<MIN(Panely!$A$9:$A$28),VLOOKUP(Data!$W185,tabulka_kce_def,Z$1-20,FALSE),VLOOKUP(Data!$W185,tabulka_panely_def,Z$1-18,FALSE))","v":{"$error":"#N/A"}},{"$f":"IF(Data!$W185<MIN(Panely!$A$9:$A$28),VLOOKUP(Data!$W185,tabulka_kce_def,AA$1-20,FALSE),VLOOKUP(Data!$W185,tabulka_panely_def,AA$1-18,FALSE))","v":{"$error":"#N/A"}},{"$f":"IF(Data!$W185<MIN(Panely!$A$9:$A$28),VLOOKUP(Data!$W185,tabulka_kce_def,AB$1-20,FALSE),VLOOKUP(Data!$W185,tabulka_panely_def,AB$1-18,FALSE))","v":{"$error":"#N/A"}},{"$f":"IF(Data!$W185<MIN(Panely!$A$9:$A$28),VLOOKUP(Data!$W185,tabulka_kce_def,AC$1-20,FALSE),VLOOKUP(Data!$W185,tabulka_panely_def,AC$1-18,FALSE))","v":{"$error":"#N/A"}},{"$f":"IF(Data!$W185<MIN(Panely!$A$9:$A$28),VLOOKUP(Data!$W185,tabulka_kce_def,AD$1-20,FALSE),VLOOKUP(Data!$W185,tabulka_panely_def,AD$1-18,FALSE))","v":{"$error":"#N/A"}},{"$f":"IF(Data!$W185<MIN(Panely!$A$9:$A$28),VLOOKUP(Data!$W185,tabulka_kce_def,AE$1-20,FALSE),VLOOKUP(Data!$W185,tabulka_panely_def,AE$1-18,FALSE))","v":{"$error":"#N/A"}},{"$f":"IF(Data!$W185<MIN(Panely!$A$9:$A$28),VLOOKUP(Data!$W185,tabulka_kce_def,AF$1-20,FALSE),VLOOKUP(Data!$W185,tabulka_panely_def,AF$1-18,FALSE))","v":{"$error":"#N/A"}},{"$f":"IF(Data!$W185<MIN(Panely!$A$9:$A$28),VLOOKUP(Data!$W185,tabulka_kce_def,AG$1-20,FALSE),VLOOKUP(Data!$W185,tabulka_panely_def,AG$1-18,FALSE))","v":{"$error":"#N/A"}},{"$f":"IF(Data!$W185<MIN(Panely!$A$9:$A$28),VLOOKUP(Data!$W185,tabulka_kce_def,AH$1-20,FALSE),VLOOKUP(Data!$W185,tabulka_panely_def,AH$1-18,FALSE))","v":{"$error":"#N/A"}},{"$f":"IF(Data!$W185<MIN(Panely!$A$9:$A$28),VLOOKUP(Data!$W185,tabulka_kce_def,AI$1-20,FALSE),VLOOKUP(Data!$W185,tabulka_panely_def,AI$1-18,FALSE))","v":{"$error":"#N/A"}},{"$f":"IF(Data!$W185<MIN(Panely!$A$9:$A$28),VLOOKUP(Data!$W185,tabulka_kce_def,AJ$1-20,FALSE),VLOOKUP(Data!$W185,tabulka_panely_def,AJ$1-18,FALSE))","v":{"$error":"#N/A"}},{"$f":"IF(Data!$W185<MIN(Panely!$A$9:$A$28),VLOOKUP(Data!$W185,tabulka_kce_def,AK$1-20,FALSE),VLOOKUP(Data!$W185,tabulka_panely_def,AK$1-18,FALSE))","v":{"$error":"#N/A"}},{"$f":"IF(Data!$W185<MIN(Panely!$A$9:$A$28),VLOOKUP(Data!$W185,tabulka_kce_def,AL$1-20,FALSE),VLOOKUP(Data!$W185,tabulka_panely_def,AL$1-18,FALSE))","v":{"$error":"#N/A"}},{"$f":"IF(Data!$W185<MIN(Panely!$A$9:$A$28),VLOOKUP(Data!$W185,tabulka_kce_def,AM$1-20,FALSE),VLOOKUP(Data!$W185,tabulka_panely_def,AM$1-18,FALSE))","v":{"$error":"#N/A"}},185,{"$f":"IF(Data!$W185<MIN(Panely!$A$9:$A$28),VLOOKUP(Data!$W185,tabulka_kce_def,63,FALSE),0)","v":0},{"$f":"IF(Data!$W185<MIN(Panely!$A$9:$A$28),VLOOKUP(Data!$W185,tabulka_kce_def,28,FALSE),1)","v":1},{"$f":"IF(Data!$W185<MIN(Panely!$A$9:$A$28),VLOOKUP(Data!$W185,tabulka_kce_def,23,FALSE),VLOOKUP(Data!$W185,tabulka_panely_def,24,FALSE))","v":{"$error":"#N/A"}},null,0,null,0,0,{"$error":"#N/A"},0,{"$f":"IF(AND(W185>MAX(Konstrukce!A:A),ISNUMBER(W185)),1,0)","v":0}]
[null,"=",{"$f":"IF(Data!$B186<MIN(Panely!$A$9:$A$28),VLOOKUP(Data!$B186,tabulka_kce_def,4,FALSE),VLOOKUP(Data!$B186,tabulka_panely_def,4,FALSE))","v":{"$error":"#N/A"}},{"$f":"IF(Data!$B186<MIN(Panely!$A$9:$A$28),VLOOKUP(Data!$B186,tabulka_kce_def,23,FALSE),VLOOKUP(Data!$B186,tabulka_panely_def,24,FALSE))","v":{"$error":"#N/A"}},{"$f":"IF(Data!$B186<MIN(Panely!$A$9:$A$28),VLOOKUP(Data!$B186,tabulka_kce_def,21,FALSE),VLOOKUP(Data!$B186,tabulka_panely_def,22,FALSE))","v":{"$error":"#N/A"}},{"$f":"IF(Data!$B186<MIN(Panely!$A$9:$A$28),VLOOKUP(Data!$B186,tabulka_kce_def,26,FALSE),VLOOKUP(Data!$B186,tabulka_panely_def,31,FALSE))","v":{"$error":"#N/A"}},{"$f":"IF(Data!$B186<MIN(Panely!$A$9:$A$28),VLOOKUP(Data!$B186,tabulka_kce_def,27,FALSE),VLOOKUP(Data!$B186,tabulka_panely_def,32,FALSE))","v":{"$error":"#N/A"}},{"$f":"IF(VLOOKUP(Data!$B186,tabulka_kce_def,3,FALSE)=\"\",Konstrukce!$G$1,IF(VLOOKUP(Data!$B186,tabulka_kce_def,3,FALSE)=\"z\",Konstrukce!$G$2,VLOOKUP(Data!$B186,tabulka_kce_def,3,FALSE)))","v":{"$error":"#N/A"}},{"$f":"IF(Data!$B186<MIN(Panely!$A$9:$A$28),0,VLOOKUP(Data!$B186,tabulka_panely_def,25,FALSE))","v":{"$error":"#N/A"}},{"$f":"IF(Data!$B186<MIN(Panely!$A$9:$A$28),VLOOKUP(Data!$B186,tabulka_kce_def,24,FALSE),VLOOKUP(Data!$B186,tabulka_panely_def,33,FALSE))","v":{"$error":"#N/A"}},{"$f":"Konstrukce!$D$1","v":15},{"$f":"Konstrukce!$D$2","v":15},{"$f":"Konstrukce!$G$1","v":0},{"$f":"IF(Data!$B186<MIN(Panely!$A$9:$A$28),VLOOKUP(Data!$B186,tabulka_kce_def,59,FALSE),VLOOKUP(Data!$B186,tabulka_panely_def,63,FALSE))","v":{"$error":"#N/A"}},{"$f":"IF(Data!$B186<MIN(Panely!$A$9:$A$28),VLOOKUP(Data!$B186,tabulka_kce_def,60,FALSE),VLOOKUP(Data!$B186,tabulka_panely_def,64,FALSE))","v":{"$error":"#N/A"}},{"$f":"IF(Data!$B186<MIN(Panely!$A$9:$A$28),VLOOKUP(Data!$B186,tabulka_kce_def,61,FALSE),VLOOKUP(Data!$B186,tabulka_panely_def,65,FALSE))","v":{"$error":"#N/A"}},{"$f":"IF(Data!$B186<MIN(Panely!$A$9:$A$28),VLOOKUP(Data!$B186,tabulka_kce_def,25,FALSE),0)","v":0},{"$error":"#N/A"},null,null,null,null,"=",{"$f":"IF(Data!$W186<MIN(Panely!$A$9:$A$28),VLOOKUP(Data!$W186,tabulka_kce_def,62,FALSE),VLOOKUP(Data!$W186,tabulka_panely_def,65,FALSE))","v":{"$error":"#N/A"}},{"$f":"IF(Data!$W186<MIN(Panely!$A$9:$A$28),VLOOKUP(Data!$W186,tabulka_kce_def,Y$1-20,FALSE),VLOOKUP(Data!$W186,tabulka_panely_def,Y$1-18,FALSE))","v":{"$error":"#N/A"}},{"$f":"IF(Data!$W186<MIN(Panely!$A$9:$A$28),VLOOKUP(Data!$W186,tabulka_kce_def,Z$1-20,FALSE),VLOOKUP(Data!$W186,tabulka_panely_def,Z$1-18,FALSE))","v":{"$error":"#N/A"}},{"$f":"IF(Data!$W186<MIN(Panely!$A$9:$A$28),VLOOKUP(Data!$W186,tabulka_kce_def,AA$1-20,FALSE),VLOOKUP(Data!$W186,tabulka_panely_def,AA$1-18,FALSE))","v":{"$error":"#N/A"}},{"$f":"IF(Data!$W186<MIN(Panely!$A$9:$A$28),VLOOKUP(Data!$W186,tabulka_kce_def,AB$1-20,FALSE),VLOOKUP(Data!$W186,tabulka_panely_def,AB$1-18,FALSE))","v":{"$error":"#N/A"}},{"$f":"IF(Data!$W186<MIN(Panely!$A$9:$A$28),VLOOKUP(Data!$W186,tabulka_kce_def,AC$1-20,FALSE),VLOOKUP(Data!$W186,tabulka_panely_def,AC$1-18,FALSE))","v":{"$error":"#N/A"}},{"$f":"IF(Data!$W186<MIN(Panely!$A$9:$A$28),VLOOKUP(Data!$W186,tabulka_kce_def,AD$1-20,FALSE),VLOOKUP(Data!$W186,tabulka_panely_def,AD$1-18,FALSE))","v":{"$error":"#N/A"}},{"$f":"IF(Data!$W186<MIN(Panely!$A$9:$A$28),VLOOKUP(Data!$W186,tabulka_kce_def,AE$1-20,FALSE),VLOOKUP(Data!$W186,tabulka_panely_def,AE$1-18,FALSE))","v":{"$error":"#N/A"}},{"$f":"IF(Data!$W186<MIN(Panely!$A$9:$A$28),VLOOKUP(Data!$W186,tabulka_kce_def,AF$1-20,FALSE),VLOOKUP(Data!$W186,tabulka_panely_def,AF$1-18,FALSE))","v":{"$error":"#N/A"}},{"$f":"IF(Data!$W186<MIN(Panely!$A$9:$A$28),VLOOKUP(Data!$W186,tabulka_kce_def,AG$1-20,FALSE),VLOOKUP(Data!$W186,tabulka_panely_def,AG$1-18,FALSE))","v":{"$error":"#N/A"}},{"$f":"IF(Data!$W186<MIN(Panely!$A$9:$A$28),VLOOKUP(Data!$W186,tabulka_kce_def,AH$1-20,FALSE),VLOOKUP(Data!$W186,tabulka_panely_def,AH$1-18,FALSE))","v":{"$error":"#N/A"}},{"$f":"IF(Data!$W186<MIN(Panely!$A$9:$A$28),VLOOKUP(Data!$W186,tabulka_kce_def,AI$1-20,FALSE),VLOOKUP(Data!$W186,tabulka_panely_def,AI$1-18,FALSE))","v":{"$error":"#N/A"}},{"$f":"IF(Data!$W186<MIN(Panely!$A$9:$A$28),VLOOKUP(Data!$W186,tabulka_kce_def,AJ$1-20,FALSE),VLOOKUP(Data!$W186,tabulka_panely_def,AJ$1-18,FALSE))","v":{"$error":"#N/A"}},{"$f":"IF(Data!$W186<MIN(Panely!$A$9:$A$28),VLOOKUP(Data!$W186,tabulka_kce_def,AK$1-20,FALSE),VLOOKUP(Data!$W186,tabulka_panely_def,AK$1-18,FALSE))","v":{"$error":"#N/A"}},{"$f":"IF(Data!$W186<MIN(Panely!$A$9:$A$28),VLOOKUP(Data!$W186,tabulka_kce_def,AL$1-20,FALSE),VLOOKUP(Data!$W186,tabulka_panely_def,AL$1-18,FALSE))","v":{"$error":"#N/A"}},{"$f":"IF(Data!$W186<MIN(Panely!$A$9:$A$28),VLOOKUP(Data!$W186,tabulka_kce_def,AM$1-20,FALSE),VLOOKUP(Data!$W186,tabulka_panely_def,AM$1-18,FALSE))","v":{"$error":"#N/A"}},186,{"$f":"IF(Data!$W186<MIN(Panely!$A$9:$A$28),VLOOKUP(Data!$W186,tabulka_kce_def,63,FALSE),0)","v":0},{"$f":"IF(Data!$W186<MIN(Panely!$A$9:$A$28),VLOOKUP(Data!$W186,tabulka_kce_def,28,FALSE),1)","v":1},{"$f":"IF(Data!$W186<MIN(Panely!$A$9:$A$28),VLOOKUP(Data!$W186,tabulka_kce_def,23,FALSE),VLOOKUP(Data!$W186,tabulka_panely_def,24,FALSE))","v":{"$error":"#N/A"}},null,0,null,0,0,{"$error":"#N/A"},0,{"$f":"IF(AND(W186>MAX(Konstrukce!A:A),ISNUMBER(W186)),1,0)","v":0}]
[null,"=",{"$f":"IF(Data!$B187<MIN(Panely!$A$9:$A$28),VLOOKUP(Data!$B187,tabulka_kce_def,4,FALSE),VLOOKUP(Data!$B187,tabulka_panely_def,4,FALSE))","v":{"$error":"#N/A"}},{"$f":"IF(Data!$B187<MIN(Panely!$A$9:$A$28),VLOOKUP(Data!$B187,tabulka_kce_def,23,FALSE),VLOOKUP(Data!$B187,tabulka_panely_def,24,FALSE))","v":{"$error":"#N/A"}},{"$f":"IF(Data!$B187<MIN(Panely!$A$9:$A$28),VLOOKUP(Data!$B187,tabulka_kce_def,21,FALSE),VLOOKUP(Data!$B187,tabulka_panely_def,22,FALSE))","v":{"$error":"#N/A"}},{"$f":"IF(Data!$B187<MIN(Panely!$A$9:$A$28),VLOOKUP(Data!$B187,tabulka_kce_def,26,FALSE),VLOOKUP(Data!$B187,tabulka_panely_def,31,FALSE))","v":{"$error":"#N/A"}},{"$f":"IF(Data!$B187<MIN(Panely!$A$9:$A$28),VLOOKUP(Data!$B187,tabulka_kce_def,27,FALSE),VLOOKUP(Data!$B187,tabulka_panely_def,32,FALSE))","v":{"$error":"#N/A"}},{"$f":"IF(VLOOKUP(Data!$B187,tabulka_kce_def,3,FALSE)=\"\",Konstrukce!$G$1,IF(VLOOKUP(Data!$B187,tabulka_kce_def,3,FALSE)=\"z\",Konstrukce!$G$2,VLOOKUP(Data!$B187,tabulka_kce_def,3,FALSE)))","v":{"$error":"#N/A"}},{"$f":"IF(Data!$B187<MIN(Panely!$A$9:$A$28),0,VLOOKUP(Data!$B187,tabulka_panely_def,25,FALSE))","v":{"$error":"#N/A"}},{"$f":"IF(Data!$B187<MIN(Panely!$A$9:$A$28),VLOOKUP(Data!$B187,tabulka_kce_def,24,FALSE),VLOOKUP(Data!$B187,tabulka_panely_def,33,FALSE))","v":{"$error":"#N/A"}},{"$f":"Konstrukce!$D$1","v":15},{"$f":"Konstrukce!$D$2","v":15},{"$f":"Konstrukce!$G$1","v":0},{"$f":"IF(Data!$B187<MIN(Panely!$A$9:$A$28),VLOOKUP(Data!$B187,tabulka_kce_def,59,FALSE),VLOOKUP(Data!$B187,tabulka_panely_def,63,FALSE))","v":{"$error":"#N/A"}},{"$f":"IF(Data!$B187<MIN(Panely!$A$9:$A$28),VLOOKUP(Data!$B187,tabulka_kce_def,60,FALSE),VLOOKUP(Data!$B187,tabulka_panely_def,64,FALSE))","v":{"$error":"#N/A"}},{"$f":"IF(Data!$B187<MIN(Panely!$A$9:$A$28),VLOOKUP(Data!$B187,tabulka_kce_def,61,FALSE),VLOOKUP(Data!$B187,tabulka_panely_def,65,FALSE))","v":{"$error":"#N/A"}},{"$f":"IF(Data!$B187<MIN(Panely!$A$9:$A$28),VLOOKUP(Data!$B187,tabulka_kce_def,25,FALSE),0)","v":0},{"$error":"#N/A"},null,null,null,null,"=",{"$f":"IF(Data!$W187<MIN(Panely!$A$9:$A$28),VLOOKUP(Data!$W187,tabulka_kce_def,62,FALSE),VLOOKUP(Data!$W187,tabulka_panely_def,65,FALSE))","v":{"$error":"#N/A"}},{"$f":"IF(Data!$W187<MIN(Panely!$A$9:$A$28),VLOOKUP(Data!$W187,tabulka_kce_def,Y$1-20,FALSE),VLOOKUP(Data!$W187,tabulka_panely_def,Y$1-18,FALSE))","v":{"$error":"#N/A"}},{"$f":"IF(Data!$W187<MIN(Panely!$A$9:$A$28),VLOOKUP(Data!$W187,tabulka_kce_def,Z$1-20,FALSE),VLOOKUP(Data!$W187,tabulka_panely_def,Z$1-18,FALSE))","v":{"$error":"#N/A"}},{"$f":"IF(Data!$W187<MIN(Panely!$A$9:$A$28),VLOOKUP(Data!$W187,tabulka_kce_def,AA$1-20,FALSE),VLOOKUP(Data!$W187,tabulka_panely_def,AA$1-18,FALSE))","v":{"$error":"#N/A"}},{"$f":"IF(Data!$W187<MIN(Panely!$A$9:$A$28),VLOOKUP(Data!$W187,tabulka_kce_def,AB$1-20,FALSE),VLOOKUP(Data!$W187,tabulka_panely_def,AB$1-18,FALSE))","v":{"$error":"#N/A"}},{"$f":"IF(Data!$W187<MIN(Panely!$A$9:$A$28),VLOOKUP(Data!$W187,tabulka_kce_def,AC$1-20,FALSE),VLOOKUP(Data!$W187,tabulka_panely_def,AC$1-18,FALSE))","v":{"$error":"#N/A"}},{"$f":"IF(Data!$W187<MIN(Panely!$A$9:$A$28),VLOOKUP(Data!$W187,tabulka_kce_def,AD$1-20,FALSE),VLOOKUP(Data!$W187,tabulka_panely_def,AD$1-18,FALSE))","v":{"$error":"#N/A"}},{"$f":"IF(Data!$W187<MIN(Panely!$A$9:$A$28),VLOOKUP(Data!$W187,tabulka_kce_def,AE$1-20,FALSE),VLOOKUP(Data!$W187,tabulka_panely_def,AE$1-18,FALSE))","v":{"$error":"#N/A"}},{"$f":"IF(Data!$W187<MIN(Panely!$A$9:$A$28),VLOOKUP(Data!$W187,tabulka_kce_def,AF$1-20,FALSE),VLOOKUP(Data!$W187,tabulka_panely_def,AF$1-18,FALSE))","v":{"$error":"#N/A"}},{"$f":"IF(Data!$W187<MIN(Panely!$A$9:$A$28),VLOOKUP(Data!$W187,tabulka_kce_def,AG$1-20,FALSE),VLOOKUP(Data!$W187,tabulka_panely_def,AG$1-18,FALSE))","v":{"$error":"#N/A"}},{"$f":"IF(Data!$W187<MIN(Panely!$A$9:$A$28),VLOOKUP(Data!$W187,tabulka_kce_def,AH$1-20,FALSE),VLOOKUP(Data!$W187,tabulka_panely_def,AH$1-18,FALSE))","v":{"$error":"#N/A"}},{"$f":"IF(Data!$W187<MIN(Panely!$A$9:$A$28),VLOOKUP(Data!$W187,tabulka_kce_def,AI$1-20,FALSE),VLOOKUP(Data!$W187,tabulka_panely_def,AI$1-18,FALSE))","v":{"$error":"#N/A"}},{"$f":"IF(Data!$W187<MIN(Panely!$A$9:$A$28),VLOOKUP(Data!$W187,tabulka_kce_def,AJ$1-20,FALSE),VLOOKUP(Data!$W187,tabulka_panely_def,AJ$1-18,FALSE))","v":{"$error":"#N/A"}},{"$f":"IF(Data!$W187<MIN(Panely!$A$9:$A$28),VLOOKUP(Data!$W187,tabulka_kce_def,AK$1-20,FALSE),VLOOKUP(Data!$W187,tabulka_panely_def,AK$1-18,FALSE))","v":{"$error":"#N/A"}},{"$f":"IF(Data!$W187<MIN(Panely!$A$9:$A$28),VLOOKUP(Data!$W187,tabulka_kce_def,AL$1-20,FALSE),VLOOKUP(Data!$W187,tabulka_panely_def,AL$1-18,FALSE))","v":{"$error":"#N/A"}},{"$f":"IF(Data!$W187<MIN(Panely!$A$9:$A$28),VLOOKUP(Data!$W187,tabulka_kce_def,AM$1-20,FALSE),VLOOKUP(Data!$W187,tabulka_panely_def,AM$1-18,FALSE))","v":{"$error":"#N/A"}},187,{"$f":"IF(Data!$W187<MIN(Panely!$A$9:$A$28),VLOOKUP(Data!$W187,tabulka_kce_def,63,FALSE),0)","v":0},{"$f":"IF(Data!$W187<MIN(Panely!$A$9:$A$28),VLOOKUP(Data!$W187,tabulka_kce_def,28,FALSE),1)","v":1},{"$f":"IF(Data!$W187<MIN(Panely!$A$9:$A$28),VLOOKUP(Data!$W187,tabulka_kce_def,23,FALSE),VLOOKUP(Data!$W187,tabulka_panely_def,24,FALSE))","v":{"$error":"#N/A"}},null,0,null,0,0,{"$error":"#N/A"},0,{"$f":"IF(AND(W187>MAX(Konstrukce!A:A),ISNUMBER(W187)),1,0)","v":0}]
[null,"=",{"$f":"IF(Data!$B188<MIN(Panely!$A$9:$A$28),VLOOKUP(Data!$B188,tabulka_kce_def,4,FALSE),VLOOKUP(Data!$B188,tabulka_panely_def,4,FALSE))","v":{"$error":"#N/A"}},{"$f":"IF(Data!$B188<MIN(Panely!$A$9:$A$28),VLOOKUP(Data!$B188,tabulka_kce_def,23,FALSE),VLOOKUP(Data!$B188,tabulka_panely_def,24,FALSE))","v":{"$error":"#N/A"}},{"$f":"IF(Data!$B188<MIN(Panely!$A$9:$A$28),VLOOKUP(Data!$B188,tabulka_kce_def,21,FALSE),VLOOKUP(Data!$B188,tabulka_panely_def,22,FALSE))","v":{"$error":"#N/A"}},{"$f":"IF(Data!$B188<MIN(Panely!$A$9:$A$28),VLOOKUP(Data!$B188,tabulka_kce_def,26,FALSE),VLOOKUP(Data!$B188,tabulka_panely_def,31,FALSE))","v":{"$error":"#N/A"}},{"$f":"IF(Data!$B188<MIN(Panely!$A$9:$A$28),VLOOKUP(Data!$B188,tabulka_kce_def,27,FALSE),VLOOKUP(Data!$B188,tabulka_panely_def,32,FALSE))","v":{"$error":"#N/A"}},{"$f":"IF(VLOOKUP(Data!$B188,tabulka_kce_def,3,FALSE)=\"\",Konstrukce!$G$1,IF(VLOOKUP(Data!$B188,tabulka_kce_def,3,FALSE)=\"z\",Konstrukce!$G$2,VLOOKUP(Data!$B188,tabulka_kce_def,3,FALSE)))","v":{"$error":"#N/A"}},{"$f":"IF(Data!$B188<MIN(Panely!$A$9:$A$28),0,VLOOKUP(Data!$B188,tabulka_panely_def,25,FALSE))","v":{"$error":"#N/A"}},{"$f":"IF(Data!$B188<MIN(Panely!$A$9:$A$28),VLOOKUP(Data!$B188,tabulka_kce_def,24,FALSE),VLOOKUP(Data!$B188,tabulka_panely_def,33,FALSE))","v":{"$error":"#N/A"}},{"$f":"Konstrukce!$D$1","v":15},{"$f":"Konstrukce!$D$2","v":15},{"$f":"Konstrukce!$G$1","v":0},{"$f":"IF(Data!$B188<MIN(Panely!$A$9:$A$28),VLOOKUP(Data!$B188,tabulka_kce_def,59,FALSE),VLOOKUP(Data!$B188,tabulka_panely_def,63,FALSE))","v":{"$error":"#N/A"}},{"$f":"IF(Data!$B188<MIN(Panely!$A$9:$A$28),VLOOKUP(Data!$B188,tabulka_kce_def,60,FALSE),VLOOKUP(Data!$B188,tabulka_panely_def,64,FALSE))","v":{"$error":"#N/A"}},{"$f":"IF(Data!$B188<MIN(Panely!$A$9:$A$28),VLOOKUP(Data!$B188,tabulka_kce_def,61,FALSE),VLOOKUP(Data!$B188,tabulka_panely_def,65,FALSE))","v":{"$error":"#N/A"}},{"$f":"IF(Data!$B188<MIN(Panely!$A$9:$A$28),VLOOKUP(Data!$B188,tabulka_kce_def,25,FALSE),0)","v":0},{"$error":"#N/A"},null,null,null,null,"=",{"$f":"IF(Data!$W188<MIN(Panely!$A$9:$A$28),VLOOKUP(Data!$W188,tabulka_kce_def,62,FALSE),VLOOKUP(Data!$W188,tabulka_panely_def,65,FALSE))","v":{"$error":"#N/A"}},{"$f":"IF(Data!$W188<MIN(Panely!$A$9:$A$28),VLOOKUP(Data!$W188,tabulka_kce_def,Y$1-20,FALSE),VLOOKUP(Data!$W188,tabulka_panely_def,Y$1-18,FALSE))","v":{"$error":"#N/A"}},{"$f":"IF(Data!$W188<MIN(Panely!$A$9:$A$28),VLOOKUP(Data!$W188,tabulka_kce_def,Z$1-20,FALSE),VLOOKUP(Data!$W188,tabulka_panely_def,Z$1-18,FALSE))","v":{"$error":"#N/A"}},{"$f":"IF(Data!$W188<MIN(Panely!$A$9:$A$28),VLOOKUP(Data!$W188,tabulka_kce_def,AA$1-20,FALSE),VLOOKUP(Data!$W188,tabulka_panely_def,AA$1-18,FALSE))","v":{"$error":"#N/A"}},{"$f":"IF(Data!$W188<MIN(Panely!$A$9:$A$28),VLOOKUP(Data!$W188,tabulka_kce_def,AB$1-20,FALSE),VLOOKUP(Data!$W188,tabulka_panely_def,AB$1-18,FALSE))","v":{"$error":"#N/A"}},{"$f":"IF(Data!$W188<MIN(Panely!$A$9:$A$28),VLOOKUP(Data!$W188,tabulka_kce_def,AC$1-20,FALSE),VLOOKUP(Data!$W188,tabulka_panely_def,AC$1-18,FALSE))","v":{"$error":"#N/A"}},{"$f":"IF(Data!$W188<MIN(Panely!$A$9:$A$28),VLOOKUP(Data!$W188,tabulka_kce_def,AD$1-20,FALSE),VLOOKUP(Data!$W188,tabulka_panely_def,AD$1-18,FALSE))","v":{"$error":"#N/A"}},{"$f":"IF(Data!$W188<MIN(Panely!$A$9:$A$28),VLOOKUP(Data!$W188,tabulka_kce_def,AE$1-20,FALSE),VLOOKUP(Data!$W188,tabulka_panely_def,AE$1-18,FALSE))","v":{"$error":"#N/A"}},{"$f":"IF(Data!$W188<MIN(Panely!$A$9:$A$28),VLOOKUP(Data!$W188,tabulka_kce_def,AF$1-20,FALSE),VLOOKUP(Data!$W188,tabulka_panely_def,AF$1-18,FALSE))","v":{"$error":"#N/A"}},{"$f":"IF(Data!$W188<MIN(Panely!$A$9:$A$28),VLOOKUP(Data!$W188,tabulka_kce_def,AG$1-20,FALSE),VLOOKUP(Data!$W188,tabulka_panely_def,AG$1-18,FALSE))","v":{"$error":"#N/A"}},{"$f":"IF(Data!$W188<MIN(Panely!$A$9:$A$28),VLOOKUP(Data!$W188,tabulka_kce_def,AH$1-20,FALSE),VLOOKUP(Data!$W188,tabulka_panely_def,AH$1-18,FALSE))","v":{"$error":"#N/A"}},{"$f":"IF(Data!$W188<MIN(Panely!$A$9:$A$28),VLOOKUP(Data!$W188,tabulka_kce_def,AI$1-20,FALSE),VLOOKUP(Data!$W188,tabulka_panely_def,AI$1-18,FALSE))","v":{"$error":"#N/A"}},{"$f":"IF(Data!$W188<MIN(Panely!$A$9:$A$28),VLOOKUP(Data!$W188,tabulka_kce_def,AJ$1-20,FALSE),VLOOKUP(Data!$W188,tabulka_panely_def,AJ$1-18,FALSE))","v":{"$error":"#N/A"}},{"$f":"IF(Data!$W188<MIN(Panely!$A$9:$A$28),VLOOKUP(Data!$W188,tabulka_kce_def,AK$1-20,FALSE),VLOOKUP(Data!$W188,tabulka_panely_def,AK$1-18,FALSE))","v":{"$error":"#N/A"}},{"$f":"IF(Data!$W188<MIN(Panely!$A$9:$A$28),VLOOKUP(Data!$W188,tabulka_kce_def,AL$1-20,FALSE),VLOOKUP(Data!$W188,tabulka_panely_def,AL$1-18,FALSE))","v":{"$error":"#N/A"}},{"$f":"IF(Data!$W188<MIN(Panely!$A$9:$A$28),VLOOKUP(Data!$W188,tabulka_kce_def,AM$1-20,FALSE),VLOOKUP(Data!$W188,tabulka_panely_def,AM$1-18,FALSE))","v":{"$error":"#N/A"}},188,{"$f":"IF(Data!$W188<MIN(Panely!$A$9:$A$28),VLOOKUP(Data!$W188,tabulka_kce_def,63,FALSE),0)","v":0},{"$f":"IF(Data!$W188<MIN(Panely!$A$9:$A$28),VLOOKUP(Data!$W188,tabulka_kce_def,28,FALSE),1)","v":1},{"$f":"IF(Data!$W188<MIN(Panely!$A$9:$A$28),VLOOKUP(Data!$W188,tabulka_kce_def,23,FALSE),VLOOKUP(Data!$W188,tabulka_panely_def,24,FALSE))","v":{"$error":"#N/A"}},null,0,null,0,0,{"$error":"#N/A"},0,{"$f":"IF(AND(W188>MAX(Konstrukce!A:A),ISNUMBER(W188)),1,0)","v":0}]
[null,"=",{"$f":"IF(Data!$B189<MIN(Panely!$A$9:$A$28),VLOOKUP(Data!$B189,tabulka_kce_def,4,FALSE),VLOOKUP(Data!$B189,tabulka_panely_def,4,FALSE))","v":{"$error":"#N/A"}},{"$f":"IF(Data!$B189<MIN(Panely!$A$9:$A$28),VLOOKUP(Data!$B189,tabulka_kce_def,23,FALSE),VLOOKUP(Data!$B189,tabulka_panely_def,24,FALSE))","v":{"$error":"#N/A"}},{"$f":"IF(Data!$B189<MIN(Panely!$A$9:$A$28),VLOOKUP(Data!$B189,tabulka_kce_def,21,FALSE),VLOOKUP(Data!$B189,tabulka_panely_def,22,FALSE))","v":{"$error":"#N/A"}},{"$f":"IF(Data!$B189<MIN(Panely!$A$9:$A$28),VLOOKUP(Data!$B189,tabulka_kce_def,26,FALSE),VLOOKUP(Data!$B189,tabulka_panely_def,31,FALSE))","v":{"$error":"#N/A"}},{"$f":"IF(Data!$B189<MIN(Panely!$A$9:$A$28),VLOOKUP(Data!$B189,tabulka_kce_def,27,FALSE),VLOOKUP(Data!$B189,tabulka_panely_def,32,FALSE))","v":{"$error":"#N/A"}},{"$f":"IF(VLOOKUP(Data!$B189,tabulka_kce_def,3,FALSE)=\"\",Konstrukce!$G$1,IF(VLOOKUP(Data!$B189,tabulka_kce_def,3,FALSE)=\"z\",Konstrukce!$G$2,VLOOKUP(Data!$B189,tabulka_kce_def,3,FALSE)))","v":{"$error":"#N/A"}},{"$f":"IF(Data!$B189<MIN(Panely!$A$9:$A$28),0,VLOOKUP(Data!$B189,tabulka_panely_def,25,FALSE))","v":{"$error":"#N/A"}},{"$f":"IF(Data!$B189<MIN(Panely!$A$9:$A$28),VLOOKUP(Data!$B189,tabulka_kce_def,24,FALSE),VLOOKUP(Data!$B189,tabulka_panely_def,33,FALSE))","v":{"$error":"#N/A"}},{"$f":"Konstrukce!$D$1","v":15},{"$f":"Konstrukce!$D$2","v":15},{"$f":"Konstrukce!$G$1","v":0},{"$f":"IF(Data!$B189<MIN(Panely!$A$9:$A$28),VLOOKUP(Data!$B189,tabulka_kce_def,59,FALSE),VLOOKUP(Data!$B189,tabulka_panely_def,63,FALSE))","v":{"$error":"#N/A"}},{"$f":"IF(Data!$B189<MIN(Panely!$A$9:$A$28),VLOOKUP(Data!$B189,tabulka_kce_def,60,FALSE),VLOOKUP(Data!$B189,tabulka_panely_def,64,FALSE))","v":{"$error":"#N/A"}},{"$f":"IF(Data!$B189<MIN(Panely!$A$9:$A$28),VLOOKUP(Data!$B189,tabulka_kce_def,61,FALSE),VLOOKUP(Data!$B189,tabulka_panely_def,65,FALSE))","v":{"$error":"#N/A"}},{"$f":"IF(Data!$B189<MIN(Panely!$A$9:$A$28),VLOOKUP(Data!$B189,tabulka_kce_def,25,FALSE),0)","v":0},{"$error":"#N/A"},null,null,null,null,"=",{"$f":"IF(Data!$W189<MIN(Panely!$A$9:$A$28),VLOOKUP(Data!$W189,tabulka_kce_def,62,FALSE),VLOOKUP(Data!$W189,tabulka_panely_def,65,FALSE))","v":{"$error":"#N/A"}},{"$f":"IF(Data!$W189<MIN(Panely!$A$9:$A$28),VLOOKUP(Data!$W189,tabulka_kce_def,Y$1-20,FALSE),VLOOKUP(Data!$W189,tabulka_panely_def,Y$1-18,FALSE))","v":{"$error":"#N/A"}},{"$f":"IF(Data!$W189<MIN(Panely!$A$9:$A$28),VLOOKUP(Data!$W189,tabulka_kce_def,Z$1-20,FALSE),VLOOKUP(Data!$W189,tabulka_panely_def,Z$1-18,FALSE))","v":{"$error":"#N/A"}},{"$f":"IF(Data!$W189<MIN(Panely!$A$9:$A$28),VLOOKUP(Data!$W189,tabulka_kce_def,AA$1-20,FALSE),VLOOKUP(Data!$W189,tabulka_panely_def,AA$1-18,FALSE))","v":{"$error":"#N/A"}},{"$f":"IF(Data!$W189<MIN(Panely!$A$9:$A$28),VLOOKUP(Data!$W189,tabulka_kce_def,AB$1-20,FALSE),VLOOKUP(Data!$W189,tabulka_panely_def,AB$1-18,FALSE))","v":{"$error":"#N/A"}},{"$f":"IF(Data!$W189<MIN(Panely!$A$9:$A$28),VLOOKUP(Data!$W189,tabulka_kce_def,AC$1-20,FALSE),VLOOKUP(Data!$W189,tabulka_panely_def,AC$1-18,FALSE))","v":{"$error":"#N/A"}},{"$f":"IF(Data!$W189<MIN(Panely!$A$9:$A$28),VLOOKUP(Data!$W189,tabulka_kce_def,AD$1-20,FALSE),VLOOKUP(Data!$W189,tabulka_panely_def,AD$1-18,FALSE))","v":{"$error":"#N/A"}},{"$f":"IF(Data!$W189<MIN(Panely!$A$9:$A$28),VLOOKUP(Data!$W189,tabulka_kce_def,AE$1-20,FALSE),VLOOKUP(Data!$W189,tabulka_panely_def,AE$1-18,FALSE))","v":{"$error":"#N/A"}},{"$f":"IF(Data!$W189<MIN(Panely!$A$9:$A$28),VLOOKUP(Data!$W189,tabulka_kce_def,AF$1-20,FALSE),VLOOKUP(Data!$W189,tabulka_panely_def,AF$1-18,FALSE))","v":{"$error":"#N/A"}},{"$f":"IF(Data!$W189<MIN(Panely!$A$9:$A$28),VLOOKUP(Data!$W189,tabulka_kce_def,AG$1-20,FALSE),VLOOKUP(Data!$W189,tabulka_panely_def,AG$1-18,FALSE))","v":{"$error":"#N/A"}},{"$f":"IF(Data!$W189<MIN(Panely!$A$9:$A$28),VLOOKUP(Data!$W189,tabulka_kce_def,AH$1-20,FALSE),VLOOKUP(Data!$W189,tabulka_panely_def,AH$1-18,FALSE))","v":{"$error":"#N/A"}},{"$f":"IF(Data!$W189<MIN(Panely!$A$9:$A$28),VLOOKUP(Data!$W189,tabulka_kce_def,AI$1-20,FALSE),VLOOKUP(Data!$W189,tabulka_panely_def,AI$1-18,FALSE))","v":{"$error":"#N/A"}},{"$f":"IF(Data!$W189<MIN(Panely!$A$9:$A$28),VLOOKUP(Data!$W189,tabulka_kce_def,AJ$1-20,FALSE),VLOOKUP(Data!$W189,tabulka_panely_def,AJ$1-18,FALSE))","v":{"$error":"#N/A"}},{"$f":"IF(Data!$W189<MIN(Panely!$A$9:$A$28),VLOOKUP(Data!$W189,tabulka_kce_def,AK$1-20,FALSE),VLOOKUP(Data!$W189,tabulka_panely_def,AK$1-18,FALSE))","v":{"$error":"#N/A"}},{"$f":"IF(Data!$W189<MIN(Panely!$A$9:$A$28),VLOOKUP(Data!$W189,tabulka_kce_def,AL$1-20,FALSE),VLOOKUP(Data!$W189,tabulka_panely_def,AL$1-18,FALSE))","v":{"$error":"#N/A"}},{"$f":"IF(Data!$W189<MIN(Panely!$A$9:$A$28),VLOOKUP(Data!$W189,tabulka_kce_def,AM$1-20,FALSE),VLOOKUP(Data!$W189,tabulka_panely_def,AM$1-18,FALSE))","v":{"$error":"#N/A"}},189,{"$f":"IF(Data!$W189<MIN(Panely!$A$9:$A$28),VLOOKUP(Data!$W189,tabulka_kce_def,63,FALSE),0)","v":0},{"$f":"IF(Data!$W189<MIN(Panely!$A$9:$A$28),VLOOKUP(Data!$W189,tabulka_kce_def,28,FALSE),1)","v":1},{"$f":"IF(Data!$W189<MIN(Panely!$A$9:$A$28),VLOOKUP(Data!$W189,tabulka_kce_def,23,FALSE),VLOOKUP(Data!$W189,tabulka_panely_def,24,FALSE))","v":{"$error":"#N/A"}},null,0,null,0,0,{"$error":"#N/A"},0,{"$f":"IF(AND(W189>MAX(Konstrukce!A:A),ISNUMBER(W189)),1,0)","v":0}]
[null,"=",{"$f":"IF(Data!$B190<MIN(Panely!$A$9:$A$28),VLOOKUP(Data!$B190,tabulka_kce_def,4,FALSE),VLOOKUP(Data!$B190,tabulka_panely_def,4,FALSE))","v":{"$error":"#N/A"}},{"$f":"IF(Data!$B190<MIN(Panely!$A$9:$A$28),VLOOKUP(Data!$B190,tabulka_kce_def,23,FALSE),VLOOKUP(Data!$B190,tabulka_panely_def,24,FALSE))","v":{"$error":"#N/A"}},{"$f":"IF(Data!$B190<MIN(Panely!$A$9:$A$28),VLOOKUP(Data!$B190,tabulka_kce_def,21,FALSE),VLOOKUP(Data!$B190,tabulka_panely_def,22,FALSE))","v":{"$error":"#N/A"}},{"$f":"IF(Data!$B190<MIN(Panely!$A$9:$A$28),VLOOKUP(Data!$B190,tabulka_kce_def,26,FALSE),VLOOKUP(Data!$B190,tabulka_panely_def,31,FALSE))","v":{"$error":"#N/A"}},{"$f":"IF(Data!$B190<MIN(Panely!$A$9:$A$28),VLOOKUP(Data!$B190,tabulka_kce_def,27,FALSE),VLOOKUP(Data!$B190,tabulka_panely_def,32,FALSE))","v":{"$error":"#N/A"}},{"$f":"IF(VLOOKUP(Data!$B190,tabulka_kce_def,3,FALSE)=\"\",Konstrukce!$G$1,IF(VLOOKUP(Data!$B190,tabulka_kce_def,3,FALSE)=\"z\",Konstrukce!$G$2,VLOOKUP(Data!$B190,tabulka_kce_def,3,FALSE)))","v":{"$error":"#N/A"}},{"$f":"IF(Data!$B190<MIN(Panely!$A$9:$A$28),0,VLOOKUP(Data!$B190,tabulka_panely_def,25,FALSE))","v":{"$error":"#N/A"}},{"$f":"IF(Data!$B190<MIN(Panely!$A$9:$A$28),VLOOKUP(Data!$B190,tabulka_kce_def,24,FALSE),VLOOKUP(Data!$B190,tabulka_panely_def,33,FALSE))","v":{"$error":"#N/A"}},{"$f":"Konstrukce!$D$1","v":15},{"$f":"Konstrukce!$D$2","v":15},{"$f":"Konstrukce!$G$1","v":0},{"$f":"IF(Data!$B190<MIN(Panely!$A$9:$A$28),VLOOKUP(Data!$B190,tabulka_kce_def,59,FALSE),VLOOKUP(Data!$B190,tabulka_panely_def,63,FALSE))","v":{"$error":"#N/A"}},{"$f":"IF(Data!$B190<MIN(Panely!$A$9:$A$28),VLOOKUP(Data!$B190,tabulka_kce_def,60,FALSE),VLOOKUP(Data!$B190,tabulka_panely_def,64,FALSE))","v":{"$error":"#N/A"}},{"$f":"IF(Data!$B190<MIN(Panely!$A$9:$A$28),VLOOKUP(Data!$B190,tabulka_kce_def,61,FALSE),VLOOKUP(Data!$B190,tabulka_panely_def,65,FALSE))","v":{"$error":"#N/A"}},{"$f":"IF(Data!$B190<MIN(Panely!$A$9:$A$28),VLOOKUP(Data!$B190,tabulka_kce_def,25,FALSE),0)","v":0},{"$error":"#N/A"},null,null,null,null,"=",{"$f":"IF(Data!$W190<MIN(Panely!$A$9:$A$28),VLOOKUP(Data!$W190,tabulka_kce_def,62,FALSE),VLOOKUP(Data!$W190,tabulka_panely_def,65,FALSE))","v":{"$error":"#N/A"}},{"$f":"IF(Data!$W190<MIN(Panely!$A$9:$A$28),VLOOKUP(Data!$W190,tabulka_kce_def,Y$1-20,FALSE),VLOOKUP(Data!$W190,tabulka_panely_def,Y$1-18,FALSE))","v":{"$error":"#N/A"}},{"$f":"IF(Data!$W190<MIN(Panely!$A$9:$A$28),VLOOKUP(Data!$W190,tabulka_kce_def,Z$1-20,FALSE),VLOOKUP(Data!$W190,tabulka_panely_def,Z$1-18,FALSE))","v":{"$error":"#N/A"}},{"$f":"IF(Data!$W190<MIN(Panely!$A$9:$A$28),VLOOKUP(Data!$W190,tabulka_kce_def,AA$1-20,FALSE),VLOOKUP(Data!$W190,tabulka_panely_def,AA$1-18,FALSE))","v":{"$error":"#N/A"}},{"$f":"IF(Data!$W190<MIN(Panely!$A$9:$A$28),VLOOKUP(Data!$W190,tabulka_kce_def,AB$1-20,FALSE),VLOOKUP(Data!$W190,tabulka_panely_def,AB$1-18,FALSE))","v":{"$error":"#N/A"}},{"$f":"IF(Data!$W190<MIN(Panely!$A$9:$A$28),VLOOKUP(Data!$W190,tabulka_kce_def,AC$1-20,FALSE),VLOOKUP(Data!$W190,tabulka_panely_def,AC$1-18,FALSE))","v":{"$error":"#N/A"}},{"$f":"IF(Data!$W190<MIN(Panely!$A$9:$A$28),VLOOKUP(Data!$W190,tabulka_kce_def,AD$1-20,FALSE),VLOOKUP(Data!$W190,tabulka_panely_def,AD$1-18,FALSE))","v":{"$error":"#N/A"}},{"$f":"IF(Data!$W190<MIN(Panely!$A$9:$A$28),VLOOKUP(Data!$W190,tabulka_kce_def,AE$1-20,FALSE),VLOOKUP(Data!$W190,tabulka_panely_def,AE$1-18,FALSE))","v":{"$error":"#N/A"}},{"$f":"IF(Data!$W190<MIN(Panely!$A$9:$A$28),VLOOKUP(Data!$W190,tabulka_kce_def,AF$1-20,FALSE),VLOOKUP(Data!$W190,tabulka_panely_def,AF$1-18,FALSE))","v":{"$error":"#N/A"}},{"$f":"IF(Data!$W190<MIN(Panely!$A$9:$A$28),VLOOKUP(Data!$W190,tabulka_kce_def,AG$1-20,FALSE),VLOOKUP(Data!$W190,tabulka_panely_def,AG$1-18,FALSE))","v":{"$error":"#N/A"}},{"$f":"IF(Data!$W190<MIN(Panely!$A$9:$A$28),VLOOKUP(Data!$W190,tabulka_kce_def,AH$1-20,FALSE),VLOOKUP(Data!$W190,tabulka_panely_def,AH$1-18,FALSE))","v":{"$error":"#N/A"}},{"$f":"IF(Data!$W190<MIN(Panely!$A$9:$A$28),VLOOKUP(Data!$W190,tabulka_kce_def,AI$1-20,FALSE),VLOOKUP(Data!$W190,tabulka_panely_def,AI$1-18,FALSE))","v":{"$error":"#N/A"}},{"$f":"IF(Data!$W190<MIN(Panely!$A$9:$A$28),VLOOKUP(Data!$W190,tabulka_kce_def,AJ$1-20,FALSE),VLOOKUP(Data!$W190,tabulka_panely_def,AJ$1-18,FALSE))","v":{"$error":"#N/A"}},{"$f":"IF(Data!$W190<MIN(Panely!$A$9:$A$28),VLOOKUP(Data!$W190,tabulka_kce_def,AK$1-20,FALSE),VLOOKUP(Data!$W190,tabulka_panely_def,AK$1-18,FALSE))","v":{"$error":"#N/A"}},{"$f":"IF(Data!$W190<MIN(Panely!$A$9:$A$28),VLOOKUP(Data!$W190,tabulka_kce_def,AL$1-20,FALSE),VLOOKUP(Data!$W190,tabulka_panely_def,AL$1-18,FALSE))","v":{"$error":"#N/A"}},{"$f":"IF(Data!$W190<MIN(Panely!$A$9:$A$28),VLOOKUP(Data!$W190,tabulka_kce_def,AM$1-20,FALSE),VLOOKUP(Data!$W190,tabulka_panely_def,AM$1-18,FALSE))","v":{"$error":"#N/A"}},190,{"$f":"IF(Data!$W190<MIN(Panely!$A$9:$A$28),VLOOKUP(Data!$W190,tabulka_kce_def,63,FALSE),0)","v":0},{"$f":"IF(Data!$W190<MIN(Panely!$A$9:$A$28),VLOOKUP(Data!$W190,tabulka_kce_def,28,FALSE),1)","v":1},{"$f":"IF(Data!$W190<MIN(Panely!$A$9:$A$28),VLOOKUP(Data!$W190,tabulka_kce_def,23,FALSE),VLOOKUP(Data!$W190,tabulka_panely_def,24,FALSE))","v":{"$error":"#N/A"}},null,0,null,0,0,{"$error":"#N/A"},0,{"$f":"IF(AND(W190>MAX(Konstrukce!A:A),ISNUMBER(W190)),1,0)","v":0}]

{"sheet":"Data_ksi","index":8,"n_rows":43,"n_cols":42,"rows_kept":43,"cut":false,"hidden":false,"merged":[]}
[null,"index",1,2,3,4,5,6,7,8,9,10,11,12,13,14,15,16,17,18,19,20,21,22,23,24,25,26,27,28,29,30,31,32,33,34,35,36,37,38,39,40]
["index","tp [°C]",{"$f":"$B3","v":"="},{"$f":"$B4","v":"="},{"$f":"$B5","v":"="},{"$f":"B6","v":"="},{"$f":"B7","v":"="},{"$f":"B8","v":"="},{"$f":"B9","v":"="},{"$f":"B10","v":"="},{"$f":"B11","v":"="},{"$f":"B12","v":"="},{"$f":"B13","v":"="},{"$f":"B14","v":"="},{"$f":"B15","v":"="},{"$f":"B16","v":"="},{"$f":"B17","v":"="},{"$f":"B18","v":"="},{"$f":"B19","v":"="},{"$f":"B20","v":"="},{"$f":"B21","v":"="},{"$f":"B22","v":"="},{"$f":"B23","v":"="},{"$f":"B24","v":"="},{"$f":"B25","v":"="},{"$f":"B26","v":"="},{"$f":"B27","v":"="},{"$f":"B28","v":"="},{"$f":"B29","v":"="},{"$f":"B30","v":"="},{"$f":"B31","v":"="},{"$f":"B32","v":"="},{"$f":"B33","v":"="},{"$f":"B34","v":"="},{"$f":"B35","v":"="},{"$f":"B36","v":"="},{"$f":"B37","v":"="},{"$f":"B38","v":"="},{"$f":"B39","v":"="},{"$f":"B40","v":"="},{"$f":"B41","v":"="},{"$f":"B42","v":"="}]
[1,"=",{"$f":"IF(ISERR((((273.15+$B3)^4)-((273.15+C$2)^4))/((10^8)*($B3-C$2))),0,(((273.15+$B3)^4)-((273.15+C$2)^4))/((10^8)*($B3-C$2)))","v":0},{"$f":"IF(ISERR((((273.15+$B3)^4)-((273.15+D$2)^4))/((10^8)*($B3-D$2))),0,(((273.15+$B3)^4)-((273.15+D$2)^4))/((10^8)*($B3-D$2)))","v":0},0,0,0,0,0,0,0,0,0,0,0,0,0,0,0,0,0,0,{"$f":"IF(ISERR((((273.15+$B3)^4)-((273.15+W$2)^4))/((10^8)*($B3-W$2))),0,(((273.15+$B3)^4)-((273.15+W$2)^4))/((10^8)*($B3-W$2)))","v":0},0,0,0,0,0,0,0,0,0,0,0,0,0,0,0,0,0,0,0]
[2,"=",{"$f":"IF(ISERR((((273.15+$B4)^4)-((273.15+C$2)^4))/((10^8)*($B4-C$2))),0,(((273.15+$B4)^4)-((273.15+C$2)^4))/((10^8)*($B4-C$2)))","v":0},0,0,0,0,0,0,0,0,0,0,0,0,0,0,0,0,0,0,0,0,0,0,0,0,0,0,0,0,0,0,0,0,0,0,0,0,0,0,0]
[3,"=",0,0,0,0,0,0,0,0,0,0,0,0,0,0,0,0,0,0,0,0,0,0,0,0,0,0,0,0,0,0,0,0,0,0,0,0,0,0,0,0]
[4,"=",0,0,0,0,0,0,0,0,0,0,0,0,0,0,0,0,0,0,0,0,0,0,0,0,0,0,0,0,0,0,0,0,0,0,0,0,0,0,0,0]
[5,"=",0,0,0,0,0,0,0,0,0,0,0,0,0,0,0,0,0,0,0,0,0,0,0,0,0,0,0,0,0,0,0,0,0,0,0,0,0,0,0,0]
[6,"=",0,0,0,0,0,0,0,0,0,0,0,0,0,0,0,0,0,0,0,0,0,0,0,0,0,0,0,0,0,0,0,0,0,0,0,0,0,0,0,0]
[7,"=",0,0,0,0,0,0,0,0,0,0,0,0,0,0,0,0,0,0,0,0,0,0,0,0,0,0,0,0,0,0,0,0,0,0,0,0,0,0,0,0]
[8,"=",0,0,0,0,0,0,0,0,0,0,0,0,0,0,0,0,0,0,0,0,0,0,0,0,0,0,0,0,0,0,0,0,0,0,0,0,0,0,0,0]
[9,"=",0,0,0,0,0,0,0,0,0,0,0,0,0,0,0,0,0,0,0,0,0,0,0,0,0,0,0,0,0,0,0,0,0,0,0,0,0,0,0,0]
[10,"=",0,0,0,0,0,0,0,0,0,0,0,0,0,0,0,0,0,0,0,0,0,0,0,0,0,0,0,0,0,0,0,0,0,0,0,0,0,0,0,0]
[11,"=",0,0,0,0,0,0,0,0,0,0,0,0,0,0,0,0,0,0,0,0,0,0,0,0,0,0,0,0,0,0,0,0,0,0,0,0,0,0,0,0]
[12,"=",0,0,0,0,0,0,0,0,0,0,0,0,0,0,0,0,0,0,0,0,0,0,0,0,0,0,0,0,0,0,0,0,0,0,0,0,0,0,0,0]
[13,"=",0,0,0,0,0,0,0,0,0,0,0,0,0,0,0,0,0,0,0,0,0,0,0,0,0,0,0,0,0,0,0,0,0,0,0,{"$f":"IF(ISERR((((273.15+$B15)^4)-((273.15+AL$2)^4))/((10^8)*($B15-AL$2))),0,(((273.15+$B15)^4)-((273.15+AL$2)^4))/((10^8)*($B15-AL$2)))","v":0},0,0,0,0]
[14,"=",0,0,0,0,0,0,0,0,0,{"$f":"IF(ISERR((((273.15+$B16)^4)-((273.15+L$2)^4))/((10^8)*($B16-L$2))),0,(((273.15+$B16)^4)-((273.15+L$2)^4))/((10^8)*($B16-L$2)))","v":0},0,0,0,0,0,0,0,0,0,0,0,0,0,0,0,{"$f":"IF(ISERR((((273.15+$B16)^4)-((273.15+AB$2)^4))/((10^8)*($B16-AB$2))),0,(((273.15+$B16)^4)-((273.15+AB$2)^4))/((10^8)*($B16-AB$2)))","v":0},0,0,0,0,0,0,0,0,0,0,0,0,0,0]
[15,"=",0,0,0,0,0,0,0,0,0,0,0,0,0,0,0,0,0,0,0,0,0,0,0,0,0,0,0,0,0,0,0,0,0,0,0,0,0,0,0,0]
[16,"=",0,0,0,0,0,0,0,0,0,0,0,0,0,0,0,0,0,0,0,0,0,0,0,0,0,0,0,0,0,0,0,0,0,0,0,0,0,0,0,0]
[17,"=",0,0,0,0,0,0,0,0,0,0,0,0,0,0,0,0,0,0,0,0,0,0,0,0,0,0,0,0,0,0,0,0,0,0,0,0,0,0,0,0]
[18,"=",0,0,0,0,0,0,0,0,0,0,0,0,0,0,0,0,0,0,0,0,0,0,0,0,0,0,0,0,0,0,0,0,0,0,0,0,0,0,0,0]
[19,"=",0,0,0,0,0,0,0,0,0,0,0,0,0,0,0,0,0,0,0,0,0,0,0,0,0,0,0,0,0,0,0,0,0,0,0,0,0,0,0,0]
[20,"=",0,0,0,0,0,0,0,0,0,0,0,0,0,0,0,0,0,0,0,0,0,0,0,0,0,0,0,0,0,0,0,0,0,0,0,0,0,0,0,0]
[21,"=",0,0,0,0,0,0,0,0,0,0,0,0,0,0,0,0,0,0,0,0,0,0,0,0,0,0,0,0,0,0,0,0,0,0,0,0,0,0,0,0]
[22,"=",{"$f":"IF(ISERR((((273.15+$B24)^4)-((273.15+C$2)^4))/((10^8)*($B24-C$2))),0,(((273.15+$B24)^4)-((273.15+C$2)^4))/((10^8)*($B24-C$2)))","v":0},0,0,0,0,0,0,0,0,0,0,0,0,0,0,0,0,0,0,0,0,0,0,0,0,0,0,0,0,0,0,0,0,0,0,0,0,0,0,0]
[23,"=",0,0,0,0,0,0,0,0,0,0,0,0,0,0,0,0,0,0,0,0,0,0,0,0,0,0,0,0,0,0,0,0,0,0,0,0,0,0,0,0]
[24,"=",0,0,0,0,0,0,0,0,0,0,0,0,0,0,0,0,0,0,0,0,0,0,0,0,0,0,0,0,0,0,0,0,0,0,0,0,0,0,0,0]
[25,"=",0,0,0,0,0,0,0,0,0,0,0,0,0,0,0,0,0,0,0,0,0,0,0,0,0,0,0,0,0,0,0,0,0,0,0,0,0,0,0,0]
[26,"=",0,0,0,0,0,0,0,0,0,0,0,0,0,0,0,0,0,0,0,0,0,0,0,0,0,0,0,0,0,0,0,0,0,0,0,0,0,0,0,0]
[27,"=",0,0,0,0,0,0,0,0,0,0,0,0,0,0,0,0,0,0,0,0,{"$f":"IF(ISERR((((273.15+$B29)^4)-((273.15+W$2)^4))/((10^8)*($B29-W$2))),0,(((273.15+$B29)^4)-((273.15+W$2)^4))/((10^8)*($B29-W$2)))","v":0},0,0,0,0,0,0,0,0,0,0,0,0,0,0,0,0,0,0,0]
[28,"=",0,0,0,0,0,0,0,0,0,0,0,0,0,0,0,0,0,0,0,0,0,0,0,0,0,0,0,0,0,0,0,0,0,0,0,0,0,0,0,0]
[29,"=",0,0,0,0,0,0,0,0,0,0,0,0,0,0,0,0,0,0,0,0,0,0,0,0,0,0,0,0,0,0,0,0,0,0,0,0,0,0,0,0]
[30,"=",0,0,0,0,0,0,0,0,0,0,0,0,0,0,0,0,{"$f":"IF(ISERR((((273.15+$B32)^4)-((273.15+S$2)^4))/((10^8)*($B32-S$2))),0,(((273.15+$B32)^4)-((273.15+S$2)^4))/((10^8)*($B32-S$2)))","v":0},0,0,0,0,0,0,0,0,0,0,0,0,0,0,0,0,0,0,0,0,0,0,0]
[31,"=",0,0,0,0,0,0,0,0,0,0,0,0,0,0,0,0,0,0,0,0,0,0,0,0,0,0,0,0,0,0,0,0,0,0,0,0,0,0,0,0]
[32,"=",0,0,0,0,0,0,0,0,0,0,0,0,0,0,0,0,0,0,0,0,0,0,0,0,0,0,0,0,0,0,0,0,0,0,0,0,0,0,0,0]
[33,"=",0,0,0,0,0,0,0,0,0,0,0,0,0,0,0,0,0,0,0,0,0,0,0,0,0,0,0,0,0,0,0,0,0,0,0,0,0,0,0,0]
[34,"=",0,0,0,0,0,0,0,0,0,0,0,0,0,0,0,0,0,0,0,0,0,0,0,0,0,0,0,0,0,0,0,0,0,0,0,0,0,0,0,0]
[35,"=",0,0,0,0,0,0,0,0,0,0,0,0,0,0,0,0,0,0,0,0,0,0,0,0,0,0,0,0,0,0,0,0,0,0,0,0,0,0,0,0]
[36,"=",0,0,0,0,0,0,0,0,0,0,0,0,0,0,0,0,0,0,0,0,0,0,0,0,0,0,0,0,0,0,0,0,0,0,0,0,0,0,0,0]
[37,"=",0,0,0,0,0,0,0,0,0,0,0,0,0,0,0,{"$f":"IF(ISERR((((273.15+$B39)^4)-((273.15+R$2)^4))/((10^8)*($B39-R$2))),0,(((273.15+$B39)^4)-((273.15+R$2)^4))/((10^8)*($B39-R$2)))","v":0},0,0,0,0,0,0,0,0,0,0,0,0,0,0,0,0,0,0,0,0,0,0,0,0]
[38,"=",0,0,0,0,0,0,0,0,0,0,0,0,0,0,0,0,0,0,0,0,0,0,0,0,0,0,0,0,0,0,0,0,0,0,0,0,0,0,0,0]
[39,"=",0,0,0,0,0,0,0,0,0,0,0,0,0,0,0,0,0,0,0,0,0,0,0,0,0,0,0,0,0,0,0,0,0,0,0,0,0,0,0,0]
[40,"=",0,0,0,0,0,0,0,0,0,0,0,0,0,0,0,0,0,0,0,0,0,0,0,0,0,0,0,{"$f":"IF(ISERR((((273.15+$B42)^4)-((273.15+AD$2)^4))/((10^8)*($B42-AD$2))),0,(((273.15+$B42)^4)-((273.15+AD$2)^4))/((10^8)*($B42-AD$2)))","v":0},0,0,0,0,0,0,0,0,0,0,0,0]
[null,"="]

{"sheet":"Výpočet","index":9,"n_rows":0,"n_cols":0,"rows_kept":0,"cut":false,"hidden":false,"merged":[]}

{"sheet":"Tabulky","index":10,"n_rows":56,"n_cols":31,"rows_kept":56,"cut":false,"hidden":false,"merged":[[1,0,1,7]]}
["Termofyzikální vlastnosti suchého vzduchu při tlaku 98,066 kPa",null,null,null,null,null,null,null,null,null,null,null,null,null,null,null,null,null,null,null,"metodika k nař. vl. 361/2007 sb s pozdějším zněním předpisu"]
["(převzato ze studijních materiálů U12112)",null,null,null,null,null,null,null,null,"Exponenty K a n pro kriteriální rovnice na výpočet αki  - vertikální stěny",null,null,null,null,null,null,null,null,null,null,"w","A",null,null,null,null,"Exponenty K a n pro kriteriální rovnice na výpočet αki  - horizontální stěny - vytápění směrem nahoru"]
["t","r","cp","l","106 h","106 n","106 a","Pr",null,null,"GrPr",null,null,null,null,null,null,null,null,null,0,0.5,null,null,null,null,null,"GrPr"]
["[°C]","[kg m-3]","[J kg-1 K-1]","[W m-1 K-1]","[Pa s]","[m2 s-1]","[m2 s-1]","[1]",null,"index","od","do","K","n",null,null,null,null,null,null,0.1,0.5,null,null,null,null,"index","od","do","K","n"]
[0,1.252,1004,2.3699999999999999E-2,17.446000000000002,13.933999999999999,18.855,0.72,null,1,null,{"$f":"10^-3","v":1E-3},0.45,0,null,null,null,null,null,null,0.2,0.5,null,null,null,null,1,1,200,0.96,{"$f":"1/6","v":0.16666666666666666}]
[1,1.2470000000000001,1004.1,2.3769999999999999E-2,17.486999999999998,14.018000000000001,18.978000000000002,0.72,null,2,{"$f":"L5","v":1E-3},{"$f":"5*10^2","v":500},1.18,{"$f":"1/8","v":0.125},null,null,null,null,null,null,0.3,0.53,null,null,null,null,2,{"$f":"AC5","v":200},10000,0.59,{"$f":"1/4","v":0.25}]
[2,1.2430000000000001,1004.2,2.384E-2,17.527000000000001,14.103999999999999,19.103000000000002,0.72,null,3,{"$f":"L6","v":500},{"$f":"2*10^7","v":20000000},0.54,{"$f":"1/4","v":0.25},null,null,null,null,null,null,0.4,0.6,null,null,null,null,3,{"$f":"AC6","v":10000},{"$f":"8*10^6","v":8000000},0.54,{"$f":"1/4","v":0.25}]
[3,1.238,1004.4,2.3910000000000001E-2,17.568000000000001,14.19,19.228999999999999,0.72,null,4,{"$f":"L7","v":20000000},{"$f":"10^13","v":10000000000000},0.13500000000000001,{"$f":"1/3","v":0.33333333333333331},null,null,null,null,null,null,0.5,{"$f":"(V9+V7)/2","v":0.625},null,null,null,null,4,{"$f":"AC7","v":8000000},{"$f":"1.5*10^9","v":1500000000},0.15,{"$f":"1/3","v":0.33333333333333331}]
[4,1.2330000000000001,1004.5,2.3980000000000001E-2,17.608000000000001,14.276999999999999,19.355,0.72,null,null,null,null,null,null,null,null,null,null,null,null,0.6,0.65]
[5,1.2290000000000001,1004.6,2.4049999999999998E-2,17.649000000000001,14.364000000000001,19.483000000000001,0.72,null,"Panely",null,null,null,null,null,null,null,null,null,null,0.7,{"$f":"(V11+V9)/2","v":0.67500000000000004}]
[6,1.224,1004.8,2.4119999999999999E-2,17.690000000000001,14.452,19.611000000000001,0.72,null,"ID","Typ","d [m]","l [m]","aL [m]","λL [W/mK]","aiz [m]","λiz [W/mK]","R2 [m2K/W]","ε [-]",null,0.8,0.7]
[7,1.2190000000000001,1004.9,2.419E-2,17.731000000000002,14.54,19.739999999999998,0.72,null,1,{"$f":"\"KZ/\"&L12","v":"KZ/300"},300,0.15,8.0000000000000004E-4,237,0.04,3.7999999999999999E-2,{"$f":"P12/Q12","v":1.0526315789473684},0.9,null,0.9,{"$f":"(V13+V11)/2","v":0.72499999999999998}]
[8,1.2150000000000001,1005,2.426E-2,17.771000000000001,14.628,19.869,0.72,null,2,{"$f":"\"KZ/\"&L13","v":"KZ/450"},450,0.15,8.0000000000000004E-4,237,0.04,3.7999999999999999E-2,{"$f":"P13/Q13","v":1.0526315789473684},0.9,null,1,0.75]
[9,1.21,1005.2,2.4330000000000001E-2,17.812000000000001,14.715999999999999,19.998000000000001,0.72,null,3,"KZ/600",600,0.15,8.0000000000000004E-4,237,0.04,3.7999999999999999E-2,1.0526315789473684,0.9]
[10,1.206,1005.3,2.4400000000000002E-2,17.853000000000002,14.805,20.126999999999999,0.72,null,4,"KZ/750",750,0.15,8.0000000000000004E-4,237,0.04,3.7999999999999999E-2,1.0526315789473684,0.9]
[11,1.2010000000000001,1005.4,2.4469999999999999E-2,17.893999999999998,14.893000000000001,20.256,0.72,null,5,"KZ/900",900,0.15,8.0000000000000004E-4,237,0.04,3.7999999999999999E-2,1.0526315789473684,0.9]
[12,1.1970000000000001,1005.6,2.4539999999999999E-2,17.934999999999999,14.981999999999999,20.385999999999999,0.72,null,6,"KZ/1050",1050,0.15,8.0000000000000004E-4,237,0.04,3.7999999999999999E-2,1.0526315789473684,0.9]
[13,1.1930000000000001,1005.7,2.461E-2,17.975999999999999,15.07,20.515000000000001,0.72,null,7,"KZ/1200",1200,0.15,8.0000000000000004E-4,237,0.04,3.7999999999999999E-2,1.0526315789473684,0.9]
[14,1.1890000000000001,1005.8,2.4680000000000001E-2,18.016999999999999,15.159000000000001,20.643999999999998,0.72]
[15,1.1839999999999999,1006,2.4750000000000001E-2,18.058,15.247,20.773,0.72]
[16,1.18,1006.1,2.4819999999999998E-2,18.099,15.335000000000001,20.902000000000001,0.72]
[17,1.1759999999999999,1006.3,2.4889999999999999E-2,18.14,15.423,21.030999999999999,0.72]
[18,1.1719999999999999,1006.4,2.496E-2,18.181000000000001,15.512,21.16,0.72]
[19,1.1679999999999999,1006.5,2.503E-2,18.222000000000001,15.6,21.289000000000001,0.72]
[20,1.1639999999999999,1006.7,2.5100000000000001E-2,18.263999999999999,15.688000000000001,21.417000000000002,0.72]
[21,1.1599999999999999,1006.8,2.5170000000000001E-2,18.305,15.776,21.545999999999999,0.72]
[22,1.1559999999999999,1006.9,2.5239999999999999E-2,18.346,15.864000000000001,21.675000000000001,0.72]
[23,1.153,1007.1,2.5309999999999999E-2,18.387,15.952,21.803999999999998,0.72]
[24,1.149,1007.2,2.538E-2,18.428999999999998,16.04,21.933,0.72]
[25,1.145,1007.3,2.545E-2,18.47,16.129000000000001,22.062000000000001,0.72]
[26,1.141,1007.5,2.5520000000000001E-2,18.512,16.216999999999999,22.192,0.72]
[27,1.1379999999999999,1007.6,2.5590000000000002E-2,18.553000000000001,16.306000000000001,22.321000000000002,0.72]
[28,1.1339999999999999,1007.7,2.5659999999999999E-2,18.594000000000001,16.395,22.451000000000001,0.72]
[29,1.131,1007.8,2.5729999999999999E-2,18.635999999999999,16.484000000000002,22.582000000000001,0.72]
[30,1.127,1008,2.58E-2,18.678000000000001,16.574000000000002,22.712,0.72]
[31,1.123,1008.1,2.5870000000000001E-2,18.719000000000001,16.663,22.844000000000001,0.72]
[32,1.1200000000000001,1008.2,2.5940000000000001E-2,18.760999999999999,16.754000000000001,22.975999999999999,0.72]
[33,1.1160000000000001,1008.4,2.6009999999999998E-2,18.802,16.844000000000001,23.108000000000001,0.72]
[34,1.113,1008.5,2.6079999999999999E-2,18.844000000000001,16.934999999999999,23.241,0.72]
[35,1.109,1008.6,2.615E-2,18.885999999999999,17.027000000000001,23.373999999999999,0.72]
[36,1.1060000000000001,1008.8,2.622E-2,18.928000000000001,17.119,23.507999999999999,0.72]
[37,1.1020000000000001,1008.9,2.6290000000000001E-2,18.969000000000001,17.210999999999999,23.643000000000001,0.72]
[38,1.099,1009,2.6360000000000001E-2,19.010999999999999,17.303999999999998,23.777999999999999,0.72]
[39,1.095,1009.2,2.6429999999999999E-2,19.053000000000001,17.398,23.914000000000001,0.72]
[40,1.0920000000000001,1009.3,2.6499999999999999E-2,19.094999999999999,17.491,24.050999999999998,0.72]
[41,1.0880000000000001,1009.4,2.657E-2,19.137,17.585999999999999,24.187999999999999,0.72]
[42,1.085,1009.6,2.664E-2,19.178999999999998,17.681000000000001,24.327000000000002,0.72]
[43,1.081,1009.7,2.6710000000000001E-2,19.221,17.776,24.465,0.72]
[44,1.0780000000000001,1009.8,2.6780000000000002E-2,19.263000000000002,17.872,24.605,0.72]
[45,1.0740000000000001,1010,2.6849999999999999E-2,19.305,17.968,24.745000000000001,0.72]
[46,1.071,1010.1,2.6919999999999999E-2,19.347000000000001,18.065000000000001,24.885000000000002,0.72]
[47,1.0680000000000001,1010.2,2.699E-2,19.388999999999999,18.161999999999999,25.026,0.72]
[48,1.0640000000000001,1010.3,2.7060000000000001E-2,19.431000000000001,18.260000000000002,25.167999999999999,0.72]
[49,1.0609999999999999,1010.5,2.7130000000000001E-2,19.474,18.358000000000001,25.31,0.72]
[50,1.0569999999999999,1010.6,2.7199999999999998E-2,19.515999999999998,18.456,25.452999999999999,0.72]
[60,1.046,1017,2.8000000000000001E-2,20.100000000000001,19.22,26.32,0.72]