{"text_format":"1","workbook":"xlsx","n_sheets":2,"sheets":["Zadani","Vysledky"],"not_rendered":{"charts":0,"images":0,"macros":1,"external_links":0,"defined_names":0,"comments":0,"pivot_tables":0},"unopened":[],"bounds":{"document_bytes":16777216,"sheet_cells":100000,"rows_first":2000,"rows_last":500,"rows_between":2000,"halvings":0,"cell_chars":16384,"cell_head_chars":4096},"cells_cut":0,"cells_raw":0,"read":"whole","date_system":"1900"}

{"sheet":"Zadani","index":0,"n_rows":81,"n_cols":14,"rows_kept":81,"cut":false,"hidden":false,"merged":[[57,3,57,5],[65,3,65,5],[73,3,73,5],[37,7,37,9],[41,7,41,9],[17,3,17,5],[25,3,25,5],[33,3,33,5],[41,3,41,5],[49,3,49,5],[17,7,17,9],[21,7,21,9],[25,7,25,9],[29,7,29,9],[33,7,33,9],[15,0,15,1],[0,0,0,1],[12,11,12,13],[0,11,0,13],[0,3,0,5],[0,7,0,9],[1,3,1,5],[1,7,1,9],[5,7,5,9],[9,7,9,9],[13,7,13,9],[9,3,9,5]]}
["Spotřeba tepla",null,null,"Kogenerační jednotky",null,null,null,"Plynové kondenzační kotle",null,null,null,"Zelený bonus"]
["Měsíc","kWh/měs",null,"KJ 1",null,null,null,"KOT 1",null,null,null,"Instalovaný výkon (kW)","Provozní hodiny (h/rok)","Sazba (Kč/MWh)"]
["Leden",338830,null,"Tep. výkon 75%",64,"kW",null,"Tep. výkon",84,"kW",null,"0 - 200",3000,1580]
["Únor",280600,null,"Tep. výkon 100%",81,"kW",null,"Spotřeba plynu",9.1999999999999993,"m3/h",null,"0 - 200",4400,1115]
["Březen",206400,null,"El. výkon 75%",38,"kW",null,"Cena",214000,"Kč",null,"0 - 200",8400,215]
["Duben",170330,null,"El. výkon 100%",50,"kW",null,"KOT 2",null,null,null,"200 - 1 000",3000,1140]
["Květen",86670,null,"Spotřeba plynu 75%",12.4,"m3/h",null,"Tep. výkon",113,"kW",null,"200 - 1 000",4400,740]
["Červen",71830,null,"Spotřeba plynu 100%",15.3,"m3/h",null,"Spotřeba plynu",12.3,"m3/h",null,"200 - 1 000",8400,135]
["Červenec",63830,null,"Cena",2100000,"Kč",null,"Cena",233000,"Kč",null,"1 000 - 5 000",3000,800]
["Srpen",61230,null,"KJ 2",null,null,null,"KOT 3",null,null,null,"1 000 - 5 000",4400,470]
["Září",85600,null,"Tep. výkon 75%",85,"kW",null,"Tep. výkon",150,"kW",null,"1 000 - 5 000",8400,45]
["Říjen",125130,null,"Tep. výkon 100%",115,"kW",null,"Spotřeba plynu",16.399999999999999,"m3/h"]
["Listopad",209570,null,"El. výkon 75%",53,"kW",null,"Cena",263000,"Kč",null,"Ekonomika"]
["Prosinec",299700,null,"El. výkon 100%",70,"kW",null,"KOT 4",null,null,null,"Věc","Cena","Jednotka"]
[null,null,null,"Spotřeba plynu 75%",16.7,"m3/h",null,"Tep. výkon",187,"kW",null,"Regulační stanice plynu",1650000,"Kč"]
["Spotřeba elektřiny",null,null,"Spotřeba plynu 100%",21.5,"m3/h",null,"Spotřeba plynu",20.399999999999999,"m3/h",null,"Stavební úpravy a další techn.",40,"% ceny tech. KJ"]
[3745.9,"MWh/rok",null,"Cena",2330000,"Kč",null,"Cena",297000,"Kč",null,"Servisní náklady",500,"Kč/MWhe"]
[null,null,null,"KJ 3",null,null,null,"KOT 5",null,null,null,"Cena vykoupené elektřiny",850,"Kč/MWh"]
[null,null,null,"Tep. výkon 75%",171,"kW",null,"Tep. výkon",225,"kW",null,"Cena elektřiny",2650,"Kč/MWh"]
[null,null,null,"Tep. výkon 100%",207,"kW",null,"Spotřeba plynu",24.6,"m3/h",null,"Cena rezervovaného el. výkonu",115000,"Kč/MW"]
[null,null,null,"El. výkon 75%",105,"kW",null,"Cena",329000,"Kč",null,"Rezervovaný el. výkon/měs",0.1,"MW"]
[null,null,null,"El. výkon 100%",140,"kW",null,"KOT 6",null,null,null,"Cena zemního plynu",9.5,"Kč/m3"]
[null,null,null,"Spotřeba plynu 75%",32.6,"m3/h",null,"Tep. výkon",263,"kW",null,"Cena tepla",1470,"Kč/MWh"]
[null,null,null,"Spotřeba plynu 100%",40.4,"m3/h",null,"Spotřeba plynu",28.7,"m3/h",null,"Diskont",4.5,"%"]
[null,null,null,"Cena",3620000,"Kč",null,"Cena",352000,"Kč"]
[null,null,null,"KJ 4",null,null,null,"KOT 7"]
[null,null,null,"Tep. výkon 75%",210,"kW",null,"Tep. výkon",300,"kW"]
[null,null,null,"Tep. výkon 100%",263,"kW",null,"Spotřeba plynu",32.799999999999997,"m3/h"]
[null,null,null,"El. výkon 75%",150,"kW",null,"Cena",579000,"Kč"]
[null,null,null,"El. výkon 100%",199,"kW",null,"KOT 8"]
[null,null,null,"Spotřeba plynu 75%",44.8,"m3/h",null,"Tep. výkon",374,"kW"]
[null,null,null,"Spotřeba plynu 100%",56.6,"m3/h",null,"Spotřeba plynu",40.799999999999997,"m3/h"]
[null,null,null,"Cena",4850000,"Kč",null,"Cena",680000,"Kč"]
[null,null,null,"KJ 5",null,null,null,"KOT 9"]
[null,null,null,"Tep. výkon 75%",238,"kW",null,"Tep. výkon",450,"kW"]
[null,null,null,"Tep. výkon 100%",293,"kW",null,"Spotřeba plynu",49.2,"m3/h"]
[null,null,null,"El. výkon 75%",150,"kW",null,"Cena",746000,"Kč"]
[null,null,null,"El. výkon 100%",199,"kW",null,"KOT 10"]
[null,null,null,"Spotřeba plynu 75%",46.1,"m3/h",null,"Tep. výkon",526,"kW"]
[null,null,null,"Spotřeba plynu 100%",58.2,"m3/h",null,"Spotřeba plynu",57.4,"m3/h"]
[null,null,null,"Cena",5350000,"Kč",null,"Cena",793000,"Kč"]
[null,null,null,"KJ 6",null,null,null,"KOT 11"]
[null,null,null,"Tep. výkon 75%",298,"kW",null,"Tep. výkon",1052,"kW"]
[null,null,null,"Tep. výkon 100%",363,"kW",null,"Spotřeba plynu",114.8,"m3/h"]
[null,null,null,"El. výkon 75%",179,"kW",null,"Cena",1586000,"Kč"]
[null,null,null,"El. výkon 100%",238,"kW"]
[null,null,null,"Spotřeba plynu 75%",56.4,"m3/h"]
[null,null,null,"Spotřeba plynu 100%",70.2,"m3/h"]
[null,null,null,"Cena",6270000,"Kč"]
[null,null,null,"KJ 7"]
[null,null,null,"Tep. výkon 75%",404,"kW"]
[null,null,null,"Tep. výkon 100%",498,"kW"]
[null,null,null,"El. výkon 75%",271,"kW"]
[null,null,null,"El. výkon 100%",363,"kW"]
[null,null,null,"Spotřeba plynu 75%",79.599999999999994,"m3/h"]
[null,null,null,"Spotřeba plynu 100%",101.1,"m3/h"]
[null,null,null,"Cena",7500000,"Kč"]
[null,null,null,"KJ 8"]
[null,null,null,"Tep. výkon 75%",423,"kW"]
[null,null,null,"Tep. výkon 100%",549,"kW"]
[null,null,null,"El. výkon 75%",300,"kW"]
[null,null,null,"El. výkon 100%",401,"kW"]
[null,null,null,"Spotřeba plynu 75%",87.5,"m3/h"]
[null,null,null,"Spotřeba plynu 100%",110.8,"m3/h"]
[null,null,null,"Cena",8050000,"Kč"]
[null,null,null,"KJ 9"]
[null,null,null,"Tep. výkon 75%",590,"kW"]
[null,null,null,"Tep. výkon 100%",660,"kW"]
[null,null,null,"El. výkon 75%",398,"kW"]
[null,null,null,"El. výkon 100%",530,"kW"]
[null,null,null,"Spotřeba plynu 75%",114.7,"m3/h"]
[null,null,null,"Spotřeba plynu 100%",141.30000000000001,"m3/h"]
[null,null,null,"Cena",9120000,"Kč"]
[null,null,null,"KJ 10"]
[null,null,null,"Tep. výkon 75%",211,"kW"]
[null,null,null,"Tep. výkon 100%",267,"kW"]
[null,null,null,"El. výkon 75%",158,"kW"]
[null,null,null,"El. výkon 100%",211,"kW"]
[null,null,null,"Spotřeba plynu 75%",43.2,"m3/h"]
[null,null,null,"Spotřeba plynu 100%",56,"m3/h"]
[null,null,null,"Cena",4980000,"Kč"]

{"sheet":"Vysledky","index":1,"n_rows":386,"n_cols":149,"rows_kept":386,"cut":false,"hidden":false,"merged":[[2,0,2,2],[6,0,6,2],[0,0,0,148],[1,5,1,16],[1,17,1,28],[1,29,1,40],[1,41,1,52],[1,53,1,64],[1,65,1,76],[1,77,1,88]]}
[]
["Použitá KJ","Použitý kotel","Hodin provozu KJ/den [h]","Měsíců provozu KJ/rok [-]","Hodin provozu KJ/rok [h]","Teplo dodané KJ [kWh]     (Leden - Prosinec)",null,null,null,null,null,null,null,null,null,null,null,"% využití KJ [-]     (Leden - Prosinec)",null,null,null,null,null,null,null,null,null,null,null,"Elektřina vyrobená KJ [kWh]     (Leden - Prosinec)",null,null,null,null,null,null,null,null,null,null,null,"Spotřeba plynu KJ [m3]     (Leden - Prosinec)",null,null,null,null,null,null,null,null,null,null,null,"Teplo dodané kotlem [kWh]     (Leden - Prosinec)",null,null,null,null,null,null,null,null,null,null,null,"Provozní hodiny kotle [h]     (Leden - Prosinec)",null,null,null,null,null,null,null,null,null,null,null,"Spotřeba plynu kotlem [m3]     (Leden - Prosinec)",null,null,null,null,null,null,null,null,null,null,null,"Spotřeba plynu/rok [m3]","Vyrobená elektřina/rok [MWh]","Sazba zeleného bonusu [Kč/MWh]","Cena KJ [Kč]","Cena kotle [Kč]","Stavební úpravy a další techn. [Kč]","Reg. stanice plynu [Kč]","Celkové investiční náklady [Kč]","Náklady servisní [Kč]","Náklady na plyn [Kč]","Celkové provozní náklady/rok [Kč]","Výnosy za ušetřené CZT [Kč]","Výnosy za ušetřenou el. [Kč]","Výnosy z prodané el. [Kč]","Zelený bonus [Kč]","Snížení rezervovaného výkonu/rok [MW]","Cena za snížení rezer. výkonu [Kč]","Celkové výnosy/rok [Kč]","KCF - 0. rok [Kč]","KCF - 1. rok [Kč]",null,null,null,null,null,null,null,null,"KCF - 10. rok [Kč]",null,null,null,null,null,null,null,null,null,"KCF - 20. rok [Kč]","KDCF - 0. rok [Kč]","KDCF - 1. rok [Kč]",null,null,null,null,null,null,null,null,"KDCF - 10. rok [Kč]",null,null,null,null,null,null,null,null,null,"KDCF - 20. rok [Kč]"]
["NEJLEPŠÍ DIMENZOVÁNÍ KJ"]
["KJ 4","Kotel 6",24,6,4320,189360,189360,189360,170330,0,0,0,0,0,0,189360,189360,1,1,1,0.8753275681341719,0,0,0,0,0,0,1,1,143280,143280,143280,125686.22641509434,0,0,0,0,0,0,143280,143280,40752,40752,40752,36515.132075471694,0,0,0,0,0,0,40752,40752,149470,91240,17040,0,86670,71830,63830,61230,85600,125130,20210,110340,568.32699619771859,346.92015209125475,64.790874524714823,0,329.54372623574142,273.11787072243345,242.69961977186313,232.81368821292776,325.47528517110266,475.77946768060838,76.844106463878333,419.54372623574142,16310.984790874523,9956.6083650190103,1859.4980988593154,0,9457.9049429657789,7838.4828897338402,6965.4790874524715,6681.7528517110268,9341.1406844106459,13654.870722433459,2205.4258555133083,12040.904942965779,336588.18530741084,842.0862264150943,1115,4850000,352000,1940000,1650000,8792000,421043.11320754717,3197587.760420403,3618630.87362795,2939588.4,2231528.5,0,938926.1424528301,0.6,69000,6179043.0424528308,-8792000,-6231587.8311751187,-3671175.6623502374,-1110763.4935253561,1449648.6752995253,4010060.8441244061,6570473.012949287,9130885.1817741673,11691297.350599049,14251709.51942393,16812121.688248813,19372533.857073694,21932946.025898576,24493358.194723457,27053770.363548338,29614182.53237322,32174594.701198101,34735006.870022982,37295419.038847864,39855831.207672745,42416243.376497626,-8792000,-6341844.8145216443,-3997198.704016041,-1753518.2154939324,393544.45294827688,2448149.8772948887,4414279.4699710719,6295743.1950200517,8096186.9510477837,9819099.6362417862,11467819.909154706,13045542.658353673,14555325.193472302,16000093.169662377,17382646.256925609,18705663.565311477,19971708.836494125,21183235.411788523,22342590.986232925,23452022.157950055,24513678.781602811]
[]
[]
["VŠECHNY VYPOČTENÉ HODNOTY"]
["KJ 1","Kotel 10",9,12,3240,21870,21870,21870,21870,21870,21870,21870,21870,21870,21870,21870,21870,1,1,1,1,1,1,1,1,1,1,1,1,13500,13500,13500,13500,13500,13500,13500,13500,13500,13500,13500,13500,4131,4131,4131,4131,4131,4131,4131,4131,4131,4131,4131,4131,316960,258730,184530,148460,64800,49960,41960,39360,63730,103260,187700,277830,602.58555133079847,491.88212927756655,350.81749049429658,282.24334600760454,123.19391634980988,94.980988593155899,79.771863117870723,74.828897338403038,121.1596958174905,196.31178707224333,356.84410646387835,528.19391634980991,34588.410646387834,28234.034220532318,20136.923954372622,16200.768060836501,7071.3307984790872,5451.9087452471485,4578.9049429657798,4295.1787072243342,6954.5665399239542,11268.296577946767,20482.851711026618,30318.330798479088,239153.50570342207,162,1115,2100000,793000,840000,1650000,5383000,81000,2271958.3041825094,2352958.3041825094,2939588.4,429300,0,180630,0,0,3549518.4,-5383000,-4186439.9041825091,-2989879.8083650186,-1793319.7125475281,-596759.61673003761,599800.47908745287,1796360.5749049434,2992920.6707224338,4189480.7665399243,5386040.8623574153,6582600.9581749057,7779161.0539923962,8975721.1498098876,10172281.245627379,11368841.34144487,12565401.437262362,13761961.533079853,14958521.628897345,16155081.724714836,17351641.820532326,18548201.916349817,-5383000,-4237966.415485655,-3142240.4972901093,-2093698.9487776253,-1090309.9071388848,-130129.00604918087,788704.39212278475,1667970.8018567231,2509374.0647600135,3314544.6512703393,4085042.8201797418,4822361.642102615,5527929.8927465128,6203114.8215923486,6849224.8013491295,7467511.8633173406,8059174.1235740017,8625358.1046808548,9167160.9574146848,9685632.5868250486,10181777.686739273]
["KJ 1","Kotel 11",9,12,3240,21870,21870,21870,21870,21870,21870,21870,21870,21870,21870,21870,21870,1,1,1,1,1,1,1,1,1,1,1,1,13500,13500,13500,13500,13500,13500,13500,13500,13500,13500,13500,13500,4131,4131,4131,4131,4131,4131,4131,4131,4131,4131,4131,4131,316960,258730,184530,148460,64800,49960,41960,39360,63730,103260,187700,277830,301.29277566539923,245.94106463878327,175.40874524714829,141.12167300380227,61.596958174904941,47.49049429657795,39.885931558935361,37.414448669201519,60.579847908745251,98.155893536121667,178.42205323193917,264.09695817490496,34588.410646387834,28234.034220532318,20136.923954372622,16200.768060836501,7071.3307984790872,5451.9087452471485,4578.9049429657798,4295.1787072243342,6954.5665399239542,11268.296577946767,20482.851711026618,30318.330798479088,239153.50570342207,162,1115,2100000,1586000,840000,1650000,6176000,81000,2271958.3041825094,2352958.3041825094,2939588.4,429300,0,180630,0,0,3549518.4,-6176000,-4979439.9041825086,-3782879.8083650176,-2586319.7125475272,-1389759.6167300367,-193199.5209125462,1003360.5749049443,2199920.6707224348,3396480.7665399252,4593040.8623574153,5789600.9581749057,6986161.0539923962,8182721.1498098876,9379281.245627379,10575841.34144487,11772401.437262362,12968961.533079853,14165521.628897345,15362081.724714836,16558641.820532328,17755201.916349817,-6176000,-5030966.415485655,-3935240.4972901093,-2886698.9487776253,-1883309.9071388848,-923129.00604918087,-4295.6078772152541,874970.80185672315,1716374.0647600135,2521544.6512703393,3292042.8201797418,4029361.6421026154,4734929.8927465137,5410114.8215923496,6056224.8013491305,6674511.8633173415,7266174.1235740026,7832358.1046808558,8374160.9574146867,8892632.5868250504,9388777.6867392752]
["KJ 1","Kotel 10",10,12,3600,24300,24300,24300,24300,24300,24300,24300,24300,24300,24300,24300,24300,1,1,1,1,1,1,1,1,1,1,1,1,15000,15000,15000,15000,15000,15000,15000,15000,15000,15000,15000,15000,4590,4590,4590,4590,4590,4590,4590,4590,4590,4590,4590,4590,314530,256300,182100,146030,62370,47530,39530,36930,61300,100830,185270,275400,597.96577946768059,487.26235741444867,346.1977186311787,277.62357414448667,118.57414448669202,90.361216730038024,75.152091254752847,70.209125475285177,116.53992395437263,191.69201520912549,352.22433460076047,523.57414448669203,34323.235741444863,27968.859315589354,19871.749049429658,15935.593155893534,6806.1558935361218,5186.7338403041822,4313.7300380228135,4030.0038022813692,6689.3916349809888,11003.121673003803,20217.676806083651,30053.155893536121,241479.4068441065,180,1115,2100000,793000,840000,1650000,5383000,90000,2294054.3650190118,2384054.3650190118,2939588.4,477000,0,200700,0,0,3617288.4,-5383000,-4149765.9650190123,-2916531.9300380242,-1683297.8950570361,-450063.86007604795,783170.17490494018,2016404.2098859283,3249638.2448669164,4482872.279847905,5716106.3148288932,6949340.3498098813,8182574.3847908694,9415808.4197718576,10649042.454752846,11882276.489733834,13115510.524714822,14348744.55969581,15581978.594676798,16815212.629657786,18048446.664638773,19281680.699619759,-5383000,-4202871.7368602986,-3073562.3941428806,-1992883.5972841072,-958741.20794556825,30868.734005186823,977863.89376667503,1884079.3576532668,2751271.1891236892,3581119.8316791179,4375233.3652249826,5135150.6222066712,5862344.1695575695,6558223.1622378547,7224136.0738936299,7861373.3099278649,8471169.7080467511,9054706.9311270248,9613115.7570411619,10147478.269877657,10658829.956802532]
["KJ 1","Kotel 11",10,12,3600,24300,24300,24300,24300,24300,24300,24300,24300,24300,24300,24300,24300,1,1,1,1,1,1,1,1,1,1,1,1,15000,15000,15000,15000,15000,15000,15000,15000,15000,15000,15000,15000,4590,4590,4590,4590,4590,4590,4590,4590,4590,4590,4590,4590,314530,256300,182100,146030,62370,47530,39530,36930,61300,100830,185270,275400,298.9828897338403,243.63117870722434,173.09885931558935,138.81178707224333,59.28707224334601,45.180608365019012,37.576045627376423,35.104562737642588,58.269961977186313,95.846007604562743,176.11216730038024,261.78707224334602,34323.235741444863,27968.859315589354,19871.749049429658,15935.593155893534,6806.1558935361218,5186.7338403041822,4313.7300380228135,4030.0038022813692,6689.3916349809888,11003.121673003803,20217.676806083651,30053.155893536121,241479.4068441065,180,1115,2100000,1586000,840000,1650000,6176000,90000,2294054.3650190118,2384054.3650190118,2939588.4,477000,0,200700,0,0,3617288.4,-6176000,-4942765.9650190119,-3709531.9300380242,-2476297.8950570361,-1243063.8600760479,-9829.8250950598158,1223404.2098859283,2456638.2448669164,3689872.2798479046,4923106.3148288932,6156340.3498098813,7389574.3847908694,8622808.4197718576,9856042.4547528457,11089276.489733834,12322510.524714822,13555744.55969581,14788978.594676798,16022212.629657786,17255446.664638773,18488680.699619759,-6176000,-4995871.7368602986,-3866562.3941428806,-2785883.5972841075,-1751741.2079455685,-762131.26599481341,184863.8937666748,1091079.3576532663,1958271.189123689,2788119.8316791174,3582233.3652249817,4342150.6222066702,5069344.1695575686,5765223.1622378537,6431136.073893629,7068373.309927864,7678169.7080467492,8261706.931127022,8820115.7570411582,9354478.2698776536,9865829.9568025284]
["KJ 1","Kotel 10",11,12,3960,26730,26730,26730,26730,26730,26730,26730,26730,26730,26730,26730,26730,1,1,1,1,1,1,1,1,1,1,1,1,16500,16500,16500,16500,16500,16500,16500,16500,16500,16500,16500,16500,5049,5049,5049,5049,5049,5049,5049,5049,5049,5049,5049,5049,312100,253870,179670,143600,59940,45100,37100,34500,58870,98400,182840,272970,593.34600760456271,482.6425855513308,341.57794676806083,273.00380228136885,113.95437262357414,85.741444866920148,70.532319391634985,65.589353612167301,111.92015209125475,187.07224334600761,347.6045627376426,518.95437262357416,34058.0608365019,27703.684410646387,19606.574144486691,15670.418250950572,6540.9809885931554,4921.5589353612168,4048.555133079848,3764.8288973384028,6424.2167300380224,10737.946768060836,19952.501901140684,29787.980988593157,243805.30798479085,198,1115,2100000,793000,840000,1650000,5383000,99000,2316150.4258555132,2415150.4258555132,2939588.4,524700,0,220770,0,0,3685058.4,-5383000,-4113092.0258555138,-2843184.051711027,-1573276.0775665403,-303368.10342205362,966539.87072243309,2236447.8448669198,3506355.8190114065,4776263.7931558937,6046171.7673003804,7316079.7414448671,8585987.7155893538,9855895.6897338405,11125803.663878327,12395711.638022814,13665619.612167301,14935527.586311787,16205435.560456274,17475343.534600761,18745251.508745246,20015159.48288973,-5383000,-4167777.0582349407,-3004884.2909956495,-1892068.2457905861,-827172.50875224778,191866.47405955917,1167023.3954105708,2100187.9134498164,2993168.3134873719,3847695.0120879035,4665423.9102702308,5447939.6023107357,6196758.4463686347,6913331.502883371,7599047.3464381425,8255234.7565384023,8883165.2925195117,9484055.757573206,10059070.55666765,10609323.952930275,11135882.226865802]
["KJ 1","Kotel 11",11,12,3960,26730,26730,26730,26730,26730,26730,26730,26730,26730,26730,26730,26730,1,1,1,1,1,1,1,1,1,1,1,1,16500,16500,16500,16500,16500,16500,16500,16500,16500,16500,16500,16500,5049,5049,5049,5049,5049,5049,5049,5049,5049,5049,5049,5049,312100,253870,179670,143600,59940,45100,37100,34500,58870,98400,182840,272970,296.67300380228136,241.3212927756654,170.78897338403041,136.50190114068442,56.977186311787072,42.870722433460074,35.266159695817493,32.79467680608365,55.960076045627375,93.536121673003805,173.8022813688213,259.47718631178708,34058.0608365019,27703.684410646387,19606.574144486691,15670.418250950572,6540.9809885931554,4921.5589353612168,4048.555133079848,3764.8288973384028,6424.2167300380224,10737.946768060836,19952.501901140684,29787.980988593157,243805.30798479085,198,1115,2100000,1586000,840000,1650000,6176000,99000,2316150.4258555132,2415150.4258555132,2939588.4,524700,0,220770,0,0,3685058.4,-6176000,-4906092.0258555133,-3636184.051711027,-2366276.0775665403,-1096368.1034220536,173539.87072243309,1443447.8448669198,2713355.8190114065,3983263.7931558932,5253171.7673003804,6523079.7414448671,7792987.7155893538,9062895.6897338405,10332803.663878327,11602711.638022814,12872619.612167301,14142527.586311787,15412435.560456274,16682343.534600761,17952251.508745246,19222159.48288973,-6176000,-4960777.0582349412,-3797884.29099565,-2685068.2457905868,-1620172.5087522485,-601133.52594044153,374023.39541056997,1307187.9134498155,2200168.313487371,3054695.0120879025,3872423.9102702294,4654939.6023107339,5403758.4463686328,6120331.5028833691,6806047.3464381406,7462234.7565384004,8090165.2925195098,8691055.7575732041,9266070.5566676483,9816323.9529302735,10342882.2268658]
["KJ 1","Kotel 10",12,12,4320,29160,29160,29160,29160,29160,29160,29160,29160,29160,29160,29160,29160,1,1,1,1,1,1,1,1,1,1,1,1,18000,18000,18000,18000,18000,18000,18000,18000,18000,18000,18000,18000,5508,5508,5508,5508,5508,5508,5508,5508,5508,5508,5508,5508,309670,251440,177240,141170,57510,42670,34670,32070,56440,95970,180410,270540,588.72623574144484,478.02281368821292,336.95817490494295,268.38403041825097,109.33460076045627,81.121673003802286,65.912547528517109,60.969581749049432,107.30038022813689,182.45247148288973,342.98479087452472,514.33460076045628,33792.885931558936,27438.50950570342,19341.399239543724,15405.243346007606,6275.80608365019,4656.3840304182513,3783.3802281368821,3499.6539923954374,6159.041825095057,10472.77186311787,19687.326996197717,29522.80608365019,246131.20912547523,216,1115,2100000,793000,840000,1650000,5383000,108000,2338246.4866920146,2446246.4866920146,2939588.4,572400,0,240840,0,0,3752828.4,-5383000,-4076418.0866920152,-2769836.1733840299,-1463254.2600760446,-156672.3467680593,1149909.566539926,2456491.4798479113,3763073.3931558966,5069655.3064638823,6376237.2197718676,7682819.1330798529,8989401.0463878382,10295982.959695823,11602564.873003809,12909146.786311794,14215728.699619779,15522310.612927765,16828892.526235748,18135474.439543732,19442056.352851715,20748638.266159698,-5383000,-4132682.3796095834,-2936206.187848419,-1791252.8942970654,-695603.80955892801,352864.21411393071,1356182.8970544655,2316296.4692463651,3235065.4378510537,4114270.1924966886,4955614.4553154781,5760728.5824147984,6531172.723179698,7268439.8435288845,7973958.6189826513,8649096.203148935,9295160.8769922685,9913404.5840193834,10505025.356294135,11071169.635982892,11612934.49692907]
["KJ 1","Kotel 11",12,12,4320,29160,29160,29160,29160,29160,29160,29160,29160,29160,29160,29160,29160,1,1,1,1,1,1,1,1,1,1,1,1,18000,18000,18000,18000,18000,18000,18000,18000,18000,18000,18000,18000,5508,5508,5508,5508,5508,5508,5508,5508,5508,5508,5508,5508,309670,251440,177240,141170,57510,42670,34670,32070,56440,95970,180410,270540,294.36311787072242,239.01140684410646,168.47908745247148,134.19201520912549,54.667300380228134,40.560836501901143,32.956273764258555,30.484790874524716,53.650190114068444,91.226235741444867,171.49239543726236,257.16730038022814,33792.885931558936,27438.50950570342,19341.399239543724,15405.243346007606,6275.80608365019,4656.3840304182513,3783.3802281368821,3499.6539923954374,6159.041825095057,10472.77186311787,19687.326996197717,29522.80608365019,246131.20912547523,216,1115,2100000,1586000,840000,1650000,6176000,108000,2338246.4866920146,2446246.4866920146,2939588.4,572400,0,240840,0,0,3752828.4,-6176000,-4869418.0866920147,-3562836.1733840299,-2256254.2600760446,-949672.3467680593,356909.56653992599,1663491.4798479113,2970073.3931558966,4276655.3064638823,5583237.2197718676,6889819.1330798529,8196401.0463878382,9502982.9596958235,10809564.873003809,12116146.786311794,13422728.699619779,14729310.612927765,16035892.52623575,17342474.439543735,18649056.352851719,19955638.266159702,-6176000,-4925682.3796095829,-3729206.187848419,-2584252.8942970652,-1488603.8095589278,-440135.78588606906,563182.89705446572,1523296.4692463651,2442065.4378510537,3321270.1924966886,4162614.4553154781,4967728.5824147984,5738172.723179698,6475439.8435288845,7180958.6189826513,7856096.2031489359,8502160.8769922704,9120404.5840193853,9712025.3562941365,10278169.635982893,10819934.496929072]
["KJ 1","Kotel 10",13,12,4680,31590,31590,31590,31590,31590,31590,31590,31590,31590,31590,31590,31590,1,1,1,1,1,1,1,1,1,1,1,1,19500,19500,19500,19500,19500,19500,19500,19500,19500,19500,19500,19500,5967,5967,5967,5967,5967,5967,5967,5967,5967,5967,5967,5967,307240,249010,174810,138740,55080,40240,32240,29640,54010,93540,177980,268110,584.10646387832696,473.40304182509504,332.33840304182507,263.7642585551331,104.71482889733841,76.50190114068441,61.29277566539924,56.349809885931556,102.68060836501901,177.83269961977186,338.36501901140684,509.71482889733841,33527.711026615965,27173.334600760456,19076.22433460076,15140.068441064639,6010.6311787072245,4391.209125475285,3518.2053231939162,3234.479087452471,5893.8669201520916,10207.596958174905,19422.152091254753,29257.631178707223,248457.11026615967,234,215,2100000,793000,840000,1650000,5383000,117000,2360342.547528517,2477342.547528517,2939588.4,620100,0,50310,0,0,3609998.4,-5383000,-4250344.1475285161,-3117688.2950570327,-1985032.4425855498,-852376.59011406684,280279.2623574161,1412935.114828899,2545590.967300382,3678246.8197718649,4810902.6722433474,5943558.5247148303,7076214.3771863133,8208870.2296577971,9341526.082129281,10474181.934600765,11606837.787072249,12739493.639543733,13872149.492015216,15004805.3444867,16137461.196958184,17270117.049429666,-5383000,-4299118.8014626959,-3261911.9129102514,-2269369.4358265726,-1319568.0223493678,-410667.14820850198,459094.45384017355,1291402.2069968008,2087868.9564289802,2850038.0946415919,3579386.5522613162,4277327.6600313876,4945213.8875625562,5584339.4641474066,6195942.8867166415,6781209.3197972495,7341272.8921231898,7877218.8943489697,8390085.8821248356,8880867.6886089183,9350515.3503161743]
["KJ 1","Kotel 11",13,12,4680,31590,31590,31590,31590,31590,31590,31590,31590,31590,31590,31590,31590,1,1,1,1,1,1,1,1,1,1,1,1,19500,19500,19500,19500,19500,19500,19500,19500,19500,19500,19500,19500,5967,5967,5967,5967,5967,5967,5967,5967,5967,5967,5967,5967,307240,249010,174810,138740,55080,40240,32240,29640,54010,93540,177980,268110,292.05323193916348,236.70152091254752,166.16920152091254,131.88212927756655,52.357414448669203,38.250950570342205,30.64638783269962,28.174904942965778,51.340304182509506,88.916349809885929,169.18250950570342,254.8574144486692,33527.711026615965,27173.334600760456,19076.22433460076,15140.068441064639,6010.6311787072245,4391.209125475285,3518.2053231939162,3234.479087452471,5893.8669201520916,10207.596958174905,19422.152091254753,29257.631178707223,248457.11026615967,234,215,2100000,1586000,840000,1650000,6176000,117000,2360342.547528517,2477342.547528517,2939588.4,620100,0,50310,0,0,3609998.4,-6176000,-5043344.1475285161,-3910688.2950570327,-2778032.4425855498,-1645376.5901140668,-512720.7376425839,619935.11482889904,1752590.967300382,2885246.8197718649,4017902.6722433479,5150558.5247148313,6283214.3771863142,7415870.2296577971,8548526.082129281,9681181.9346007649,10813837.787072249,11946493.639543733,13079149.492015216,14211805.3444867,15344461.196958184,16477117.049429668,-6176000,-5092118.8014626959,-4054911.9129102514,-3062369.4358265726,-2112568.0223493678,-1203667.148208502,-333905.54615982645,498402.20699680084,1294868.9564289802,2057038.0946415919,2786386.5522613162,3484327.6600313876,4152213.8875625562,4791339.4641474066,5402942.8867166415,5988209.3197972495,6548272.8921231898,7084218.8943489697,7597085.8821248356,8087867.6886089183,8557515.3503161743]
["KJ 1","Kotel 10",14,12,5040,34020,34020,34020,34020,34020,34020,34020,34020,34020,34020,34020,34020,1,1,1,1,1,1,1,1,1,1,1,1,21000,21000,21000,21000,21000,21000,21000,21000,21000,21000,21000,21000,6426,6426,6426,6426,6426,6426,6426,6426,6426,6426,6426,6426,304810,246580,172380,136310,52650,37810,29810,27210,51580,91110,175550,265680,579.48669201520909,468.78326996197717,327.7186311787072,259.14448669201522,100.09505703422053,71.882129277566534,56.673003802281372,51.730038022813687,98.060836501901136,173.21292775665398,333.74524714828897,505.09505703422053,33262.536121673002,26908.159695817489,18811.049429657793,14874.893536121674,5745.4562737642582,4126.0342205323186,3253.0304182509508,2969.3041825095056,5628.6920152091252,9942.4220532319378,19156.977186311786,28992.456273764259,250783.0114068441,252,215,2100000,793000,840000,1650000,5383000,126000,2382438.6083650189,2508438.6083650189,2939588.4,667800,0,54180,0,0,3661568.4,-5383000,-4229870.2083650194,-3076740.4167300384,-1923610.6250950568,-770480.83346007625,382648.95817490481,1535778.7498098859,2688908.5414448669,3842038.333079848,4995168.124714829,6148297.9163498096,7301427.7079847902,8454557.4996197708,9607687.2912547514,10760817.082889732,11913946.874524713,13067076.666159695,14220206.457794676,15373336.249429656,16526466.041064637,17679595.832699616,-5383000,-4279526.5151818357,-3223571.027317564,-2213087.3068732847,-1246117.2394624911,-320787.03141388495,564696.42126420722,1412049.0075590322,2222912.7265014485,2998858.8690300765,3741391.0628373763,4451948.1860979507,5131907.1557252947,5782585.5955600739,6405244.3896603407,7001090.1256414577,7571277.4328004206,8116911.2195554096,8639048.8145362604,9138702.0154748727,9616839.0498658903]
["KJ 1","Kotel 11",14,12,5040,34020,34020,34020,34020,34020,34020,34020,34020,34020,34020,34020,34020,1,1,1,1,1,1,1,1,1,1,1,1,21000,21000,21000,21000,21000,21000,21000,21000,21000,21000,21000,21000,6426,6426,6426,6426,6426,6426,6426,6426,6426,6426,6426,6426,304810,246580,172380,136310,52650,37810,29810,27210,51580,91110,175550,265680,289.74334600760454,234.39163498098858,163.8593155893536,129.57224334600761,50.047528517110266,35.941064638783267,28.336501901140686,25.865019011406844,49.030418250950568,86.606463878326991,166.87262357414448,252.54752851711027,33262.536121673002,26908.159695817489,18811.049429657793,14874.893536121674,5745.4562737642582,4126.0342205323186,3253.0304182509508,2969.3041825095056,5628.6920152091252,9942.4220532319378,19156.977186311786,28992.456273764259,250783.0114068441,252,215,2100000,1586000,840000,1650000,6176000,126000,2382438.6083650189,2508438.6083650189,2939588.4,667800,0,54180,0,0,3661568.4,-6176000,-5022870.2083650175,-3869740.4167300365,-2716610.625095055,-1563480.8334600744,-410351.04182509333,742778.74980988773,1895908.5414448688,3049038.3330798498,4202168.1247148309,5355297.9163498115,6508427.7079847921,7661557.4996197727,8814687.2912547532,9967817.0828897338,11120946.874524714,12274076.666159695,13427206.457794676,14580336.249429656,15733466.041064637,16886595.832699616,-6176000,-5072526.5151818357,-4016571.027317564,-3006087.3068732847,-2039117.2394624911,-1113787.0314138848,-228303.57873579266,619049.00755903241,1429912.726501449,2205858.869030077,2948391.0628373767,3658948.1860979507,4338907.1557252947,4989585.5955600739,5612244.3896603407,6208090.1256414577,6778277.4328004206,7323911.2195554096,7846048.8145362604,8345702.0154748736,8823839.0498658903]
["KJ 1","Kotel 10",15,12,5400,36450,36450,36450,36450,36450,36450,36450,36450,36450,36450,36450,36450,1,1,1,1,1,1,1,1,1,1,1,1,22500,22500,22500,22500,22500,22500,22500,22500,22500,22500,22500,22500,6885,6885,6885,6885,6885,6885,6885,6885,6885,6885,6885,6885,302380,244150,169950,133880,50220,35380,27380,24780,49150,88680,173120,263250,574.86692015209121,464.16349809885929,323.09885931558938,254.52471482889734,95.475285171102655,67.262357414448672,52.053231939163496,47.110266159695819,93.441064638783274,168.59315589353614,329.12547528517109,500.47528517110266,32997.361216730038,26642.984790874521,18545.874524714829,14609.718631178706,5480.2813688212918,3860.8593155893536,2987.8555133079844,2704.1292775665397,5363.5171102661598,9677.2471482889741,18891.802281368819,28727.281368821292,253108.91254752851,270,215,2100000,793000,840000,1650000,5383000,135000,2404534.6692015207,2539534.6692015207,2939588.4,715500,0,58050,0,0,3713138.4,-5383000,-4209396.2692015208,-3035792.5384030421,-1862188.807604563,-688585.07680608379,485018.65399239538,1658622.3847908746,2832226.1155893537,4005829.8463878329,5179433.5771863125,6353037.3079847917,7526641.0387832709,8700244.76958175,9873848.5003802292,11047452.231178708,12221055.961977188,13394659.692775667,14568263.423574146,15741867.154372625,16915470.885171104,18089074.615969583,-5383000,-4259934.2289009765,-3185230.141724878,-2156805.1779199988,-1172666.4565756165,-230906.9146192699,670298.38868823892,1532695.8081212617,2357956.4965739152,3147679.6434185598,3903395.5734134349,4626568.7121645119,5318600.4238880305,5980831.7269727373,6614545.8926040363,7220970.9314856613,7801281.9734776476,8356603.5447618449,8888011.7469476797,9396536.3423408233,9883162.7494156007]
["KJ 1","Kotel 11",15,12,5400,36450,36450,36450,36450,36450,36450,36450,36450,36450,36450,36450,36450,1,1,1,1,1,1,1,1,1,1,1,1,22500,22500,22500,22500,22500,22500,22500,22500,22500,22500,22500,22500,6885,6885,6885,6885,6885,6885,6885,6885,6885,6885,6885,6885,302380,244150,169950,133880,50220,35380,27380,24780,49150,88680,173120,263250,287.43346007604561,232.08174904942965,161.54942965779469,127.26235741444867,47.737642585551328,33.631178707224336,26.026615969581748,23.555133079847909,46.720532319391637,84.296577946768068,164.56273764258555,250.23764258555133,32997.361216730038,26642.984790874521,18545.874524714829,14609.718631178706,5480.2813688212918,3860.8593155893536,2987.8555133079844,2704.1292775665397,5363.5171102661598,9677.2471482889741,18891.802281368819,28727.281368821292,253108.91254752851,270,215,2100000,1586000,840000,1650000,6176000,135000,2404534.6692015207,2539534.6692015207,2939588.4,715500,0,58050,0,0,3713138.4,-6176000,-5002396.2692015208,-3828792.5384030421,-2655188.807604563,-1481585.0768060838,-307981.34600760462,865622.38479087455,2039226.1155893537,3212829.8463878329,4386433.5771863125,5560037.3079847917,6733641.0387832709,7907244.76958175,9080848.5003802292,10254452.231178708,11428055.961977188,12601659.692775667,13775263.423574146,14948867.154372625,16122470.885171104,17296074.615969583,-6176000,-5052934.2289009765,-3978230.141724878,-2949805.1779199988,-1965666.4565756165,-1023906.9146192699,-122701.61131176108,739695.80812126177,1564956.4965739152,2354679.6434185598,3110395.5734134349,3833568.7121645119,4525600.4238880305,5187831.7269727373,5821545.8926040363,6427970.9314856613,7008281.9734776476,7563603.5447618449,8095011.7469476797,8603536.3423408233,9090162.7494156007]
["KJ 1","Kotel 10",16,12,5760,38880,38880,38880,38880,38880,38880,38880,38880,38880,38880,38880,38880,1,1,1,1,1,1,1,1,1,1,1,1,24000,24000,24000,24000,24000,24000,24000,24000,24000,24000,24000,24000,7344,7344,7344,7344,7344,7344,7344,7344,7344,7344,7344,7344,299950,241720,167520,131450,47790,32950,24950,22350,46720,86250,170690,260820,570.24714828897334,459.54372623574142,318.4790874524715,249.90494296577947,90.855513307984793,62.642585551330797,47.433460076045627,42.49049429657795,88.821292775665398,163.97338403041826,324.50570342205322,495.85551330798478,32732.186311787067,26377.809885931558,18280.699619771865,14344.543726235741,5215.1064638783273,3595.6844106463877,2722.680608365019,2438.9543726235743,5098.3422053231934,9412.0722433460087,18626.627376425855,28462.106463878325,255434.81368821295,288,215,2100000,793000,840000,1650000,5383000,144000,2426630.7300380231,2570630.7300380231,2939588.4,763200,0,61920,0,0,3764708.4,-5383000,-4188922.3300380227,-2994844.6600760459,-1800766.9901140691,-606689.32015209226,587388.34980988456,1781466.0197718614,2975543.6897338382,4169621.359695815,5363699.0296577923,6557776.6996197691,7751854.3695817459,8945932.0395437237,10140009.709505701,11334087.379467679,12528165.049429657,13722242.719391635,14916320.389353612,16110398.05931559,17304475.729277566,18498553.399239544,-5383000,-4240341.9426201172,-3146889.2561321915,-2100523.0489667123,-1099215.6736887419,-141026.79782465519,775900.35611226992,1653342.6086834902,2493000.2666463805,3296500.4178070412,4065400.0839894917,4801189.2382310713,5505293.6920507643,6179077.858385399,6823847.395547729,7440851.737329863,8031286.5141548719,8596295.8699682765,9136974.6793590952,9654370.6692067683,10149486.448965307]
["KJ 1","Kotel 11",16,12,5760,38880,38880,38880,38880,38880,38880,38880,38880,38880,38880,38880,38880,1,1,1,1,1,1,1,1,1,1,1,1,24000,24000,24000,24000,24000,24000,24000,24000,24000,24000,24000,24000,7344,7344,7344,7344,7344,7344,7344,7344,7344,7344,7344,7344,299950,241720,167520,131450,47790,32950,24950,22350,46720,86250,170690,260820,285.12357414448667,229.77186311787071,159.23954372623575,124.95247148288973,45.427756653992397,31.321292775665398,23.716730038022813,21.245247148288975,44.410646387832699,81.98669201520913,162.25285171102661,247.92775665399239,32732.186311787067,26377.809885931558,18280.699619771865,14344.543726235741,5215.1064638783273,3595.6844106463877,2722.680608365019,2438.9543726235743,5098.3422053231934,9412.0722433460087,18626.627376425855,28462.106463878325,255434.81368821295,288,215,2100000,1586000,840000,1650000,6176000,144000,2426630.7300380231,2570630.7300380231,2939588.4,763200,0,61920,0,0,3764708.4,-6176000,-4981922.3300380222,-3787844.660076045,-2593766.9901140681,-1399689.3201520913,-205611.65019011451,988466.01977186231,2182543.6897338391,3376621.3596958159,4570699.0296577923,5764776.6996197691,6958854.3695817459,8152932.0395437237,9347009.7095057014,10541087.379467679,11735165.049429657,12929242.719391635,14123320.389353612,15317398.05931559,16511475.729277568,17705553.399239544,-6176000,-5033341.9426201172,-3939889.2561321915,-2893523.0489667123,-1892215.6736887419,-934026.79782465519,-17099.643887730082,860342.60868349019,1700000.2666463805,2503500.4178070412,3272400.0839894917,4008189.2382310713,4712293.6920507643,5386077.858385399,6030847.395547729,6647851.737329863,7238286.5141548719,7803295.8699682774,8343974.6793590961,8861370.6692067701,9356486.4489653092]
["KJ 1","Kotel 10",17,12,6120,41310,41310,41310,41310,41310,41310,41310,41310,41310,41310,41310,41310,1,1,1,1,1,1,1,1,1,1,1,1,25500,25500,25500,25500,25500,25500,25500,25500,25500,25500,25500,25500,7803,7803,7803,7803,7803,7803,7803,7803,7803,7803,7803,7803,297520,239290,165090,129020,45360,30520,22520,19920,44290,83820,168260,258390,565.62737642585546,454.9239543726236,313.85931558935363,245.28517110266159,86.235741444866918,58.022813688212928,42.813688212927758,37.870722433460074,84.201520912547522,159.35361216730038,319.88593155893534,491.2357414448669,32467.011406844103,26112.634980988594,18015.524714828898,14079.368821292775,4949.931558935361,3330.5095057034218,2457.5057034220531,2173.7794676806084,4833.167300380228,9146.8973384030414,18361.452471482888,28196.931558935361,257760.71482889738,306,215,2100000,793000,840000,1650000,5383000,153000,2448726.790874525,2601726.790874525,2939588.4,810900,0,65790,0,0,3816278.4,-5383000,-4168448.3908745251,-2953896.7817490497,-1739345.1726235752,-524793.56349810073,689758.0456273742,1904309.6547528491,3118861.2638783241,4333412.8730037995,5547964.4821292739,6762516.0912547484,7977067.7003802229,9191619.3095056973,10406170.918631172,11620722.527756646,12835274.136882121,14049825.746007597,15264377.355133073,16478928.96425855,17693480.573384024,18908032.182509497,-5383000,-4220749.656339258,-3108548.370539505,-2044240.9200134256,-1025764.8908018664,-51146.681030039326,881502.32353630243,1773989.4092457206,2628044.0367188482,3445321.1921955249,4227404.5945655508,4975809.7642976334,5691986.9602135019,6377323.9897980653,7033148.8984914273,7660732.5431740703,8261291.0548321018,8835988.1951747164,9385937.61177052,9912204.9960727245,10415810.148515025]
["KJ 1","Kotel 11",17,12,6120,41310,41310,41310,41310,41310,41310,41310,41310,41310,41310,41310,41310,1,1,1,1,1,1,1,1,1,1,1,1,25500,25500,25500,25500,25500,25500,25500,25500,25500,25500,25500,25500,7803,7803,7803,7803,7803,7803,7803,7803,7803,7803,7803,7803,297520,239290,165090,129020,45360,30520,22520,19920,44290,83820,168260,258390,282.81368821292773,227.4619771863118,156.92965779467681,122.6425855513308,43.117870722433459,29.011406844106464,21.406844106463879,18.935361216730037,42.100760456273761,79.676806083650192,159.94296577946767,245.61787072243345,32467.011406844103,26112.634980988594,18015.524714828898,14079.368821292775,4949.931558935361,3330.5095057034218,2457.5057034220531,2173.7794676806084,4833.167300380228,9146.8973384030414,18361.452471482888,28196.931558935361,257760.71482889738,306,215,2100000,1586000,840000,1650000,6176000,153000,2448726.790874525,2601726.790874525,2939588.4,810900,0,65790,0,0,3816278.4,-6176000,-4961448.3908745255,-3746896.7817490506,-2532345.1726235752,-1317793.5634981007,-103241.9543726258,1111309.6547528491,2325861.2638783241,3540412.873003799,4754964.4821292739,5969516.0912547484,7184067.7003802229,8398619.3095056973,9613170.9186311718,10827722.527756646,12042274.136882121,13256825.746007597,14471377.355133073,15685928.96425855,16900480.573384024,18115032.182509497,-6176000,-5013749.656339258,-3901548.370539505,-2837240.9200134259,-1818764.8908018665,-844146.68103003944,88502.323536302312,980989.40924572037,1835044.0367188477,2652321.1921955245,3434404.5945655503,4182809.7642976325,4898986.960213501,5584323.9897980634,6240148.8984914254,6867732.5431740684,7468291.0548320999,8042988.1951747136,8592937.6117705163,9119204.9960727207,9622810.1485150214]
["KJ 1","Kotel 10",18,12,6480,43740,43740,43740,43740,43740,43740,43740,43740,43740,43740,43740,43740,1,1,1,1,1,1,1,1,1,1,1,1,27000,27000,27000,27000,27000,27000,27000,27000,27000,27000,27000,27000,8262,8262,8262,8262,8262,8262,8262,8262,8262,8262,8262,8262,295090,236860,162660,126590,42930,28090,20090,17490,41860,81390,165830,255960,561.0076045627377,450.30418250950572,309.23954372623575,240.66539923954372,81.615969581749056,53.403041825095059,38.193916349809889,33.250950570342205,79.581749049429661,154.73384030418251,315.26615969581746,486.61596958174903,32201.836501901143,25847.460076045627,17750.349809885931,13814.193916349808,4684.7566539923955,3065.3346007604564,2192.3307984790877,1908.6045627376425,4567.9923954372625,8881.722433460076,18096.27756653992,27931.756653992394,260086.61596958173,324,215,2100000,793000,840000,1650000,5383000,162000,2470822.8517110264,2632822.8517110264,2939588.4,858600,0,69660,0,0,3867848.4,-5383000,-4147974.4517110265,-2912948.9034220525,-1677923.3551330795,-442897.80684410641,792127.7414448671,2027153.2897338406,3262178.8380228141,4497204.3863117881,5732229.9346007612,6967255.4828897342,8202281.0311787073,9437306.5794676803,10672332.127756653,11907357.676045626,13142383.224334599,14377408.772623574,15612434.320912549,16847459.869201522,18082485.417490494,19317510.965779465,-5383000,-4201157.3700583987,-3070207.4849468181,-1987958.791060138,-952314.1079149897,38733.435764578171,987104.29096033692,1894636.2098079529,2763087.8067913176,3594141.966584011,4389409.1051416127,5150430.2903641984,5878680.2283762414,6575570.1212107325,7242450.4014351266,7880613.3490182785,8491295.5955093335,9075680.5203811564,9634900.5441819429,10170039.322938677,10682133.848064739]
["KJ 1","Kotel 11",18,12,6480,43740,43740,43740,43740,43740,43740,43740,43740,43740,43740,43740,43740,1,1,1,1,1,1,1,1,1,1,1,1,27000,27000,27000,27000,27000,27000,27000,27000,27000,27000,27000,27000,8262,8262,8262,8262,8262,8262,8262,8262,8262,8262,8262,8262,295090,236860,162660,126590,42930,28090,20090,17490,41860,81390,165830,255960,280.50380228136885,225.15209125475286,154.61977186311788,120.33269961977186,40.807984790874528,26.701520912547529,19.096958174904945,16.625475285171103,39.79087452471483,77.366920152091254,157.63307984790873,243.30798479087451,32201.836501901143,25847.460076045627,17750.349809885931,13814.193916349808,4684.7566539923955,3065.3346007604564,2192.3307984790877,1908.6045627376425,4567.9923954372625,8881.722433460076,18096.27756653992,27931.756653992394,260086.61596958173,324,215,2100000,1586000,840000,1650000,6176000,162000,2470822.8517110264,2632822.8517110264,2939588.4,858600,0,69660,0,0,3867848.4,-6176000,-4940974.451711027,-3705948.9034220534,-2470923.3551330795,-1235897.8068441064,-872.25855513289571,1234153.2897338406,2469178.8380228141,3704204.3863117876,4939229.9346007612,6174255.4828897342,7409281.0311787073,8644306.5794676803,9879332.1277566534,11114357.676045626,12349383.224334599,13584408.772623574,14819434.320912549,16054459.869201524,17289485.417490497,18524510.965779468,-6176000,-4994157.3700583987,-3863207.4849468181,-2780958.791060138,-1745314.1079149898,-754266.56423542195,194104.2909603368,1101636.2098079529,1970087.8067913176,2801141.966584011,3596409.1051416127,4357430.2903641984,5085680.2283762414,5782570.1212107325,6449450.4014351266,7087613.3490182785,7698295.5955093326,8282680.5203811554,8841900.5441819429,9377039.3229386769,9889133.8480647393]
["KJ 1","Kotel 9",19,12,6840,46170,46170,46170,46170,46170,46170,46170,46170,46170,46170,46170,46170,1,1,1,1,1,1,1,1,1,1,1,1,28500,28500,28500,28500,28500,28500,28500,28500,28500,28500,28500,28500,8721,8721,8721,8721,8721,8721,8721,8721,8721,8721,8721,8721,292660,234430,160230,124160,40500,25660,17660,15060,39430,78960,163400,253530,650.35555555555561,520.95555555555552,356.06666666666666,275.9111111111111,90,57.022222222222226,39.244444444444447,33.466666666666669,87.62222222222222,175.46666666666667,363.11111111111109,563.4,31997.493333333339,25631.013333333332,17518.48,13574.826666666666,4428,2805.4933333333338,1930.8266666666668,1646.5600000000002,4311.0133333333333,8632.9600000000009,17865.066666666666,27719.279999999999,262713.01333333331,342,215,2100000,746000,840000,1650000,5336000,171000,2495773.6266666665,2666773.6266666665,2939588.4,906300,0,73530,0,0,3919418.4,-5336000,-4083355.226666667,-2830710.4533333336,-1578065.6800000002,-325420.90666666673,927223.8666666667,2179868.64,3432513.4133333336,4685158.1866666675,5937802.9600000009,7190447.7333333343,8443092.5066666678,9695737.2800000012,10948382.053333335,12201026.826666668,13453671.600000001,14706316.373333335,15958961.146666668,17211605.920000002,18464250.693333335,19716895.466666669,-5336000,-4137296.8676236039,-2990212.530421311,-1892524.1694621793,-842104.68529076129,163081.42396418424,1124982.0069832709,2045461.033795794,2926302.2077790699,3769212.4221171327,4575825.0674167145,5347703.1968899984,6086342.5552376388,6793174.4771014098,7469568.660703104,8116835.8220444387,8736230.2348112669,9328952.1609039251,9896150.1763035972,10438923.396781754,10958323.607765635]
["KJ 1","Kotel 10",19,12,6840,46170,46170,46170,46170,46170,46170,46170,46170,46170,46170,46170,46170,1,1,1,1,1,1,1,1,1,1,1,1,28500,28500,28500,28500,28500,28500,28500,28500,28500,28500,28500,28500,8721,8721,8721,8721,8721,8721,8721,8721,8721,8721,8721,8721,292660,234430,160230,124160,40500,25660,17660,15060,39430,78960,163400,253530,556.38783269961982,445.68441064638785,304.61977186311788,236.04562737642587,76.99619771863118,48.783269961977183,33.574144486692013,28.631178707224336,74.961977186311785,150.11406844106463,310.64638783269965,481.99619771863115,31936.661596958176,25582.285171102663,17485.174904942967,13549.019011406845,4419.5817490494292,2800.15969581749,1927.1558935361215,1643.4296577946768,4302.8174904942962,8616.5475285171087,17831.10266159696,27666.581749049426,262412.51711026614,342,215,2100000,793000,840000,1650000,5383000,171000,2492918.9125475283,2663918.9125475283,2939588.4,906300,0,73530,0,0,3919418.4,-5383000,-4127500.5125475288,-2872001.0250950572,-1616501.5376425856,-361002.05019011395,894497.43726235768,2149996.9247148293,3405496.4121673009,4660995.899619773,5916495.3870722447,7171994.8745247163,8427494.3619771879,9682993.8494296595,10938493.336882131,12193992.824334603,13449492.311787074,14704991.799239546,15960491.286692018,17215990.774144489,18471490.261596959,19726989.749049429,-5383000,-4181565.083777539,-3031866.5993541311,-1931676.6621068509,-878863.32502811379,128613.55255919439,1092706.2583843698,2015283.0103701837,2898131.5768637857,3742962.7409724956,4551413.6157176727,5325050.8164307605,6065373.496538979,6773816.2526233988,7451751.9043788239,8100494.1548624849,8721300.1361865625,9315372.8455875926,9883863.476593364,10427873.649804629,10948457.547614451]
["KJ 1","Kotel 11",19,12,6840,46170,46170,46170,46170,46170,46170,46170,46170,46170,46170,46170,46170,1,1,1,1,1,1,1,1,1,1,1,1,28500,28500,28500,28500,28500,28500,28500,28500,28500,28500,28500,28500,8721,8721,8721,8721,8721,8721,8721,8721,8721,8721,8721,8721,292660,234430,160230,124160,40500,25660,17660,15060,39430,78960,163400,253530,278.19391634980991,222.84220532319392,152.30988593155894,118.02281368821293,38.49809885931559,24.391634980988592,16.787072243346007,14.315589353612168,37.480988593155892,75.057034220532316,155.32319391634982,240.99809885931558,31936.661596958176,25582.285171102663,17485.174904942967,13549.019011406845,4419.5817490494292,2800.15969581749,1927.1558935361215,1643.4296577946768,4302.8174904942962,8616.5475285171087,17831.10266159696,27666.581749049426,262412.51711026614,342,215,2100000,1586000,840000,1650000,6176000,171000,2492918.9125475283,2663918.9125475283,2939588.4,906300,0,73530,0,0,3919418.4,-6176000,-4920500.5125475284,-3665001.0250950572,-2409501.5376425856,-1154002.050190114,101497.43726235768,1356996.9247148293,2612496.4121673009,3867995.8996197726,5123495.3870722447,6378994.8745247163,7634494.3619771879,8889993.8494296595,10145493.336882131,11400992.824334603,12656492.311787074,13911991.799239546,15167491.286692018,16422990.774144489,17678490.261596959,18933989.749049429,-6176000,-4974565.0837775394,-3824866.5993541321,-2724676.662106852,-1671863.325028115,-664386.44744080678,299706.25838436873,1222283.0103701826,2105131.5768637843,2949962.7409724942,3758413.6157176713,4532050.8164307596,5272373.4965389781,5980816.2526233979,6658751.904378823,7307494.154862484,7928300.1361865615,8522372.8455875926,9090863.476593364,9634873.6498046294,10155457.547614451]
["KJ 1","Kotel 9",20,12,7200,48600,48600,48600,48600,48600,48600,48600,48600,48600,48600,48600,48600,1,1,1,1,1,1,1,1,1,1,1,1,30000,30000,30000,30000,30000,30000,30000,30000,30000,30000,30000,30000,9180,9180,9180,9180,9180,9180,9180,9180,9180,9180,9180,9180,290230,232000,157800,121730,38070,23230,15230,12630,37000,76530,160970,251100,644.95555555555552,515.55555555555554,350.66666666666669,270.51111111111112,84.6,51.62222222222222,33.844444444444441,28.066666666666666,82.222222222222229,170.06666666666666,357.71111111111111,558,31731.813333333332,25365.333333333336,17252.800000000003,13309.146666666667,4162.32,2539.8133333333335,1665.1466666666665,1380.88,4045.3333333333339,8367.2800000000007,17599.386666666669,27453.600000000002,265032.85333333333,360,215,2100000,746000,840000,1650000,5336000,180000,2517812.1066666665,2697812.1066666665,2939588.4,954000,0,77400,0,0,3970988.4,-5336000,-4062823.7066666665,-2789647.4133333326,-1516471.1199999996,-243294.82666666666,1029881.4666666668,2303057.7600000002,3576234.0533333337,4849410.3466666676,6122586.6400000006,7395762.9333333336,8668939.2266666666,9942115.5199999996,11215291.813333333,12488468.106666667,13761644.4,15034820.693333333,16307996.986666666,17581173.279999997,18854349.57333333,20127525.866666663,-5336000,-4117649.4800637956,-2951763.8150530737,-1836083.7528418563,-768447.32967322739,253214.3192919679,1230880.9690194274,2166447.1410074271,3061725.7744887667,3918451.7395426799,4738285.1989244148,5522814.8251270326,6273560.8789094416,6991978.1552562453,7679458.8024780666,8337335.0199152166,8966881.6394722983,9569318.5959862508,10145813.291214915,10697482.856027033,11225396.315177385]
["KJ 1","Kotel 10",20,12,7200,48600,48600,48600,48600,48600,48600,48600,48600,48600,48600,48600,48600,1,1,1,1,1,1,1,1,1,1,1,1,30000,30000,30000,30000,30000,30000,30000,30000,30000,30000,30000,30000,9180,9180,9180,9180,9180,9180,9180,9180,9180,9180,9180,9180,290230,232000,157800,121730,38070,23230,15230,12630,37000,76530,160970,251100,551.76806083650195,441.06463878326997,300,231.42585551330799,72.376425855513304,44.163498098859314,28.954372623574145,24.011406844106464,70.342205323193923,145.49429657794676,306.02661596958177,477.37642585551333,31671.486692015213,25317.110266159696,17220,13283.844106463879,4154.4068441064637,2534.9847908745246,1661.9809885931559,1378.2547528517109,4037.6425855513312,8351.3726235741433,17565.927756653993,27401.406844106463,264738.41825095058,360,215,2100000,793000,840000,1650000,5383000,180000,2515014.9733840306,2695014.9733840306,2939588.4,954000,0,77400,0,0,3970988.4,-5383000,-4107026.5733840303,-2831053.146768061,-1555079.7201520917,-279106.29353612242,996867.13307984686,2272840.5596958161,3548813.9863117854,4824787.4129277542,6100760.8395437235,7376734.2661596928,8652707.692775663,9928681.1193916332,11204654.546007603,12480627.972623574,13756601.399239544,15032574.825855514,16308548.252471484,17584521.679087453,18860495.105703421,20136468.532319389,-5383000,-4161972.7974966802,-2993525.7137614456,-1875394.5331535656,-805412.54214124009,218493.66935380816,1198308.2258084,2135929.8109324113,3033175.3469362501,3891783.5153609761,4713418.1262937281,5499671.342497319,6252066.7647017119,6972062.3840360595,7661053.4073225167,8320374.9607066866,8951304.6768637858,9555065.1707940251,10132826.40900478,10685707.976670574,11214781.247164158]
["KJ 1","Kotel 11",20,12,7200,48600,48600,48600,48600,48600,48600,48600,48600,48600,48600,48600,48600,1,1,1,1,1,1,1,1,1,1,1,1,30000,30000,30000,30000,30000,30000,30000,30000,30000,30000,30000,30000,9180,9180,9180,9180,9180,9180,9180,9180,9180,9180,9180,9180,290230,232000,157800,121730,38070,23230,15230,12630,37000,76530,160970,251100,275.88403041825097,220.53231939163499,150,115.712927756654,36.188212927756652,22.081749049429657,14.477186311787072,12.005703422053232,35.171102661596962,72.747148288973378,153.01330798479088,238.68821292775667,31671.486692015213,25317.110266159696,17220,13283.844106463879,4154.4068441064637,2534.9847908745246,1661.9809885931559,1378.2547528517109,4037.6425855513312,8351.3726235741433,17565.927756653993,27401.406844106463,264738.41825095058,360,215,2100000,1586000,840000,1650000,6176000,180000,2515014.9733840306,2695014.9733840306,2939588.4,954000,0,77400,0,0,3970988.4,-6176000,-4900026.5733840298,-3624053.14676806,-2348079.7201520908,-1072106.2935361215,203867.13307984779,1479840.5596958171,2755813.9863117863,4031787.4129277556,5307760.8395437244,6583734.2661596937,7859707.692775663,9135681.1193916332,10411654.546007603,11687627.972623574,12963601.399239544,14239574.825855514,15515548.252471484,16791521.679087453,18067495.105703421,19343468.532319389,-6176000,-4954972.7974966802,-3786525.7137614456,-2668394.5331535656,-1598412.5421412401,-574506.33064619184,405308.22580839996,1342929.8109324113,2240175.3469362501,3098783.5153609761,3920418.1262937281,4706671.342497319,5459066.7647017119,6179062.3840360595,6868053.4073225167,7527374.9607066866,8158304.6768637868,8762065.1707940251,9339826.4090047795,9892707.9766705744,10421781.247164158]
["KJ 1","Kotel 9",21,12,7560,51030,51030,51030,51030,51030,51030,51030,51030,51030,51030,51030,51030,1,1,1,1,1,1,1,1,1,1,1,1,31500,31500,31500,31500,31500,31500,31500,31500,31500,31500,31500,31500,9639,9639,9639,9639,9639,9639,9639,9639,9639,9639,9639,9639,287800,229570,155370,119300,35640,20800,12800,10200,34570,74100,158540,248670,639.55555555555554,510.15555555555557,345.26666666666665,265.11111111111109,79.2,46.222222222222221,28.444444444444443,22.666666666666668,76.822222222222223,164.66666666666666,352.31111111111113,552.6,31466.133333333335,25099.653333333335,16987.12,13043.466666666665,3896.6400000000003,2274.1333333333332,1399.4666666666667,1115.2,3779.6533333333336,8101.6,17333.706666666669,27187.920000000002,267352.69333333336,378,215,2100000,746000,840000,1650000,5336000,189000,2539850.5866666669,2728850.5866666669,2939588.4,1001700,0,81270,0,0,4022558.4,-5336000,-4042292.186666667,-2748584.3733333335,-1454876.560000001,-161168.74666666798,1132539.066666665,2426246.879999998,3719954.693333331,5013662.506666664,6307370.3199999966,7601078.1333333291,8894785.9466666616,10188493.759999994,11482201.573333327,12775909.386666661,14069617.199999994,15363325.013333326,16657032.826666659,17950740.639999989,19244448.453333322,20538156.266666654,-5336000,-4098002.0925039873,-2913315.0996848363,-1779643.3362215341,-694789.97405569442,343347.21461975016,1336779.9310555826,2287433.2482190584,3197149.3411984611,4067691.0569682247,4900745.3304321133,5697926.453364064,6460779.2025812417,7190781.833411077,7889348.9442530246,8557834.2177859899,9197533.0441333242,9809685.0310685728,10395476.406126227,10956042.315272307,11492469.02258913]
["KJ 1","Kotel 10",21,12,7560,51030,51030,51030,51030,51030,51030,51030,51030,51030,51030,51030,51030,1,1,1,1,1,1,1,1,1,1,1,1,31500,31500,31500,31500,31500,31500,31500,31500,31500,31500,31500,31500,9639,9639,9639,9639,9639,9639,9639,9639,9639,9639,9639,9639,287800,229570,155370,119300,35640,20800,12800,10200,34570,74100,158540,248670,547.14828897338407,436.44486692015209,295.38022813688212,226.80608365019012,67.756653992395442,39.543726235741445,24.334600760456272,19.391634980988592,65.722433460076047,140.87452471482891,301.40684410646389,472.75665399239546,31406.311787072245,25051.935361216729,16954.825095057033,13018.669201520912,3889.2319391634983,2269.8098859315587,1396.80608365019,1113.079847908745,3772.4676806083648,8086.1977186311788,17300.752851711026,27136.231939163499,267064.31939163501,378,215,2100000,793000,840000,1650000,5383000,189000,2537111.0342205325,2726111.0342205325,2939588.4,1001700,0,81270,0,0,4022558.4,-5383000,-4086552.6342205326,-2790105.2684410647,-1493657.9026615978,-197210.53688213089,1099236.8288973365,2395684.1946768039,3692131.5604562713,4988578.9262357391,6285026.2920152061,7581473.657794673,8877921.0235741399,10174368.389353607,11470815.755133074,12767263.120912543,14063710.486692009,15360157.852471476,16656605.218250943,17953052.584030408,19249499.949809875,20545947.315589342,-5383000,-4142380.5112158204,-2955184.8281687587,-1819112.4042002785,-731961.7592543643,308373.78614842438,1303910.1932324329,2256576.6114946418,3168219.1170087177,4040604.2897494603,4875422.6368697882,5674291.8685638821,6438760.0328644495,7170308.5154487249,7870354.9102662131,8540255.7665508911,9181309.2175410129,9794757.4960004613,10381789.341416201,10943542.303536525,11481104.946713869]
["KJ 1","Kotel 11",21,12,7560,51030,51030,51030,51030,51030,51030,51030,51030,51030,51030,51030,51030,1,1,1,1,1,1,1,1,1,1,1,1,31500,31500,31500,31500,31500,31500,31500,31500,31500,31500,31500,31500,9639,9639,9639,9639,9639,9639,9639,9639,9639,9639,9639,9639,287800,229570,155370,119300,35640,20800,12800,10200,34570,74100,158540,248670,273.57414448669203,218.22243346007605,147.69011406844106,113.40304182509506,33.878326996197721,19.771863117870723,12.167300380228136,9.6958174904942958,32.861216730038024,70.437262357414454,150.70342205323195,236.37832699619773,31406.311787072245,25051.935361216729,16954.825095057033,13018.669201520912,3889.2319391634983,2269.8098859315587,1396.80608365019,1113.079847908745,3772.4676806083648,8086.1977186311788,17300.752851711026,27136.231939163499,267064.31939163501,378,215,2100000,1586000,840000,1650000,6176000,189000,2537111.0342205325,2726111.0342205325,2939588.4,1001700,0,81270,0,0,4022558.4,-6176000,-4879552.6342205312,-3583105.2684410638,-2286657.902661596,-990210.53688212903,306236.82889733836,1602684.1946768058,2899131.5604562731,4195578.926235741,5492026.2920152079,6788473.6577946749,8084921.0235741418,9381368.3893536087,10677815.755133076,11974263.120912543,13270710.486692009,14567157.852471476,15863605.218250943,17160052.584030408,18456499.949809875,19752947.315589342,-6176000,-4935380.5112158209,-3748184.8281687591,-2612112.4042002792,-1524961.759254365,-484626.21385157632,510910.19323243212,1463576.6114946413,2375219.1170087168,3247604.2897494594,4082422.6368697872,4881291.8685638811,5645760.0328644495,6377308.5154487249,7077354.9102662131,7747255.7665508911,8388309.2175410138,9001757.4960004613,9588789.3414162006,10150542.303536525,10688104.946713869]
["KJ 1","Kotel 9",22,12,7920,53460,53460,53460,53460,53460,53460,53460,53460,53460,53460,53460,53460,1,1,1,1,1,1,1,1,1,1,1,1,33000,33000,33000,33000,33000,33000,33000,33000,33000,33000,33000,33000,10098,10098,10098,10098,10098,10098,10098,10098,10098,10098,10098,10098,285370,227140,152940,116870,33210,18370,10370,7770,32140,71670,156110,246240,634.15555555555557,504.75555555555553,339.86666666666667,259.71111111111111,73.8,40.822222222222223,23.044444444444444,17.266666666666666,71.422222222222217,159.26666666666668,346.9111111111111,547.20000000000005,31200.453333333335,24833.973333333335,16721.440000000002,12777.786666666667,3630.96,2008.4533333333334,1133.7866666666666,849.52,3513.9733333333334,7835.920000000001,17068.026666666668,26922.240000000005,269672.53333333333,396,215,2100000,746000,840000,1650000,5336000,198000,2561889.0666666664,2759889.0666666664,2939588.4,1049400,0,85140,0,0,4074128.4,-5336000,-4021760.6666666665,-2707521.3333333326,-1393281.9999999986,-79042.666666665114,1235196.6666666684,2549436.0000000019,3863675.3333333354,5177914.6666666688,6492154.0000000019,7806393.3333333358,9120632.6666666698,10434872.000000004,11749111.333333338,13063350.666666672,14377590.000000006,15691829.33333334,17006068.666666672,18320308.000000004,19634547.333333336,20948786.666666668,-5336000,-4078354.7049441785,-2874866.3843165981,-1723202.9196012099,-621132.61843815888,433480.10994753591,1442678.8930917415,2408419.3554306943,3332572.9079081612,4216930.3743937751,5063205.4619398173,5873038.0816011019,6647997.5262530493,7389585.5115659172,8099239.086027992,8778333.4156567715,9428184.4487943593,10050051.466150904,10645139.521037549,11214601.774517592,11759541.730000887]
["KJ 1","Kotel 10",22,12,7920,53460,53460,53460,53460,53460,53460,53460,53460,53460,53460,53460,53460,1,1,1,1,1,1,1,1,1,1,1,1,33000,33000,33000,33000,33000,33000,33000,33000,33000,33000,33000,33000,10098,10098,10098,10098,10098,10098,10098,10098,10098,10098,10098,10098,285370,227140,152940,116870,33210,18370,10370,7770,32140,71670,156110,246240,542.52851711026619,431.82509505703422,290.76045627376425,222.18631178707224,63.136882129277566,34.923954372623577,19.714828897338403,14.771863117870723,61.102661596958178,136.25475285171103,296.78707224334602,468.13688212927758,31141.136882129278,24786.760456273765,16689.650190114069,12753.494296577946,3624.0570342205324,2004.6349809885933,1131.6311787072243,847.90494296577947,3507.2927756653994,7821.0228136882133,17035.577946768062,26871.057034220532,269390.22053231945,396,215,2100000,793000,840000,1650000,5383000,198000,2559207.0950570349,2757207.0950570349,2939588.4,1049400,0,85140,0,0,4074128.4,-5383000,-4066078.695057035,-2749157.3901140695,-1432236.0851711039,-115314.7802281389,1201606.5247148261,2518527.8296577912,3835449.1346007562,5152370.4395437213,6469291.7444866858,7786213.0494296513,9103134.3543726169,10420055.659315582,11736976.964258548,13053898.269201513,14370819.574144479,15687740.879087444,17004662.18403041,18321583.488973375,19638504.793916341,20955426.098859303,-5383000,-4122788.2249349616,-2916843.9425760731,-1762830.2752469932,-658510.9763674906,398253.90294303815,1409512.1606564629,2377223.4120568694,3303262.8870811816,4189425.0641379398,5037427.1474458426,5848912.3946304386,6625453.3010271816,7368554.6468613856,8079656.4132099058,8760136.5723950937,9411313.75821824,10034449.821206896,10630752.27382762,11201376.630402476,11747428.646263581]
["KJ 1","Kotel 11",22,12,7920,53460,53460,53460,53460,53460,53460,53460,53460,53460,53460,53460,53460,1,1,1,1,1,1,1,1,1,1,1,1,33000,33000,33000,33000,33000,33000,33000,33000,33000,33000,33000,33000,10098,10098,10098,10098,10098,10098,10098,10098,10098,10098,10098,10098,285370,227140,152940,116870,33210,18370,10370,7770,32140,71670,156110,246240,271.2642585551331,215.91254752851711,145.38022813688212,111.09315589353612,31.568441064638783,17.461977186311788,9.8574144486692017,7.3859315589353614,30.551330798479089,68.127376425855516,148.39353612167301,234.06844106463879,31141.136882129278,24786.760456273765,16689.650190114069,12753.494296577946,3624.0570342205324,2004.6349809885933,1131.6311787072243,847.90494296577947,3507.2927756653994,7821.0228136882133,17035.577946768062,26871.057034220532,269390.22053231945,396,215,2100000,1586000,840000,1650000,6176000,198000,2559207.0950570349,2757207.0950570349,2939588.4,1049400,0,85140,0,0,4074128.4,-6176000,-4859078.6950570345,-3542157.3901140695,-2225236.0851711039,-908314.78022813844,408606.52471482661,1725527.8296577916,3042449.1346007567,4359370.4395437222,5676291.7444866877,6993213.0494296532,8310134.3543726187,9627055.6593155842,10943976.96425855,12260898.269201515,13577819.574144481,14894740.879087446,16211662.184030412,17528583.488973375,18845504.793916341,20162426.098859306,-6176000,-4915788.2249349616,-3709843.9425760731,-2555830.2752469932,-1451510.9763674906,-394746.09705696185,616512.16065646289,1584223.4120568694,2510262.8870811816,3396425.0641379398,4244427.1474458426,5055912.3946304386,5832453.3010271816,6575554.6468613856,7286656.4132099058,7967136.5723950928,8618313.7582182381,9241449.8212068938,9837752.273827618,10408376.630402474,10954428.646263579]
["KJ 1","Kotel 9",23,12,8280,55890,55890,55890,55890,55890,55890,55890,55890,55890,55890,55890,55890,1,1,1,1,1,1,1,1,1,1,1,1,34500,34500,34500,34500,34500,34500,34500,34500,34500,34500,34500,34500,10557,10557,10557,10557,10557,10557,10557,10557,10557,10557,10557,10557,282940,224710,150510,114440,30780,15940,7940,5340,29710,69240,153680,243810,628.75555555555559,499.35555555555555,334.46666666666664,254.3111111111111,68.400000000000006,35.422222222222224,17.644444444444446,11.866666666666667,66.022222222222226,153.86666666666667,341.51111111111112,541.79999999999995,30934.773333333338,24568.293333333335,16455.759999999998,12512.106666666667,3365.2800000000007,1742.7733333333335,868.1066666666668,583.84,3248.2933333333335,7570.2400000000007,16802.346666666668,26656.559999999998,271992.37333333335,414,215,2100000,746000,840000,1650000,5336000,207000,2583927.5466666669,2790927.5466666669,2939588.4,1097100,0,89010,0,0,4125698.4,-5336000,-4001229.146666667,-2666458.2933333335,-1331687.44,3083.4133333330974,1337854.2666666661,2672625.1199999992,4007395.9733333322,5342166.8266666653,6676937.6799999978,8011708.5333333313,9346479.3866666649,10681250.239999998,12016021.093333332,13350791.946666665,14685562.799999999,16020333.653333332,17355104.506666664,18689875.359999996,20024646.213333327,21359417.066666659,-5336000,-4058707.3173843701,-2836417.6689483607,-1666762.5029808874,-547475.26282062591,523613.00527531817,1548577.8551278964,2529405.4626423251,3467996.4746178552,4366169.6918193195,5225665.5934475148,6048149.7098381324,6835215.8499248484,7588389.1897207489,8309129.22780295,8998832.6135275438,9658835.8534553852,10290417.901233224,10894802.635948859,11473161.233762864,12026614.437412631]
["KJ 1","Kotel 10",23,12,8280,55890,55890,55890,55890,55890,55890,55890,55890,55890,55890,55890,55890,1,1,1,1,1,1,1,1,1,1,1,1,34500,34500,34500,34500,34500,34500,34500,34500,34500,34500,34500,34500,10557,10557,10557,10557,10557,10557,10557,10557,10557,10557,10557,10557,282940,224710,150510,114440,30780,15940,7940,5340,29710,69240,153680,243810,537.90874524714832,427.20532319391634,286.14068441064637,217.56653992395437,58.517110266159698,30.304182509505704,15.095057034220533,10.152091254752852,56.482889733840302,131.63498098859316,292.16730038022814,463.5171102661597,30875.961977186314,24521.585551330798,16424.475285171102,12488.319391634981,3358.8821292775665,1739.4600760456274,866.45627376425853,582.73003802281369,3242.1178707224331,7555.847908745247,16770.403041825095,26605.882129277565,271716.12167300383,414,215,2100000,793000,840000,1650000,5383000,207000,2581303.1558935363,2788303.1558935363,2939588.4,1097100,0,89010,0,0,4125698.4,-5383000,-4045604.7558935364,-2708209.5117870723,-1370814.2676806082,-33419.023574144579,1303976.220532319,2641371.4646387827,3978766.7087452463,5316161.9528517099,6653557.1969581731,7990952.4410646372,9328347.6851711012,10665742.929277565,12003138.173384029,13340533.417490494,14677928.661596958,16015323.905703422,17352719.149809886,18690114.39391635,20027509.638022814,21364904.882129274,-5383000,-4103195.9386541015,-2878503.0569833852,-1706548.1462937046,-585060.19348061294,488134.01973765646,1515114.1280804982,2497870.2126191026,3438306.6571536525,4338245.8385264277,5199431.6580219064,6023532.9206970055,6812146.5691899229,7566800.7782740546,8288957.916153607,8980017.3782393038,9641318.2988954727,10274142.146413337,10879715.206239045,11459210.95726843,12013752.345813297]
["KJ 1","Kotel 11",23,12,8280,55890,55890,55890,55890,55890,55890,55890,55890,55890,55890,55890,55890,1,1,1,1,1,1,1,1,1,1,1,1,34500,34500,34500,34500,34500,34500,34500,34500,34500,34500,34500,34500,10557,10557,10557,10557,10557,10557,10557,10557,10557,10557,10557,10557,282940,224710,150510,114440,30780,15940,7940,5340,29710,69240,153680,243810,268.95437262357416,213.60266159695817,143.07034220532319,108.78326996197718,29.258555133079849,15.152091254752852,7.5475285171102664,5.0760456273764261,28.241444866920151,65.817490494296578,146.08365019011407,231.75855513307985,30875.961977186314,24521.585551330798,16424.475285171102,12488.319391634981,3358.8821292775665,1739.4600760456274,866.45627376425853,582.73003802281369,3242.1178707224331,7555.847908745247,16770.403041825095,26605.882129277565,271716.12167300383,414,215,2100000,1586000,840000,1650000,6176000,207000,2581303.1558935363,2788303.1558935363,2939588.4,1097100,0,89010,0,0,4125698.4,-6176000,-4838604.7558935359,-3501209.5117870723,-2163814.2676806082,-826419.02357414411,510976.22053231951,1848371.4646387831,3185766.7087452468,4523161.9528517108,5860557.1969581749,7197952.441064639,8535347.6851711031,9872742.9292775672,11210138.173384031,12547533.417490495,13884928.661596959,15222323.905703424,16559719.149809888,17897114.39391635,19234509.638022814,20571904.882129278,-6176000,-4896195.9386541015,-3671503.0569833852,-2499548.1462937044,-1378060.1934806127,-304865.98026234331,722114.12808049843,1704870.212619103,2645306.657153653,3545245.8385264277,4406431.6580219064,5230532.9206970055,6019146.5691899229,6773800.7782740546,7495957.916153607,8187017.3782393029,8848318.2988954708,9481142.1464133356,10086715.206239043,10666210.957268428,11220752.345813295]
["KJ 1","Kotel 9",24,12,8640,58320,58320,58320,58320,58320,58320,58320,58320,58320,58320,58320,58320,1,1,1,1,1,1,1,1,1,1,1,1,36000,36000,36000,36000,36000,36000,36000,36000,36000,36000,36000,36000,11016,11016,11016,11016,11016,11016,11016,11016,11016,11016,11016,11016,280510,222280,148080,112010,28350,13510,5510,2910,27280,66810,151250,241380,623.35555555555561,493.95555555555558,329.06666666666666,248.9111111111111,63,30.022222222222222,12.244444444444444,6.4666666666666668,60.62222222222222,148.46666666666667,336.11111111111109,536.4,30669.093333333338,24302.613333333335,16190.08,12246.426666666666,3099.6000000000004,1477.0933333333335,602.42666666666662,318.16000000000003,2982.6133333333332,7304.56,16536.666666666668,26390.880000000001,274312.21333333332,432,215,2100000,746000,840000,1650000,5336000,216000,2605966.0266666664,2821966.0266666664,2939588.4,1144800,0,92880,0.6,69000,4246268.4000000004,-5336000,-3911697.626666666,-2487395.253333332,-1063092.879999998,361209.49333333597,1785511.86666667,3209814.2400000039,4634116.6133333379,6058418.9866666719,7482721.3600000059,8907023.7333333399,10331326.106666673,11755628.480000008,13179930.853333341,14604233.226666676,16028535.600000011,17452837.973333344,18877140.346666679,20301442.720000014,21725745.093333349,23150047.466666684,-5336000,-3973031.2216905896,-2668754.8788107708,-1420643.5459114225,-226278.63404601743,916654.29596872441,2010370.0184708699,3056987.9347408656,4058536.1799753113,5016955.5534054032,5934103.2791758254,6811756.6052719234,7651616.2474691467,8455309.6849784516,9224394.3141739592,9960360.4665141571,10664634.296504777,11338580.545299629,11983505.185294703,12600657.950840227,13191234.759974701]
["KJ 1","Kotel 10",24,12,8640,58320,58320,58320,58320,58320,58320,58320,58320,58320,58320,58320,58320,1,1,1,1,1,1,1,1,1,1,1,1,36000,36000,36000,36000,36000,36000,36000,36000,36000,36000,36000,36000,11016,11016,11016,11016,11016,11016,11016,11016,11016,11016,11016,11016,280510,222280,148080,112010,28350,13510,5510,2910,27280,66810,151250,241380,533.28897338403044,422.58555133079847,281.5209125475285,212.94676806083649,53.897338403041822,25.684410646387832,10.475285171102662,5.5323193916349807,51.863117870722434,127.01520912547528,287.54752851711027,458.89733840304183,30610.787072243347,24256.410646387831,16159.300380228135,12223.144486692014,3093.7072243346006,1474.2851711026615,601.28136882129274,317.55513307984791,2976.9429657794676,7290.6730038022806,16505.228136882128,26340.707224334601,274042.02281368821,432,215,2100000,793000,840000,1650000,5383000,216000,2603399.2167300382,2819399.2167300382,2939588.4,1144800,0,92880,0.6,69000,4246268.4000000004,-5383000,-3956130.8167300373,-2529261.6334600747,-1102392.450190112,324476.73307985021,1751345.9163498124,3178215.0996197746,4605084.2828897368,6031953.4661596995,7458822.6494296622,8885691.8326996248,10312561.015969587,11739430.19923955,13166299.382509513,14593168.565779475,16020037.749049438,17446906.932319403,18873776.115589365,20300645.298859328,21727514.482129291,23154383.665399253,-5383000,-4017574.9442392704,-2710948.0966213476,-1460587.4768912776,-264070.13743666513,880922.53189789224,1976609.2968113446,3025113.3780682366,4028466.5658738753,4988613.1570754433,5907413.7228185702,6786648.7139603188,7628021.9112251503,8433163.7267895825,9203634.3636933453,9940926.8391993381,10646469.877961054,11321630.680603845,11967717.573084984,12585982.541966457,13177623.660513321]
["KJ 1","Kotel 11",24,12,8640,58320,58320,58320,58320,58320,58320,58320,58320,58320,58320,58320,58320,1,1,1,1,1,1,1,1,1,1,1,1,36000,36000,36000,36000,36000,36000,36000,36000,36000,36000,36000,36000,11016,11016,11016,11016,11016,11016,11016,11016,11016,11016,11016,11016,280510,222280,148080,112010,28350,13510,5510,2910,27280,66810,151250,241380,266.64448669201522,211.29277566539923,140.76045627376425,106.47338403041825,26.948669201520911,12.842205323193916,5.2376425855513311,2.7661596958174903,25.931558935361217,63.50760456273764,143.77376425855513,229.44866920152091,30610.787072243347,24256.410646387831,16159.300380228135,12223.144486692014,3093.7072243346006,1474.2851711026615,601.28136882129274,317.55513307984791,2976.9429657794676,7290.6730038022806,16505.228136882128,26340.707224334601,274042.02281368821,432,215,2100000,1586000,840000,1650000,6176000,216000,2603399.2167300382,2819399.2167300382,2939588.4,1144800,0,92880,0.6,69000,4246268.4000000004,-6176000,-4749130.8167300373,-3322261.6334600747,-1895392.450190112,-468523.26692014933,958345.91634981288,2385215.0996197751,3812084.2828897373,5238953.4661596995,6665822.6494296622,8092691.8326996248,9519561.0159695875,10946430.19923955,12373299.382509513,13800168.565779475,15227037.749049438,16653906.932319401,18080776.115589365,19507645.298859328,20934514.482129291,22361383.665399253,-6176000,-4810574.9442392699,-3503948.0966213467,-2253587.4768912764,-1057070.137436664,87922.531897893408,1183609.2968113457,2232113.3780682376,3235466.5658738762,4195613.1570754442,5114413.7228185711,5993648.7139603198,6835021.9112251513,7640163.7267895835,8410634.3636933453,9147926.8391993381,9853469.8779610544,10528630.680603845,11174717.573084984,11792982.541966457,12384623.660513321]
["KJ 2","Kotel 10",9,12,3240,31050,31050,31050,31050,31050,31050,31050,31050,31050,31050,31050,31050,1,1,1,1,1,1,1,1,1,1,1,1,18900,18900,18900,18900,18900,18900,18900,18900,18900,18900,18900,18900,5805,5805,5805,5805,5805,5805,5805,5805,5805,5805,5805,5805,307780,249550,175350,139280,55620,40780,32780,30180,54550,94080,178520,268650,585.13307984790879,474.42965779467681,333.36501901140684,264.79087452471481,105.74144486692015,77.528517110266165,62.319391634980988,57.376425855513311,103.70722433460077,178.8593155893536,339.39163498098861,510.74144486692018,33586.638783269962,27232.262357414449,19135.152091254753,15198.99619771863,6069.5589353612168,4450.1368821292781,3577.1330798479084,3293.4068441064642,5952.7946768060838,10266.524714828896,19481.079847908746,29316.558935361216,247220.24334600763,226.8,1115,2330000,793000,932000,1650000,5705000,113400,2348592.3117870726,2461992.3117870726,2939588.4,601020,0,252882,0,0,3793490.4,-5705000,-4373501.9117870722,-3042003.8235741449,-1710505.7353612171,-379007.64714828972,952490.44106463762,2283988.529277565,3615486.6174904923,4946984.7057034196,6278482.7939163465,7609980.8821292743,8941478.9703422021,10272977.05855513,11604475.146768058,12935973.234980986,14267471.323193913,15598969.411406841,16930467.499619767,18261965.587832693,19593463.676045619,20924961.764258545,-5705000,-4430839.1500354763,-3211546.4706435874,-2044759.217636995,-928216.39179336582,140245.64250675775,1162697.349970991,2141120.0365396352,3077409.6887584338,3973380.647819485,4830769.1253898693,5651236.5680409549,6436372.8767979741,7187699.4880487099,7906672.3217814723,8594684.6028654557,9253069.5608405583,9883103.0134483129,10486005.838910278,11062946.341744695,11615042.516705859]
["KJ 2","Kotel 11",9,12,3240,31050,31050,31050,31050,31050,31050,31050,31050,31050,31050,31050,31050,1,1,1,1,1,1,1,1,1,1,1,1,18900,18900,18900,18900,18900,18900,18900,18900,18900,18900,18900,18900,5805,5805,5805,5805,5805,5805,5805,5805,5805,5805,5805,5805,307780,249550,175350,139280,55620,40780,32780,30180,54550,94080,178520,268650,292.56653992395439,237.21482889733841,166.68250950570342,132.3954372623574,52.870722433460074,38.764258555133082,31.159695817490494,28.688212927756656,51.853612167300383,89.4296577946768,169.69581749049431,255.37072243346009,33586.638783269962,27232.262357414449,19135.152091254753,15198.99619771863,6069.5589353612168,4450.1368821292781,3577.1330798479084,3293.4068441064642,5952.7946768060838,10266.524714828896,19481.079847908746,29316.558935361216,247220.24334600763,226.8,1115,2330000,1586000,932000,1650000,6498000,113400,2348592.3117870726,2461992.3117870726,2939588.4,601020,0,252882,0,0,3793490.4,-6498000,-5166501.9117870722,-3835003.8235741449,-2503505.7353612171,-1172007.6471482893,159490.44106463809,1490988.5292775654,2822486.6174904928,4153984.7057034201,5485482.7939163474,6816980.8821292743,8148478.9703422021,9479977.0585551299,10811475.146768058,12142973.234980986,13474471.323193913,14805969.411406841,16137467.499619769,17468965.587832697,18800463.676045623,20131961.764258549,-6498000,-5223839.1500354763,-4004546.4706435874,-2837759.217636995,-1721216.3917933658,-652754.35749324225,369697.34997099102,1348120.0365396352,2284409.6887584338,3180380.647819485,4037769.1253898689,4858236.5680409539,5643372.8767979732,6394699.4880487099,7113672.3217814723,7801684.6028654557,8460069.5608405583,9090103.0134483129,9693005.8389102779,10269946.341744695,10822042.516705859]
["KJ 2","Kotel 10",10,12,3600,34500,34500,34500,34500,34500,34500,34500,34500,34500,34500,34500,34500,1,1,1,1,1,1,1,1,1,1,1,1,21000,21000,21000,21000,21000,21000,21000,21000,21000,21000,21000,21000,6450,6450,6450,6450,6450,6450,6450,6450,6450,6450,6450,6450,304330,246100,171900,135830,52170,37330,29330,26730,51100,90630,175070,265200,578.57414448669203,467.87072243346006,326.80608365019009,258.23193916349811,99.182509505703422,70.969581749049425,55.760456273764255,50.817490494296578,97.148288973384027,172.30038022813687,332.83269961977186,504.18250950570342,33210.155893536124,26855.779467680608,18758.669201520912,14822.513307984791,5693.0760456273765,4073.6539923954369,3200.6501901140682,2916.9239543726235,5576.3117870722426,9890.041825095057,19104.596958174905,28940.076045627375,250442.44866920152,252,1115,2330000,793000,932000,1650000,5705000,126000,2379203.2623574142,2505203.2623574142,2939588.4,667800,0,280980,0,0,3888368.4,-5705000,-4321834.8623574134,-2938669.7247148273,-1555504.5870722416,-172339.44942965591,1210825.6882129298,2593990.8258555154,3977155.9634981011,5360321.1011406872,6743486.2387832729,8126651.3764258586,9509816.5140684452,10892981.651711032,12276146.789353618,13659311.926996205,15042477.064638792,16425642.202281378,17808807.339923963,19191972.477566548,20575137.615209132,21958302.752851717,-5705000,-4381396.9974712096,-3114791.2534245206,-1902728.3404611815,-742859.52422832092,367062.78795623453,1429189.4024869099,2445578.5073009534,3418199.6602330524,4348937.6056226213,5239595.9265695764,6091900.5399159454,6907503.0407258682,7687983.902744933,8434855.5410406888,9149565.242759116,9833497.9716762714,10487979.051979769,11114276.736480724,11713604.664232833,12287124.212320976]
["KJ 2","Kotel 11",10,12,3600,34500,34500,34500,34500,34500,34500,34500,34500,34500,34500,34500,34500,1,1,1,1,1,1,1,1,1,1,1,1,21000,21000,21000,21000,21000,21000,21000,21000,21000,21000,21000,21000,6450,6450,6450,6450,6450,6450,6450,6450,6450,6450,6450,6450,304330,246100,171900,135830,52170,37330,29330,26730,51100,90630,175070,265200,289.28707224334602,233.93536121673003,163.40304182509504,129.11596958174906,49.591254752851711,35.484790874524712,27.880228136882128,25.408745247148289,48.574144486692013,86.150190114068437,166.41634980988593,252.09125475285171,33210.155893536124,26855.779467680608,18758.669201520912,14822.513307984791,5693.0760456273765,4073.6539923954369,3200.6501901140682,2916.9239543726235,5576.3117870722426,9890.041825095057,19104.596958174905,28940.076045627375,250442.44866920152,252,1115,2330000,1586000,932000,1650000,6498000,126000,2379203.2623574142,2505203.2623574142,2939588.4,667800,0,280980,0,0,3888368.4,-6498000,-5114834.8623574134,-3731669.7247148273,-2348504.5870722416,-965339.44942965591,417825.68821292976,1800990.8258555154,3184155.9634981011,4567321.1011406872,5950486.2387832729,7333651.3764258586,8716816.5140684452,10099981.651711032,11483146.789353618,12866311.926996205,14249477.064638792,15632642.202281378,17015807.339923963,18398972.477566548,19782137.615209132,21165302.752851717,-6498000,-5174396.9974712096,-3907791.2534245206,-2695728.3404611815,-1535859.5242283209,-425937.21204376547,636189.40248690988,1652578.5073009531,2625199.660233052,3555937.6056226203,4446595.9265695754,5298900.5399159444,6114503.0407258673,6894983.9027449321,7641855.5410406878,8356565.2427591141,9040497.9716762695,9694979.0519797672,10321276.736480722,10920604.664232831,11494124.212320974]
["KJ 2","Kotel 10",11,12,3960,37950,37950,37950,37950,37950,37950,37950,37950,37950,37950,37950,37950,1,1,1,1,1,1,1,1,1,1,1,1,23100,23100,23100,23100,23100,23100,23100,23100,23100,23100,23100,23100,7095,7095,7095,7095,7095,7095,7095,7095,7095,7095,7095,7095,300880,242650,168450,132380,48720,33880,25880,23280,47650,87180,171620,261750,572.01520912547528,461.31178707224336,320.24714828897339,251.67300380228136,92.623574144486696,64.410646387832699,49.201520912547529,44.258555133079845,90.589353612167301,165.74144486692015,326.27376425855516,497.62357414448667,32833.67300380228,26479.296577946767,18382.186311787071,14446.03041825095,5316.5931558935363,3697.1711026615967,2824.167300380228,2540.4410646387832,5199.8288973384033,9513.5589353612158,18728.114068441068,28563.593155893534,253664.65399239541,277.2,1115,2330000,793000,932000,1650000,5705000,138600,2409814.2129277564,2548414.2129277564,2939588.4,734580,0,309078,0,0,3983246.4,-5705000,-4270167.8129277565,-2835335.6258555134,-1400503.4387832698,34328.7482889737,1469160.9353612172,2903993.1224334608,4338825.3095057048,5773657.4965779483,7208489.6836501919,8643321.8707224354,10078154.057794679,11512986.244866922,12947818.431939166,14382650.61901141,15817482.806083653,17252314.993155897,18687147.18022814,20121979.367300384,21556811.554372627,22991643.741444871,-5705000,-4331954.8449069439,-3018036.0362054547,-1760697.4632853693,-557502.65666327788,593879.93340570922,1695681.4550028262,2750036.9780622683,3758989.6317076674,4724494.5634257523,5648422.7277492788,6532564.5117909312,7378633.2046537567,8188268.3174411496,8963038.7602998987,9704445.8826527689,10413926.382511975,11092855.090511216,11742547.634051159,12364262.986720961,12959205.907936081]
["KJ 2","Kotel 11",11,12,3960,37950,37950,37950,37950,37950,37950,37950,37950,37950,37950,37950,37950,1,1,1,1,1,1,1,1,1,1,1,1,23100,23100,23100,23100,23100,23100,23100,23100,23100,23100,23100,23100,7095,7095,7095,7095,7095,7095,7095,7095,7095,7095,7095,7095,300880,242650,168450,132380,48720,33880,25880,23280,47650,87180,171620,261750,286.00760456273764,230.65589353612168,160.1235741444867,125.83650190114068,46.311787072243348,32.20532319391635,24.600760456273765,22.129277566539923,45.29467680608365,82.870722433460074,163.13688212927758,248.81178707224333,32833.67300380228,26479.296577946767,18382.186311787071,14446.03041825095,5316.5931558935363,3697.1711026615967,2824.167300380228,2540.4410646387832,5199.8288973384033,9513.5589353612158,18728.114068441068,28563.593155893534,253664.65399239541,277.2,1115,2330000,1586000,932000,1650000,6498000,138600,2409814.2129277564,2548414.2129277564,2939588.4,734580,0,309078,0,0,3983246.4,-6498000,-5063167.8129277565,-3628335.6258555134,-2193503.4387832698,-758671.2517110263,676160.93536121724,2110993.1224334608,3545825.3095057043,4980657.4965779483,6415489.6836501919,7850321.8707224354,9285154.057794679,10719986.244866922,12154818.431939166,13589650.61901141,15024482.806083653,16459314.993155897,17894147.18022814,19328979.367300384,20763811.554372627,22198643.741444871,-6498000,-5124954.8449069439,-3811036.0362054547,-2553697.4632853693,-1350502.6566632779,-199120.06659429078,902681.45500282617,1957036.9780622681,2965989.6317076674,3931494.5634257528,4855422.7277492797,5739564.5117909322,6585633.2046537576,7395268.3174411505,8170038.7602998996,8911445.8826527689,9620926.3825119752,10299855.090511216,10949547.634051159,11571262.986720961,12166205.907936081]
["KJ 2","Kotel 10",12,12,4320,41400,41400,41400,41400,41400,41400,41400,41400,41400,41400,41400,41400,1,1,1,1,1,1,1,1,1,1,1,1,25200,25200,25200,25200,25200,25200,25200,25200,25200,25200,25200,25200,7740,7740,7740,7740,7740,7740,7740,7740,7740,7740,7740,7740,297430,239200,165000,128930,45270,30430,22430,19830,44200,83730,168170,258300,565.45627376425853,454.75285171102661,313.68821292775664,245.11406844106463,86.064638783269956,57.851711026615966,42.642585551330797,37.699619771863119,84.030418250950575,159.18250950570342,319.71482889733841,491.06463878326997,32457.190114068439,26102.813688212926,18005.70342205323,14069.547528517109,4940.1102661596951,3320.6882129277565,2447.6844106463877,2163.958174904943,4823.3460076045631,9137.0760456273765,18351.631178707223,28187.110266159696,256886.85931558936,302.39999999999998,1115,2330000,793000,932000,1650000,5705000,151200,2440425.163498099,2591625.163498099,2939588.4,801359.99999999988,0,337176,0,0,4078124.4,-5705000,-4218500.7634980995,-2732001.5269961986,-1245502.2904942972,240996.94600760378,1727496.1825095047,3213995.4190114057,4700494.6555133071,6186993.8920152076,7673493.128517108,9159992.3650190085,10646491.601520909,12132990.838022809,13619490.07452471,15105989.311026612,16592488.547528515,18078987.784030415,19565487.020532314,21051986.257034212,22538485.493536111,24024984.73003801,-5705000,-4282512.6923426781,-2921280.8189863893,-1618666.5861095579,-372145.78909823601,820697.07885518204,1962173.5075187401,3054495.4488235805,4099779.6031822795,5100051.5212288816,6057249.5289289793,6973228.4836659152,7849763.3685816433,8688552.7321373634,9491221.9795591049,10259326.522546418,10994354.793347675,11697731.129042657,12370818.531621588,13014921.309209082,13631287.603551181]
["KJ 2","Kotel 11",12,12,4320,41400,41400,41400,41400,41400,41400,41400,41400,41400,41400,41400,41400,1,1,1,1,1,1,1,1,1,1,1,1,25200,25200,25200,25200,25200,25200,25200,25200,25200,25200,25200,25200,7740,7740,7740,7740,7740,7740,7740,7740,7740,7740,7740,7740,297430,239200,165000,128930,45270,30430,22430,19830,44200,83730,168170,258300,282.72813688212926,227.3764258555133,156.84410646387832,122.55703422053232,43.032319391634978,28.925855513307983,21.321292775665398,18.84980988593156,42.015209125475288,79.591254752851711,159.8574144486692,245.53231939163499,32457.190114068439,26102.813688212926,18005.70342205323,14069.547528517109,4940.1102661596951,3320.6882129277565,2447.6844106463877,2163.958174904943,4823.3460076045631,9137.0760456273765,18351.631178707223,28187.110266159696,256886.85931558936,302.39999999999998,1115,2330000,1586000,932000,1650000,6498000,151200,2440425.163498099,2591625.163498099,2939588.4,801359.99999999988,0,337176,0,0,4078124.4,-6498000,-5011500.7634980995,-3525001.5269961986,-2038502.2904942972,-552003.05399239669,934496.18250950426,2420995.4190114052,3907494.6555133061,5393993.8920152076,6880493.128517108,8366992.3650190085,9853491.601520909,11339990.838022809,12826490.07452471,14312989.311026612,15799488.547528515,17285987.784030415,18772487.020532314,20258986.257034212,21745485.493536111,23231984.73003801,-6498000,-5075512.6923426781,-3714280.8189863893,-2411666.5861095581,-1165145.7890982362,27697.078855181811,1169173.5075187399,2261495.4488235805,3306779.6031822795,4307051.5212288816,5264249.5289289793,6180228.4836659152,7056763.3685816433,7895552.7321373643,8698221.9795591068,9466326.5225464199,10201354.793347677,10904731.129042659,11577818.53162159,12221921.309209084,12838287.603551183]
["KJ 2","Kotel 9",13,12,4680,44850,44850,44850,44850,44850,44850,44850,44850,44850,44850,44850,44850,1,1,1,1,1,1,1,1,1,1,1,1,27300,27300,27300,27300,27300,27300,27300,27300,27300,27300,27300,27300,8385,8385,8385,8385,8385,8385,8385,8385,8385,8385,8385,8385,293980,235750,161550,125480,41820,26980,18980,16380,40750,80280,164720,254850,653.28888888888889,523.88888888888891,359,278.84444444444443,92.933333333333337,59.955555555555556,42.177777777777777,36.4,90.555555555555557,178.4,366.04444444444442,566.33333333333337,32141.813333333335,25775.333333333336,17662.8,13719.146666666667,4572.3200000000006,2949.8133333333335,2075.1466666666665,1790.88,4455.3333333333339,8777.2800000000007,18009.386666666665,27863.600000000002,260412.85333333333,327.60000000000002,215,2330000,746000,932000,1650000,5658000,163800,2473922.1066666665,2637722.1066666665,2939588.4,868140.00000000012,0,70434,0,0,3878162.4,-5658000,-4417559.706666667,-3177119.4133333336,-1936679.1199999996,-696238.82666666666,544201.46666666679,1784641.7600000002,3025082.0533333337,4265522.3466666676,5505962.6400000006,6746402.9333333336,7986843.2266666666,9227283.5199999996,10467723.813333333,11708164.106666666,12948604.4,14189044.693333333,15429484.986666666,16669925.279999999,17910365.57333333,19150805.866666663,-5658000,-4470975.7958532693,-3335067.4665262541,-2248073.8499453785,-1207888.5709206169,-212495.95941366802,740032.85542551766,1651543.6830228246,2523802.8481877116,3358500.6138957376,4157254.4566785377,4921612.2009682981,5653055.0184704615,6353000.2983768377,7022804.3939810256,7663765.251018526,8277124.9228247469,8864071.9771847669,9425743.7995388526,9963228.7970068771,10477568.507502595]
["KJ 2","Kotel 10",13,12,4680,44850,44850,44850,44850,44850,44850,44850,44850,44850,44850,44850,44850,1,1,1,1,1,1,1,1,1,1,1,1,27300,27300,27300,27300,27300,27300,27300,27300,27300,27300,27300,27300,8385,8385,8385,8385,8385,8385,8385,8385,8385,8385,8385,8385,293980,235750,161550,125480,41820,26980,18980,16380,40750,80280,164720,254850,558.89733840304177,448.19391634980991,307.12927756653994,238.55513307984791,79.50570342205323,51.29277566539924,36.083650190114071,31.140684410646386,77.471482889733835,152.6235741444867,313.15589353612165,484.50570342205322,32080.707224334597,25726.330798479088,17629.220532319392,13693.064638783269,4563.6273764258549,2944.2053231939162,2071.2015209125475,1787.4752851711025,4446.8631178707219,8760.5931558935354,17975.148288973382,27810.627376425855,260109.06463878325,327.60000000000002,215,2330000,793000,932000,1650000,5705000,163800,2471036.1140684411,2634836.1140684411,2939588.4,868140.00000000012,0,70434,0,0,3878162.4,-5705000,-4461673.7140684407,-3218347.4281368819,-1975021.1422053226,-731694.85627376335,511631.42965779547,1754957.7155893543,2998284.0015209131,4241610.2874524724,5484936.5733840317,6728262.8593155909,7971589.1452471502,9214915.4311787095,10458241.717110269,11701568.003041828,12944894.288973387,14188220.574904947,15431546.860836506,16674873.146768065,17918199.432699624,19161525.718631182,-5705000,-4515214.0804482689,-3376662.9612600096,-2287140.3591659814,-1244534.9983104519,-246826.51902286382,707918.43723320134,1621549.9743203451,2495838.5265568467,3332478.2894625897,4133090.5027695205,4899226.59205845,5632371.175110057,6333944.938795805,7005307.392083603,7647759.5004929788,8262546.2071048217,8850858.8450108916,9413837.4458779432,9952572.9491000026,10468109.315819677]
["KJ 2","Kotel 11",13,12,4680,44850,44850,44850,44850,44850,44850,44850,44850,44850,44850,44850,44850,1,1,1,1,1,1,1,1,1,1,1,1,27300,27300,27300,27300,27300,27300,27300,27300,27300,27300,27300,27300,8385,8385,8385,8385,8385,8385,8385,8385,8385,8385,8385,8385,293980,235750,161550,125480,41820,26980,18980,16380,40750,80280,164720,254850,279.44866920152089,224.09695817490496,153.56463878326997,119.27756653992395,39.752851711026615,25.64638783269962,18.041825095057035,15.570342205323193,38.735741444866918,76.311787072243348,156.57794676806083,242.25285171102661,32080.707224334597,25726.330798479088,17629.220532319392,13693.064638783269,4563.6273764258549,2944.2053231939162,2071.2015209125475,1787.4752851711025,4446.8631178707219,8760.5931558935354,17975.148288973382,27810.627376425855,260109.06463878325,327.60000000000002,215,2330000,1586000,932000,1650000,6498000,163800,2471036.1140684411,2634836.1140684411,2939588.4,868140.00000000012,0,70434,0,0,3878162.4,-6498000,-5254673.7140684407,-4011347.4281368819,-2768021.1422053226,-1524694.8562737633,-281368.57034220453,961957.71558935428,2205284.0015209131,3448610.2874524719,4691936.5733840307,5935262.8593155891,7178589.1452471483,8421915.4311787076,9665241.7171102669,10908568.003041826,12151894.288973385,13395220.574904945,14638546.860836504,15881873.146768063,17125199.432699621,18368525.718631178,-6498000,-5308214.0804482689,-4169662.9612600096,-3080140.3591659814,-2037534.9983104519,-1039826.5190228638,-85081.562766798656,828549.97432034509,1702838.5265568465,2539478.2894625892,3340090.5027695205,4106226.59205845,4839371.175110057,5540944.938795805,6212307.392083603,6854759.5004929788,7469546.2071048217,8057858.8450108916,8620837.4458779432,9159572.9491000026,9675109.315819677]
["KJ 2","Kotel 9",14,12,5040,48300,48300,48300,48300,48300,48300,48300,48300,48300,48300,48300,48300,1,1,1,1,1,1,1,1,1,1,1,1,29400,29400,29400,29400,29400,29400,29400,29400,29400,29400,29400,29400,9030,9030,9030,9030,9030,9030,9030,9030,9030,9030,9030,9030,290530,232300,158100,122030,38370,23530,15530,12930,37300,76830,161270,251400,645.62222222222226,516.22222222222217,351.33333333333331,271.17777777777781,85.266666666666666,52.288888888888891,34.511111111111113,28.733333333333334,82.888888888888886,170.73333333333332,358.37777777777779,558.66666666666663,31764.613333333338,25398.133333333331,17285.599999999999,13341.946666666669,4195.12,2572.6133333333337,1697.9466666666669,1413.68,4078.1333333333332,8400.08,17632.186666666668,27486.400000000001,263626.45333333331,352.8,215,2330000,746000,932000,1650000,5658000,176400,2504451.3066666666,2680851.3066666666,2939588.4,934920,0,75852,0,0,3950360.4,-5658000,-4388490.9066666663,-3118981.813333333,-1849472.7199999993,-579963.62666666554,689545.46666666772,1959054.560000001,3228563.6533333343,4498072.746666668,5767581.8400000017,7037090.9333333354,8306600.0266666692,9576109.1200000029,10845618.213333337,12115127.30666667,13384636.400000004,14654145.493333338,15923654.586666672,17193163.680000003,18462672.773333337,19732181.866666671,-5658000,-4443158.7623604462,-3280631.2622269019,-2168164.7549220752,-1103603.5039126715,-84884.603425203706,889966.01905084215,1822837.4281188287,2715537.3411025479,3569795.6310391212,4387267.678825316,5169537.581013062,5918121.2194702355,6634469.1988550909,7319969.6575965788,7975950.9578276677,8603684.2594842128,9204385.9835574608,9779220.1692734882,10329300.729767295,10855693.610622611]
["KJ 2","Kotel 10",14,12,5040,48300,48300,48300,48300,48300,48300,48300,48300,48300,48300,48300,48300,1,1,1,1,1,1,1,1,1,1,1,1,29400,29400,29400,29400,29400,29400,29400,29400,29400,29400,29400,29400,9030,9030,9030,9030,9030,9030,9030,9030,9030,9030,9030,9030,290530,232300,158100,122030,38370,23530,15530,12930,37300,76830,161270,251400,552.33840304182513,441.63498098859316,300.57034220532319,231.99619771863118,72.946768060836504,44.733840304182507,29.524714828897338,24.581749049429657,70.912547528517109,146.06463878326997,306.59695817490496,477.94676806083652,31704.224334600764,25349.847908745247,17252.737642585551,13316.58174904943,4187.1444866920156,2567.722433460076,1694.7186311787073,1410.9923954372623,4070.3802281368821,8384.110266159696,17598.665399239544,27434.144486692014,263331.26996197714,352.8,215,2330000,793000,932000,1650000,5705000,176400,2501647.0646387828,2678047.0646387828,2939588.4,934920,0,75852,0,0,3950360.4,-5705000,-4432686.6646387819,-3160373.3292775643,-1888059.9939163472,-615746.65855513001,656566.67680608714,1928880.0121673043,3201193.3475285214,4473506.6828897391,5745820.0182509562,7018133.3536121733,8290446.6889733914,9562760.0243346095,10835073.359695828,12107386.695057046,13379700.030418264,14652013.365779482,15924326.7011407,17196640.036501918,18468953.371863134,19741266.70722435,-5705000,-4487475.2771662995,-3322379.8486173037,-2207455.9935464943,-1140543.2135744276,-119574.04613704327,857429.94184131513,1792361.9877536199,2687033.802023768,3543179.0788373067,4362456.855692368,5146454.7282809438,5896691.9269302981,6614622.2605660446,7301636.9339016872,7959067.2433137847,8588187.1566267963,9190215.781806713,9766319.7293473035,10317615.372926814,10845171.01271582]
["KJ 2","Kotel 11",14,12,5040,48300,48300,48300,48300,48300,48300,48300,48300,48300,48300,48300,48300,1,1,1,1,1,1,1,1,1,1,1,1,29400,29400,29400,29400,29400,29400,29400,29400,29400,29400,29400,29400,9030,9030,9030,9030,9030,9030,9030,9030,9030,9030,9030,9030,290530,232300,158100,122030,38370,23530,15530,12930,37300,76830,161270,251400,276.16920152091257,220.81749049429658,150.28517110266159,115.99809885931559,36.473384030418252,22.366920152091254,14.762357414448669,12.290874524714829,35.456273764258555,73.032319391634985,153.29847908745248,238.97338403041826,31704.224334600764,25349.847908745247,17252.737642585551,13316.58174904943,4187.1444866920156,2567.722433460076,1694.7186311787073,1410.9923954372623,4070.3802281368821,8384.110266159696,17598.665399239544,27434.144486692014,263331.26996197714,352.8,215,2330000,1586000,932000,1650000,6498000,176400,2501647.0646387828,2678047.0646387828,2939588.4,934920,0,75852,0,0,3950360.4,-6498000,-5225686.6646387819,-3953373.3292775643,-2681059.9939163472,-1408746.65855513,-136433.32319391286,1135880.0121673043,2408193.3475285214,3680506.6828897386,4952820.0182509553,6225133.3536121724,7497446.6889733896,8769760.0243346076,10042073.359695826,11314386.695057044,12586700.030418262,13859013.36577948,15131326.701140698,16403640.036501916,17675953.371863134,18948266.70722435,-6498000,-5280475.2771662995,-4115379.8486173037,-3000455.9935464943,-1933543.2135744276,-912574.04613704327,64429.941841315129,999361.98775361979,1894033.802023768,2750179.0788373067,3569456.855692368,4353454.7282809438,5103691.9269302981,5821622.2605660446,6508636.9339016872,7166067.2433137847,7795187.1566267973,8397215.781806713,8973319.7293473035,9524615.3729268145,10052171.01271582]
["KJ 2","Kotel 9",15,12,5400,51750,51750,51750,51750,51750,51750,51750,51750,51750,51750,51750,51750,1,1,1,1,1,1,1,1,1,1,1,1,31500,31500,31500,31500,31500,31500,31500,31500,31500,31500,31500,31500,9675,9675,9675,9675,9675,9675,9675,9675,9675,9675,9675,9675,287080,228850,154650,118580,34920,20080,12080,9480,33850,73380,157820,247950,637.95555555555552,508.55555555555554,343.66666666666669,263.51111111111112,77.599999999999994,44.62222222222222,26.844444444444445,21.066666666666666,75.222222222222229,163.06666666666666,350.71111111111111,551,31387.413333333334,25020.933333333334,16908.400000000001,12964.746666666668,3817.92,2195.4133333333334,1320.7466666666667,1036.48,3700.9333333333338,8022.88,17254.986666666668,27109.200000000001,266840.05333333334,378,215,2330000,746000,932000,1650000,5658000,189000,2534980.5066666668,2723980.5066666668,2939588.4,1001700,0,81270,0,0,4022558.4,-5658000,-4359422.1066666674,-3060844.2133333343,-1762266.3200000008,-463688.42666666815,834889.46666666493,2133467.359999998,3432045.2533333311,4730623.1466666646,6029201.0399999972,7327778.9333333299,8626356.8266666625,9924934.7199999951,11223512.613333328,12522090.506666662,13820668.399999997,15119246.293333331,16417824.186666666,17716402.079999998,19014979.973333329,20313557.86666666,-5658000,-4415341.728867624,-3226195.0579275507,-2088255.6598987726,-999318.43690472655,42726.752563260146,1039899.1826761662,1994131.1732148323,2907271.8340173839,3781090.6481825048,4617280.9009720944,5417462.9610578259,6183187.4204700096,6915938.0993333431,7617134.9212121312,8288136.6646368094,8930243.5961436778,9544699.9899301548,10132696.539008124,10695372.66252771,11233818.713742627]
["KJ 2","Kotel 10",15,12,5400,51750,51750,51750,51750,51750,51750,51750,51750,51750,51750,51750,51750,1,1,1,1,1,1,1,1,1,1,1,1,31500,31500,31500,31500,31500,31500,31500,31500,31500,31500,31500,31500,9675,9675,9675,9675,9675,9675,9675,9675,9675,9675,9675,9675,287080,228850,154650,118580,34920,20080,12080,9480,33850,73380,157820,247950,545.77946768060838,435.0760456273764,294.01140684410649,225.43726235741445,66.387832699619779,38.174904942965782,22.965779467680608,18.022813688212928,64.353612167300383,139.50570342205324,300.0380228136882,471.38783269961976,31327.741444866919,24973.365019011406,16876.254752851713,12940.098859315589,3810.6615969581753,2191.2395437262358,1318.2357414448668,1034.5095057034221,3693.8973384030419,8007.6273764258558,17222.182509505703,27057.661596958173,266553.47528517112,378,215,2330000,793000,932000,1650000,5705000,189000,2532258.0152091258,2721258.0152091258,2939588.4,1001700,0,81270,0,0,4022558.4,-5705000,-4403699.615209125,-3102399.2304182504,-1801098.8456273763,-499798.46083650226,801501.92395437183,2102802.3087452459,3404102.69353612,4705403.0783269946,6006703.4631178686,7308003.8479087427,8609304.2326996177,9910604.6174904928,11211905.002281368,12513205.387072243,13814505.771863118,15115806.156653993,16417106.541444868,17718406.926235743,19019707.311026618,20321007.695817493,-5705000,-4459736.4738843311,-3268096.7359745996,-2127771.6279270099,-1036551.4288384072,7678.426748772501,1006941.446449423,1963174.0011868877,2878229.0774906818,3753879.8682120158,4591823.2086152062,5393682.8645034265,6161012.678750528,6895299.5823362712,7597966.4757197574,8270374.9861345766,8913828.106148757,9529572.7186025195,10118802.012816645,10682657.796753608,11222232.709611945]
["KJ 2","Kotel 11",15,12,5400,51750,51750,51750,51750,51750,51750,51750,51750,51750,51750,51750,51750,1,1,1,1,1,1,1,1,1,1,1,1,31500,31500,31500,31500,31500,31500,31500,31500,31500,31500,31500,31500,9675,9675,9675,9675,9675,9675,9675,9675,9675,9675,9675,9675,287080,228850,154650,118580,34920,20080,12080,9480,33850,73380,157820,247950,272.88973384030419,217.5380228136882,147.00570342205324,112.71863117870723,33.193916349809889,19.087452471482891,11.482889733840304,9.0114068441064639,32.176806083650192,69.752851711026622,150.0190114068441,235.69391634980988,31327.741444866919,24973.365019011406,16876.254752851713,12940.098859315589,3810.6615969581753,2191.2395437262358,1318.2357414448668,1034.5095057034221,3693.8973384030419,8007.6273764258558,17222.182509505703,27057.661596958173,266553.47528517112,378,215,2330000,1586000,932000,1650000,6498000,189000,2532258.0152091258,2721258.0152091258,2939588.4,1001700,0,81270,0,0,4022558.4,-6498000,-5196699.615209125,-3895399.2304182504,-2594098.8456273763,-1292798.4608365023,8501.9239543718286,1309802.3087452459,2611102.69353612,3912403.0783269941,5213703.4631178677,6515003.8479087418,7816304.2326996159,9117604.6174904909,10418905.002281366,11720205.387072241,13021505.771863116,14322806.156653991,15624106.541444866,16925406.926235739,18226707.311026614,19528007.695817489,-6498000,-5252736.4738843311,-4061096.7359745996,-2920771.6279270099,-1829551.4288384072,-785321.5732512275,213941.44644942298,1170174.0011868877,2085229.0774906818,2960879.8682120158,3798823.2086152062,4600682.8645034265,5368012.678750528,6102299.5823362712,6804966.4757197574,7477374.9861345766,8120828.106148758,8736572.7186025195,9325802.0128166452,9889657.7967536077,10429232.709611945]
["KJ 2","Kotel 9",16,12,5760,55200,55200,55200,55200,55200,55200,55200,55200,55200,55200,55200,55200,1,1,1,1,1,1,1,1,1,1,1,1,33600,33600,33600,33600,33600,33600,33600,33600,33600,33600,33600,33600,10320,10320,10320,10320,10320,10320,10320,10320,10320,10320,10320,10320,283630,225400,151200,115130,31470,16630,8630,6030,30400,69930,154370,244500,630.28888888888889,500.88888888888891,336,255.84444444444443,69.933333333333337,36.955555555555556,19.177777777777777,13.4,67.555555555555557,155.4,343.04444444444442,543.33333333333337,31010.213333333337,24643.733333333337,16531.2,12587.546666666667,3440.7200000000003,1818.2133333333334,943.54666666666674,659.28000000000009,3323.7333333333336,7645.68,16877.786666666667,26732.000000000004,270053.65333333332,403.2,215,2330000,746000,932000,1650000,5658000,201600,2565509.7066666665,2767109.7066666665,2939588.4,1068480,0,86688,0,0,4094756.4,-5658000,-4330353.3066666666,-3002706.6133333337,-1675059.9200000004,-347413.22666666703,980233.46666666633,2307880.1599999997,3635526.853333333,4963173.5466666669,6290820.2400000002,7618466.9333333336,8946113.6266666669,10273760.32,11601407.013333334,12929053.706666667,14256700.4,15584347.093333334,16911993.786666665,18239640.479999997,19567287.173333328,20894933.86666666,-5658000,-4387524.6953747999,-3171758.8536281977,-2008346.5648754679,-895033.36989677907,170338.10855172691,1189832.3463014937,2165424.9183108397,3099006.3269322235,3992385.6653258922,4847294.1231188765,5665388.3411025936,6448253.6214697873,7197406.9998116,7914300.1848276882,8600322.3714459538,9256802.9328031465,9885013.9963028524,10486172.908742763,11061444.595288131,11611943.816862646]
["KJ 2","Kotel 10",16,12,5760,55200,55200,55200,55200,55200,55200,55200,55200,55200,55200,55200,55200,1,1,1,1,1,1,1,1,1,1,1,1,33600,33600,33600,33600,33600,33600,33600,33600,33600,33600,33600,33600,10320,10320,10320,10320,10320,10320,10320,10320,10320,10320,10320,10320,283630,225400,151200,115130,31470,16630,8630,6030,30400,69930,154370,244500,539.22053231939162,428.5171102661597,287.45247148288973,218.87832699619773,59.828897338403038,31.615969581749049,16.406844106463879,11.463878326996198,57.79467680608365,132.94676806083649,293.4790874524715,464.82889733840307,30951.258555133078,24596.882129277565,16499.771863117869,12563.61596958175,3434.1787072243342,1814.7566539923953,941.75285171102666,658.02661596958183,3317.4144486692016,7631.1444866920147,16845.699619771865,26681.178707224335,269775.68060836504,403.2,215,2330000,793000,932000,1650000,5705000,201600,2562868.965779468,2764468.965779468,2939588.4,1068480,0,86688,0,0,4094756.4,-5705000,-4374712.565779468,-3044425.1315589366,-1714137.6973384046,-383850.26311787264,946437.17110265931,2276724.6053231913,3607012.0395437232,4937299.4737642556,6267586.9079847876,7597874.3422053196,8928161.7764258515,10258449.210646383,11588736.644866915,12919024.079087447,14249311.513307979,15579598.947528511,16909886.381749041,18240173.815969571,19570461.250190102,20900748.684410632,-5705000,-4431997.6706023617,-3213813.6233318942,-2048087.2623075233,-932559.64410238364,134930.899634592,1156452.9510575354,2133986.0146201607,3069424.3529576012,3964580.657586731,4821189.5615380518,5640911.0007259184,6425333.4305707663,7175976.9041065061,7894296.017537836,8581682.7289553769,9239469.055670727,9868929.6553983353,10471284.296285998,11047700.220580412,11599294.406508081]
["KJ 2","Kotel 11",16,12,5760,55200,55200,55200,55200,55200,55200,55200,55200,55200,55200,55200,55200,1,1,1,1,1,1,1,1,1,1,1,1,33600,33600,33600,33600,33600,33600,33600,33600,33600,33600,33600,33600,10320,10320,10320,10320,10320,10320,10320,10320,10320,10320,10320,10320,283630,225400,151200,115130,31470,16630,8630,6030,30400,69930,154370,244500,269.61026615969581,214.25855513307985,143.72623574144487,109.43916349809886,29.914448669201519,15.807984790874524,8.2034220532319395,5.7319391634980992,28.897338403041825,66.473384030418245,146.73954372623575,232.41444866920153,30951.258555133078,24596.882129277565,16499.771863117869,12563.61596958175,3434.1787072243342,1814.7566539923953,941.75285171102666,658.02661596958183,3317.4144486692016,7631.1444866920147,16845.699619771865,26681.178707224335,269775.68060836504,403.2,215,2330000,1586000,932000,1650000,6498000,201600,2562868.965779468,2764468.965779468,2939588.4,1068480,0,86688,0,0,4094756.4,-6498000,-5167712.565779468,-3837425.1315589366,-2507137.6973384046,-1176850.2631178726,153437.17110265931,1483724.6053231913,2814012.0395437232,4144299.4737642552,5474586.9079847876,6804874.3422053196,8135161.7764258515,9465449.2106463835,10795736.644866915,12126024.079087447,13456311.513307979,14786598.947528511,16116886.381749043,17447173.815969575,18777461.250190105,20107748.684410635,-6498000,-5224997.6706023617,-4006813.6233318942,-2841087.2623075233,-1725559.6441023836,-658069.100365408,363452.95105753536,1340986.0146201607,2276424.3529576012,3171580.657586731,4028189.5615380513,4847911.0007259175,5632333.4305707663,6382976.9041065061,7101296.017537836,7788682.7289553769,8446469.055670727,9075929.6553983353,9678284.2962859981,10254700.220580412,10806294.406508081]
["KJ 2","Kotel 9",17,12,6120,58650,58650,58650,58650,58650,58650,58650,58650,58650,58650,58650,58650,1,1,1,1,1,1,1,1,1,1,1,1,35700,35700,35700,35700,35700,35700,35700,35700,35700,35700,35700,35700,10965,10965,10965,10965,10965,10965,10965,10965,10965,10965,10965,10965,280180,221950,147750,111680,28020,13180,5180,2580,26950,66480,150920,241050,622.62222222222226,493.22222222222223,328.33333333333331,248.17777777777778,62.266666666666666,29.288888888888888,11.511111111111111,5.7333333333333334,59.888888888888886,147.73333333333332,335.37777777777779,535.66666666666663,30633.013333333336,24266.533333333336,16154,12210.346666666668,3063.52,1441.0133333333333,566.34666666666669,282.08000000000004,2946.5333333333333,7268.48,16500.58666666667,26354.799999999999,273267.25333333336,428.4,215,2330000,746000,932000,1650000,5658000,214200,2596038.9066666667,2810238.9066666667,2939588.4,1135260,0,92106,0,0,4166954.4,-5658000,-4301284.5066666659,-2944569.0133333323,-1587853.5199999991,-231138.02666666592,1125577.4666666673,2482292.9600000004,3839008.4533333336,5195723.9466666672,6552439.4400000004,7909154.9333333336,9265870.4266666677,10622585.920000002,11979301.413333336,13336016.90666667,14692732.400000004,16049447.893333338,17406163.38666667,18762878.880000003,20119594.373333335,21476309.866666667,-5658000,-4359707.6618819777,-3117322.6493288465,-1928437.4698521656,-790748.30288883438,297949.46454019053,1339765.5099268174,2336718.6634068433,3290740.8198470594,4203680.6824692758,5077307.3452656548,5913313.7211473575,6713319.8224695614,7478875.9002898522,8211465.4484432405,8912508.0782550946,9583362.2694626115,10225328.002675546,10839649.278477397,11427516.528048547,11990068.919982662]
["KJ 2","Kotel 10",17,12,6120,58650,58650,58650,58650,58650,58650,58650,58650,58650,58650,58650,58650,1,1,1,1,1,1,1,1,1,1,1,1,35700,35700,35700,35700,35700,35700,35700,35700,35700,35700,35700,35700,10965,10965,10965,10965,10965,10965,10965,10965,10965,10965,10965,10965,280180,221950,147750,111680,28020,13180,5180,2580,26950,66480,150920,241050,532.66159695817487,421.95817490494295,280.89353612167298,212.319391634981,53.269961977186313,25.057034220532319,9.8479087452471479,4.9049429657794681,51.235741444866918,126.38783269961978,286.92015209125475,458.26996197718631,30574.775665399236,24220.399239543724,16123.288973384029,12187.133079847908,3057.6958174904944,1438.273764258555,565.26996197718631,281.54372623574147,2940.931558935361,7254.6615969581753,16469.216730038021,26304.695817490494,272997.88593155891,428.4,215,2330000,793000,932000,1650000,5705000,214200,2593479.9163498096,2807679.9163498096,2939588.4,1135260,0,92106,0,0,4166954.4,-5705000,-4345725.5163498092,-2986451.032699619,-1627176.5490494282,-267902.06539923744,1091372.4182509528,2450646.9019011431,3809921.3855513334,5169195.8692015242,6528470.3528517149,7887744.8365019057,9247019.3201520965,10606293.803802287,11965568.287452478,13324842.771102669,14684117.254752859,16043391.73840305,17402666.222053241,18761940.70570343,20121215.189353619,21480489.673003808,-5705000,-4404258.8673203923,-3159530.5106891883,-1968402.8966880362,-828567.85936635942,262183.37252041255,1305964.4556656491,2304798.0280534355,3260619.6284245229,4175281.4469614485,5050555.9144608993,5888139.1369484123,6689654.1823910084,7456654.2258767458,8190625.5593559202,8892990.4717761837,9565110.0051927026,10208286.592194157,10823766.579755357,11412742.644407222,11976356.103404224]
["KJ 2","Kotel 11",17,12,6120,58650,58650,58650,58650,58650,58650,58650,58650,58650,58650,58650,58650,1,1,1,1,1,1,1,1,1,1,1,1,35700,35700,35700,35700,35700,35700,35700,35700,35700,35700,35700,35700,10965,10965,10965,10965,10965,10965,10965,10965,10965,10965,10965,10965,280180,221950,147750,111680,28020,13180,5180,2580,26950,66480,150920,241050,266.33079847908743,210.97908745247148,140.44676806083649,106.1596958174905,26.634980988593156,12.52851711026616,4.9239543726235739,2.452471482889734,25.617870722433459,63.193916349809889,143.46007604562737,229.13498098859316,30574.775665399236,24220.399239543724,16123.288973384029,12187.133079847908,3057.6958174904944,1438.273764258555,565.26996197718631,281.54372623574147,2940.931558935361,7254.6615969581753,16469.216730038021,26304.695817490494,272997.88593155891,428.4,215,2330000,1586000,932000,1650000,6498000,214200,2593479.9163498096,2807679.9163498096,2939588.4,1135260,0,92106,0,0,4166954.4,-6498000,-5138725.5163498092,-3779451.032699619,-2420176.5490494282,-1060902.0653992374,298372.41825095285,1657646.9019011431,3016921.3855513334,4376195.8692015242,5735470.3528517149,7094744.8365019057,8454019.3201520965,9813293.8038022872,11172568.287452478,12531842.771102669,13891117.254752859,15250391.73840305,16609666.222053241,17968940.70570343,19328215.189353619,20687489.673003808,-6498000,-5197258.8673203923,-3952530.5106891883,-2761402.8966880362,-1621567.8593663594,-530816.62747958745,512964.45566564915,1511798.0280534355,2467619.6284245229,3382281.4469614485,4257555.9144608993,5095139.1369484123,5896654.1823910084,6663654.2258767458,7397625.5593559202,8099990.4717761837,8772110.0051927026,9415286.5921941567,10030766.579755357,10619742.644407222,11183356.103404224]
["KJ 2","Kotel 9",18,12,6480,62100,62100,62100,62100,62100,62100,62100,61230,62100,62100,62100,62100,1,1,1,1,1,1,1,0.98657407407407405,1,1,1,1,37800,37800,37800,37800,37800,37800,37800,37307,37800,37800,37800,37800,11610,11610,11610,11610,11610,11610,11610,11470.8,11610,11610,11610,11610,276730,218500,144300,108230,24570,9730,1730,0,23500,63030,147470,237600,614.95555555555552,485.55555555555554,320.66666666666669,240.51111111111112,54.6,21.622222222222224,3.8444444444444446,0,52.222222222222221,140.06666666666666,327.71111111111111,528,30255.813333333332,23889.333333333336,15776.800000000001,11833.146666666667,2686.32,1063.8133333333335,189.14666666666668,0,2569.3333333333335,6891.2800000000007,16123.386666666667,25977.600000000002,276436.77333333332,453.10700000000003,215,2330000,746000,932000,1650000,5658000,226553.5,2626149.3466666667,2852702.8466666667,2939588.4,1200733.55,0,97418.005000000005,0,0,4237739.9550000001,-5658000,-4272962.8916666675,-2887925.7833333341,-1502888.6750000007,-117851.56666666735,1267185.541666666,2652222.6499999994,4037259.7583333328,5422296.8666666662,6807333.9749999996,8192371.083333333,9577408.1916666664,10962445.300000001,12347482.408333335,13732519.516666668,15117556.625000002,16502593.733333336,17887630.841666669,19272667.950000003,20657705.058333337,22042742.166666672,-5658000,-4332605.6379585322,-3064285.6742824866,-1850582.359759955,-689143.78126949398,422280.69575487054,1485844.7886011526,2503609.4707507049,3477546.9656306594,4409544.5683865966,5301408.3030812731,6154866.4224063233,6971572.7566886675,7753109.9186813412,8500992.3703489713,9216669.3575907238,9901527.7185876146,10556894.57121622,11184039.884736415,11784178.940736603,12358474.688105203]
["KJ 2","Kotel 10",18,12,6480,62100,62100,62100,62100,62100,62100,62100,61230,62100,62100,62100,62100,1,1,1,1,1,1,1,0.98657407407407405,1,1,1,1,37800,37800,37800,37800,37800,37800,37800,37307,37800,37800,37800,37800,11610,11610,11610,11610,11610,11610,11610,11470.8,11610,11610,11610,11610,276730,218500,144300,108230,24570,9730,1730,0,23500,63030,147470,237600,526.10266159695823,415.39923954372625,274.33460076045628,205.76045627376425,46.71102661596958,18.49809885931559,3.2889733840304181,0,44.676806083650192,119.82889733840304,280.361216730038,451.71102661596956,30198.292775665403,23843.916349809886,15746.80608365019,11810.650190114067,2681.2129277566537,1061.7908745247148,188.78707224334599,0,2564.4486692015207,6878.1787072243342,16092.733840304181,25928.212927756653,276175.83041825093,453.10700000000003,215,2330000,793000,932000,1650000,5705000,226553.5,2623670.3889733837,2850223.8889733837,2939588.4,1200733.55,0,97418.005000000005,0,0,4237739.9550000001,-5705000,-4317483.9339733832,-2929967.8679467663,-1542451.8019201495,-154935.73589353263,1232580.3301330837,2620096.3961597001,4007612.4621863165,5395128.5282129329,6782644.5942395497,8170160.6602661666,9557676.7262927834,10945192.7923194,12332708.858346017,13720224.924372634,15107740.990399251,16495257.056425868,17882773.122452483,19270289.188479099,20657805.254505716,22045321.320532329,-5705000,-4377233.4296396011,-3106643.4101559659,-1890767.7934252145,-727250.45684076333,386163.26237880718,1451630.9362731331,2471217.2270811005,3446897.8881413564,4380563.592505238,5274023.5966812009,6129009.2466103528,6947177.3326669568,7730113.3001852389,8479334.3217338342,9196292.237091342,9882376.3666200563,10538916.203489641,11167183.989967711,11768397.182769693,12343720.812245274]
["KJ 2","Kotel 11",18,12,6480,62100,62100,62100,62100,62100,62100,62100,61230,62100,62100,62100,62100,1,1,1,1,1,1,1,0.98657407407407405,1,1,1,1,37800,37800,37800,37800,37800,37800,37800,37307,37800,37800,37800,37800,11610,11610,11610,11610,11610,11610,11610,11470.8,11610,11610,11610,11610,276730,218500,144300,108230,24570,9730,1730,0,23500,63030,147470,237600,263.05133079847911,207.69961977186313,137.16730038022814,102.88022813688212,23.35551330798479,9.249049429657795,1.644486692015209,0,22.338403041825096,59.914448669201519,140.180608365019,225.85551330798478,30198.292775665403,23843.916349809886,15746.80608365019,11810.650190114067,2681.2129277566537,1061.7908745247148,188.78707224334599,0,2564.4486692015207,6878.1787072243342,16092.733840304181,25928.212927756653,276175.83041825093,453.10700000000003,215,2330000,1586000,932000,1650000,6498000,226553.5,2623670.3889733837,2850223.8889733837,2939588.4,1200733.55,0,97418.005000000005,0,0,4237739.9550000001,-6498000,-5110483.9339733832,-3722967.8679467663,-2335451.8019201495,-947935.73589353263,439580.33013308374,1827096.3961597001,3214612.4621863165,4602128.5282129329,5989644.5942395497,7377160.6602661666,8764676.7262927834,10152192.7923194,11539708.858346017,12927224.924372634,14314740.990399251,15702257.056425868,17089773.122452483,18477289.188479099,19864805.254505716,21252321.320532329,-6498000,-5170233.4296396011,-3899643.4101559659,-2683767.7934252145,-1520250.4568407633,-406836.73762119282,658630.93627313315,1678217.2270811005,2653897.8881413564,3587563.592505238,4481023.5966812009,5336009.2466103528,6154177.3326669568,6937113.3001852389,7686334.3217338342,8403292.237091342,9089376.3666200563,9745916.2034896407,10374183.989967711,10975397.182769693,11550720.812245274]
["KJ 2","Kotel 9",19,12,6840,65550,65550,65550,65550,65550,65550,63830,61230,65550,65550,65550,65550,1,1,1,1,1,1,0.97485380116959064,0.93684210526315792,1,1,1,1,39900,39900,39900,39900,39900,39900,38925.333333333336,37452,39900,39900,39900,39900,12255,12255,12255,12255,12255,12255,11979.8,11563.8,12255,12255,12255,12255,273280,215050,140850,104780,21120,6280,0,0,20050,59580,144020,234150,607.28888888888889,477.88888888888891,313,232.84444444444443,46.93333333333333,13.955555555555556,0,0,44.555555555555557,132.4,320.04444444444442,520.33333333333337,29878.613333333335,23512.133333333335,15399.6,11455.946666666667,2309.12,686.61333333333334,0,0,2192.1333333333337,6514.0800000000008,15746.186666666666,25600.400000000005,279388.42666666664,475.3773333333333,215,2330000,746000,932000,1650000,5658000,237688.66666666666,2654190.0533333332,2891878.7199999997,2939588.4,1259749.9333333333,0,102206.12666666666,0,0,4301544.46,-5658000,-4248334.2599999988,-2838668.5199999986,-1429002.7799999984,-19337.039999998175,1390328.700000002,2799994.4400000023,4209660.1800000025,5619325.9200000027,7028991.6600000029,8438657.4000000022,9848323.1400000025,11257988.880000003,12667654.620000003,14077320.360000003,15486986.100000005,16896651.840000007,18306317.580000009,19715983.320000011,21125649.060000014,22535314.800000016,-5658000,-4309037.5693779904,-3018164.4300267845,-1782879.1292122335,-600787.93226050981,530399.81601865147,1612876.1301613897,2648738.6317333882,3639994.6140989368,4588564.9321520934,5496287.7245474588,6364921.9756435025,7196150.9240607694,7991585.3244600678,8752766.5688613094,9481169.6735514943,10178206.137369853,10845226.676908951,11483523.843932012,12094334.530078482,12678842.363711467]
["KJ 2","Kotel 10",19,12,6840,65550,65550,65550,65550,65550,65550,63830,61230,65550,65550,65550,65550,1,1,1,1,1,1,0.97485380116959064,0.93684210526315792,1,1,1,1,39900,39900,39900,39900,39900,39900,38925.333333333336,37452,39900,39900,39900,39900,12255,12255,12255,12255,12255,12255,11979.8,11563.8,12255,12255,12255,12255,273280,215050,140850,104780,21120,6280,0,0,20050,59580,144020,234150,519.54372623574147,408.8403041825095,267.77566539923953,199.20152091254752,40.152091254752854,11.939163498098859,0,0,38.117870722433459,113.26996197718631,273.8022813688213,445.15209125475286,29821.809885931561,23467.433460076045,15370.323193916349,11434.167300380228,2304.7300380228139,685.30798479087446,0,0,2187.9657794676805,6501.6958174904939,15716.250950570342,25551.730038022815,279135.01444866922,475.3773333333333,215,2330000,793000,932000,1650000,5705000,237688.66666666666,2651782.6372623574,2889471.3039290239,2939588.4,1259749.9333333333,0,102206.12666666666,0,0,4301544.46,-5705000,-4292926.8439290235,-2880853.6878580479,-1468780.5317870723,-56707.375716096722,1355365.7803548793,2767438.9364258554,4179512.0924968314,5591585.2485678075,7003658.404638784,8415731.5607097596,9827804.716780737,11239877.872851714,12651951.028922692,14064024.184993669,15476097.341064647,16888170.497135624,18300243.653206602,19712316.809277579,21124389.965348557,22536463.121419534,-5705000,-4353733.8219416495,-3060656.1395891611,-1823261.2282470667,-639151.26524027786,493968.3165844006,1578293.2752683035,2615924.814678737,3608873.6562198219,4559063.9352065055,5468336.9294521362,6338454.6272948449,7171103.1419768631,7967895.9789931485,8730377.1627407894,9460024.228528006,10158251.085740654,10826410.75771448,11465798.003622448,12077651.827457823,12663157.878974929]
["KJ 2","Kotel 11",19,12,6840,65550,65550,65550,65550,65550,65550,63830,61230,65550,65550,65550,65550,1,1,1,1,1,1,0.97485380116959064,0.93684210526315792,1,1,1,1,39900,39900,39900,39900,39900,39900,38925.333333333336,37452,39900,39900,39900,39900,12255,12255,12255,12255,12255,12255,11979.8,11563.8,12255,12255,12255,12255,273280,215050,140850,104780,21120,6280,0,0,20050,59580,144020,234150,259.77186311787074,204.42015209125475,133.88783269961976,99.600760456273761,20.076045627376427,5.9695817490494294,0,0,19.058935361216729,56.634980988593156,136.90114068441065,222.57604562737643,29821.809885931561,23467.433460076045,15370.323193916349,11434.167300380228,2304.7300380228139,685.30798479087446,0,0,2187.9657794676805,6501.6958174904939,15716.250950570342,25551.730038022815,279135.01444866922,475.3773333333333,215,2330000,1586000,932000,1650000,6498000,237688.66666666666,2651782.6372623574,2889471.3039290239,2939588.4,1259749.9333333333,0,102206.12666666666,0,0,4301544.46,-6498000,-5085926.8439290235,-3673853.6878580479,-2261780.5317870723,-849707.37571609672,562365.78035487933,1974438.9364258554,3386512.0924968314,4798585.2485678075,6210658.404638784,7622731.5607097596,9034804.716780737,10446877.872851714,11858951.028922692,13271024.184993669,14683097.341064647,16095170.497135624,17507243.653206602,18919316.809277579,20331389.965348557,21743463.121419534,-6498000,-5146733.8219416495,-3853656.1395891611,-2616261.228247067,-1432151.2652402781,-299031.68341559963,785293.27526830323,1822924.8146787365,2815873.6562198214,3766063.9352065055,4675336.9294521362,5545454.6272948449,6378103.1419768631,7174895.9789931485,7937377.1627407903,8667024.2285280079,9365251.0857406557,10033410.757714482,10672798.00362245,11284651.827457825,11870157.878974929]
["KJ 2","Kotel 9",20,12,7200,69000,69000,69000,69000,69000,69000,63830,61230,69000,69000,69000,69000,1,1,1,1,1,1,0.92819444444444443,0.89208333333333334,1,1,1,1,42000,42000,42000,42000,42000,42000,39070.333333333336,37597,42000,42000,42000,42000,12900,12900,12900,12900,12900,12900,12072.8,11656.8,12900,12900,12900,12900,269830,211600,137400,101330,17670,2830,0,0,16600,56130,140570,230700,599.62222222222226,470.22222222222223,305.33333333333331,225.17777777777778,39.266666666666666,6.2888888888888888,0,0,36.888888888888886,124.73333333333333,312.37777777777779,512.66666666666663,29501.413333333338,23134.933333333334,15022.4,11078.746666666668,1931.92,309.41333333333336,0,0,1814.9333333333334,6136.88,15368.986666666668,25223.200000000001,282252.42666666664,496.66733333333332,215,2330000,746000,932000,1650000,5658000,248333.66666666666,2681398.0533333332,2929731.7199999997,2939588.4,1316168.4333333333,0,106783.47666666667,0,0,4362540.3099999996,-5658000,-4225191.4099999992,-2792382.8199999994,-1359574.2299999995,73234.360000000335,1506042.9500000002,2938851.54,4371660.13,5804468.7199999997,7237277.3099999996,8670085.8999999985,10102894.489999998,11535703.079999998,12968511.669999998,14401320.259999998,15834128.849999998,17266937.439999998,18699746.029999997,20132554.619999997,21565363.209999997,22998171.799999997,-5658000,-4286891.3014354073,-2974825.5611822079,-1719260.259504505,-517762.36316220555,631996.38931846386,1732243.9993478127,2785112.5256916871,3792642.2159729069,4756785.4602611549,5679410.574412589,6562305.4204905163,7407180.8712827917,8215674.125629466,8989351.8809851352,9729713.3693637662,10438193.262549059,11116164.452200057,11764940.710239289,12385779.234678747,12979883.085816983]
["KJ 2","Kotel 10",20,12,7200,69000,69000,69000,69000,69000,69000,63830,61230,69000,69000,69000,69000,1,1,1,1,1,1,0.92819444444444443,0.89208333333333334,1,1,1,1,42000,42000,42000,42000,42000,42000,39070.333333333336,37597,42000,42000,42000,42000,12900,12900,12900,12900,12900,12900,12072.8,11656.8,12900,12900,12900,12900,269830,211600,137400,101330,17670,2830,0,0,16600,56130,140570,230700,512.98479087452472,402.2813688212928,261.21673003802283,192.6425855513308,33.593155893536121,5.3802281368821294,0,0,31.558935361216729,106.71102661596959,267.24334600760454,438.59315589353611,29445.326996197717,23090.950570342207,14993.840304182509,11057.684410646387,1928.2471482889732,308.82509505703422,0,0,1811.4828897338402,6125.2129277566537,15339.768060836501,25175.24714828897,282006.18555133074,496.66733333333332,215,2330000,793000,932000,1650000,5705000,248333.66666666666,2679058.762737642,2927392.4294043086,2939588.4,1316168.4333333333,0,106783.47666666667,0,0,4362540.3099999996,-5705000,-4269852.1194043094,-2834704.2388086179,-1399556.3582129264,35591.522382765077,1470739.4029784561,2905887.2835741471,4341035.1641698387,5776183.0447655302,7211330.9253612217,8646478.8059569113,10081626.686552603,11516774.567148294,12951922.447743986,14387070.328339677,15822218.208935369,17257366.08953106,18692513.970126752,20127661.850722443,21562809.731318135,22997957.611913826,-5705000,-4331652.7458414435,-3017444.8471251219,-1759829.6330425171,-556370.09803523985,595265.82063201116,1697309.7619403854,2751897.2655847627,3761071.9102205308,4726789.2735083466,5650920.721630659,6535257.0356233027,7381511.8815492773,8191325.1312392056,8966266.0400333945,9707836.2876833361,10417472.88830529,11096550.975024862,11746386.464708665,12368238.607946754,12963312.429227222]
["KJ 2","Kotel 11",20,12,7200,69000,69000,69000,69000,69000,69000,63830,61230,69000,69000,69000,69000,1,1,1,1,1,1,0.92819444444444443,0.89208333333333334,1,1,1,1,42000,42000,42000,42000,42000,42000,39070.333333333336,37597,42000,42000,42000,42000,12900,12900,12900,12900,12900,12900,12072.8,11656.8,12900,12900,12900,12900,269830,211600,137400,101330,17670,2830,0,0,16600,56130,140570,230700,256.49239543726236,201.1406844106464,130.60836501901142,96.321292775665398,16.79657794676806,2.6901140684410647,0,0,15.779467680608365,53.355513307984793,133.62167300380227,219.29657794676805,29445.326996197717,23090.950570342207,14993.840304182509,11057.684410646387,1928.2471482889732,308.82509505703422,0,0,1811.4828897338402,6125.2129277566537,15339.768060836501,25175.24714828897,282006.18555133074,496.66733333333332,215,2330000,1586000,932000,1650000,6498000,248333.66666666666,2679058.762737642,2927392.4294043086,2939588.4,1316168.4333333333,0,106783.47666666667,0,0,4362540.3099999996,-6498000,-5062852.1194043094,-3627704.2388086179,-2192556.3582129264,-757408.47761723492,677739.40297845611,2112887.2835741471,3548035.1641698382,4983183.0447655292,6418330.9253612198,7853478.8059569113,9288626.6865526028,10723774.567148294,12158922.447743986,13594070.328339677,15029218.208935369,16464366.08953106,17899513.970126752,19334661.850722443,20769809.731318135,22204957.611913826,-6498000,-5124652.7458414435,-3810444.8471251219,-2552829.6330425171,-1349370.0980352398,-197734.17936798884,904309.76194038545,1958897.2655847627,2968071.9102205308,3933789.2735083471,4857920.721630659,5742257.0356233027,6588511.8815492773,7398325.1312392056,8173266.0400333945,8914836.2876833361,9624472.8883052897,10303550.975024862,10953386.464708665,11575238.607946754,12170312.429227222]
["KJ 2","Kotel 9",21,12,7560,72450,72450,72450,72450,72450,71830,63830,61230,72450,72450,72450,72450,1,1,1,1,1,0.99179894179894179,0.88597883597883598,0.85158730158730156,1,1,1,1,44100,44100,44100,44100,44100,43748.666666666664,39215.333333333336,37742,44100,44100,44100,44100,13545,13545,13545,13545,13545,13445.8,12165.8,11749.8,13545,13545,13545,13545,266380,208150,133950,97880,14220,0,0,0,13150,52680,137120,227250,591.95555555555552,462.55555555555554,297.66666666666669,217.51111111111112,31.6,0,0,0,29.222222222222221,117.06666666666666,304.71111111111111,505,29124.213333333333,22757.733333333334,14645.200000000003,10701.546666666667,1554.7200000000003,0,0,0,1437.7333333333333,5759.68,14991.786666666667,24846,285085.01333333331,517.60599999999999,215,2330000,746000,932000,1650000,5658000,258803,2708307.6266666665,2967110.6266666665,2939588.4,1371655.9,0,111285.29,0,0,4422529.59,-5658000,-4202581.0366666671,-2747162.0733333342,-1291743.1100000013,163675.85333333164,1619094.816666665,3074513.7799999984,4529932.7433333322,5985351.7066666652,7440770.6699999981,8896189.633333331,10351608.596666664,11807027.559999997,13262446.52333333,14717865.486666663,16173284.449999996,17628703.413333327,19084122.376666658,20539541.339999989,21994960.303333323,23450379.266666658,-5658000,-4265254.5805422645,-2932483.8442190727,-1657105.1491729559,-436647.06778911198,731255.40243466198,1848865.4217875558,2918348.6938955882,3941777.6624200214,4921135.5270367041,5858320.0864785053,6755147.4160878845,7613355.3870059513,8434607.033817498,9220493.7771778293,9972538.5076661855,10692198.536841646,11380868.421220077,12039882.664644413,12670518.304284927,13273997.385280633]
["KJ 2","Kotel 10",21,12,7560,72450,72450,72450,72450,72450,71830,63830,61230,72450,72450,72450,72450,1,1,1,1,1,0.99179894179894179,0.88597883597883598,0.85158730158730156,1,1,1,1,44100,44100,44100,44100,44100,43748.666666666664,39215.333333333336,37742,44100,44100,44100,44100,13545,13545,13545,13545,13545,13445.8,12165.8,11749.8,13545,13545,13545,13545,266380,208150,133950,97880,14220,0,0,0,13150,52680,137120,227250,506.42585551330797,395.72243346007605,254.65779467680608,186.08365019011407,27.034220532319392,0,0,0,25,100.15209125475285,260.68441064638785,432.03422053231941,29068.844106463876,22714.467680608366,14617.357414448668,10681.201520912547,1551.764258555133,0,0,0,1435,5748.7300380228135,14963.285171102661,24798.764258555133,284845.8144486692,517.60599999999999,215,2330000,793000,932000,1650000,5705000,258803,2706035.2372623575,2964838.2372623575,2939588.4,1371655.9,0,111285.29,0,0,4422529.59,-5705000,-4247308.6472623572,-2789617.2945247144,-1331925.9417870715,125765.4109505713,1583456.7636882137,3041148.116425856,4498839.4691634979,5956530.8219011407,7414222.1746387836,8871913.5273764264,10329604.880114069,11787296.232851712,13244987.585589355,14702678.938326998,16160370.291064641,17618061.643802285,19075752.996539928,20533444.349277571,21991135.702015214,23448827.054752856,-5705000,-4310080.0452271365,-2975228.4138655444,-1697858.4317013414,-475494.8124054533,694231.13907386549,1813586.1165660368,2884739.2050752919,3909766.0840315167,4890653.0495398659,5829300.8634234536,6727528.4365177965,7587076.3533544876,8409610.2450642399,9196724.0170352943,9949942.9375817589,10670726.593607083,11360471.718990169,12020514.90117494,12652135.171208214,13256556.48224484]
["KJ 2","Kotel 11",21,12,7560,72450,72450,72450,72450,72450,71830,63830,61230,72450,72450,72450,72450,1,1,1,1,1,0.99179894179894179,0.88597883597883598,0.85158730158730156,1,1,1,1,44100,44100,44100,44100,44100,43748.666666666664,39215.333333333336,37742,44100,44100,44100,44100,13545,13545,13545,13545,13545,13445.8,12165.8,11749.8,13545,13545,13545,13545,266380,208150,133950,97880,14220,0,0,0,13150,52680,137120,227250,253.21292775665398,197.86121673003802,127.32889733840304,93.041825095057035,13.517110266159696,0,0,0,12.5,50.076045627376423,130.34220532319392,216.0171102661597,29068.844106463876,22714.467680608366,14617.357414448668,10681.201520912547,1551.764258555133,0,0,0,1435,5748.7300380228135,14963.285171102661,24798.764258555133,284845.8144486692,517.60599999999999,215,2330000,1586000,932000,1650000,6498000,258803,2706035.2372623575,2964838.2372623575,2939588.4,1371655.9,0,111285.29,0,0,4422529.59,-6498000,-5040308.6472623572,-3582617.2945247144,-2124925.9417870715,-667234.5890494287,790456.76368821366,2248148.116425856,3705839.4691634984,5163530.8219011407,6621222.1746387836,8078913.5273764264,9536604.8801140692,10994296.232851712,12451987.585589355,13909678.938326998,15367370.291064641,16825061.643802285,18282752.996539928,19740444.349277571,21198135.702015214,22655827.054752856,-6498000,-5103080.0452271365,-3768228.4138655444,-2490858.4317013416,-1268494.8124054535,-98768.860926134745,1020586.1165660366,2091739.2050752915,3116766.0840315162,4097653.0495398655,5036300.8634234536,5934528.4365177965,6794076.3533544876,7616610.2450642399,8403724.0170352943,9156942.9375817589,9877726.593607083,10567471.718990169,11227514.90117494,11859135.171208214,12463556.48224484]
["KJ 2","Kotel 9",22,12,7920,75900,75900,75900,75900,75900,71830,63830,61230,75900,75900,75900,75900,1,1,1,1,1,0.94861111111111107,0.84760101010101008,0.81477272727272732,1,1,1,1,46200,46200,46200,46200,46200,43893.666666666664,39360.333333333328,37887,46200,46200,46200,46200,14190,14190,14190,14190,14190,13538.8,12258.8,11842.800000000001,14190,14190,14190,14190,262930,204700,130500,94430,10770,0,0,0,9700,49230,133670,223800,584.28888888888889,454.88888888888891,290,209.84444444444443,23.933333333333334,0,0,0,21.555555555555557,109.4,297.04444444444442,497.33333333333331,28747.013333333336,22380.533333333336,14268,10324.346666666666,1177.52,0,0,0,1060.5333333333335,5382.4800000000005,14614.586666666666,24468.799999999999,287774.21333333332,536.94100000000003,215,2330000,746000,932000,1650000,5658000,268470.5,2733855.0266666664,3002325.5266666664,2939588.4,1422893.6500000001,0,115442.315,0,0,4477924.3650000002,-5658000,-4182401.1616666671,-2706802.3233333332,-1231203.4849999994,244395.35333333444,1719994.1916666683,3195593.0300000021,4671191.868333336,6146790.7066666698,7622389.5450000037,9097988.3833333366,10573587.221666671,12049186.060000006,13524784.898333339,15000383.736666674,16475982.575000009,17951581.413333341,19427180.251666673,20902779.090000004,22378377.928333335,23853976.766666666,-5658000,-4245943.6953747999,-2894693.6431018813,-1601631.3921230116,-364251.24764562421,819844.58439015318,1952950.6437545335,3037262.6622850411,4074881.8187735653,5067818.8106286125,6017997.7502028197,6927259.8933360334,7797367.207339108,8630005.7853324804,9426789.1135558039,10189261.197980037,10918899.55628074,11617118.080970407,12285269.77923803,12924649.394805135,13536495.91687892]
["KJ 2","Kotel 10",22,12,7920,75900,75900,75900,75900,75900,71830,63830,61230,75900,75900,75900,75900,1,1,1,1,1,0.94861111111111107,0.84760101010101008,0.81477272727272732,1,1,1,1,46200,46200,46200,46200,46200,43893.666666666664,39360.333333333328,37887,46200,46200,46200,46200,14190,14190,14190,14190,14190,13538.8,12258.8,11842.800000000001,14190,14190,14190,14190,262930,204700,130500,94430,10770,0,0,0,9700,49230,133670,223800,499.86692015209127,389.16349809885929,248.09885931558935,179.52471482889734,20.475285171102662,0,0,0,18.441064638783271,93.593155893536121,254.12547528517109,425.47528517110266,28692.361216730038,22337.984790874521,14240.874524714829,10304.718631178708,1175.2813688212927,0,0,0,1058.5171102661598,5372.2471482889732,14586.80228136882,24422.281368821292,287541.46844106459,536.94100000000003,215,2330000,793000,932000,1650000,5705000,268470.5,2731643.9501901134,3000114.4501901134,2939588.4,1422893.6500000001,0,115442.315,0,0,4477924.3650000002,-5705000,-4227190.0851901136,-2749380.1703802273,-1271570.2555703409,206239.65923954546,1684049.5740494323,3161859.4888593191,4639669.4036692064,6117479.3184790928,7595289.2332889792,9073099.1480988655,10550909.062908752,12028718.977718638,13506528.892528525,14984338.807338411,16462148.722148297,17939958.636958182,19417768.551768068,20895578.466577955,22373388.381387845,23851198.296197735,-5705000,-4290827.8327178117,-2937553.0314908372,-1642553.2217042584,-403318.95396590536,782551.1587023749,1917355.0942701073,3003291.8747176984,4042465.8272991255,5036890.6623052759,5988493.3752298215,6899117.9808992436,7770529.0868029967,8604415.3125482146,9402392.5620651692,10166007.154904362,10896738.822693061,11596003.576557847,12265156.451069603,12905494.130028222,13518257.459175225]
["KJ 2","Kotel 11",22,12,7920,75900,75900,75900,75900,75900,71830,63830,61230,75900,75900,75900,75900,1,1,1,1,1,0.94861111111111107,0.84760101010101008,0.81477272727272732,1,1,1,1,46200,46200,46200,46200,46200,43893.666666666664,39360.333333333328,37887,46200,46200,46200,46200,14190,14190,14190,14190,14190,13538.8,12258.8,11842.800000000001,14190,14190,14190,14190,262930,204700,130500,94430,10770,0,0,0,9700,49230,133670,223800,249.93346007604563,194.58174904942965,124.04942965779468,89.762357414448672,10.237642585551331,0,0,0,9.2205323193916353,46.79657794676806,127.06273764258555,212.73764258555133,28692.361216730038,22337.984790874521,14240.874524714829,10304.718631178708,1175.2813688212927,0,0,0,1058.5171102661598,5372.2471482889732,14586.80228136882,24422.281368821292,287541.46844106459,536.94100000000003,215,2330000,1586000,932000,1650000,6498000,268470.5,2731643.9501901134,3000114.4501901134,2939588.4,1422893.6500000001,0,115442.315,0,0,4477924.3650000002,-6498000,-5020190.0851901136,-3542380.1703802273,-2064570.2555703409,-586760.34076045454,891049.5740494323,2368859.4888593191,3846669.403669206,5324479.3184790928,6802289.2332889792,8280099.1480988655,9757909.0629087519,11235718.977718638,12713528.892528525,14191338.807338411,15669148.722148297,17146958.636958182,18624768.551768068,20102578.466577955,21580388.381387845,23058198.296197735,-6498000,-5083827.8327178117,-3730553.0314908372,-2435553.2217042586,-1196318.9539659056,-10448.841297625331,1124355.0942701071,2210291.874717698,3249465.827299125,4243890.662305275,5195493.3752298206,6106117.9808992427,6977529.0868029958,7811415.3125482136,8609392.5620651692,9373007.1549043618,10103738.822693061,10803003.576557847,11472156.451069603,12112494.130028222,12725257.459175225]
["KJ 2","Kotel 9",23,12,8280,79350,79350,79350,79350,79350,71830,63830,61230,79350,79350,79350,79350,1,1,1,1,1,0.90917874396135268,0.81256038647342999,0.78115942028985508,1,1,1,1,48300,48300,48300,48300,48300,44038.666666666672,39505.333333333336,38032,48300,48300,48300,48300,14835,14835,14835,14835,14835,13631.8,12351.800000000001,11935.8,14835,14835,14835,14835,259480,201250,127050,90980,7320,0,0,0,6250,45780,130220,220350,576.62222222222226,447.22222222222223,282.33333333333331,202.17777777777778,16.266666666666666,0,0,0,13.888888888888889,101.73333333333333,289.37777777777779,489.66666666666669,28369.813333333335,22003.333333333336,13890.8,9947.1466666666674,800.32,0,0,0,683.33333333333337,5005.2800000000007,14237.386666666669,24091.600000000002,290463.41333333327,556.27599999999995,215,2330000,746000,932000,1650000,5658000,278138,2759402.4266666663,3037540.4266666663,2939588.4,1474131.4,0,119599.34,0,0,4533319.1399999997,-5658000,-4162221.2866666662,-2666442.5733333332,-1170663.8600000003,325114.85333333258,1820893.566666666,3316672.2799999993,4812450.9933333322,6308229.7066666652,7804008.4199999981,9299787.1333333328,10795565.846666668,12291344.560000002,13787123.273333337,15282901.986666672,16778680.700000007,18274459.413333341,19770238.126666676,21266016.840000011,22761795.553333346,24257574.266666681,-5658000,-4226632.8102073362,-2856903.4419846917,-1546157.6350730697,-291855.4275021397,908433.76634564018,2057035.8657215063,3156176.6306744884,4207985.9751271028,5214502.0942205135,6177675.4139271267,7099372.3705841731,7981379.0276722554,8825404.5368474536,9633084.4499337692,10405983.888293879,11145600.575719822,11853367.740720725,12530656.893831637,13178780.485325331,13798994.448477192]
["KJ 2","Kotel 10",23,12,8280,79350,79350,79350,79350,79350,71830,63830,61230,79350,79350,79350,79350,1,1,1,1,1,0.90917874396135268,0.81256038647342999,0.78115942028985508,1,1,1,1,48300,48300,48300,48300,48300,44038.666666666672,39505.333333333336,38032,48300,48300,48300,48300,14835,14835,14835,14835,14835,13631.8,12351.800000000001,11935.8,14835,14835,14835,14835,259480,201250,127050,90980,7320,0,0,0,6250,45780,130220,220350,493.30798479087451,382.6045627376426,241.53992395437263,172.96577946768062,13.916349809885931,0,0,0,11.882129277566539,87.034220532319395,247.56653992395437,418.91634980988596,28315.878326996197,21961.501901140684,13864.391634980988,9928.235741444867,798.79847908745239,0,0,0,682.0342205323193,4995.764258555133,14210.319391634981,24045.798479087454,290237.12243346003,556.27599999999995,215,2330000,793000,932000,1650000,5705000,278138,2757252.6631178702,3035390.6631178702,2939588.4,1474131.4,0,119599.34,0,0,4533319.1399999997,-5705000,-4207071.523117871,-2709143.0462357411,-1211214.5693536112,286713.9075285187,1784642.3844106481,3282570.8612927776,4780499.3381749075,6278427.8150570374,7776356.2919391673,9274284.7688212954,10772213.245703425,12270141.722585555,13768070.199467685,15265998.676349815,16763927.153231945,18261855.630114075,19759784.106996205,21257712.583878335,22755641.060760465,24253569.537642594,-5705000,-4271575.6202084888,-2899877.6491161333,-1587248.0117071804,-331143.09552636417,870871.17833087617,2021124.0719741685,3121844.5443600942,4175165.5705667222,5183128.2750706719,6147685.8870361745,7070707.5252806749,7953981.8202514881,8799220.3800321706,9608061.1070950255,10382071.372226944,11122751.051779019,11831535.434125502,12509798.000964241,13158853.088848203,13779958.436105583]
["KJ 2","Kotel 11",23,12,8280,79350,79350,79350,79350,79350,71830,63830,61230,79350,79350,79350,79350,1,1,1,1,1,0.90917874396135268,0.81256038647342999,0.78115942028985508,1,1,1,1,48300,48300,48300,48300,48300,44038.666666666672,39505.333333333336,38032,48300,48300,48300,48300,14835,14835,14835,14835,14835,13631.8,12351.800000000001,11935.8,14835,14835,14835,14835,259480,201250,127050,90980,7320,0,0,0,6250,45780,130220,220350,246.65399239543726,191.3022813688213,120.76996197718631,86.48288973384031,6.9581749049429655,0,0,0,5.9410646387832697,43.517110266159698,123.78326996197718,209.45817490494298,28315.878326996197,21961.501901140684,13864.391634980988,9928.235741444867,798.79847908745239,0,0,0,682.0342205323193,4995.764258555133,14210.319391634981,24045.798479087454,290237.12243346003,556.27599999999995,215,2330000,1586000,932000,1650000,6498000,278138,2757252.6631178702,3035390.6631178702,2939588.4,1474131.4,0,119599.34,0,0,4533319.1399999997,-6498000,-5000071.523117871,-3502143.0462357411,-2004214.5693536112,-506286.0924714813,991642.38441064814,2489570.8612927776,3987499.338174907,5485427.8150570365,6983356.2919391654,8481284.7688212954,9979213.2457034253,11477141.722585555,12975070.199467685,14472998.676349815,15970927.153231945,17468855.630114075,18966784.106996205,20464712.583878335,21962641.060760465,23460569.537642594,-6498000,-5064575.6202084888,-3692877.6491161333,-2380248.0117071802,-1124143.0955263639,77871.178330876399,1228124.0719741688,2328844.5443600947,3382165.5705667222,4390128.2750706719,5354685.8870361745,6277707.5252806749,7160981.8202514881,8006220.3800321706,8815061.1070950255,9589071.3722269442,10329751.051779019,11038535.434125502,11716798.000964241,12365853.088848203,12986958.436105583]
["KJ 2","Kotel 9",24,12,8640,82800,82800,82800,82800,82800,71830,63830,61230,82800,82800,82800,82800,1,1,1,1,1,0.8730324074074074,0.78043981481481484,0.75034722222222228,1,1,1,1,50400,50400,50400,50400,50400,44183.666666666664,39650.333333333336,38177,50400,50400,50400,50400,15480,15480,15480,15480,15480,13724.8,12444.800000000001,12028.800000000001,15480,15480,15480,15480,256030,197800,123600,87530,3870,0,0,0,2800,42330,126770,216900,568.95555555555552,439.55555555555554,274.66666666666669,194.51111111111112,8.6,0,0,0,6.2222222222222223,94.066666666666663,281.71111111111111,482,27992.613333333335,21626.133333333335,13513.600000000002,9569.9466666666685,423.12,0,0,0,306.13333333333338,4628.08,13860.186666666666,23714.400000000001,293152.61333333328,575.61099999999999,215,2330000,746000,932000,1650000,5658000,287805.5,2784949.8266666662,3072755.3266666662,2939588.4,1525369.15,0,123756.36499999999,0.79945972222222239,91937.868055555577,4680651.783055556,-5658000,-4050103.5436111102,-2442207.0872222204,-834310.63083333056,773585.82555555925,2381482.2819444491,3989378.7383333389,5597275.1947222287,7205171.6511111185,8813068.1075000092,10420964.5638889,12028861.020277791,13636757.476666681,15244653.933055572,16852550.389444463,18460446.845833354,20068343.302222244,21676239.758611131,23284136.215000022,24892032.671388913,26499929.127777804,-5658000,-4119343.1039340766,-2646944.1603303221,-1237949.9559248153,110369.85690342099,1400628.050997427,2635324.8874510215,3816852.9606123557,4947501.8344509536,6029462.4792725779,7064831.5173793957,8055615.2859026669,9003733.7246809155,9911024.0967175178,10779244.548427185,11610077.516570408,12405132.988477798,13165951.621881999,13894007.730402766,14590712.140470484,15257414.925224282]
["KJ 2","Kotel 10",24,12,8640,82800,82800,82800,82800,82800,71830,63830,61230,82800,82800,82800,82800,1,1,1,1,1,0.8730324074074074,0.78043981481481484,0.75034722222222228,1,1,1,1,50400,50400,50400,50400,50400,44183.666666666664,39650.333333333336,38177,50400,50400,50400,50400,15480,15480,15480,15480,15480,13724.8,12444.800000000001,12028.800000000001,15480,15480,15480,15480,256030,197800,123600,87530,3870,0,0,0,2800,42330,126770,216900,486.74904942965782,376.04562737642584,234.9809885931559,166.40684410646386,7.3574144486692017,0,0,0,5.3231939163498101,80.475285171102655,241.00760456273764,412.3574144486692,27939.395437262359,21585.019011406843,13487.908745247149,9551.7528517110259,422.31558935361215,0,0,0,305.55133079847911,4619.2813688212918,13833.83650190114,23669.315589353613,292932.77642585547,575.61099999999999,215,2330000,793000,932000,1650000,5705000,287805.5,2782861.3760456271,3070666.8760456271,2939588.4,1525369.15,0,123756.36499999999,0.79945972222222239,91937.868055555577,4680651.783055556,-5705000,-4095015.0929900715,-2485030.1859801421,-875045.27897021268,734939.62803971628,2344924.5350496452,3954909.4420595742,5564894.3490695031,7174879.2560794316,8784864.163089361,10394849.07009929,12004833.97710922,13614818.884119149,15224803.791129079,16834788.698139008,18444773.605148938,20054758.512158867,21664743.419168796,23274728.326178726,24884713.233188655,26494698.140198585,-5705000,-4164344.586593369,-2690033.1862042486,-1279208.8796117888,70862.227175254142,1362796.3006556781,2599096.849440773,3782159.5755509115,4914277.0168046327,5997642.9892962324,7034356.8385704905,8026427.5077324603,8975777.4303754941,9884246.2558712196,10753594.414240334,11585506.527512215,12381594.674183872,13143401.513104117,13872403.27283641,14570012.612293148,15237581.358184764]
["KJ 2","Kotel 11",24,12,8640,82800,82800,82800,82800,82800,71830,63830,61230,82800,82800,82800,82800,1,1,1,1,1,0.8730324074074074,0.78043981481481484,0.75034722222222228,1,1,1,1,50400,50400,50400,50400,50400,44183.666666666664,39650.333333333336,38177,50400,50400,50400,50400,15480,15480,15480,15480,15480,13724.8,12444.800000000001,12028.800000000001,15480,15480,15480,15480,256030,197800,123600,87530,3870,0,0,0,2800,42330,126770,216900,243.37452471482891,188.02281368821292,117.49049429657795,83.203422053231932,3.6787072243346008,0,0,0,2.661596958174905,40.237642585551328,120.50380228136882,206.1787072243346,27939.395437262359,21585.019011406843,13487.908745247149,9551.7528517110259,422.31558935361215,0,0,0,305.55133079847911,4619.2813688212918,13833.83650190114,23669.315589353613,292932.77642585547,575.61099999999999,215,2330000,1586000,932000,1650000,6498000,287805.5,2782861.3760456271,3070666.8760456271,2939588.4,1525369.15,0,123756.36499999999,0.79945972222222239,91937.868055555577,4680651.783055556,-6498000,-4888015.0929900715,-3278030.1859801421,-1668045.2789702127,-58060.371960283257,1551924.5350496457,3161909.4420595746,4771894.3490695041,6381879.2560794335,7991864.1630893629,9601849.0700992905,11211833.97710922,12821818.884119149,14431803.791129079,16041788.698139008,17651773.605148938,19261758.512158867,20871743.419168796,22481728.326178726,24091713.233188655,25701698.140198585,-6498000,-4957344.586593369,-3483033.1862042486,-2072208.8796117888,-722137.77282474586,569796.30065567815,1806096.849440773,2989159.5755509115,4121277.0168046327,5204642.9892962324,6241356.8385704905,7233427.5077324603,8182777.4303754931,9091246.2558712177,9960594.4142403323,10792506.527512213,11588594.67418387,12350401.513104115,13079403.272836408,13777012.612293147,14444581.358184762]
["KJ 3","Kotel 9",9,12,3240,55890,55890,55890,55890,55890,55890,55890,55890,55890,55890,55890,55890,1,1,1,1,1,1,1,1,1,1,1,1,37800,37800,37800,37800,37800,37800,37800,37800,37800,37800,37800,37800,10908,10908,10908,10908,10908,10908,10908,10908,10908,10908,10908,10908,282940,224710,150510,114440,30780,15940,7940,5340,29710,69240,153680,243810,628.75555555555559,499.35555555555555,334.46666666666664,254.3111111111111,68.400000000000006,35.422222222222224,17.644444444444446,11.866666666666667,66.022222222222226,153.86666666666667,341.51111111111112,541.79999999999995,30934.773333333338,24568.293333333335,16455.759999999998,12512.106666666667,3365.2800000000007,1742.7733333333335,868.1066666666668,583.84,3248.2933333333335,7570.2400000000007,16802.346666666668,26656.559999999998,276204.37333333335,453.6,1115,3620000,746000,1448000,1650000,7464000,226800,2623941.5466666669,2850741.5466666669,2939588.4,1202040,0,505764,0,0,4647392.4000000004,-7464000,-5667349.1466666665,-3870698.293333333,-2074047.4399999995,-277396.58666666597,1519254.2666666675,3315905.120000001,5112555.9733333346,6909206.8266666681,8705857.6800000016,10502508.533333335,12299159.386666669,14095810.240000002,15892461.093333336,17689111.946666669,19485762.800000004,21282413.653333336,23079064.506666668,24875715.359999999,26672366.213333331,28469017.066666663,-7464000,-5744716.8867623601,-4099469.8884488288,-2525070.8470004736,-1018468.8934613776,423255.46399230277,1802895.997440801,3123126.1729896031,4386504.3314095093,5595478.6456869319,6752391.8650911637,7859485.8549516732,8918905.9409425911,9932705.0662927516,10902847.769977117,11831213.993598519,12719602.724336702,13569735.48102396,14383259.650102675,15161751.677929197,15906720.125610078]
["KJ 3","Kotel 10",9,12,3240,55890,55890,55890,55890,55890,55890,55890,55890,55890,55890,55890,55890,1,1,1,1,1,1,1,1,1,1,1,1,37800,37800,37800,37800,37800,37800,37800,37800,37800,37800,37800,37800,10908,10908,10908,10908,10908,10908,10908,10908,10908,10908,10908,10908,282940,224710,150510,114440,30780,15940,7940,5340,29710,69240,153680,243810,537.90874524714832,427.20532319391634,286.14068441064637,217.56653992395437,58.517110266159698,30.304182509505704,15.095057034220533,10.152091254752852,56.482889733840302,131.63498098859316,292.16730038022814,463.5171102661597,30875.961977186314,24521.585551330798,16424.475285171102,12488.319391634981,3358.8821292775665,1739.4600760456274,866.45627376425853,582.73003802281369,3242.1178707224331,7555.847908745247,16770.403041825095,26605.882129277565,275928.12167300383,453.6,1115,3620000,793000,1448000,1650000,7511000,226800,2621317.1558935363,2848117.1558935363,2939588.4,1202040,0,505764,0,0,4647392.4000000004,-7511000,-5711724.7558935359,-3912449.5117870718,-2113174.2676806077,-313899.02357414365,1485376.2205323204,3284651.4646387845,5083926.7087452486,6883201.9528517127,8682477.1969581768,10481752.441064641,12281027.685171105,14080302.929277569,15879578.173384033,17678853.417490497,19478128.661596961,21277403.905703425,23076679.149809889,24875954.393916354,26675229.638022818,28474504.882129282,-7511000,-5789205.5080320919,-4141555.2764838543,-2564856.4903132915,-1056053.8241213656,387776.47845464014,1769432.2703934019,3091590.9229663797,4356814.5139453057,5567554.7923940392,6726157.9296655543,7834869.0658105453,8895836.6602076665,9911116.6548460592,10882676.458327774,11812398.758310277,12702085.169776786,13553459.726204069,14368172.220392857,15147801.401434759,15893858.034010742]
["KJ 3","Kotel 11",9,12,3240,55890,55890,55890,55890,55890,55890,55890,55890,55890,55890,55890,55890,1,1,1,1,1,1,1,1,1,1,1,1,37800,37800,37800,37800,37800,37800,37800,37800,37800,37800,37800,37800,10908,10908,10908,10908,10908,10908,10908,10908,10908,10908,10908,10908,282940,224710,150510,114440,30780,15940,7940,5340,29710,69240,153680,243810,268.95437262357416,213.60266159695817,143.07034220532319,108.78326996197718,29.258555133079849,15.152091254752852,7.5475285171102664,5.0760456273764261,28.241444866920151,65.817490494296578,146.08365019011407,231.75855513307985,30875.961977186314,24521.585551330798,16424.475285171102,12488.319391634981,3358.8821292775665,1739.4600760456274,866.45627376425853,582.73003802281369,3242.1178707224331,7555.847908745247,16770.403041825095,26605.882129277565,275928.12167300383,453.6,1115,3620000,1586000,1448000,1650000,8304000,226800,2621317.1558935363,2848117.1558935363,2939588.4,1202040,0,505764,0,0,4647392.4000000004,-8304000,-6504724.7558935359,-4705449.5117870718,-2906174.2676806077,-1106899.0235741436,692376.22053232044,2491651.4646387845,4290926.7087452486,6090201.9528517127,7889477.1969581768,9688752.4410646409,11488027.685171105,13287302.929277569,15086578.173384033,16885853.417490497,18685128.661596961,20484403.905703425,22283679.149809889,24082954.393916354,25882229.638022818,27681504.882129282,-8304000,-6582205.5080320919,-4934555.2764838543,-3357856.4903132915,-1849053.8241213656,-405223.52154535986,976432.27039340185,2298590.9229663797,3563814.5139453057,4774554.7923940392,5933157.9296655543,7041869.0658105453,8102836.6602076655,9118116.6548460573,10089676.458327772,11019398.758310275,11909085.169776786,12760459.726204069,13575172.220392857,14354801.401434759,15100858.034010742]
["KJ 3","Kotel 9",10,12,3600,62100,62100,62100,62100,62100,62100,62100,61230,62100,62100,62100,62100,1,1,1,1,1,1,1,0.97986111111111107,1,1,1,1,42000,42000,42000,42000,42000,42000,42000,41154.166666666664,42000,42000,42000,42000,12120,12120,12120,12120,12120,12120,12120,11931.5,12120,12120,12120,12120,276730,218500,144300,108230,24570,9730,1730,0,23500,63030,147470,237600,614.95555555555552,485.55555555555554,320.66666666666669,240.51111111111112,54.6,21.622222222222224,3.8444444444444446,0,52.222222222222221,140.06666666666666,327.71111111111111,528,30255.813333333332,23889.333333333336,15776.800000000001,11833.146666666667,2686.32,1063.8133333333335,189.14666666666668,0,2569.3333333333335,6891.2800000000007,16123.386666666667,25977.600000000002,282507.47333333333,503.1541666666667,1115,3620000,746000,1448000,1650000,7464000,251577.08333333334,2683820.9966666666,2935398.08,2939588.4,1333358.5416666667,0,561016.89583333337,0,0,4833963.8374999994,-7464000,-5565434.2425000006,-3666868.4850000022,-1768302.7275000028,130263.02999999654,2028828.7874999959,3927394.5449999953,5825960.3024999946,7724526.059999994,9623091.8174999934,11521657.574999992,13420223.332499992,15318789.089999992,17217354.847499993,19115920.604999993,21014486.362499993,22913052.11999999,24811617.87749999,26710183.63499999,28608749.392499991,30507315.149999991,-7464000,-5647190.6626794264,-3908617.1341429921,-2244910.4082708061,-652846.55576153705,870659.52319470118,2328560.0772198099,3723680.2246122584,5058723.4278586209,6336276.7324005943,7558815.7798091816,8728709.6050805561,9848225.227349814,10919532.042918483,11944706.029108597,12925733.767089568,13864516.291473271,14762872.774137102,15622544.049413495,16445195.987477029,17232422.722466059]
["KJ 3","Kotel 10",10,12,3600,62100,62100,62100,62100,62100,62100,62100,61230,62100,62100,62100,62100,1,1,1,1,1,1,1,0.97986111111111107,1,1,1,1,42000,42000,42000,42000,42000,42000,42000,41154.166666666664,42000,42000,42000,42000,12120,12120,12120,12120,12120,12120,12120,11931.5,12120,12120,12120,12120,276730,218500,144300,108230,24570,9730,1730,0,23500,63030,147470,237600,526.10266159695823,415.39923954372625,274.33460076045628,205.76045627376425,46.71102661596958,18.49809885931559,3.2889733840304181,0,44.676806083650192,119.82889733840304,280.361216730038,451.71102661596956,30198.292775665403,23843.916349809886,15746.80608365019,11810.650190114067,2681.2129277566537,1061.7908745247148,188.78707224334599,0,2564.4486692015207,6878.1787072243342,16092.733840304181,25928.212927756653,282246.53041825094,503.1541666666667,1115,3620000,793000,1448000,1650000,7511000,251577.08333333334,2681342.0389733841,2932919.1223067176,2939588.4,1333358.5416666667,0,561016.89583333337,0,0,4833963.8374999994,-7511000,-5609955.2848067181,-3708910.5696134372,-1807865.8544201553,93178.860773126595,1994223.5759664085,3895268.2911596904,5796313.0063529722,7697357.7215462541,9598402.436739536,11499447.151932817,13400491.8671261,15301536.582319383,17202581.297512665,19103626.012705948,21004670.727899231,22905715.44309251,24806760.158285789,26707804.873479068,28608849.588672347,30509894.303865626,-7511000,-5691818.4543604953,-3950974.8700164719,-2285095.8419360667,-690953.23133280803,834542.08981863572,2294346.2248917879,3691287.9809426512,5028074.3503693147,6307295.7565192319,7531431.0734091047,8702852.4292845819,9823829.8033281006,10896535.424422376,11923047.980493454,12905356.646590179,13845364.939505706,14744894.406410515,15605688.154644784,16429414.229510112,17217668.84660612]
["KJ 3","Kotel 11",10,12,3600,62100,62100,62100,62100,62100,62100,62100,61230,62100,62100,62100,62100,1,1,1,1,1,1,1,0.97986111111111107,1,1,1,1,42000,42000,42000,42000,42000,42000,42000,41154.166666666664,42000,42000,42000,42000,12120,12120,12120,12120,12120,12120,12120,11931.5,12120,12120,12120,12120,276730,218500,144300,108230,24570,9730,1730,0,23500,63030,147470,237600,263.05133079847911,207.69961977186313,137.16730038022814,102.88022813688212,23.35551330798479,9.249049429657795,1.644486692015209,0,22.338403041825096,59.914448669201519,140.180608365019,225.85551330798478,30198.292775665403,23843.916349809886,15746.80608365019,11810.650190114067,2681.2129277566537,1061.7908745247148,188.78707224334599,0,2564.4486692015207,6878.1787072243342,16092.733840304181,25928.212927756653,282246.53041825094,503.1541666666667,1115,3620000,1586000,1448000,1650000,8304000,251577.08333333334,2681342.0389733841,2932919.1223067176,2939588.4,1333358.5416666667,0,561016.89583333337,0,0,4833963.8374999994,-8304000,-6402955.2848067181,-4501910.5696134372,-2600865.8544201553,-699821.13922687341,1201223.5759664085,3102268.2911596904,5003313.0063529722,6904357.7215462541,8805402.436739536,10706447.151932817,12607491.8671261,14508536.582319383,16409581.297512665,18310626.012705948,20211670.727899231,22112715.44309251,24013760.158285789,25914804.873479068,27815849.588672347,29716894.303865626,-8304000,-6484818.4543604953,-4743974.8700164724,-3078095.8419360667,-1483953.231332808,41542.089818635723,1501346.2248917879,2898287.9809426512,4235074.3503693147,5514295.7565192319,6738431.0734091047,7909852.4292845819,9030829.8033281006,10103535.424422376,11130047.980493454,12112356.646590179,13052364.939505706,13951894.406410515,14812688.154644784,15636414.229510112,16424668.84660612]
["KJ 3","Kotel 9",11,12,3960,68310,68310,68310,68310,68310,68310,63830,61230,68310,68310,68310,68310,1,1,1,1,1,1,0.90572390572390571,0.85101010101010099,1,1,1,1,46200,46200,46200,46200,46200,46200,41844.444444444445,39316.666666666664,46200,46200,46200,46200,13332,13332,13332,13332,13332,13332,12361.333333333334,11798,13332,13332,13332,13332,270520,212290,138090,102020,18360,3520,0,0,17290,56820,141260,231390,601.15555555555557,471.75555555555553,306.86666666666667,226.71111111111111,40.799999999999997,7.822222222222222,0,0,38.422222222222224,126.26666666666667,313.9111111111111,514.20000000000005,29576.853333333336,23210.373333333333,15097.840000000002,11154.186666666666,2007.36,384.85333333333335,0,0,1890.3733333333334,6212.3200000000006,15444.426666666666,25298.640000000003,287756.56,543.16111111111115,1115,3620000,746000,1448000,1650000,7464000,271580.55555555556,2733687.32,3005267.8755555553,2939588.4,1439376.9444444445,0,605624.63888888899,0,0,4984589.9833333334,-7464000,-5484677.8922222229,-3505355.7844444448,-1526033.6766666668,453288.43111111131,2432610.5388888894,4411932.6466666674,6391254.7544444455,8370576.8622222235,10349898.970000003,12329221.077777781,14308543.185555559,16287865.293333337,18267187.401111115,20246509.508888893,22225831.616666671,24205153.724444449,26184475.832222227,28163797.940000005,30143120.047777783,32122442.155555561,-7464000,-5569911.8585858578,-3757387.3213474443,-2022914.0799709721,-363131.07386908471,1225178.022879133,2745091.0341214468,4199553.2458365792,5591383.113506563,6923277.7237170739,8197818.0205692369,9417473.8070306368,10584608.530917145,11701483.864779832,12770264.088571876,13793020.283588188,14771734.345804753,15708302.826394768,16604540.606863683,17462184.415924843,18282896.19493074]
["KJ 3","Kotel 10",11,12,3960,68310,68310,68310,68310,68310,68310,63830,61230,68310,68310,68310,68310,1,1,1,1,1,1,0.90572390572390571,0.85101010101010099,1,1,1,1,46200,46200,46200,46200,46200,46200,41844.444444444445,39316.666666666664,46200,46200,46200,46200,13332,13332,13332,13332,13332,13332,12361.333333333334,11798,13332,13332,13332,13332,270520,212290,138090,102020,18360,3520,0,0,17290,56820,141260,231390,514.29657794676802,403.59315589353611,262.52851711026614,193.95437262357413,34.904942965779469,6.6920152091254756,0,0,32.870722433460074,108.02281368821293,268.55513307984791,439.90494296577947,29520.623574144483,23166.24714828897,15069.136882129276,11132.980988593155,2003.5437262357414,384.1216730038023,0,0,1886.7794676806081,6200.5095057034223,15415.064638783269,25250.543726235741,287508.88466413179,543.16111111111115,1115,3620000,793000,1448000,1650000,7511000,271580.55555555556,2731334.4043092523,3002914.9598648078,2939588.4,1439376.9444444445,0,605624.63888888899,0,0,4984589.9833333334,-7511000,-5529324.9765314749,-3547649.9530629488,-1565974.9295944227,415700.09387410339,2397375.117342629,4379050.1408111546,6360725.1642796807,8342400.1877482068,10324075.211216733,12305750.234685257,14287425.258153781,16269100.281622306,18250775.30509083,20232450.328559354,22214125.352027882,24195800.37549641,26177475.398964938,28159150.422433466,30140825.445901994,32122500.469370522,-7511000,-5614660.2646234203,-3799981.0920142531,-2063445.9986083512,-401689.92836346896,1188507.2680431169,2710227.0732168835,4166418.2743401052,5559902.6773288343,6893380.5749257039,8169435.9793246221,9390541.6294671278,10559063.782713545,11677266.800174233,12747317.534586374,13771289.52923914,14751167.036083892,15688848.860815711,16586152.042377261,17444815.374015108,18266502.772711612]
["KJ 3","Kotel 11",11,12,3960,68310,68310,68310,68310,68310,68310,63830,61230,68310,68310,68310,68310,1,1,1,1,1,1,0.90572390572390571,0.85101010101010099,1,1,1,1,46200,46200,46200,46200,46200,46200,41844.444444444445,39316.666666666664,46200,46200,46200,46200,13332,13332,13332,13332,13332,13332,12361.333333333334,11798,13332,13332,13332,13332,270520,212290,138090,102020,18360,3520,0,0,17290,56820,141260,231390,257.14828897338401,201.79657794676805,131.26425855513307,96.977186311787065,17.452471482889734,3.3460076045627378,0,0,16.435361216730037,54.011406844106467,134.27756653992395,219.95247148288973,29520.623574144483,23166.24714828897,15069.136882129276,11132.980988593155,2003.5437262357414,384.1216730038023,0,0,1886.7794676806081,6200.5095057034223,15415.064638783269,25250.543726235741,287508.88466413179,543.16111111111115,1115,3620000,1586000,1448000,1650000,8304000,271580.55555555556,2731334.4043092523,3002914.9598648078,2939588.4,1439376.9444444445,0,605624.63888888899,0,0,4984589.9833333334,-8304000,-6322324.9765314749,-4340649.9530629488,-2358974.9295944227,-377299.90612589661,1604375.117342629,3586050.1408111546,5567725.1642796807,7549400.1877482068,9531075.2112167329,11512750.234685257,13494425.258153781,15476100.281622306,17457775.30509083,19439450.328559354,21421125.352027878,23402800.375496406,25384475.398964934,27366150.422433462,29347825.44590199,31329500.469370518,-8304000,-6407660.2646234203,-4592981.0920142531,-2856445.9986083512,-1194689.928363469,395507.2680431169,1917227.0732168835,3373418.2743401052,4766902.6773288343,6100380.5749257039,7376435.9793246221,8597541.6294671278,9766063.7827135455,10884266.800174233,11954317.534586374,12978289.52923914,13958167.036083892,14895848.860815711,15793152.042377261,16651815.37401511,17473502.772711616]
["KJ 3","Kotel 9",12,11,3960,74520,74520,74520,74520,74520,71830,63830,0,74520,74520,74520,74520,1,1,1,1,1,0.94810956790123457,0.79378858024691357,0,1,1,1,1,50400,50400,50400,50400,50400,47784.722222222219,40006.944444444445,0,50400,50400,50400,50400,14544,14544,14544,14544,14544,13961.166666666666,12227.833333333334,0,14544,14544,14544,14544,264310,206080,131880,95810,12150,0,0,61230,11080,50610,135050,225180,587.35555555555561,457.95555555555558,293.06666666666666,212.9111111111111,27,0,0,136.06666666666666,24.622222222222224,112.46666666666667,300.11111111111109,500.4,28897.893333333337,22531.413333333338,14418.880000000001,10475.226666666667,1328.4,0,0,6694.4800000000005,1211.4133333333334,5533.3600000000006,14765.466666666667,24619.68,287561.21333333332,541.39166666666677,1115,3620000,746000,1448000,1650000,7464000,270695.83333333337,2731831.5266666664,3002527.36,2939588.4,1434687.916666667,0,603651.70833333349,0,0,4977928.0250000004,-7464000,-5488599.334999999,-3513198.6699999981,-1537798.0049999971,437602.66000000387,2413003.3250000044,4388403.9900000049,6363804.6550000049,8339205.3200000059,10314605.985000007,12290006.650000008,14265407.315000009,16240807.98000001,18216208.645000011,20191609.31000001,22167009.975000009,24142410.640000008,26117811.305000007,28093211.970000006,30068612.635000005,32044013.300000004,-7464000,-5573664.4354066979,-3764730.8807719592,-2033693.9863846491,-377199.3506073188,1207962.9802800787,2724864.7323254356,4176445.3562922841,5565517.7237246754,6894773.5777269639,8166788.7490210198,9384028.1473885365,10548850.53817085,11663513.113082156,12730175.864193453,13750905.769563114,14727680.798624992,15662393.745095689,16556855.894828413,17412800.53572097,18231886.3164794]
["KJ 3","Kotel 10",12,11,3960,74520,74520,74520,74520,74520,71830,63830,0,74520,74520,74520,74520,1,1,1,1,1,0.94810956790123457,0.79378858024691357,0,1,1,1,1,50400,50400,50400,50400,50400,47784.722222222219,40006.944444444445,0,50400,50400,50400,50400,14544,14544,14544,14544,14544,13961.166666666666,12227.833333333334,0,14544,14544,14544,14544,264310,206080,131880,95810,12150,0,0,61230,11080,50610,135050,225180,502.49049429657794,391.78707224334602,250.72243346007605,182.14828897338404,23.098859315589355,0,0,116.40684410646388,21.064638783269963,96.216730038022817,256.74904942965782,428.09885931558938,28842.954372623572,22488.577946768062,14391.467680608364,10455.311787072244,1325.874524714829,0,0,6681.7528517110268,1209.1102661596958,5522.8403041825095,14737.395437262358,24572.874524714829,287313.15969581757,541.39166666666677,1115,3620000,793000,1448000,1650000,7511000,270695.83333333337,2729475.0171102667,3000170.8504436002,2939588.4,1434687.916666667,0,603651.70833333349,0,0,4977928.0250000004,-7511000,-5533242.8254435994,-3555485.6508871987,-1577728.4763307981,400028.69822560251,2377785.8727820027,4355543.0473384028,6333300.2218948025,8311057.3964512032,10288814.571007604,12266571.745564004,14244328.920120405,16222086.094676806,18199843.269233204,20177600.443789605,22155357.618346006,24133114.792902403,26110871.967458799,28088629.142015196,30066386.316571593,32044143.49112799,-7511000,-5618409.4023383725,-3807317.9213224612,-2074216.0256134551,-415745.31201631995,1171308.0024306993,2690019.3081216272,4143331.5623713187,5534060.9922753302,6864902.5519920876,8138435.145022477,9357126.6216065828,10523338.560921516,11639330.847347289,12707266.049668605,13729213.611698572,14707153.86244495,15642981.85358981,16538511.031718863,17395476.752416521,18215539.643036291]
["KJ 3","Kotel 11",12,11,3960,74520,74520,74520,74520,74520,71830,63830,0,74520,74520,74520,74520,1,1,1,1,1,0.94810956790123457,0.79378858024691357,0,1,1,1,1,50400,50400,50400,50400,50400,47784.722222222219,40006.944444444445,0,50400,50400,50400,50400,14544,14544,14544,14544,14544,13961.166666666666,12227.833333333334,0,14544,14544,14544,14544,264310,206080,131880,95810,12150,0,0,61230,11080,50610,135050,225180,251.24524714828897,195.89353612167301,125.36121673003802,91.07414448669202,11.549429657794677,0,0,58.20342205323194,10.532319391634982,48.108365019011408,128.37452471482891,214.04942965779469,28842.954372623572,22488.577946768062,14391.467680608364,10455.311787072244,1325.874524714829,0,0,6681.7528517110268,1209.1102661596958,5522.8403041825095,14737.395437262358,24572.874524714829,287313.15969581757,541.39166666666677,1115,3620000,1586000,1448000,1650000,8304000,270695.83333333337,2729475.0171102667,3000170.8504436002,2939588.4,1434687.916666667,0,603651.70833333349,0,0,4977928.0250000004,-8304000,-6326242.8254435994,-4348485.6508871987,-2370728.4763307981,-392971.30177439749,1584785.8727820027,3562543.0473384028,5540300.2218948025,7518057.3964512032,9495814.5710076038,11473571.745564004,13451328.920120405,15429086.094676806,17406843.269233204,19384600.443789605,21362357.618346006,23340114.792902403,25317871.967458799,27295629.142015196,29273386.316571593,31251143.49112799,-8304000,-6411409.4023383725,-4600317.9213224612,-2867216.0256134551,-1208745.3120163199,378308.0024306993,1897019.308121627,3350331.5623713182,4741060.9922753293,6071902.5519920867,7345435.1450224761,8564126.6216065809,9730338.5609215144,10846330.847347287,11914266.049668603,12936213.611698568,13914153.862444947,14849981.853589807,15745511.031718859,16602476.752416518,17422539.643036287]
["KJ 3","Kotel 9",13,10,3900,80730,80730,80730,80730,80730,71830,0,0,80730,80730,80730,80730,1,1,1,1,1,0.8415242165242165,0,0,1,1,1,1,54600,54600,54600,54600,54600,45947.222222222219,0,0,54600,54600,54600,54600,15756,15756,15756,15756,15756,13827.666666666666,0,0,15756,15756,15756,15756,258100,199870,125670,89600,5940,0,63830,61230,4870,44400,128840,218970,573.55555555555554,444.15555555555557,279.26666666666665,199.11111111111111,13.2,0,141.84444444444443,136.06666666666666,10.822222222222223,98.666666666666671,286.31111111111113,486.6,28218.933333333334,21852.453333333335,13739.92,9796.2666666666682,649.44000000000005,0,6978.7466666666669,6694.4800000000005,532.45333333333338,4854.4000000000005,14086.506666666668,23940.720000000001,286975.98666666669,537.34722222222229,1115,3620000,746000,1448000,1650000,7464000,268673.61111111112,2726271.8733333335,2994945.4844444445,2939588.4,1423970.138888889,0,599142.15277777787,0,0,4962700.6916666664,-7464000,-5496244.7927777786,-3528489.5855555572,-1560734.3783333357,407020.82888888568,2374776.0361111076,4342531.2433333294,6310286.4505555518,8278041.6577777732,10245796.864999995,12213552.072222216,14181307.279444437,16149062.486666659,18116817.69388888,20084572.901111104,22052328.108333327,24020083.31555555,25987838.522777773,27955593.729999997,29923348.93722222,31891104.144444443,-7464000,-5580980.6629452417,-3779048.2829885352,-2054711.0772883378,-404627.6268575266,1174399.5984351155,2685430.4360357304,4131392.9600554574,5515089.1552896462,6839200.3469013106,8106292.3962904625,9318820.6732178815,10479134.813818282,11589483.273722971,12652017.685115019,13668797.026160041,14641791.610892119,15572886.907286452,16463887.190917393,17316519.041281931,18132434.687563784]
["KJ 3","Kotel 10",13,10,3900,80730,80730,80730,80730,80730,71830,0,0,80730,80730,80730,80730,1,1,1,1,1,0.8415242165242165,0,0,1,1,1,1,54600,54600,54600,54600,54600,45947.222222222219,0,0,54600,54600,54600,54600,15756,15756,15756,15756,15756,13827.666666666666,0,0,15756,15756,15756,15756,258100,199870,125670,89600,5940,0,63830,61230,4870,44400,128840,218970,490.68441064638785,379.98098859315587,238.91634980988593,170.34220532319392,11.29277566539924,0,121.34980988593156,116.40684410646388,9.2585551330798488,84.410646387832699,244.94296577946767,416.29277566539923,28165.285171102663,21810.908745247147,13713.798479087453,9777.6425855513316,648.20532319391634,0,6965.4790874524715,6681.7528517110268,531.44106463878336,4845.1711026615967,14059.726235741444,23895.205323193917,286726.28263624839,537.34722222222229,1115,3620000,793000,1448000,1650000,7511000,268673.61111111112,2723899.6850443599,2992573.2961554709,2939588.4,1423970.138888889,0,599142.15277777787,0,0,4962700.6916666664,-7511000,-5540872.6044888049,-3570745.2089776099,-1600617.8134664148,369509.58204478025,2339636.9775559758,4309764.3730671713,6279891.7685783673,8250019.1640895624,10220146.559600757,12190273.955111952,14160401.350623148,16130528.746134343,18100656.141645536,20070783.537156731,22040910.932667926,24011038.328179121,25981165.723690316,27951293.119201511,29921420.514712706,31891547.910223901,-7511000,-5625710.6263050754,-3821605.9624821814,-2095190.0162401774,-443117.34041050845,1137813.4498571174,2650665.8807352283,4098371.5562166739,5483735.8389740381,6809443.2865887415,8078062.8536841515,9292052.8700433951,10453765.804358462,11565452.822841778,12629268.151533948,13647273.250760905,14621440.809829764,15553658.56970427,16445732.981067432,17299392.704859931,18116291.962077636]
["KJ 3","Kotel 11",13,10,3900,80730,80730,80730,80730,80730,71830,0,0,80730,80730,80730,80730,1,1,1,1,1,0.8415242165242165,0,0,1,1,1,1,54600,54600,54600,54600,54600,45947.222222222219,0,0,54600,54600,54600,54600,15756,15756,15756,15756,15756,13827.666666666666,0,0,15756,15756,15756,15756,258100,199870,125670,89600,5940,0,63830,61230,4870,44400,128840,218970,245.34220532319392,189.99049429657794,119.45817490494296,85.171102661596962,5.6463878326996202,0,60.674904942965782,58.20342205323194,4.6292775665399244,42.20532319391635,122.47148288973384,208.14638783269962,28165.285171102663,21810.908745247147,13713.798479087453,9777.6425855513316,648.20532319391634,0,6965.4790874524715,6681.7528517110268,531.44106463878336,4845.1711026615967,14059.726235741444,23895.205323193917,286726.28263624839,537.34722222222229,1115,3620000,1586000,1448000,1650000,8304000,268673.61111111112,2723899.6850443599,2992573.2961554709,2939588.4,1423970.138888889,0,599142.15277777787,0,0,4962700.6916666664,-8304000,-6333872.6044888049,-4363745.2089776099,-2393617.8134664148,-423490.41795521975,1546636.9775559758,3516764.3730671713,5486891.7685783673,7457019.1640895624,9427146.5596007574,11397273.955111952,13367401.350623148,15337528.746134343,17307656.141645536,19277783.537156731,21247910.932667926,23218038.328179121,25188165.723690316,27158293.119201511,29128420.514712706,31098547.910223901,-8304000,-6418710.6263050754,-4614605.9624821814,-2888190.0162401777,-1236117.3404105087,344813.44985711714,1857665.8807352281,3305371.5562166739,4690735.8389740381,6016443.2865887415,7285062.8536841515,8499052.8700433951,9660765.8043584619,10772452.822841778,11836268.151533948,12854273.250760905,13828440.809829764,14760658.56970427,15652732.981067432,16506392.704859933,17323291.962077636]
["KJ 3","Kotel 9",14,10,4200,86940,86940,86940,86940,86670,71830,0,0,85600,86940,86940,86940,1,1,1,1,0.9955357142857143,0.75016534391534395,0,0,0.97784391534391535,1,1,1,58800,58800,58800,58800,58537.5,44109.722222222226,0,0,57497.222222222219,58800,58800,58800,16968,16968,16968,16968,16909.5,13694.166666666668,0,0,16677.666666666668,16968,16968,16968,251890,193660,119460,83390,0,0,63830,61230,0,38190,122630,212760,559.75555555555559,430.35555555555555,265.46666666666664,185.3111111111111,0,0,141.84444444444443,136.06666666666666,0,84.86666666666666,272.51111111111112,472.8,27539.973333333335,21173.493333333336,13060.96,9117.3066666666673,0,0,6978.7466666666669,6694.4800000000005,0,4175.4399999999996,13407.546666666667,23261.760000000002,291467.04000000004,571.74444444444453,1115,3620000,746000,1448000,1650000,7464000,285872.22222222225,2768936.8800000004,3054809.1022222228,2939588.4,1515122.777777778,0,637495.05555555562,0,0,5092206.2333333343,-7464000,-5426602.8688888885,-3389205.737777777,-1351808.6066666655,685588.52444444597,2722985.6555555575,4760382.786666669,6797779.9177777804,8835177.0488888919,10872574.180000003,12909971.311111115,14947368.442222226,16984765.573333338,19022162.704444449,21059559.835555561,23096956.966666672,25134354.097777784,27171751.228888895,29209148.360000007,31246545.491111118,33283942.62222223,-7464000,-5514337.6735778833,-3648632.0980543271,-1863267.9109504451,-154785.43525295029,1480126.0247446524,3044634.5989050381,4541771.9904460767,5974439.3507724302,7345412.9013239648,8657349.3133350015,9912790.8559292965,11114170.322526708,12263815.745107964,13363954.9054728,14416719.652233411,15424150.031908635,16388198.242124161,17310732.414579209,18193540.235110357,19038332.407867435]
["KJ 3","Kotel 10",14,10,4200,86940,86940,86940,86940,86670,71830,0,0,85600,86940,86940,86940,1,1,1,1,0.9955357142857143,0.75016534391534395,0,0,0.97784391534391535,1,1,1,58800,58800,58800,58800,58537.5,44109.722222222226,0,0,57497.222222222219,58800,58800,58800,16968,16968,16968,16968,16909.5,13694.166666666668,0,0,16677.666666666668,16968,16968,16968,251890,193660,119460,83390,0,0,63830,61230,0,38190,122630,212760,478.8783269961977,368.17490494296578,227.11026615969581,158.53612167300381,0,0,121.34980988593156,116.40684410646388,0,72.604562737642581,233.13688212927758,404.48669201520914,27487.615969581748,21133.239543726235,13036.129277566539,9099.9733840304179,0,0,6965.4790874524715,6681.7528517110268,0,4167.5019011406839,13382.057034220532,23217.536121673005,291228.61850443599,571.74444444444453,1115,3620000,793000,1448000,1650000,7511000,285872.22222222225,2766671.875792142,3052544.098014364,2939588.4,1515122.777777778,0,637495.05555555562,0,0,5092206.2333333343,-7511000,-5471337.8646810297,-3431675.7293620594,-1392013.5940430891,647648.54127588123,2687310.6765948515,4726972.8119138218,6766634.9472327922,8806297.0825517625,10845959.217870733,12885621.353189703,14925283.488508673,16964945.623827644,19004607.759146616,21044269.894465588,23083932.02978456,25123594.165103532,27163256.300422505,29202918.435741477,31242580.571060449,33282242.706379421,-7511000,-5559170.2054363918,-3691390.4977200204,-1904041.4951206215,-193659.67445134046,1443069.340543187,3009317.2017819695,4508118.9828717131,5942379.0604695547,7314876.7423813641,8628271.6533017568,9885108.8886322752,11087823.946364829,12238747.446587369,13340109.647757264,14394044.768494006,15402595.123266008,16367715.079985626,17291274.847181432,18175064.09808651,19020795.438665532]
["KJ 3","Kotel 11",14,10,4200,86940,86940,86940,86940,86670,71830,0,0,85600,86940,86940,86940,1,1,1,1,0.9955357142857143,0.75016534391534395,0,0,0.97784391534391535,1,1,1,58800,58800,58800,58800,58537.5,44109.722222222226,0,0,57497.222222222219,58800,58800,58800,16968,16968,16968,16968,16909.5,13694.166666666668,0,0,16677.666666666668,16968,16968,16968,251890,193660,119460,83390,0,0,63830,61230,0,38190,122630,212760,239.43916349809885,184.08745247148289,113.55513307984791,79.268060836501903,0,0,60.674904942965782,58.20342205323194,0,36.302281368821291,116.56844106463879,202.24334600760457,27487.615969581748,21133.239543726235,13036.129277566539,9099.9733840304179,0,0,6965.4790874524715,6681.7528517110268,0,4167.5019011406839,13382.057034220532,23217.536121673005,291228.61850443599,571.74444444444453,1115,3620000,1586000,1448000,1650000,8304000,285872.22222222225,2766671.875792142,3052544.098014364,2939588.4,1515122.777777778,0,637495.05555555562,0,0,5092206.2333333343,-8304000,-6264337.8646810297,-4224675.7293620594,-2185013.5940430891,-145351.45872411877,1894310.6765948515,3933972.8119138218,5973634.9472327922,8013297.0825517625,10052959.217870733,12092621.353189703,14132283.488508673,16171945.623827644,18211607.759146616,20251269.894465588,22290932.02978456,24330594.165103532,26370256.300422505,28409918.435741477,30449580.571060449,32489242.706379421,-8304000,-6352170.2054363918,-4484390.4977200199,-2697041.4951206213,-986659.67445134022,650069.34054318722,2216317.2017819695,3715118.9828717136,5149379.0604695547,6521876.7423813641,7835271.6533017568,9092108.8886322752,10294823.946364829,11445747.446587369,12547109.647757264,13601044.768494006,14609595.123266008,15574715.079985626,16498274.847181434,17382064.098086514,18227795.438665535]
["KJ 3","Kotel 9",15,9,4050,93150,93150,93150,93150,86670,0,0,0,85600,93150,93150,93150,1,1,1,1,0.9,0,0,0,0.88348765432098764,1,1,1,63000,63000,63000,63000,56700,0,0,0,55659.722222222219,63000,63000,63000,18180,18180,18180,18180,16776,0,0,0,16544.166666666668,18180,18180,18180,245680,187450,113250,77180,0,71830,63830,61230,0,31980,116420,206550,545.95555555555552,416.55555555555554,251.66666666666666,171.51111111111112,0,159.62222222222223,141.84444444444443,136.06666666666666,0,71.066666666666663,258.71111111111111,459,26861.013333333332,20494.533333333333,12382,8438.3466666666682,0,7853.4133333333348,6978.7466666666669,6694.4800000000005,0,3496.48,12728.586666666668,22582.800000000003,289090.56666666671,553.35972222222222,1115,3620000,746000,1448000,1650000,7464000,276679.86111111112,2746360.3833333338,3023040.2444444448,2939588.4,1466403.2638888888,0,616996.09027777775,0,0,5022987.7541666664,-7464000,-5464052.4902777784,-3464104.9805555567,-1464157.4708333351,535790.03888888657,2535737.5486111082,4535685.0583333299,6535632.5680555515,8535580.0777777731,10535527.587499995,12535475.097222216,14535422.606944438,16535370.11666666,18535317.626388881,20535265.136111103,22535212.645833325,24535160.155555546,26535107.665277768,28535055.17499999,30535002.684722211,32534950.194444433,-7464000,-5550174.6318447636,-3718762.7962895138,-1966215.5852318581,-289136.91436328785,1315723.0577597457,2851474.227255472,4321092.5712705208,5727425.9148255922,7073199.4493280519,8361021.0134452386,9593386.1465717331,10772682.924683211,11901196.587947784,12981113.969062207,14014527.730894191,15003440.421642501,15949768.355372941,16855345.325449917,17721926.158059463,18551190.112709746]
["KJ 3","Kotel 10",15,9,4050,93150,93150,93150,93150,86670,0,0,0,85600,93150,93150,93150,1,1,1,1,0.9,0,0,0,0.88348765432098764,1,1,1,63000,63000,63000,63000,56700,0,0,0,55659.722222222219,63000,63000,63000,18180,18180,18180,18180,16776,0,0,0,16544.166666666668,18180,18180,18180,245680,187450,113250,77180,0,71830,63830,61230,0,31980,116420,206550,467.07224334600761,356.36882129277569,215.30418250950569,146.73003802281369,0,136.55893536121673,121.34980988593156,116.40684410646388,0,60.798479087452471,221.33079847908746,392.680608365019,26809.946768060836,20455.570342205323,12358.460076045627,8422.3041825095061,0,7838.4828897338402,6965.4790874524715,6681.7528517110268,0,3489.8326996197716,12704.38783269962,22539.86692015209,288846.25031685678,553.35972222222222,1115,3620000,793000,1448000,1650000,7511000,276679.86111111112,2744039.3780101393,3020719.2391212503,2939588.4,1466403.2638888888,0,616996.09027777775,0,0,5022987.7541666664,-7511000,-5508731.4849545844,-3506462.9699091688,-1504194.4548637532,498074.06018166244,2500342.5752270785,4502611.0902724946,6504879.6053179111,8507148.1203633267,10509416.635408742,12511685.150454158,14513953.665499574,16516222.180544989,18518490.695590407,20520759.210635822,22523027.725681238,24525296.240726653,26527564.755772069,28529833.270817485,30532101.7858629,32534370.300908316,-7511000,-5594953.5741192186,-3761416.3244725382,-2006835.2243321738,-327810.24812129885,1278912.2171522658,2816445.6767441938,4287769.5615211586,5695735.0014991155,7043070.3507603183,8332386.4744552495,9566181.8081346098,10746847.199215338,11876670.539962444,12957841.200964462,13992454.273693666,14982514.630372329,15929940.809012197,16836568.731155612,17704155.259522516,18534381.602457352]
["KJ 3","Kotel 11",15,9,4050,93150,93150,93150,93150,86670,0,0,0,85600,93150,93150,93150,1,1,1,1,0.9,0,0,0,0.88348765432098764,1,1,1,63000,63000,63000,63000,56700,0,0,0,55659.722222222219,63000,63000,63000,18180,18180,18180,18180,16776,0,0,0,16544.166666666668,18180,18180,18180,245680,187450,113250,77180,0,71830,63830,61230,0,31980,116420,206550,233.53612167300381,178.18441064638785,107.65209125475285,73.365019011406844,0,68.279467680608363,60.674904942965782,58.20342205323194,0,30.399239543726235,110.66539923954373,196.3403041825095,26809.946768060836,20455.570342205323,12358.460076045627,8422.3041825095061,0,7838.4828897338402,6965.4790874524715,6681.7528517110268,0,3489.8326996197716,12704.38783269962,22539.86692015209,288846.25031685678,553.35972222222222,1115,3620000,1586000,1448000,1650000,8304000,276679.86111111112,2744039.3780101393,3020719.2391212503,2939588.4,1466403.2638888888,0,616996.09027777775,0,0,5022987.7541666664,-8304000,-6301731.4849545844,-4299462.9699091688,-2297194.4548637532,-294925.93981833756,1707342.5752270785,3709611.0902724946,5711879.6053179111,7714148.1203633267,9716416.6354087424,11718685.150454158,13720953.665499574,15723222.180544989,17725490.695590407,19727759.210635822,21730027.725681238,23732296.240726653,25734564.755772069,27736833.270817485,29739101.7858629,31741370.300908316,-8304000,-6387953.5741192186,-4554416.3244725382,-2799835.2243321738,-1120810.2481212988,485912.21715226583,2023445.676744194,3494769.5615211586,4902735.0014991155,6250070.3507603183,7539386.4744552495,8773181.8081346098,9953847.1992153376,11083670.539962444,12164841.200964462,13199454.273693666,14189514.630372329,15136940.809012197,16043568.731155612,16911155.259522516,17741381.602457352]
["KJ 3","Kotel 8",16,9,4320,99360,99360,99360,99360,86670,0,0,0,85600,99360,99360,99360,1,1,1,1,0.81640625,0,0,0,0.80092592592592593,1,1,1,67200,67200,67200,67200,54862.5,0,0,0,53822.222222222219,67200,67200,67200,19392,19392,19392,19392,16642.5,0,0,0,16410.666666666668,19392,19392,19392,239470,181240,107040,70970,0,71830,63830,61230,0,25770,110210,200340,640.29411764705878,484.59893048128345,286.20320855614972,189.75935828877004,0,192.05882352941177,170.66844919786095,163.71657754010695,0,68.903743315508024,294.67914438502675,535.66844919786092,26123.999999999996,19771.636363636364,11677.090909090908,7742.1818181818171,0,7836,6963.2727272727261,6679.6363636363631,0,2811.272727272727,12022.90909090909,21855.272727272724,292280.43939393939,579.08472222222224,1115,3620000,680000,1448000,1650000,7398000,289542.36111111112,2776664.1742424243,3066206.5353535353,2939588.4,1534574.513888889,0,645679.46527777775,0,0,5119842.3791666664,-7398000,-5344364.1561868694,-3290728.3123737387,-1237092.4685606081,816543.37525252253,2870179.2190656536,4923815.0628787847,6977450.9066919163,9031086.7505050469,11084722.594318178,13138358.438131308,15191994.281944439,17245630.125757568,19299265.969570696,21352901.813383825,23406537.657196958,25460173.50101009,27513809.344823223,29567445.188636355,31621081.032449488,33674716.87626262,-7398000,-5432798.23558552,-3552222.3844711855,-1752628.2685723004,-30528.636133175809,1617413.5958659865,3194391.8083053762,4703461.8680559881,6147548.0496355221,7529448.7018647408,8851841.6705051418,10117289.487385908,11328244.336075637,12487052.803721311,13595960.428262625,14657116.04983326,15672575.974781238,16644307.960377388,17574195.027933512,18464039.111719277,19315564.550748717]
["KJ 3","Kotel 9",16,9,4320,99360,99360,99360,99360,86670,0,0,0,85600,99360,99360,99360,1,1,1,1,0.81640625,0,0,0,0.80092592592592593,1,1,1,67200,67200,67200,67200,54862.5,0,0,0,53822.222222222219,67200,67200,67200,19392,19392,19392,19392,16642.5,0,0,0,16410.666666666668,19392,19392,19392,239470,181240,107040,70970,0,71830,63830,61230,0,25770,110210,200340,532.15555555555557,402.75555555555553,237.86666666666667,157.71111111111111,0,159.62222222222223,141.84444444444443,136.06666666666666,0,57.266666666666666,244.9111111111111,445.2,26182.053333333337,19815.573333333334,11703.04,7759.3866666666672,0,7853.4133333333348,6978.7466666666669,6694.4800000000005,0,2817.52,12049.626666666667,21903.84,292554.84666666674,579.08472222222224,1115,3620000,746000,1448000,1650000,7464000,289542.36111111112,2779271.0433333339,3068813.4044444449,2939588.4,1534574.513888889,0,645679.46527777775,0,0,5119842.3791666664,-7464000,-5412971.0252777785,-3361942.050555557,-1310913.0758333355,740115.89888888597,2791144.8736111075,4842173.848333329,6893202.8230555505,8944231.7977777719,10995260.772499993,13046289.747222215,15097318.721944436,17148347.696666658,19199376.671388879,21250405.646111101,23301434.620833322,25352463.595555544,27403492.570277765,29454521.544999987,31505550.519722208,33556579.49444443,-7464000,-5501292.8471557684,-3623104.1841469347,-1825794.4587796293,-105880.84598794952,1539969.5011811221,3114945.9099553535,4622100.3681125129,6064353.438119364,7444499.9165948201,8765214.2500641551,10029055.717498926,11238473.38968531,12395810.875031132,13503310.861007996,14563119.460028918,15577290.368182911,16547788.844885295,17476495.521155521,18365210.043902148,19215654.563276909]
["KJ 3","Kotel 10",16,9,4320,99360,99360,99360,99360,86670,0,0,0,85600,99360,99360,99360,1,1,1,1,0.81640625,0,0,0,0.80092592592592593,1,1,1,67200,67200,67200,67200,54862.5,0,0,0,53822.222222222219,67200,67200,67200,19392,19392,19392,19392,16642.5,0,0,0,16410.666666666668,19392,19392,19392,239470,181240,107040,70970,0,71830,63830,61230,0,25770,110210,200340,455.26615969581746,344.56273764258555,203.49809885931558,134.92395437262357,0,136.55893536121673,121.34980988593156,116.40684410646388,0,48.99239543726236,209.52471482889734,380.87452471482891,26132.27756653992,19777.901140684411,11680.790874524713,7744.6349809885924,0,7838.4828897338402,6965.4790874524715,6681.7528517110268,0,2812.1634980988592,12026.718631178708,21862.197718631178,292319.5659062104,579.08472222222224,1115,3620000,793000,1448000,1650000,7511000,289542.36111111112,2777035.8761089989,3066578.2372201099,2939588.4,1534574.513888889,0,645679.46527777775,0,0,5119842.3791666664,-7511000,-5457735.858053444,-3404471.7161068879,-1351207.5741603319,702056.56778622419,2755320.7097327807,4808584.8516793372,6861848.9936258942,8915113.1355724502,10968377.277519006,13021641.419465562,15074905.561412118,17128169.703358673,19181433.845305227,21234697.987251781,23287962.129198339,25341226.271144897,27394490.413091455,29447754.555038013,31501018.69698457,33554282.838931128,-7511000,-5546153.9311516201,-3665918.4585694387,-1866650.0637539537,-144862.12613148009,1502781.833315863,3079474.6174760005,4588271.5401172806,6032096.3464725725,7413746.8788699806,8735900.4983890317,10001119.273048412,11211854.942578919,12370453.66940237,13479160.585022898,14540124.140640628,15555400.270418359,16526956.37546882,17456675.13628266,18346358.160984896,19197729.476489428]
["KJ 3","Kotel 11",16,9,4320,99360,99360,99360,99360,86670,0,0,0,85600,99360,99360,99360,1,1,1,1,0.81640625,0,0,0,0.80092592592592593,1,1,1,67200,67200,67200,67200,54862.5,0,0,0,53822.222222222219,67200,67200,67200,19392,19392,19392,19392,16642.5,0,0,0,16410.666666666668,19392,19392,19392,239470,181240,107040,70970,0,71830,63830,61230,0,25770,110210,200340,227.63307984790873,172.28136882129277,101.74904942965779,67.461977186311785,0,68.279467680608363,60.674904942965782,58.20342205323194,0,24.49619771863118,104.76235741444867,190.43726235741445,26132.27756653992,19777.901140684411,11680.790874524713,7744.6349809885924,0,7838.4828897338402,6965.4790874524715,6681.7528517110268,0,2812.1634980988592,12026.718631178708,21862.197718631178,292319.5659062104,579.08472222222224,1115,3620000,1586000,1448000,1650000,8304000,289542.36111111112,2777035.8761089989,3066578.2372201099,2939588.4,1534574.513888889,0,645679.46527777775,0,0,5119842.3791666664,-8304000,-6250735.858053444,-4197471.7161068879,-2144207.5741603319,-90943.432213775814,1962320.7097327807,4015584.8516793372,6068848.9936258942,8122113.1355724502,10175377.277519006,12228641.419465562,14281905.561412118,16335169.703358674,18388433.84530523,20441697.987251788,22494962.129198346,24548226.271144904,26601490.413091462,28654754.55503802,30708018.696984578,32761282.838931136,-8304000,-6339153.9311516201,-4458918.4585694391,-2659650.0637539541,-937862.12613148056,709781.83331586258,2286474.6174759995,3795271.5401172792,5239096.3464725707,6620746.8788699787,7942900.4983890299,9208119.2730484083,10418854.942578916,11577453.669402367,12686160.585022895,13747124.140640624,14762400.270418355,15733956.375468817,16663675.136282654,17553358.160984892,18404729.476489425]
["KJ 3","Kotel 8",17,7,3570,105570,105570,105570,105570,0,0,0,0,0,105570,105570,105570,1,1,1,1,0,0,0,0,0,1,1,1,71400,71400,71400,71400,0,0,0,0,0,71400,71400,71400,20604,20604,20604,20604,0,0,0,0,0,20604,20604,20604,233260,175030,100830,64760,86670,71830,63830,61230,85600,19560,104000,194130,623.68983957219257,467.99465240641712,269.59893048128345,173.15508021390374,231.73796791443851,192.05882352941177,170.66844919786095,163.71657754010695,228.87700534759358,52.299465240641709,278.07486631016042,519.06417112299471,25446.545454545456,19094.181818181816,10999.636363636364,7064.7272727272721,9454.9090909090901,7836,6963.2727272727261,6679.6363636363631,9338.181818181818,2133.8181818181815,11345.454545454544,21177.818181818184,281762.18181818182,499.8,1115,3620000,680000,1448000,1650000,7398000,249900,2676740.7272727275,2926640.7272727275,2939588.4,1324470,0,557277,0,0,4821335.4000000004,-7398000,-5503305.3272727262,-3608610.6545454543,-1713915.9818181815,180778.69090909138,2075473.3636363642,3970168.0363636371,5864862.7090909099,7759557.3818181828,9654252.0545454547,11548946.727272727,13443641.4,15338336.072727272,17233030.745454542,19127725.418181814,21022420.090909086,22917114.763636358,24811809.43636363,26706504.109090902,28601198.781818174,30495893.454545446,-7398000,-5584895.0500217481,-3849866.3897554781,-2189551.8823236413,-600734.17186255311,919665.55106671806,2374593.5155923367,3766869.0797316842,5099190.1937406296,6374138.6281989506,7594184.9769628942,8761693.4446795862,9878926.428140536,10948048.900351971,11971132.60581746,12950160.075162426,13887028.466880096,14783553.243643416,15641471.690306881,16462446.28041546,17248067.897744246]
["KJ 3","Kotel 9",17,7,3570,105570,105570,105570,105570,0,0,0,0,0,105570,105570,105570,1,1,1,1,0,0,0,0,0,1,1,1,71400,71400,71400,71400,0,0,0,0,0,71400,71400,71400,20604,20604,20604,20604,0,0,0,0,0,20604,20604,20604,233260,175030,100830,64760,86670,71830,63830,61230,85600,19560,104000,194130,518.35555555555561,388.95555555555558,224.06666666666666,143.9111111111111,192.6,159.62222222222223,141.84444444444443,136.06666666666666,190.22222222222223,43.466666666666669,231.11111111111111,431.4,25503.093333333338,19136.613333333335,11024.08,7080.4266666666663,9475.92,7853.4133333333348,6978.7466666666669,6694.4800000000005,9358.9333333333343,2138.5600000000004,11370.666666666668,21224.880000000001,282067.81333333335,499.8,1115,3620000,746000,1448000,1650000,7464000,249900,2679644.226666667,2929544.226666667,2939588.4,1324470,0,557277,0,0,4821335.4000000004,-7464000,-5572208.8266666662,-3680417.6533333324,-1788626.4799999986,103164.69333333522,1994955.8666666686,3886747.0400000019,5778538.2133333348,7670329.3866666686,9562120.5600000024,11453911.733333336,13345702.90666667,15237494.080000004,17129285.253333338,19021076.42666667,20912867.600000001,22804658.773333333,24696449.946666665,26588241.119999997,28480032.293333329,30371823.466666661,-7464000,-5653673.5183413075,-3921303.6794334678,-2263533.4986604154,-677150.55055223126,840919.256249859,2293617.6359647783,3683759.6261225957,5014039.0425415598,6287033.6994018126,7505210.4045312414,8670929.7395833265,9786450.6343700103,10853934.744213726,11875450.638801016,12852977.81065488,13788410.510993507,14683561.420408461,15540165.161475403,16359881.660104055,17144299.362141043]
["KJ 3","Kotel 10",17,7,3570,105570,105570,105570,105570,0,0,0,0,0,105570,105570,105570,1,1,1,1,0,0,0,0,0,1,1,1,71400,71400,71400,71400,0,0,0,0,0,71400,71400,71400,20604,20604,20604,20604,0,0,0,0,0,20604,20604,20604,233260,175030,100830,64760,86670,71830,63830,61230,85600,19560,104000,194130,443.46007604562737,332.75665399239546,191.69201520912549,123.11787072243347,164.77186311787071,136.55893536121673,121.34980988593156,116.40684410646388,162.73764258555133,37.186311787072242,197.71863117870723,369.06844106463876,25454.608365019012,19100.231939163499,11003.121673003803,7066.9657794676805,9457.9049429657789,7838.4828897338402,6965.4790874524715,6681.7528517110268,9341.1406844106459,2134.4942965779464,11349.049429657794,21184.528517110266,281805.76045627374,499.8,1115,3620000,793000,1448000,1650000,7511000,249900,2677154.7243346004,2927054.7243346004,2939588.4,1324470,0,557277,0,0,4821335.4000000004,-7511000,-5616719.3243346009,-3722438.6486692,-1828157.9730038,66122.702661599964,1960403.378327,3854684.0539923999,5748964.7296577999,7643245.4053231999,9537526.0809886009,11431806.756654002,13326087.432319401,15220368.107984802,17114648.783650205,19008929.459315605,20903210.134981006,22797490.810646407,24691771.486311808,26586052.161977209,28480332.83764261,30374613.513308011,-7511000,-5698291.219458947,-3963641.6687019588,-2303689.9454895295,-715219.39696088899,804848.11359283398,2259458.1715389807,3651429.5188558674,4983459.5162882954,6258129.3702906184,7477909.1348861428,8645162.4981354494,9762151.3624888528,10831040.227898808,11853900.386185847,12832713.934785884,13769377.617656732,14665706.500786731,15523437.489427878,16344232.693869166,17129682.650272314]
["KJ 3","Kotel 11",17,7,3570,105570,105570,105570,105570,0,0,0,0,0,105570,105570,105570,1,1,1,1,0,0,0,0,0,1,1,1,71400,71400,71400,71400,0,0,0,0,0,71400,71400,71400,20604,20604,20604,20604,0,0,0,0,0,20604,20604,20604,233260,175030,100830,64760,86670,71830,63830,61230,85600,19560,104000,194130,221.73003802281369,166.37832699619773,95.846007604562743,61.558935361216733,82.385931558935354,68.279467680608363,60.674904942965782,58.20342205323194,81.368821292775664,18.593155893536121,98.859315589353614,184.53422053231938,25454.608365019012,19100.231939163499,11003.121673003803,7066.9657794676805,9457.9049429657789,7838.4828897338402,6965.4790874524715,6681.7528517110268,9341.1406844106459,2134.4942965779464,11349.049429657794,21184.528517110266,281805.76045627374,499.8,1115,3620000,1586000,1448000,1650000,8304000,249900,2677154.7243346004,2927054.7243346004,2939588.4,1324470,0,557277,0,0,4821335.4000000004,-8304000,-6409719.3243346009,-4515438.6486692,-2621157.9730038,-726877.29733840004,1167403.378327,3061684.0539923999,4955964.7296577999,6850245.4053231999,8744526.0809886009,10638806.756654002,12533087.432319403,14427368.107984802,16321648.783650203,18215929.459315605,20110210.134981006,22004490.810646407,23898771.486311808,25793052.161977209,27687332.83764261,29581613.513308011,-8304000,-6491291.219458947,-4756641.6687019588,-3096689.9454895295,-1508219.396960889,11848.113592833979,1466458.1715389804,2858429.518855867,4190459.5162882945,5465129.3702906175,6684909.1348861419,7852162.4981354475,8969151.362488851,10038040.227898806,11060900.386185845,12039713.934785882,12976377.61765673,13872706.500786729,14730437.489427876,15551232.693869164,16336682.650272312]
["KJ 3","Kotel 8",18,7,3780,111780,111780,111780,111780,0,0,0,0,0,111780,111780,111780,1,1,1,1,0,0,0,0,0,1,1,1,75600,75600,75600,75600,0,0,0,0,0,75600,75600,75600,21816,21816,21816,21816,0,0,0,0,0,21816,21816,21816,227050,168820,94620,58550,86670,71830,63830,61230,85600,13350,97790,187920,607.08556149732624,451.39037433155079,252.99465240641712,156.55080213903744,231.73796791443851,192.05882352941177,170.66844919786095,163.71657754010695,228.87700534759358,35.695187165775401,261.47058823529414,502.45989304812832,24769.090909090908,18416.727272727272,10322.181818181818,6387.272727272727,9454.9090909090901,7836,6963.2727272727261,6679.6363636363631,9338.181818181818,1456.3636363636363,10668,20500.363636363632,285504,529.20000000000005,1115,3620000,680000,1448000,1650000,7398000,264600,2712288,2976888,2939588.4,1402380.0000000002,0,590058,0,0,4932026.4000000004,-7398000,-5442861.5999999996,-3487723.1999999993,-1532584.7999999989,422553.60000000149,2377692.0000000019,4332830.4000000022,6287968.8000000026,8243107.200000003,10198245.600000003,12153384.000000004,14108522.400000004,16063660.800000004,18018799.200000003,19973937.600000001,21929076,23884214.399999999,25839352.799999997,27794491.199999996,29749629.599999994,31704767.999999993,-7398000,-5527054.1626794254,-3736675.3709850954,-2023394.2306077459,-383890.74699305743,1185012.1081406157,2686354.5532446094,4123045.8882723544,5497870.1323180441,6813491.4184861677,8072459.1564460946,9277212.9726756904,10430087.43796717,11533316.591356145,12589038.269240333,13599298.248076875,14566054.208686007,15491179.529843071,16376466.918510118,17223631.883741744,18034316.060996886]
["KJ 3","Kotel 9",18,7,3780,111780,111780,111780,111780,0,0,0,0,0,111780,111780,111780,1,1,1,1,0,0,0,0,0,1,1,1,75600,75600,75600,75600,0,0,0,0,0,75600,75600,75600,21816,21816,21816,21816,0,0,0,0,0,21816,21816,21816,227050,168820,94620,58550,86670,71830,63830,61230,85600,13350,97790,187920,504.55555555555554,375.15555555555557,210.26666666666668,130.11111111111111,192.6,159.62222222222223,141.84444444444443,136.06666666666666,190.22222222222223,29.666666666666668,217.3111111111111,417.6,24824.133333333335,18457.653333333335,10345.120000000001,6401.4666666666672,9475.92,7853.4133333333348,6978.7466666666669,6694.4800000000005,9358.9333333333343,1459.6000000000001,10691.706666666667,20545.920000000002,285799.09333333332,529.20000000000005,1115,3620000,746000,1448000,1650000,7464000,264600,2715091.3866666667,2979691.3866666667,2939588.4,1402380.0000000002,0,590058,0,0,4932026.4000000004,-7464000,-5511664.9866666663,-3559329.9733333327,-1606994.959999999,345340.05333333462,2297675.0666666683,4250010.0800000019,6202345.0933333356,8154680.1066666692,10107015.120000003,12059350.133333337,14011685.14666667,15964020.160000004,17916355.173333339,19868690.186666675,21821025.20000001,23773360.213333346,25725695.226666681,27678030.240000017,29630365.253333353,31582700.266666688,-7464000,-5595736.8293460924,-3807925.182787329,-2097100.6406258324,-459947.96870095516,1106705.3058683053,2605895.0422982196,4040526.3690254106,5413379.3132619569,6727114.188129466,7984276.7478112923,9187303.1207125615,10338524.530187462,11440171.811981624,12494379.737143502,13503191.148781663,14468560.920684209,15392359.745471334,16276377.759621693,17122328.012397155,17931849.78538803]
["KJ 3","Kotel 10",18,7,3780,111780,111780,111780,111780,0,0,0,0,0,111780,111780,111780,1,1,1,1,0,0,0,0,0,1,1,1,75600,75600,75600,75600,0,0,0,0,0,75600,75600,75600,21816,21816,21816,21816,0,0,0,0,0,21816,21816,21816,227050,168820,94620,58550,86670,71830,63830,61230,85600,13350,97790,187920,431.65399239543729,320.95057034220531,179.88593155893537,111.31178707224335,164.77186311787071,136.55893536121673,121.34980988593156,116.40684410646388,162.73764258555133,25.380228136882128,185.91254752851711,357.26235741444867,24776.9391634981,18422.562737642584,10325.452471482889,6389.2965779467677,9457.9049429657789,7838.4828897338402,6965.4790874524715,6681.7528517110268,9341.1406844106459,1456.8250950570341,10671.380228136883,20506.859315589354,285546.07604562736,529.20000000000005,1115,3620000,793000,1448000,1650000,7511000,264600,2712687.7224334599,2977287.7224334599,2939588.4,1402380.0000000002,0,590058,0,0,4932026.4000000004,-7511000,-5556261.3224334586,-3601522.6448669191,-1646783.9673003787,307954.71026616171,2262693.3878327021,4217432.0653992426,6172170.742965783,8126909.4205323234,10081648.098098863,12036386.775665402,13991125.453231944,15945864.130798483,17900602.808365025,19855341.485931568,21810080.163498111,23764818.841064654,25719557.518631198,27674296.196197741,29629034.873764284,31583773.551330827,-7511000,-5640436.6721851286,-3850423.9182952996,-2137493.0533289555,-498324.76149513363,1070257.3359534999,2571292.8359043454,4007690.4435128104,5382233.608688375,6697585.9198611639,7956296.2654810576,9160803.7732512914,10313442.536667783,11416446.138023278,12471951.976640975,13482005.410724897,14448563.720853051,15373499.902793869,16258606.29699561,17105598.061781965,17916116.496984217]
["KJ 3","Kotel 11",18,7,3780,111780,111780,111780,111780,0,0,0,0,0,111780,111780,111780,1,1,1,1,0,0,0,0,0,1,1,1,75600,75600,75600,75600,0,0,0,0,0,75600,75600,75600,21816,21816,21816,21816,0,0,0,0,0,21816,21816,21816,227050,168820,94620,58550,86670,71830,63830,61230,85600,13350,97790,187920,215.82699619771864,160.47528517110266,89.942965779467684,55.655893536121674,82.385931558935354,68.279467680608363,60.674904942965782,58.20342205323194,81.368821292775664,12.690114068441064,92.956273764258555,178.63117870722434,24776.9391634981,18422.562737642584,10325.452471482889,6389.2965779467677,9457.9049429657789,7838.4828897338402,6965.4790874524715,6681.7528517110268,9341.1406844106459,1456.8250950570341,10671.380228136883,20506.859315589354,285546.07604562736,529.20000000000005,1115,3620000,1586000,1448000,1650000,8304000,264600,2712687.7224334599,2977287.7224334599,2939588.4,1402380.0000000002,0,590058,0,0,4932026.4000000004,-8304000,-6349261.3224334586,-4394522.6448669191,-2439783.9673003787,-485045.28973383829,1469693.3878327021,3424432.0653992426,5379170.742965783,7333909.4205323234,9288648.0980988629,11243386.775665402,13198125.453231942,15152864.130798483,17107602.808365025,19062341.485931568,21017080.163498111,22971818.841064654,24926557.518631198,26881296.196197741,28836034.873764284,30790773.551330827,-8304000,-6433436.6721851286,-4643423.9182952996,-2930493.0533289555,-1291324.7614951336,277257.33595349989,1778292.8359043454,3214690.4435128104,4589233.608688375,5904585.9198611639,7163296.2654810576,8367803.7732512914,9520442.5366677828,10623446.138023278,11678951.976640975,12689005.410724897,13655563.720853051,14580499.902793869,15465606.29699561,16312598.061781963,17123116.496984217]
["KJ 3","Kotel 8",19,7,3990,117990,117990,117990,117990,0,0,0,0,0,117990,117990,117990,1,1,1,1,0,0,0,0,0,1,1,1,79800,79800,79800,79800,0,0,0,0,0,79800,79800,79800,23028,23028,23028,23028,0,0,0,0,0,23028,23028,23028,220840,162610,88410,52340,86670,71830,63830,61230,85600,7140,91580,181710,590.48128342245991,434.78609625668452,236.39037433155079,139.94652406417111,231.73796791443851,192.05882352941177,170.66844919786095,163.71657754010695,228.87700534759358,19.09090909090909,244.86631016042782,485.85561497326205,24091.636363636364,17739.272727272728,9644.7272727272721,5709.8181818181811,9454.9090909090901,7836,6963.2727272727261,6679.6363636363631,9338.181818181818,778.90909090909076,9990.545454545454,19822.909090909092,289245.81818181818,558.6,1115,3620000,680000,1448000,1650000,7398000,279300,2747835.2727272725,3027135.2727272725,2939588.4,1480290,0,622839,0,0,5042717.4000000004,-7398000,-5382417.872727273,-3366835.7454545442,-1351253.6181818163,664328.5090909116,2679910.6363636395,4695492.7636363674,6711074.8909090953,8726657.0181818232,10742239.145454552,12757821.272727281,14773403.400000008,16788985.527272739,18804567.654545464,20820149.781818189,22835731.909090914,24851314.036363639,26866896.163636364,28882478.290909089,30898060.418181814,32913642.545454539,-7398000,-5469213.2753371019,-3623484.3522147117,-1857236.5788918501,-167047.32212356129,1450358.6652145141,2998115.590896883,4479222.6968130255,5896550.0708954586,7252844.2087733848,8550733.335929295,9792732.5006717928,10981248.4477938,12118584.282360315,13206943.9326632,14248436.42099132,15245079.950491913,16198805.816042719,17111462.14671335,17984817.48706802,18820564.224249519]
["KJ 3","Kotel 9",19,7,3990,117990,117990,117990,117990,0,0,0,0,0,117990,117990,117990,1,1,1,1,0,0,0,0,0,1,1,1,79800,79800,79800,79800,0,0,0,0,0,79800,79800,79800,23028,23028,23028,23028,0,0,0,0,0,23028,23028,23028,220840,162610,88410,52340,86670,71830,63830,61230,85600,7140,91580,181710,490.75555555555553,361.35555555555555,196.46666666666667,116.31111111111112,192.6,159.62222222222223,141.84444444444443,136.06666666666666,190.22222222222223,15.866666666666667,203.51111111111112,403.8,24145.173333333332,17778.693333333333,9666.16,5722.5066666666671,9475.92,7853.4133333333348,6978.7466666666669,6694.4800000000005,9358.9333333333343,780.6400000000001,10012.746666666668,19866.960000000003,289530.37333333335,558.6,1115,3620000,746000,1448000,1650000,7464000,279300,2750538.5466666669,3029838.5466666669,2939588.4,1480290,0,622839,0,0,5042717.4000000004,-7464000,-5451121.1466666665,-3438242.293333333,-1425363.4399999995,587515.41333333403,2600394.2666666675,4613273.120000001,6626151.9733333346,8639030.8266666681,10651909.680000002,12664788.533333335,14677667.386666669,16690546.240000002,18703425.093333334,20716303.946666665,22729182.799999997,24742061.653333329,26754940.50666666,28767819.359999992,30780698.213333324,32793577.066666655,-7464000,-5537800.1403508764,-3694546.6861411892,-1930667.7825912491,-242745.38684967952,1372491.3554867508,2918172.4486316601,4397293.1119282246,5812719.5839823531,7167194.6768571176,8463343.0910913423,9703676.5018417966,10890598.426004911,12026408.879749518,13113308.835485984,14153404.48690844,15148711.330374904,16101158.070534199,17012590.357767977,17884774.364690252,18719400.20863501]
["KJ 3","Kotel 10",19,7,3990,117990,117990,117990,117990,0,0,0,0,0,117990,117990,117990,1,1,1,1,0,0,0,0,0,1,1,1,79800,79800,79800,79800,0,0,0,0,0,79800,79800,79800,23028,23028,23028,23028,0,0,0,0,0,23028,23028,23028,220840,162610,88410,52340,86670,71830,63830,61230,85600,7140,91580,181710,419.84790874524714,309.14448669201522,168.07984790874525,99.50570342205323,164.77186311787071,136.55893536121673,121.34980988593156,116.40684410646388,162.73764258555133,13.574144486692015,174.10646387832699,345.45627376425858,24099.269961977185,17744.893536121672,9647.7832699619776,5711.6273764258549,9457.9049429657789,7838.4828897338402,6965.4790874524715,6681.7528517110268,9341.1406844106459,779.15589353612165,9993.7110266159689,19829.190114068442,289286.39163498097,558.6,1115,3620000,793000,1448000,1650000,7511000,279300,2748220.720532319,3027520.720532319,2939588.4,1480290,0,622839,0,0,5042717.4000000004,-7511000,-5495803.3205323182,-3480606.6410646364,-1465409.9615969546,549786.71787072718,2564983.3973384085,4580180.0768060898,6595376.7562737707,8610573.4357414525,10625770.115209134,12640966.794676816,14656163.474144498,16671360.15361218,18686556.83307986,20701753.512547541,22716950.192015223,24732146.871482901,26747343.550950579,28762540.230418257,30777736.909885935,32792933.589353614,-7511000,-5582582.1249113092,-3737206.1678886386,-1971296.1611683797,-281430.12602937594,1335666.5583141684,2883127.5002697133,4363951.3681697566,5781007.7010884583,7137042.4694317132,8434683.396075977,9676445.048367139,10864733.710846718,12001852.048147753,13090003.56709611,14131296.886663917,15127749.824049378,16081293.304801015,16993775.104563348,17866963.429694768,18702550.343696125]
["KJ 3","Kotel 11",19,7,3990,117990,117990,117990,117990,0,0,0,0,0,117990,117990,117990,1,1,1,1,0,0,0,0,0,1,1,1,79800,79800,79800,79800,0,0,0,0,0,79800,79800,79800,23028,23028,23028,23028,0,0,0,0,0,23028,23028,23028,220840,162610,88410,52340,86670,71830,63830,61230,85600,7140,91580,181710,209.92395437262357,154.57224334600761,84.039923954372625,49.752851711026615,82.385931558935354,68.279467680608363,60.674904942965782,58.20342205323194,81.368821292775664,6.7870722433460076,87.053231939163496,172.72813688212929,24099.269961977185,17744.893536121672,9647.7832699619776,5711.6273764258549,9457.9049429657789,7838.4828897338402,6965.4790874524715,6681.7528517110268,9341.1406844106459,779.15589353612165,9993.7110266159689,19829.190114068442,289286.39163498097,558.6,1115,3620000,1586000,1448000,1650000,8304000,279300,2748220.720532319,3027520.720532319,2939588.4,1480290,0,622839,0,0,5042717.4000000004,-8304000,-6288803.3205323182,-4273606.6410646364,-2258409.9615969546,-243213.28212927282,1771983.3973384085,3787180.0768060898,5802376.7562737707,7817573.4357414525,9832770.1152091343,11847966.794676816,13863163.474144498,15878360.15361218,17893556.83307986,19908753.512547541,21923950.192015223,23939146.871482901,25954343.550950579,27969540.230418257,29984736.909885935,31999933.589353614,-8304000,-6375582.1249113092,-4530206.1678886386,-2764296.1611683797,-1074430.1260293759,542666.55831416836,2090127.5002697133,3570951.3681697566,4988007.7010884583,6344042.4694317132,7641683.396075977,8883445.048367139,10071733.710846718,11208852.048147753,12297003.56709611,13338296.886663917,14334749.824049378,15288293.304801015,16200775.104563348,17073963.429694768,17909550.343696125]
["KJ 3","Kotel 8",20,7,4200,124200,124200,124200,124200,0,0,0,0,0,124200,124200,124200,1,1,1,1,0,0,0,0,0,1,1,1,84000,84000,84000,84000,0,0,0,0,0,84000,84000,84000,24240,24240,24240,24240,0,0,0,0,0,24240,24240,24240,214630,156400,82200,46130,86670,71830,63830,61230,85600,930,85370,175500,573.87700534759358,418.18181818181819,219.78609625668449,123.34224598930481,231.73796791443851,192.05882352941177,170.66844919786095,163.71657754010695,228.87700534759358,2.4866310160427809,228.26203208556149,469.25133689839572,23414.181818181816,17061.81818181818,8967.2727272727261,5032.363636363636,9454.9090909090901,7836,6963.2727272727261,6679.6363636363631,9338.181818181818,101.45454545454545,9313.0909090909081,19145.454545454544,292987.63636363635,588,1115,3620000,680000,1448000,1650000,7398000,294000,2783382.5454545454,3077382.5454545454,2939588.4,1558200,0,655620,0,0,5153408.4000000004,-7398000,-5321974.1454545446,-3245948.2909090891,-1169922.4363636337,906103.4181818217,2982129.2727272767,5058155.1272727316,7134180.9818181861,9210206.8363636415,11286232.690909097,13362258.545454552,15438284.400000008,17514310.254545465,19590336.109090921,21666361.963636376,23742387.818181828,25818413.672727279,27894439.527272731,29970465.381818183,32046491.236363634,34122517.090909086,-7398000,-5411372.3879947793,-3510293.333444329,-1691078.9271759556,49796.102745932993,1715705.2222884102,3309876.6285491539,4835399.5053536929,6295230.0094728693,7692196.9990605982,9029007.5154124927,10308252.028667893,11532409.457620431,12703851.973364485,13824849.596086068,14897574.593905766,15924105.69229782,16906432.102242369,17846457.37491658,18746003.090394292,19606812.387502152]
["KJ 3","Kotel 9",20,7,4200,124200,124200,124200,124200,0,0,0,0,0,124200,124200,124200,1,1,1,1,0,0,0,0,0,1,1,1,84000,84000,84000,84000,0,0,0,0,0,84000,84000,84000,24240,24240,24240,24240,0,0,0,0,0,24240,24240,24240,214630,156400,82200,46130,86670,71830,63830,61230,85600,930,85370,175500,476.95555555555558,347.55555555555554,182.66666666666666,102.51111111111111,192.6,159.62222222222223,141.84444444444443,136.06666666666666,190.22222222222223,2.0666666666666669,189.71111111111111,390,23466.213333333337,17099.733333333334,8987.2000000000007,5043.5466666666671,9475.92,7853.4133333333348,6978.7466666666669,6694.4800000000005,9358.9333333333343,101.68000000000002,9333.7866666666669,19188,293261.65333333338,588,1115,3620000,746000,1448000,1650000,7464000,294000,2785985.706666667,3079985.706666667,2939588.4,1558200,0,655620,0,0,5153408.4000000004,-7464000,-5390577.3066666666,-3317154.6133333333,-1243731.92,829690.77333333343,2903113.4666666668,4976536.16,7049958.8533333335,9123381.5466666669,11196804.24,13270226.933333334,15343649.626666667,17417072.32,19490495.013333336,21563917.706666671,23637340.400000006,25710763.093333341,27784185.786666676,29857608.480000012,31931031.173333347,34004453.866666682,-7464000,-5479863.4513556622,-3581168.1894950513,-1764234.9245566675,-25542.804998405278,1638277.4051051948,3230449.8549650991,4754059.8548310362,6212059.8547027465,7607275.1655847663,8942409.4343713876,10220049.882971026,11442672.321822355,12612645.947517406,13732237.93382846,14803617.825035211,15828861.740065593,16809956.395597059,17748802.955914252,18647220.716983337,19506950.631881982]
["KJ 3","Kotel 10",20,7,4200,124200,124200,124200,124200,0,0,0,0,0,124200,124200,124200,1,1,1,1,0,0,0,0,0,1,1,1,84000,84000,84000,84000,0,0,0,0,0,84000,84000,84000,24240,24240,24240,24240,0,0,0,0,0,24240,24240,24240,214630,156400,82200,46130,86670,71830,63830,61230,85600,930,85370,175500,408.04182509505705,297.33840304182507,156.27376425855513,87.699619771863112,164.77186311787071,136.55893536121673,121.34980988593156,116.40684410646388,162.73764258555133,1.768060836501901,162.30038022813687,333.65019011406844,23421.600760456273,17067.22433460076,8970.1140684410639,5033.9581749049421,9457.9049429657789,7838.4828897338402,6965.4790874524715,6681.7528517110268,9341.1406844106459,101.48669201520912,9316.041825095057,19151.520912547527,293026.70722433459,588,1115,3620000,793000,1448000,1650000,7511000,294000,2783753.7186311786,3077753.7186311786,2939588.4,1558200,0,655620,0,0,5153408.4000000004,-7511000,-5435345.3186311778,-3359690.6372623555,-1284035.9558935333,791618.72547528893,2867273.4068441107,4942928.0882129325,7018582.7695817538,9094237.450950576,11169892.132319398,13245546.81368822,15321201.495057043,17396856.176425867,19472510.857794687,21548165.539163508,23623820.220532328,25699474.901901148,27775129.583269969,29850784.264638789,31926438.946007609,34002093.62737643,-7511000,-5524727.5776374908,-3623988.4174819794,-1805099.2690078057,-64535.490563620348,1601075.7806748345,3194962.1646350785,4720212.2928266991,6179781.7934885379,7576499.0190022588,8913070.5266708918,10192086.323482981,11416024.88502565,12587257.958272222,13708055.15755124,14780588.362602932,15806935.927245699,16789086.706808157,17728943.912131082,18628328.797607567,19488984.190408029]
["KJ 3","Kotel 11",20,7,4200,124200,124200,124200,124200,0,0,0,0,0,124200,124200,124200,1,1,1,1,0,0,0,0,0,1,1,1,84000,84000,84000,84000,0,0,0,0,0,84000,84000,84000,24240,24240,24240,24240,0,0,0,0,0,24240,24240,24240,214630,156400,82200,46130,86670,71830,63830,61230,85600,930,85370,175500,204.02091254752852,148.66920152091254,78.136882129277566,43.849809885931556,82.385931558935354,68.279467680608363,60.674904942965782,58.20342205323194,81.368821292775664,0.88403041825095052,81.150190114068437,166.82509505703422,23421.600760456273,17067.22433460076,8970.1140684410639,5033.9581749049421,9457.9049429657789,7838.4828897338402,6965.4790874524715,6681.7528517110268,9341.1406844106459,101.48669201520912,9316.041825095057,19151.520912547527,293026.70722433459,588,1115,3620000,1586000,1448000,1650000,8304000,294000,2783753.7186311786,3077753.7186311786,2939588.4,1558200,0,655620,0,0,5153408.4000000004,-8304000,-6228345.3186311778,-4152690.6372623555,-2077035.9558935333,-1381.2745247110724,2074273.4068441107,4149928.0882129325,6225582.7695817538,8301237.450950576,10376892.132319398,12452546.81368822,14528201.495057043,16603856.176425865,18679510.857794687,20755165.539163508,22830820.220532328,24906474.901901148,26982129.583269969,29057784.264638789,31133438.946007609,33209093.62737643,-8304000,-6317727.5776374908,-4416988.4174819794,-2598099.2690078057,-857535.49056362035,808075.7806748345,2401962.1646350785,3927212.2928266996,5386781.7934885379,6783499.0190022588,8120070.5266708918,9399086.323482981,10623024.88502565,11794257.958272222,12915055.15755124,13987588.362602932,15013935.927245699,15996086.706808155,16935943.912131079,17835328.797607563,18695984.190408025]
["KJ 3","Kotel 8",21,7,4410,130410,130410,130410,130410,0,0,0,0,0,125130,130410,130410,1,1,1,1,0,0,0,0,0,0.94179894179894186,1,1,88200,88200,88200,88200,0,0,0,0,0,83066.666666666672,88200,88200,25452,25452,25452,25452,0,0,0,0,0,24308,25452,25452,208420,150190,75990,39920,86670,71830,63830,61230,85600,0,79160,169290,557.27272727272725,401.57754010695186,203.18181818181819,106.7379679144385,231.73796791443851,192.05882352941177,170.66844919786095,163.71657754010695,228.87700534759358,0,211.65775401069519,452.64705882352939,22736.727272727272,16384.363636363636,8289.818181818182,4354.9090909090901,9454.9090909090901,7836,6963.2727272727261,6679.6363636363631,9338.181818181818,0,8635.6363636363621,18467.999999999996,296161.45454545447,612.26666666666677,215,3620000,680000,1448000,1650000,7398000,306133.33333333337,2813533.8181818174,3119667.1515151509,2939588.4,1622506.666666667,0,131637.33333333334,0,0,4693732.3999999994,-7398000,-5823934.751515151,-4249869.5030303029,-2675804.2545454549,-1101739.0060606068,472326.24242424127,2046391.4909090898,3620456.7393939383,5194521.9878787864,6768587.2363636345,8342652.4848484825,9916717.7333333306,11490782.981818181,13064848.23030303,14638913.47878788,16212978.72727273,17787043.97575758,19361109.22424243,20935174.47272728,22509239.721212126,24083304.969696973,-7398000,-5891717.465564738,-4450298.7723252531,-3070950.7405171329,-1751000.4708442909,-487890.16493726498,720827.83114601346,1877495.7699816867,2984355.0415947717,4043550.5168226035,5057134.7036434952,6027071.7245247317,6955241.1224972066,7843441.5033321111,8693394.0208774749,9506745.7123084441,10285072.689754348,11029883.19448727,11742620.519590545,12424665.806770714,13077340.722732598]
["KJ 3","Kotel 9",21,7,4410,130410,130410,130410,130410,0,0,0,0,0,125130,130410,130410,1,1,1,1,0,0,0,0,0,0.94179894179894186,1,1,88200,88200,88200,88200,0,0,0,0,0,83066.666666666672,88200,88200,25452,25452,25452,25452,0,0,0,0,0,24308,25452,25452,208420,150190,75990,39920,86670,71830,63830,61230,85600,0,79160,169290,463.15555555555557,333.75555555555553,168.86666666666667,88.711111111111109,192.6,159.62222222222223,141.84444444444443,136.06666666666666,190.22222222222223,0,175.9111111111111,376.2,22787.253333333334,16420.773333333334,8308.2400000000016,4364.586666666667,9475.92,7853.4133333333348,6978.7466666666669,6694.4800000000005,9358.9333333333343,0,8654.8266666666659,18509.04,296426.21333333332,612.26666666666677,215,3620000,746000,1448000,1650000,7464000,306133.33333333337,2816049.0266666664,3122182.36,2939588.4,1622506.666666667,0,131637.33333333334,0,0,4693732.3999999994,-7464000,-5892449.96,-4320899.9200000009,-2749349.8800000018,-1177799.8400000026,393750.19999999646,1965300.239999996,3536850.2799999956,5108400.3199999947,6679950.3599999938,8251500.3999999929,9823050.4399999939,11394600.479999993,12966150.519999992,14537700.559999991,16109250.59999999,17680800.639999989,19252350.679999989,20823900.719999988,22395450.759999987,23967000.799999986,-7464000,-5960124.3636363633,-4521008.9221400609,-3143864.958985704,-1826023.8459193339,-564931.87169314246,641854.70651373942,1796674.3985777413,2901765.0129930545,3959267.9932947895,4971232.5677462108,5939619.7203313028,6866305.9907476585,7753087.1107633105,8601681.4839840308,9413733.5157741923,10190816.799783917,10934437.167257339,11646035.605030946,12326991.047876505,12978623.050599527]
["KJ 3","Kotel 10",21,7,4410,130410,130410,130410,130410,0,0,0,0,0,125130,130410,130410,1,1,1,1,0,0,0,0,0,0.94179894179894186,1,1,88200,88200,88200,88200,0,0,0,0,0,83066.666666666672,88200,88200,25452,25452,25452,25452,0,0,0,0,0,24308,25452,25452,208420,150190,75990,39920,86670,71830,63830,61230,85600,0,79160,169290,396.2357414448669,285.53231939163499,144.46768060836501,75.893536121673009,164.77186311787071,136.55893536121673,121.34980988593156,116.40684410646388,162.73764258555133,0,150.49429657794676,321.84410646387835,22743.931558935361,16389.555133079848,8292.444866920152,4356.2889733840302,9457.9049429657789,7838.4828897338402,6965.4790874524715,6681.7528517110268,9341.1406844106459,0,8638.3726235741433,18473.851711026618,296199.20532319392,612.26666666666677,215,3620000,793000,1448000,1650000,7511000,306133.33333333337,2813892.4505703421,3120025.7839036756,2939588.4,1622506.666666667,0,131637.33333333334,0,0,4693732.3999999994,-7511000,-5937293.3839036757,-4363586.7678073524,-2789880.151711029,-1216173.5356147056,357533.08048161771,1931239.6965779415,3504946.3126742654,5078652.9287705887,6652359.5448669121,8226066.1609632354,9799772.7770595588,11373479.393155884,12947186.009252209,14520892.625348534,16094599.24144486,17668305.857541185,19242012.47363751,20815719.089733835,22389425.705830157,23963132.321926478,-7511000,-6005060.6544532785,-4563970.3716334496,-3184936.6081694979,-1865287.0737542333,-602464.55278268806,605978.05101783387,1762382.4565685724,2868989.5432199971,3927943.6931256666,4941296.9466239149,5911012.9786796551,6838970.9040918471,7726968.9188403562,8576727.7846284024,9389894.163372945,10168043.808104565,10912684.616460182,11625259.552685652,12307149.443810504,12959675.655413233]
["KJ 3","Kotel 11",21,7,4410,130410,130410,130410,130410,0,0,0,0,0,125130,130410,130410,1,1,1,1,0,0,0,0,0,0.94179894179894186,1,1,88200,88200,88200,88200,0,0,0,0,0,83066.666666666672,88200,88200,25452,25452,25452,25452,0,0,0,0,0,24308,25452,25452,208420,150190,75990,39920,86670,71830,63830,61230,85600,0,79160,169290,198.11787072243345,142.76615969581749,72.233840304182507,37.946768060836504,82.385931558935354,68.279467680608363,60.674904942965782,58.20342205323194,81.368821292775664,0,75.247148288973378,160.92205323193917,22743.931558935361,16389.555133079848,8292.444866920152,4356.2889733840302,9457.9049429657789,7838.4828897338402,6965.4790874524715,6681.7528517110268,9341.1406844106459,0,8638.3726235741433,18473.851711026618,296199.20532319392,612.26666666666677,215,3620000,1586000,1448000,1650000,8304000,306133.33333333337,2813892.4505703421,3120025.7839036756,2939588.4,1622506.666666667,0,131637.33333333334,0,0,4693732.3999999994,-8304000,-6730293.3839036757,-5156586.7678073524,-3582880.151711029,-2009173.5356147056,-435466.91951838229,1138239.6965779415,2711946.3126742654,4285652.9287705887,5859359.5448669121,7433066.1609632354,9006772.7770595588,10580479.393155884,12154186.009252209,13727892.625348534,15301599.24144486,16875305.857541185,18449012.47363751,20022719.089733835,21596425.705830157,23170132.321926478,-8304000,-6798060.6544532785,-5356970.3716334496,-3977936.6081694979,-2658287.0737542333,-1395464.5527826881,-187021.94898216613,969382.45656857244,2075989.5432199971,3134943.6931256666,4148296.9466239149,5118012.9786796551,6045970.9040918471,6933968.9188403562,7783727.7846284034,8596894.163372945,9375043.8081045654,10119684.616460182,10832259.552685652,11514149.443810504,12166675.655413233]
["KJ 3","Kotel 8",22,7,4620,136620,136620,136620,136620,0,0,0,0,0,125130,136620,136620,1,1,1,1,0,0,0,0,0,0.87910353535353536,1,1,92400,92400,92400,92400,0,0,0,0,0,81229.166666666672,92400,92400,26664,26664,26664,26664,0,0,0,0,0,24174.5,26664,26664,202210,143980,69780,33710,86670,71830,63830,61230,85600,0,72950,163080,540.66844919786092,384.97326203208559,186.57754010695186,90.133689839572199,231.73796791443851,192.05882352941177,170.66844919786095,163.71657754010695,228.87700534759358,0,195.05347593582889,436.04278074866312,22059.272727272724,15706.90909090909,7612.3636363636351,3677.4545454545455,9454.9090909090901,7836,6963.2727272727261,6679.6363636363631,9338.181818181818,0,7958.181818181818,17790.545454545452,299235.22727272729,635.62916666666672,215,3620000,680000,1448000,1650000,7398000,317814.58333333337,2842734.6590909092,3160549.2424242427,2939588.4,1684417.2916666667,0,136660.27083333334,0,0,4760665.9624999994,-7398000,-5797883.2799242428,-4197766.5598484864,-2597649.8397727301,-997533.11969697382,602583.60037878295,2202700.3204545397,3802817.0405302965,5402933.7606060533,7003050.4806818105,8603167.2007575668,10203283.920833323,11803400.640909079,13403517.360984836,15003634.081060592,16603750.801136348,18203867.521212105,19803984.241287861,21404100.961363617,23004217.681439374,24604334.40151513,-7398000,-5866787.8276787009,-4401513.021629611,-2999336.1737357453,-1657540.1470430507,-373524.81049501756,855197.99959879415,2031009.3011239727,3156187.5800954355,4232913.2059054477,5263272.6564413449,6249262.5612603854,7192793.5706565967,8095694.0581170861,8959713.6633424349,9786526.6826968361,10577735.313657984,11334872.75955382,12059406.200602466,12752739.637012655,13416216.609653983]
["KJ 3","Kotel 9",22,7,4620,136620,136620,136620,136620,0,0,0,0,0,125130,136620,136620,1,1,1,1,0,0,0,0,0,0.87910353535353536,1,1,92400,92400,92400,92400,0,0,0,0,0,81229.166666666672,92400,92400,26664,26664,26664,26664,0,0,0,0,0,24174.5,26664,26664,202210,143980,69780,33710,86670,71830,63830,61230,85600,0,72950,163080,449.35555555555555,319.95555555555558,155.06666666666666,74.911111111111111,192.6,159.62222222222223,141.84444444444443,136.06666666666666,190.22222222222223,0,162.11111111111111,362.4,22108.293333333335,15741.813333333335,7629.2800000000007,3685.626666666667,9475.92,7853.4133333333348,6978.7466666666669,6694.4800000000005,9358.9333333333343,0,7975.8666666666677,17830.079999999998,299490.95333333343,635.62916666666672,215,3620000,746000,1448000,1650000,7464000,317814.58333333337,2845164.0566666676,3162978.6400000011,2939588.4,1684417.2916666667,0,136660.27083333334,0,0,4760665.9624999994,-7464000,-5866312.6775000012,-4268625.3550000032,-2670938.0325000053,-1073250.7100000074,524436.6124999905,2122123.9349999889,3719811.2574999873,5317498.5799999852,6915185.9024999831,8512873.224999981,10110560.547499981,11708247.869999979,13305935.192499977,14903622.514999975,16501309.837499972,18098997.15999997,19696684.482499968,21294371.804999966,22892059.127499964,24489746.449999962,-7464000,-5935112.610047848,-4472062.4761223439,-3072014.5010740142,-1732255.6732765697,-450189.80935557024,776667.47669323324,1950693.5877447198,3074163.5504734153,4149254.423898004,5178049.5180842131,6162542.4311810648,7104640.9126134589,8006170.5599171855,8868878.3563800808,9694436.0563445743,10484443.424731649,11240431.337063778,11963864.745994046,12656145.520089997,13318615.160373203]
["KJ 3","Kotel 10",22,7,4620,136620,136620,136620,136620,0,0,0,0,0,125130,136620,136620,1,1,1,1,0,0,0,0,0,0.87910353535353536,1,1,92400,92400,92400,92400,0,0,0,0,0,81229.166666666672,92400,92400,26664,26664,26664,26664,0,0,0,0,0,24174.5,26664,26664,202210,143980,69780,33710,86670,71830,63830,61230,85600,0,72950,163080,384.42965779467681,273.72623574144484,132.6615969581749,64.087452471482891,164.77186311787071,136.55893536121673,121.34980988593156,116.40684410646388,162.73764258555133,0,138.68821292775667,310.0380228136882,22066.262357414449,15711.885931558932,7614.7756653992392,3678.6197718631179,9457.9049429657789,7838.4828897338402,6965.4790874524715,6681.7528517110268,9341.1406844106459,0,7960.7034220532323,17796.182509505703,299271.69011406845,635.62916666666672,215,3620000,793000,1448000,1650000,7511000,317814.58333333337,2843081.0560836503,3160895.6394169838,2939588.4,1684417.2916666667,0,136660.27083333334,0,0,4760665.9624999994,-7511000,-5911229.6769169839,-4311459.3538339688,-2711689.0307509536,-1111918.7076679384,487851.61541507673,2087621.9384980923,3687392.261581108,5287162.5846641231,6886932.9077471383,8486703.2308301535,10086473.553913169,11686243.876996186,13286014.200079203,14885784.52316222,16485554.846245237,18085325.169328254,19685095.492411271,21284865.815494288,22884636.138577301,24484406.461660314,-7511000,-5980119.3080545301,-4515161.7081067124,-3113288.4067212408,-1771782.855156196,-488045.48523749271,740411.32808184065,1915968.0872390976,3040902.7849972383,4117395.3187370859,5147531.7146603847,6133308.170089379,7076634.9216960724,7979339.9471570235,8843172.5074067377,9669806.5363538321,10460843.884628564,11217817.423647447,11942194.016010012,12635377.357983761,13298710.699585434]
["KJ 3","Kotel 11",22,7,4620,136620,136620,136620,136620,0,0,0,0,0,125130,136620,136620,1,1,1,1,0,0,0,0,0,0.87910353535353536,1,1,92400,92400,92400,92400,0,0,0,0,0,81229.166666666672,92400,92400,26664,26664,26664,26664,0,0,0,0,0,24174.5,26664,26664,202210,143980,69780,33710,86670,71830,63830,61230,85600,0,72950,163080,192.21482889733841,136.86311787072242,66.330798479087449,32.043726235741445,82.385931558935354,68.279467680608363,60.674904942965782,58.20342205323194,81.368821292775664,0,69.344106463878333,155.0190114068441,22066.262357414449,15711.885931558932,7614.7756653992392,3678.6197718631179,9457.9049429657789,7838.4828897338402,6965.4790874524715,6681.7528517110268,9341.1406844106459,0,7960.7034220532323,17796.182509505703,299271.69011406845,635.62916666666672,215,3620000,1586000,1448000,1650000,8304000,317814.58333333337,2843081.0560836503,3160895.6394169838,2939588.4,1684417.2916666667,0,136660.27083333334,0,0,4760665.9624999994,-8304000,-6704229.6769169839,-5104459.3538339688,-3504689.0307509536,-1904918.7076679384,-305148.38458492327,1294621.9384980923,2894392.261581108,4494162.5846641231,6093932.9077471383,7693703.2308301535,9293473.5539131686,10893243.876996186,12493014.200079203,14092784.52316222,15692554.846245237,17292325.169328254,18892095.492411271,20491865.815494288,22091636.138577301,23691406.461660314,-8304000,-6773119.3080545301,-5308161.7081067124,-3906288.4067212408,-2564782.8551561963,-1281045.4852374929,-52588.671918159584,1122968.0872390973,2247902.7849972378,3324395.3187370854,4354531.7146603847,5340308.170089379,6283634.9216960724,7186339.9471570235,8050172.5074067367,8876806.5363538302,9667843.8846285623,10424817.423647445,11149194.016010011,11842377.357983759,12505710.699585432]
["KJ 3","Kotel 7",23,7,4830,142830,142830,142830,142830,0,0,0,0,0,125130,142830,142830,1,1,1,1,0,0,0,0,0,0.8218599033816425,1,1,96600,96600,96600,96600,0,0,0,0,0,79391.666666666672,96600,96600,27876,27876,27876,27876,0,0,0,0,0,24041,27876,27876,196000,137770,63570,27500,86670,71830,63830,61230,85600,0,66740,156870,653.33333333333337,459.23333333333335,211.9,91.666666666666671,288.89999999999998,239.43333333333334,212.76666666666668,204.1,285.33333333333331,0,222.46666666666667,522.9,21429.333333333332,15062.853333333333,6950.32,3006.6666666666665,9475.9199999999983,7853.413333333333,6978.7466666666669,6694.48,9358.9333333333325,0,7296.9066666666658,17151.12,302555.69333333336,658.99166666666679,215,3620000,579000,1448000,1650000,7297000,329495.83333333337,2874279.0866666669,3203774.9200000004,2939588.4,1746327.916666667,0,141683.20833333337,0,0,4827599.5249999994,-7297000,-5673175.3950000005,-4049350.7900000019,-2425526.1850000033,-801701.58000000473,822123.02499999432,2445947.6299999934,4069772.2349999924,5693596.8399999915,7317421.444999991,8941246.0499999896,10565070.65499999,12188895.25999999,13812719.864999991,15436544.469999991,17060369.074999992,18684193.679999992,20308018.284999993,21931842.889999989,23555667.494999986,25179492.099999983,-7297000,-5743100.8564593308,-4256116.0301046232,-2833164.0431623193,-1471487.5006337988,-168447.74701798963,1078480.2468727368,2271712.7769117095,3413562.0879537892,4506240.8545012334,5551866.4684222331,6552465.1420308454,7509975.834479278,8426254.00907108,9303075.2287761532,10142138.596914979,10945070.049679406,11713425.506870246,12448693.886957172,13152299.992303515,13825607.270146905]
["KJ 3","Kotel 8",23,7,4830,142830,142830,142830,142830,0,0,0,0,0,125130,142830,142830,1,1,1,1,0,0,0,0,0,0.8218599033816425,1,1,96600,96600,96600,96600,0,0,0,0,0,79391.666666666672,96600,96600,27876,27876,27876,27876,0,0,0,0,0,24041,27876,27876,196000,137770,63570,27500,86670,71830,63830,61230,85600,0,66740,156870,524.06417112299471,368.36898395721926,169.97326203208556,73.529411764705884,231.73796791443851,192.05882352941177,170.66844919786095,163.71657754010695,228.87700534759358,0,178.44919786096256,419.43850267379679,21381.818181818184,15029.454545454544,6934.9090909090901,3000,9454.9090909090901,7836,6963.2727272727261,6679.6363636363631,9338.181818181818,0,7280.7272727272721,17113.090909090908,302308.99999999994,658.99166666666679,215,3620000,680000,1448000,1650000,7398000,329495.83333333337,2871935.4999999995,3201431.333333333,2939588.4,1746327.916666667,0,141683.20833333337,0,0,4827599.5249999994,-7398000,-5771831.8083333327,-4145663.6166666662,-2519495.4249999998,-893327.2333333334,732840.95833333302,2359009.1499999994,3985177.3416666659,5611345.5333333323,7237513.7249999987,8863681.9166666642,10489850.108333331,12116018.299999997,13742186.491666663,15368354.68333333,16994522.874999996,18620691.066666663,20246859.258333329,21873027.449999996,23499195.641666662,25125363.833333328,-7398000,-5841858.1897926638,-4352727.2709339689,-2927721.6069543562,-1564079.823241808,-259159.45605276665,989568.16805157927,2184522.8322662646,3328020.1185961068,4422275.8949883003,5469410.6092392039,6471453.3979960494,7430346.0188159971,8347946.6129020713,9226033.3058074061,10066307.653085237,10870397.937561631,11639862.324620381,12376191.8816144,13080813.467254611,13755092.496575385]
["KJ 3","Kotel 9",23,7,4830,142830,142830,142830,142830,0,0,0,0,0,125130,142830,142830,1,1,1,1,0,0,0,0,0,0.8218599033816425,1,1,96600,96600,96600,96600,0,0,0,0,0,79391.666666666672,96600,96600,27876,27876,27876,27876,0,0,0,0,0,24041,27876,27876,196000,137770,63570,27500,86670,71830,63830,61230,85600,0,66740,156870,435.55555555555554,306.15555555555557,141.26666666666668,61.111111111111114,192.6,159.62222222222223,141.84444444444443,136.06666666666666,190.22222222222223,0,148.3111111111111,348.6,21429.333333333336,15062.853333333334,6950.3200000000006,3006.666666666667,9475.92,7853.4133333333348,6978.7466666666669,6694.4800000000005,9358.9333333333343,0,7296.9066666666668,17151.120000000003,302555.69333333336,658.99166666666679,215,3620000,746000,1448000,1650000,7464000,329495.83333333337,2874279.0866666669,3203774.9200000004,2939588.4,1746327.916666667,0,141683.20833333337,0,0,4827599.5249999994,-7464000,-5840175.3950000005,-4216350.7900000019,-2592526.1850000033,-968701.58000000473,655123.02499999432,2278947.6299999934,3902772.2349999924,5526596.8399999915,7150421.444999991,8774246.0499999896,10398070.65499999,12021895.25999999,13645719.864999991,15269544.469999991,16893369.074999992,18517193.679999992,20141018.284999993,21764842.889999989,23388667.494999986,25012492.099999983,-7464000,-5910100.8564593308,-4423116.0301046232,-3000164.0431623193,-1638487.5006337988,-335447.74701798963,911480.24687273684,2104712.7769117095,3246562.0879537892,4339240.8545012334,5384866.4684222331,6385465.1420308454,7342975.834479278,8259254.00907108,9136075.2287761532,9975138.5969149787,10778070.049679406,11546425.506870246,12281693.886957172,12985299.992303515,13658607.270146905]
["KJ 3","Kotel 10",23,7,4830,142830,142830,142830,142830,0,0,0,0,0,125130,142830,142830,1,1,1,1,0,0,0,0,0,0.8218599033816425,1,1,96600,96600,96600,96600,0,0,0,0,0,79391.666666666672,96600,96600,27876,27876,27876,27876,0,0,0,0,0,24041,27876,27876,196000,137770,63570,27500,86670,71830,63830,61230,85600,0,66740,156870,372.62357414448667,261.92015209125475,120.85551330798479,52.281368821292773,164.77186311787071,136.55893536121673,121.34980988593156,116.40684410646388,162.73764258555133,0,126.88212927756653,298.23193916349811,21388.593155893534,15034.216730038022,6937.1064638783273,3000.9505703422051,9457.9049429657789,7838.4828897338402,6965.4790874524715,6681.7528517110268,9341.1406844106459,0,7283.0342205323186,17118.513307984791,302344.17490494298,658.99166666666679,215,3620000,793000,1448000,1650000,7511000,329495.83333333337,2872269.6615969585,3201765.494930292,2939588.4,1746327.916666667,0,141683.20833333337,0,0,4827599.5249999994,-7511000,-5885165.9699302921,-4259331.9398605851,-2633497.9097908782,-1007663.8797211712,618170.15034853574,2244004.1804182432,3869838.2104879506,5495672.2405576576,7121506.2706273645,8747340.3006970715,10373174.330766778,11999008.360836487,13624842.390906196,15250676.420975905,16876510.451045614,18502344.481115323,20128178.511185031,21754012.541254736,23379846.571324442,25005680.601394147,-7511000,-5955177.9616557825,-4466353.0445799762,-3041640.2052729842,-1678278.6365581593,-373626.41769229807,874844.60514584673,2069553.7179096218,3212816.0267744781,4306846.9443485038,5353766.4826968536,6355603.3614991028,7314298.9393002978,8231710.9754736898,9109617.230185071,9949718.9093347173,10753643.961152561,11522950.230834708,12259128.479334369,12963605.272157013,13637745.74375763]
["KJ 3","Kotel 11",23,7,4830,142830,142830,142830,142830,0,0,0,0,0,125130,142830,142830,1,1,1,1,0,0,0,0,0,0.8218599033816425,1,1,96600,96600,96600,96600,0,0,0,0,0,79391.666666666672,96600,96600,27876,27876,27876,27876,0,0,0,0,0,24041,27876,27876,196000,137770,63570,27500,86670,71830,63830,61230,85600,0,66740,156870,186.31178707224333,130.96007604562737,60.427756653992397,26.140684410646386,82.385931558935354,68.279467680608363,60.674904942965782,58.20342205323194,81.368821292775664,0,63.441064638783267,149.11596958174906,21388.593155893534,15034.216730038022,6937.1064638783273,3000.9505703422051,9457.9049429657789,7838.4828897338402,6965.4790874524715,6681.7528517110268,9341.1406844106459,0,7283.0342205323186,17118.513307984791,302344.17490494298,658.99166666666679,215,3620000,1586000,1448000,1650000,8304000,329495.83333333337,2872269.6615969585,3201765.494930292,2939588.4,1746327.916666667,0,141683.20833333337,0,0,4827599.5249999994,-8304000,-6678165.9699302921,-5052331.9398605851,-3426497.9097908782,-1800663.8797211712,-174829.84965146426,1451004.1804182432,3076838.2104879506,4702672.2405576576,6328506.2706273645,7954340.3006970715,9580174.3307667784,11206008.360836487,12831842.390906196,14457676.420975905,16083510.451045614,17709344.481115323,19335178.511185031,20961012.54125474,22586846.571324445,24212680.60139415,-8304000,-6748177.9616557825,-5259353.0445799762,-3834640.2052729842,-2471278.6365581593,-1166626.4176922981,81844.605145846726,1276553.7179096218,2419816.0267744781,3513846.9443485038,4560766.4826968536,5562603.3614991028,6521298.9393002978,7438710.9754736898,8316617.2301850701,9156718.9093347173,9960643.961152561,10729950.230834708,11466128.479334369,12170605.272157013,12844745.74375763]
["KJ 3","Kotel 7",24,7,5040,149040,149040,149040,149040,0,0,0,0,0,125130,149040,149040,1,1,1,1,0,0,0,0,0,0.76938657407407407,1,1,100800,100800,100800,100800,0,0,0,0,0,77554.166666666672,100800,100800,29088,29088,29088,29088,0,0,0,0,0,23907.5,29088,29088,189790,131560,57360,21290,86670,71830,63830,61230,85600,0,60530,150660,632.63333333333333,438.53333333333336,191.2,70.966666666666669,288.89999999999998,239.43333333333334,212.76666666666668,204.1,285.33333333333331,0,201.76666666666668,502.2,20750.373333333333,14383.893333333333,6271.3599999999988,2327.7066666666665,9475.9199999999983,7853.413333333333,6978.7466666666669,6694.48,9358.9333333333325,0,6617.9466666666667,16472.16,305620.43333333329,682.35416666666674,215,3620000,579000,1448000,1650000,7297000,341177.08333333337,2903394.1166666662,3244571.1999999997,2939588.4,1808238.541666667,0,146706.14583333334,0.7,80500,4975033.0874999994,-7297000,-5566538.1124999998,-3836076.2250000006,-2105614.3375000013,-375152.45000000205,1355309.4374999977,3085771.3249999974,4816233.2124999966,6546695.0999999959,8277156.9874999952,10007618.874999996,11738080.762499996,13468542.649999995,15199004.537499994,16929466.424999993,18659928.312499993,20390390.199999992,22120852.087499991,23851313.97499999,25581775.86249999,27312237.749999989,-7297000,-5641055.610047847,-4056419.8301893277,-2540021.954726629,-1088923.5093077787,299687.44324614503,1628501.7519101871,2900094.391780084,4116929.4538565404,5281364.9199584126,6395657.2320176205,7461965.6646101642,8482356.5091963299,9458807.078178307,10393209.536534267,11287374.568453845,12143034.886080235,12961848.587158121,13745402.368093897,14495214.598654447,15212738.26426263]
["KJ 3","Kotel 8",24,7,5040,149040,149040,149040,149040,0,0,0,0,0,125130,149040,149040,1,1,1,1,0,0,0,0,0,0.76938657407407407,1,1,100800,100800,100800,100800,0,0,0,0,0,77554.166666666672,100800,100800,29088,29088,29088,29088,0,0,0,0,0,23907.5,29088,29088,189790,131560,57360,21290,86670,71830,63830,61230,85600,0,60530,150660,507.45989304812832,351.76470588235293,153.36898395721926,56.925133689839569,231.73796791443851,192.05882352941177,170.66844919786095,163.71657754010695,228.87700534759358,0,161.84491978609626,402.83422459893046,20704.363636363632,14351.999999999998,6257.454545454545,2322.545454545454,9454.9090909090901,7836,6963.2727272727261,6679.6363636363631,9338.181818181818,0,6603.272727272727,16435.63636363636,305382.77272727271,682.35416666666674,215,3620000,680000,1448000,1650000,7398000,341177.08333333337,2901136.3409090908,3242313.4242424243,2939588.4,1808238.541666667,0,146706.14583333334,0.7,80500,4975033.0874999994,-7398000,-5665280.3367424244,-3932560.6734848497,-2199841.0102272751,-467121.34696970042,1265598.3162878747,2998317.9795454498,4731037.6428030245,6463757.3060605992,8196476.9693181738,9929196.6325757504,11661916.295833327,13394635.959090903,15127355.62234848,16860075.285606056,18592794.948863633,20325514.61212121,22058234.275378782,23790953.938636355,25523673.601893928,27256393.265151501,-7398000,-5739895.0590836601,-4153191.7663407512,-2634815.4096489716,-1181823.6807573168,208599.02631603717,1539147.0713623089,2812398.7891099378,4030821.4855191521,5196776.2189250989,6312522.3752944255,7380222.046461246,8401944.2198266238,9379668.7876403835,10315290.383634411,11210622.054442093,12067398.772918344,12887280.800168345,13671856.902799925,14422647.431633973,15141107.267838804]
["KJ 3","Kotel 9",24,7,5040,149040,149040,149040,149040,0,0,0,0,0,125130,149040,149040,1,1,1,1,0,0,0,0,0,0.76938657407407407,1,1,100800,100800,100800,100800,0,0,0,0,0,77554.166666666672,100800,100800,29088,29088,29088,29088,0,0,0,0,0,23907.5,29088,29088,189790,131560,57360,21290,86670,71830,63830,61230,85600,0,60530,150660,421.75555555555553,292.35555555555555,127.46666666666667,47.31111111111111,192.6,159.62222222222223,141.84444444444443,136.06666666666666,190.22222222222223,0,134.51111111111112,334.8,20750.373333333333,14383.893333333333,6271.3600000000006,2327.7066666666669,9475.92,7853.4133333333348,6978.7466666666669,6694.4800000000005,9358.9333333333343,0,6617.9466666666676,16472.16,305620.43333333329,682.35416666666674,215,3620000,746000,1448000,1650000,7464000,341177.08333333337,2903394.1166666662,3244571.1999999997,2939588.4,1808238.541666667,0,146706.14583333334,0.7,80500,4975033.0874999994,-7464000,-5733538.1124999998,-4003076.2250000006,-2272614.3375000013,-542152.45000000205,1188309.4374999977,2918771.3249999974,4649233.2124999966,6379695.0999999959,8110156.9874999952,9840618.8749999963,11571080.762499996,13301542.649999995,15032004.537499994,16762466.424999993,18492928.312499993,20223390.199999992,21953852.087499991,23684313.97499999,25414775.86249999,27145237.749999989,-7464000,-5808055.610047847,-4223419.8301893277,-2707021.954726629,-1255923.5093077787,132687.44324614503,1461501.7519101871,2733094.391780084,3949929.4538565404,5114364.9199584126,6228657.2320176205,7294965.6646101642,8315356.5091963299,9291807.078178307,10226209.536534267,11120374.568453845,11976034.886080235,12794848.587158121,13578402.368093897,14328214.598654447,15045738.26426263]
["KJ 3","Kotel 10",24,7,5040,149040,149040,149040,149040,0,0,0,0,0,125130,149040,149040,1,1,1,1,0,0,0,0,0,0.76938657407407407,1,1,100800,100800,100800,100800,0,0,0,0,0,77554.166666666672,100800,100800,29088,29088,29088,29088,0,0,0,0,0,23907.5,29088,29088,189790,131560,57360,21290,86670,71830,63830,61230,85600,0,60530,150660,360.81749049429658,250.11406844106463,109.04942965779468,40.475285171102662,164.77186311787071,136.55893536121673,121.34980988593156,116.40684410646388,162.73764258555133,0,115.07604562737643,286.42585551330797,20710.923954372622,14356.547528517109,6259.4372623574145,2323.2813688212927,9457.9049429657789,7838.4828897338402,6965.4790874524715,6681.7528517110268,9341.1406844106459,0,6605.3650190114067,16440.844106463876,305416.65969581745,682.35416666666674,215,3620000,793000,1448000,1650000,7511000,341177.08333333337,2901458.2671102658,3242635.3504435993,2939588.4,1808238.541666667,0,146706.14583333334,0.7,80500,4975033.0874999994,-7511000,-5778602.2629436003,-4046204.5258871997,-2313806.7888307991,-581409.05177439842,1150988.6852820017,2883386.4223384019,4615784.1593948025,6348181.8964512032,8080579.6335076038,9812977.3705640025,11545375.107620403,13277772.844676804,15010170.581733204,16742568.318789605,18474966.055846006,20207363.792902406,21939761.529958807,23672159.267015208,25404557.004071608,27136954.741128009,-7511000,-5853203.1224340666,-4266794.6271556616,-2748700.3733007284,-1295978.5992768686,94185.777779456461,1424486.617067806,2697501.7742815376,3915698.0969741037,5081436.2048138799,6196975.0639906991,7264476.3646383733,8286008.7097557653,9263551.6237436999,10198999.388325457,11094164.713284075,11950782.249129644,12770511.948503392,13554942.282832338,14305593.320467694,15023919.672271863]
["KJ 3","Kotel 11",24,7,5040,149040,149040,149040,149040,0,0,0,0,0,125130,149040,149040,1,1,1,1,0,0,0,0,0,0.76938657407407407,1,1,100800,100800,100800,100800,0,0,0,0,0,77554.166666666672,100800,100800,29088,29088,29088,29088,0,0,0,0,0,23907.5,29088,29088,189790,131560,57360,21290,86670,71830,63830,61230,85600,0,60530,150660,180.40874524714829,125.05703422053232,54.524714828897338,20.237642585551331,82.385931558935354,68.279467680608363,60.674904942965782,58.20342205323194,81.368821292775664,0,57.538022813688215,143.21292775665398,20710.923954372622,14356.547528517109,6259.4372623574145,2323.2813688212927,9457.9049429657789,7838.4828897338402,6965.4790874524715,6681.7528517110268,9341.1406844106459,0,6605.3650190114067,16440.844106463876,305416.65969581745,682.35416666666674,215,3620000,1586000,1448000,1650000,8304000,341177.08333333337,2901458.2671102658,3242635.3504435993,2939588.4,1808238.541666667,0,146706.14583333334,0.7,80500,4975033.0874999994,-8304000,-6571602.2629436003,-4839204.5258871997,-3106806.7888307991,-1374409.0517743984,357988.6852820022,2090386.4223384024,3822784.1593948025,5555181.8964512032,7287579.6335076038,9019977.3705640044,10752375.107620403,12484772.844676804,14217170.581733204,15949568.318789605,17681966.055846006,19414363.792902406,21146761.529958807,22879159.267015208,24611557.004071608,26343954.741128009,-8304000,-6646203.1224340666,-5059794.6271556616,-3541700.3733007284,-2088978.5992768686,-698814.22222054354,631486.61706780596,1904501.7742815376,3122698.0969741037,4288436.2048138799,5403975.0639906991,6471476.3646383733,7493008.7097557653,8470551.6237436999,9405999.3883254565,10301164.713284075,11157782.249129644,11977511.948503392,12761942.282832338,13512593.320467694,14230919.672271863]
["KJ 4","Kotel 9",9,12,3240,71010,71010,71010,71010,71010,71010,63830,61230,71010,71010,71010,71010,1,1,1,1,1,1,0.87456324248777073,0.82914046121593288,1,1,1,1,53730,53730,53730,53730,53730,53730,47091.886792452824,44688.113207547169,53730,53730,53730,53730,15282,15282,15282,15282,15282,15282,13683.433962264151,13104.566037735849,15282,15282,15282,15282,267820,209590,135390,99320,15660,820,0,0,14590,54120,138560,228690,595.15555555555557,465.75555555555553,300.86666666666667,220.71111111111111,34.799999999999997,1.8222222222222222,0,0,32.422222222222224,120.26666666666667,307.9111111111111,508.2,29281.653333333335,22915.173333333332,14802.640000000001,10858.986666666668,1712.1599999999999,89.653333333333336,0,0,1595.1733333333336,5917.12,15149.226666666667,25003.440000000002,306933.22666666668,629.08000000000004,1115,4850000,746000,1940000,1650000,9186000,314540,2915865.6533333333,3230405.6533333333,2939588.4,1667062,0,701424.20000000007,0,0,5308074.6000000006,-9186000,-7108331.0533333318,-5030662.1066666646,-2952993.1599999974,-875324.21333333012,1202344.7333333371,3280013.6800000044,5357682.6266666716,7435351.5733333388,9513020.520000007,11590689.466666674,13668358.413333341,15746027.360000011,17823696.30666668,19901365.253333349,21979034.200000018,24056703.146666687,26134372.093333356,28212041.040000025,30289709.986666694,32367378.933333363,-9186000,-7197800.051036682,-5295216.3678181954,-3474562.1255038539,-1732309.2620451541,-65081.641510513145,1530351.488187708,3057081.755841508,4518067.6579025611,5916140.2914538085,7254008.8403066769,8534265.8248548768,9759392.1258579381,10931761.791889576,12053646.639766742,13127220.656874077,14154564.21391459,15137668.096250009,16078437.361642754,16978695.031875044,17840185.62539877]
["KJ 4","Kotel 10",9,12,3240,71010,71010,71010,71010,71010,71010,63830,61230,71010,71010,71010,71010,1,1,1,1,1,1,0.87456324248777073,0.82914046121593288,1,1,1,1,53730,53730,53730,53730,53730,53730,47091.886792452824,44688.113207547169,53730,53730,53730,53730,15282,15282,15282,15282,15282,15282,13683.433962264151,13104.566037735849,15282,15282,15282,15282,267820,209590,135390,99320,15660,820,0,0,14590,54120,138560,228690,509.16349809885929,398.46007604562737,257.3954372623574,188.8212927756654,29.771863117870723,1.55893536121673,0,0,27.737642585551331,102.88973384030419,263.42205323193917,434.77186311787074,29225.984790874521,22871.608365019012,14774.498098859314,10838.342205323193,1708.9049429657794,89.482889733840295,0,0,1592.1406844106464,5905.8707224334603,15120.425855513307,24955.904942965779,306691.16349809885,629.08000000000004,1115,4850000,793000,1940000,1650000,9233000,314540,2913566.0532319392,3228106.0532319392,2939588.4,1667062,0,701424.20000000007,0,0,5308074.6000000006,-9233000,-7153031.4532319391,-5073062.9064638773,-2993094.3596958155,-913125.81292775366,1166842.7338403077,3246811.280608369,5326779.8273764309,7406748.3741444927,9486716.9209125545,11566685.467680614,13646654.014448676,15726622.561216738,17806591.1079848,19886559.654752862,21966528.201520924,24046496.748288985,26126465.295057047,28206433.841825109,30286402.388593171,32366370.935361233,-9233000,-7242599.4767769743,-5337909.9808697728,-3515240.6067958958,-1771059.3875864439,-101986.45054390631,1495212.5322719195,3023632.6115215137,4486235.5581718432,5885855.6028133072,7225204.9278290616,8506878.9230594486,9733361.2151459437,10907028.480300484,12030155.049826361,13104917.317315239,14133397.956060577,15117589.954859942,16059400.4800268,16960654.571095563,17823098.67738146]
["KJ 4","Kotel 11",9,12,3240,71010,71010,71010,71010,71010,71010,63830,61230,71010,71010,71010,71010,1,1,1,1,1,1,0.87456324248777073,0.82914046121593288,1,1,1,1,53730,53730,53730,53730,53730,53730,47091.886792452824,44688.113207547169,53730,53730,53730,53730,15282,15282,15282,15282,15282,15282,13683.433962264151,13104.566037735849,15282,15282,15282,15282,267820,209590,135390,99320,15660,820,0,0,14590,54120,138560,228690,254.58174904942965,199.23003802281369,128.6977186311787,94.410646387832699,14.885931558935361,0.77946768060836502,0,0,13.868821292775666,51.444866920152094,131.71102661596959,217.38593155893537,29225.984790874521,22871.608365019012,14774.498098859314,10838.342205323193,1708.9049429657794,89.482889733840295,0,0,1592.1406844106464,5905.8707224334603,15120.425855513307,24955.904942965779,306691.16349809885,629.08000000000004,1115,4850000,1586000,1940000,1650000,10026000,314540,2913566.0532319392,3228106.0532319392,2939588.4,1667062,0,701424.20000000007,0,0,5308074.6000000006,-10026000,-7946031.4532319391,-5866062.9064638773,-3786094.3596958155,-1706125.8129277537,373842.73384030815,2453811.2806083695,4533779.8273764309,6613748.3741444927,8693716.9209125545,10773685.467680614,12853654.014448676,14933622.561216738,17013591.1079848,19093559.654752862,21173528.201520924,23253496.748288985,25333465.295057047,27413433.841825109,29493402.388593171,31573370.935361233,-10026000,-8035599.4767769743,-6130909.9808697728,-4308240.6067958958,-2564059.3875864437,-894986.45054390607,702212.53227191977,2230632.6115215141,3693235.5581718436,5092855.6028133072,6432204.9278290616,7713878.9230594486,8940361.2151459437,10114028.480300484,11237155.049826361,12311917.317315239,13340397.956060577,14324589.954859942,15266400.4800268,16167654.571095563,17030098.67738146]
["KJ 4","Kotel 9",10,11,3300,78900,78900,78900,78900,78900,71830,63830,0,78900,78900,78900,78900,1,1,1,1,1,0.88883647798742138,0.76305031446540883,0,1,1,1,1,59700,59700,59700,59700,59700,53163.584905660377,45767.358490566039,0,59700,59700,59700,59700,16980,16980,16980,16980,16980,15405.924528301886,13624.792452830188,0,16980,16980,16980,16980,259930,201700,127500,91430,7770,0,0,61230,6700,46230,130670,220800,577.62222222222226,448.22222222222223,283.33333333333331,203.17777777777778,17.266666666666666,0,0,136.06666666666666,14.888888888888889,102.73333333333333,290.37777777777779,490.66666666666669,28419.013333333336,22052.533333333336,13940,9996.3466666666664,849.52,0,0,6694.4800000000005,732.53333333333342,5054.4800000000005,14286.586666666668,24140.800000000003,308017.01031446544,636.23094339622639,1115,4850000,746000,1940000,1650000,9186000,318115.47169811319,2926161.5979874218,3244277.069685535,2939588.4,1686012,0,709397.50188679248,0,0,5334997.9018867929,-9186000,-7095279.1677987427,-5004558.3355974853,-2913837.503396228,-823116.67119497061,1267604.1610062872,3358324.993207545,5449045.8254088033,7539766.6576100606,9630487.489811318,11721208.322012575,13811929.154213833,15902649.98641509,17993370.818616346,20084091.650817603,22174812.48301886,24265533.315220118,26356254.147421375,28446974.979622632,30537695.81182389,32628416.644025147,-9186000,-7185310.2084198482,-5270774.5226972159,-3438682.9574123994,-1685485.2872833884,-7784.1675427081063,1597671.4494340196,3133992.6140050506,4604156.4078529272,6011011.7129705129,7357284.7322217915,8645584.2721751686,9878406.7984463423,11058141.273346987,12187073.785213633,13267391.978387456,14301189.292429393,15290469.018785313,16237148.182762271,17143061.258338306,18009963.723004371]
["KJ 4","Kotel 10",10,11,3300,78900,78900,78900,78900,78900,71830,63830,0,78900,78900,78900,78900,1,1,1,1,1,0.88883647798742138,0.76305031446540883,0,1,1,1,1,59700,59700,59700,59700,59700,53163.584905660377,45767.358490566039,0,59700,59700,59700,59700,16980,16980,16980,16980,16980,15405.924528301886,13624.792452830188,0,16980,16980,16980,16980,259930,201700,127500,91430,7770,0,0,61230,6700,46230,130670,220800,494.16349809885929,383.46007604562737,242.3954372623574,173.8212927756654,14.771863117870723,0,0,116.40684410646388,12.737642585551331,87.889733840304189,248.42205323193917,419.77186311787074,28364.984790874521,22010.608365019012,13913.498098859314,9977.3422053231934,847.90494296577947,0,0,6681.7528517110268,731.14068441064637,5044.8707224334603,14259.425855513307,24094.904942965779,307777.1504412081,636.23094339622639,1115,4850000,793000,1940000,1650000,9233000,318115.47169811319,2923882.9291914771,3241998.4008895904,2939588.4,1686012,0,709397.50188679248,0,0,5334997.9018867929,-9233000,-7140000.4990027975,-5047000.9980055951,-2954001.4970083926,-861001.99601119012,1231997.5049860124,3324997.0059832148,5417996.5069804173,7510996.0079776198,9603995.5089748222,11696995.009972025,13789994.510969227,15882994.01196643,17975993.51296363,20068993.013960831,22161992.514958031,24254992.015955232,26347991.516952433,28440991.017949633,30533990.518946834,32626990.019944035,-9233000,-7230129.6641175095,-5313507.3331294805,-3479418.978117012,-1724310.5044208698,-44780.864520255243,1562424.5325138259,3100420.1277617505,4572186.247616224,5980574.8790559117,7328315.1962230764,8618018.8490146212,9852185.0239347611,11033205.287016235,12163368.218194678,13244863.846116634,14279787.891974965,15270145.830595378,16217856.776643619,17124757.20348404,17992604.501895927]
["KJ 4","Kotel 11",10,11,3300,78900,78900,78900,78900,78900,71830,63830,0,78900,78900,78900,78900,1,1,1,1,1,0.88883647798742138,0.76305031446540883,0,1,1,1,1,59700,59700,59700,59700,59700,53163.584905660377,45767.358490566039,0,59700,59700,59700,59700,16980,16980,16980,16980,16980,15405.924528301886,13624.792452830188,0,16980,16980,16980,16980,259930,201700,127500,91430,7770,0,0,61230,6700,46230,130670,220800,247.08174904942965,191.73003802281369,121.1977186311787,86.910646387832699,7.3859315589353614,0,0,58.20342205323194,6.3688212927756656,43.944866920152094,124.21102661596959,209.88593155893537,28364.984790874521,22010.608365019012,13913.498098859314,9977.3422053231934,847.90494296577947,0,0,6681.7528517110268,731.14068441064637,5044.8707224334603,14259.425855513307,24094.904942965779,307777.1504412081,636.23094339622639,1115,4850000,1586000,1940000,1650000,10026000,318115.47169811319,2923882.9291914771,3241998.4008895904,2939588.4,1686012,0,709397.50188679248,0,0,5334997.9018867929,-10026000,-7933000.4990027975,-5840000.9980055951,-3747001.4970083926,-1654001.9960111901,438997.50498601235,2531997.0059832148,4624996.5069804173,6717996.0079776198,8810995.5089748222,10903995.009972025,12996994.510969227,15089994.01196643,17182993.51296363,19275993.013960831,21368992.514958031,23461992.015955232,25554991.516952433,27647991.017949633,29740990.518946834,31833990.019944035,-10026000,-8023129.6641175095,-6106507.3331294805,-4272418.9781170115,-2517310.5044208691,-837780.86452025454,769424.53251382662,2307420.1277617514,3779186.2476162249,5187574.8790559126,6535315.1962230774,7825018.8490146231,9059185.0239347629,10240205.287016235,11370368.218194678,12451863.846116634,13486787.891974965,14477145.830595378,15424856.776643619,16331757.203484042,17199604.501895931]
["KJ 4","Kotel 9",11,10,3300,86790,86790,86790,86790,86670,71830,0,0,85600,86790,86790,86790,1,1,1,1,0.99828473413379071,0.78616352201257866,0,0,0.98299028016009149,1,1,1,65670,65670,65670,65670,65559.056603773584,51839.056603773584,0,0,64569.811320754714,65670,65670,65670,18678,18678,18678,18678,18651.283018867925,15347.283018867924,0,0,18413.056603773584,18678,18678,18678,252040,193810,119610,83540,0,0,63830,61230,0,38340,122780,212910,560.08888888888885,430.68888888888887,265.8,185.64444444444445,0,0,141.84444444444443,136.06666666666666,0,85.2,272.84444444444443,473.13333333333333,27556.373333333333,21189.893333333333,13077.36,9133.7066666666669,0,0,6978.7466666666669,6694.4800000000005,0,4191.84,13423.946666666667,23278.16,308682.12930817605,641.65792452830192,1115,4850000,746000,1940000,1650000,9186000,320828.96226415096,2932480.2284276723,3253309.1906918231,2939588.4,1700393.5,0,715448.5858490566,0,0,5355430.4858490573,-9186000,-7083878.7048427658,-4981757.4096855326,-2879636.1145282984,-777514.81937106419,1324606.47578617,3426727.7709434042,5528849.0661006384,7630970.3612578725,9733091.6564151067,11835212.95157234,13937334.246729575,16039455.54188681,18141576.837044045,20243698.13220128,22345819.427358512,24447940.722515743,26550062.017672975,28652183.312830206,30754304.607987437,32856425.903144669,-9186000,-7174400.6744906846,-5249425.2433812916,-3407343.4911234993,-1644585.8334605403,42263.599709755508,1656473.5836047756,3201172.132786613,4679352.5626256922,6093879.2897444284,7447493.3826810177,8742817.8735294286,9982362.8408484831,11168530.273689684,12303618.726169301,13389827.771604342,14429262.264843615,15423936.421053445,16375777.718861897,17286630.635425009,18158260.220652867]
["KJ 4","Kotel 10",11,10,3300,86790,86790,86790,86790,86670,71830,0,0,85600,86790,86790,86790,1,1,1,1,0.99828473413379071,0.78616352201257866,0,0,0.98299028016009149,1,1,1,65670,65670,65670,65670,65559.056603773584,51839.056603773584,0,0,64569.811320754714,65670,65670,65670,18678,18678,18678,18678,18651.283018867925,15347.283018867924,0,0,18413.056603773584,18678,18678,18678,252040,193810,119610,83540,0,0,63830,61230,0,38340,122780,212910,479.16349809885929,368.46007604562737,227.3954372623574,158.8212927756654,0,0,121.34980988593156,116.40684410646388,0,72.889733840304189,233.42205323193917,404.77186311787074,27503.984790874521,21149.608365019012,13052.498098859314,9116.3422053231934,0,0,6965.4790874524715,6681.7528517110268,0,4183.8707224334603,13398.425855513307,23233.904942965779,308443.4895616615,641.65792452830192,1115,4850000,793000,1940000,1650000,9233000,320828.96226415096,2930213.1508357842,3251042.113099935,2939588.4,1700393.5,0,715448.5858490566,0,0,5355430.4858490573,-9233000,-7128611.6272508772,-5024223.2545017553,-2919834.8817526335,-815446.50900351163,1288941.8637456107,3393330.236494733,5497718.6092438549,7602106.9819929767,9706495.3547420986,11810883.727491222,13915272.100240346,16019660.47298947,18124048.845738593,20228437.218487717,22332825.591236837,24437213.963985957,26541602.336735077,28645990.709484197,30750379.082233317,32854767.454982437,-9233000,-7219231.2222496439,-5292179.7602875801,-3448111.3756348873,-1683452.6343404443,5216.0176159604453,1621166.8807321375,3167531.3430442684,4647305.9481276479,6063358.2017959533,7418432.1287512695,8715153.5899525285,9956035.3710063659,11143482.05144066,12279794.664296445,13367175.15506753,14407730.648628376,15403477.532418661,16356345.363796923,17268180.609134972,18140750.221898656]
["KJ 4","Kotel 11",11,10,3300,86790,86790,86790,86790,86670,71830,0,0,85600,86790,86790,86790,1,1,1,1,0.99828473413379071,0.78616352201257866,0,0,0.98299028016009149,1,1,1,65670,65670,65670,65670,65559.056603773584,51839.056603773584,0,0,64569.811320754714,65670,65670,65670,18678,18678,18678,18678,18651.283018867925,15347.283018867924,0,0,18413.056603773584,18678,18678,18678,252040,193810,119610,83540,0,0,63830,61230,0,38340,122780,212910,239.58174904942965,184.23003802281369,113.6977186311787,79.410646387832699,0,0,60.674904942965782,58.20342205323194,0,36.444866920152094,116.71102661596959,202.38593155893537,27503.984790874521,21149.608365019012,13052.498098859314,9116.3422053231934,0,0,6965.4790874524715,6681.7528517110268,0,4183.8707224334603,13398.425855513307,23233.904942965779,308443.4895616615,641.65792452830192,1115,4850000,1586000,1940000,1650000,10026000,320828.96226415096,2930213.1508357842,3251042.113099935,2939588.4,1700393.5,0,715448.5858490566,0,0,5355430.4858490573,-10026000,-7921611.6272508772,-5817223.2545017553,-3712834.8817526335,-1608446.5090035116,495941.86374561023,2600330.2364947326,4704718.6092438549,6809106.9819929767,8913495.3547420986,11017883.727491222,13122272.100240346,15226660.47298947,17331048.845738593,19435437.218487717,21539825.591236841,23644213.963985961,25748602.336735081,27852990.709484201,29957379.082233321,32061767.454982441,-10026000,-8012231.2222496439,-6085179.7602875801,-4241111.3756348873,-2476452.6343404446,-787783.98238403979,828166.88073213724,2374531.343044268,3854305.9481276469,5270358.2017959524,6625432.1287512686,7922153.5899525285,9163035.3710063659,10350482.05144066,11486794.664296445,12574175.15506753,13614730.648628376,14610477.532418661,15563345.363796923,16475180.609134974,17347750.22189866]
["KJ 4","Kotel 8",12,9,3240,94680,94680,94680,94680,86670,0,0,0,85600,94680,94680,94680,1,1,1,1,0.89504716981132071,0,0,0,0.88102725366876311,1,1,1,71640,71640,71640,71640,64234.528301886792,0,0,0,63245.283018867922,71640,71640,71640,20376,20376,20376,20376,18592.641509433961,0,0,0,18354.415094339623,20376,20376,20376,244150,185920,111720,75650,0,71830,63830,61230,0,30450,114890,205020,652.80748663101599,497.11229946524065,298.71657754010693,202.27272727272728,0,192.05882352941177,170.66844919786095,163.71657754010695,0,81.417112299465245,307.19251336898395,548.18181818181813,26634.545454545452,20282.181818181816,12187.636363636362,8252.7272727272721,0,7836,6963.2727272727261,6679.6363636363631,0,3321.818181818182,12533.454545454544,22365.818181818177,306636.14751286444,628.95981132075474,1115,4850000,680000,1940000,1650000,9120000,314479.90566037735,2913043.401372212,3227523.3070325893,2939588.4,1666743.5,0,701290.18962264154,0,0,5307622.0896226419,-9120000,-7039901.217409947,-4959802.4348198948,-2879703.6522298427,-799604.86963979062,1280493.912950262,3360592.6955403145,5440691.4781303667,7520790.2607204188,9600889.0433104709,11680987.825900525,13761086.608490579,15841185.391080633,17921284.173670687,20001382.956260741,22081481.738850795,24161580.521440849,26241679.304030903,28321778.086620957,30401876.869211011,32481975.651801065,-9120000,-7129474.849196122,-5224666.0924459994,-3401882.5931635853,-1657592.1632282604,11585.28168592602,1608884.2720344299,3137400.0522722327,4600094.578815585,5999802.2597183138,7339235.4471850405,8620989.6935646832,9847548.7810093183,11021289.534544853,12144486.427880295,13219315.990880717,14247861.027244756,15232114.650559627,16173984.146554718,17075294.669038061,17937792.776677623]
["KJ 4","Kotel 9",12,9,3240,94680,94680,94680,94680,86670,0,0,0,85600,94680,94680,94680,1,1,1,1,0.89504716981132071,0,0,0,0.88102725366876311,1,1,1,71640,71640,71640,71640,64234.528301886792,0,0,0,63245.283018867922,71640,71640,71640,20376,20376,20376,20376,18592.641509433961,0,0,0,18354.415094339623,20376,20376,20376,244150,185920,111720,75650,0,71830,63830,61230,0,30450,114890,205020,542.55555555555554,413.15555555555557,248.26666666666668,168.11111111111111,0,159.62222222222223,141.84444444444443,136.06666666666666,0,67.666666666666671,255.3111111111111,455.6,26693.733333333334,20327.253333333334,12214.720000000001,8271.0666666666675,0,7853.4133333333348,6978.7466666666669,6694.4800000000005,0,3329.2000000000003,12561.306666666667,22415.520000000004,306918.49660377362,628.95981132075474,1115,4850000,746000,1940000,1650000,9186000,314479.90566037735,2915725.7177358493,3230205.6233962267,2939588.4,1666743.5,0,701290.18962264154,0,0,5307622.0896226419,-9186000,-7108583.5337735852,-5031167.0675471695,-2953750.6013207538,-876334.1350943381,1201082.3311320771,3278498.7973584924,5355915.2635849081,7433331.7298113238,9510748.1960377395,11588164.662264153,13665581.128490567,15742997.594716981,17820414.060943395,19897830.527169809,21975246.993396223,24052663.45962264,26130079.925849058,28207496.392075475,30284912.858301893,32362329.32452831,-9186000,-7198041.6591134779,-5295689.1797962319,-3475256.1852342738,-1733215.0421127828,-66190.024771643104,1529049.2262725099,3055593.9641138045,4516402.3256844217,5914305.0640295101,7252011.0337377284,8532112.4401570763,9757089.8625679351,10929317.061047226,12051065.576338414,13124509.131640986,14151727.844849188,15134712.259402493,16075367.201558765,16975515.471564766,17836901.375876728]
["KJ 4","Kotel 10",12,9,3240,94680,94680,94680,94680,86670,0,0,0,85600,94680,94680,94680,1,1,1,1,0.89504716981132071,0,0,0,0.88102725366876311,1,1,1,71640,71640,71640,71640,64234.528301886792,0,0,0,63245.283018867922,71640,71640,71640,20376,20376,20376,20376,18592.641509433961,0,0,0,18354.415094339623,20376,20376,20376,244150,185920,111720,75650,0,71830,63830,61230,0,30450,114890,205020,464.16349809885929,353.46007604562737,212.3954372623574,143.8212927756654,0,136.55893536121673,121.34980988593156,116.40684410646388,0,57.889733840304181,218.42205323193917,389.77186311787074,26642.984790874521,20288.608365019012,12191.498098859314,8255.3422053231934,0,7838.4828897338402,6965.4790874524715,6681.7528517110268,0,3322.8707224334598,12537.425855513307,22372.904942965779,306676.40641365951,628.95981132075474,1115,4850000,793000,1940000,1650000,9233000,314479.90566037735,2913425.8609297653,3227905.7665901426,2939588.4,1666743.5,0,701290.18962264154,0,0,5307622.0896226419,-9233000,-7153283.6769675007,-5073567.3539350005,-2993851.0309025012,-914134.7078700019,1165581.6151624974,3245297.9381949967,5325014.261227496,7404730.5842599953,9484446.9072924946,11564163.230324995,13643879.553357493,15723595.876389991,17803312.19942249,19883028.522454988,21962744.845487487,24042461.168519985,26122177.491552483,28201893.814584982,30281610.13761748,32361326.460649978,-9233000,-7242840.8392033502,-5338382.3121252162,-3515933.9608542742,-1771964.2467194013,-103093.70687741763,1493911.5944067775,3022146.3324777773,4484571.9191485904,5884022.2413216177,7223209.1524919793,8504727.7277746219,9731061.292638395,10904586.235091766,12027576.610645231,13102208.548973907,14130564.470819529,15114637.123303378,16056333.44146974,16957478.243542813,17819817.767057717]
["KJ 4","Kotel 11",12,9,3240,94680,94680,94680,94680,86670,0,0,0,85600,94680,94680,94680,1,1,1,1,0.89504716981132071,0,0,0,0.88102725366876311,1,1,1,71640,71640,71640,71640,64234.528301886792,0,0,0,63245.283018867922,71640,71640,71640,20376,20376,20376,20376,18592.641509433961,0,0,0,18354.415094339623,20376,20376,20376,244150,185920,111720,75650,0,71830,63830,61230,0,30450,114890,205020,232.08174904942965,176.73003802281369,106.1977186311787,71.910646387832699,0,68.279467680608363,60.674904942965782,58.20342205323194,0,28.944866920152091,109.21102661596959,194.88593155893537,26642.984790874521,20288.608365019012,12191.498098859314,8255.3422053231934,0,7838.4828897338402,6965.4790874524715,6681.7528517110268,0,3322.8707224334598,12537.425855513307,22372.904942965779,306676.40641365951,628.95981132075474,1115,4850000,1586000,1940000,1650000,10026000,314479.90566037735,2913425.8609297653,3227905.7665901426,2939588.4,1666743.5,0,701290.18962264154,0,0,5307622.0896226419,-10026000,-7946283.6769675007,-5866567.3539350005,-3786851.0309025021,-1707134.7078700028,372581.61516249646,2452297.9381949957,4532014.261227495,6611730.5842599943,8691446.9072924927,10771163.230324991,12850879.553357489,14930595.876389988,17010312.199422486,19090028.522454984,21169744.845487483,23249461.168519985,25329177.491552483,27408893.814584982,29488610.13761748,31568326.460649978,-10026000,-8035840.8392033502,-6131382.3121252162,-4308933.9608542742,-2564964.2467194013,-896093.70687741763,700911.59440677753,2229146.3324777773,3691571.9191485909,5091022.2413216177,6430209.1524919793,7711727.7277746219,8938061.292638395,10111586.235091766,11234576.610645231,12309208.548973907,13337564.470819529,14321637.123303378,15263333.44146974,16164478.243542815,17026817.767057717]
["KJ 4","Kotel 8",13,9,3510,102570,102570,102570,102570,86670,0,0,0,85600,102570,102570,102570,1,1,1,1,0.80769230769230771,0,0,0,0.79475084663763906,1,1,1,77610,77610,77610,77610,62910,0,0,0,61920.75471698113,77610,77610,77610,22074,22074,22074,22074,18534,0,0,0,18295.773584905659,22074,22074,22074,236260,178030,103830,67760,0,71830,63830,61230,0,22560,107000,197130,631.7112299465241,476.01604278074865,277.62032085561498,181.1764705882353,0,192.05882352941177,170.66844919786095,163.71657754010695,0,60.320855614973262,286.096256684492,527.08556149732624,25773.81818181818,19421.454545454544,11326.90909090909,7392,0,7836,6963.2727272727261,6679.6363636363631,0,2461.090909090909,11672.727272727274,21505.090909090908,312379.77358490566,668.10075471698121,1115,4850000,680000,1940000,1650000,9120000,334050.3773584906,2967607.8490566039,3301658.2264150945,2939588.4,1770467.0000000002,0,744932.34150943405,0,0,5454987.7415094348,-9120000,-6966670.4849056592,-4813340.9698113194,-2660011.4547169795,-506681.93962263968,1646647.5754717006,3799977.0905660409,5953306.6056603808,8106636.1207547206,10259965.635849062,12413295.150943402,14566624.666037742,16719954.181132082,18873283.696226422,21026613.211320762,23179942.726415101,25333272.241509441,27486601.756603781,29639931.271698121,31793260.786792461,33946590.301886804,-9120000,-7059397.5932111572,-5087529.2613558052,-3200573.9198674299,-1394875.0284909941,333066.49435726972,1986599.0521068047,3568926.85856569,5083116.1470430922,6532101.1120932382,7918689.5953948125,9245568.5267838798,10515309.130983945,11730371.910122763,12893111.41169101,14005780.791182155,15070536.178255022,16089440.854879774,17064469.253563747,17997510.783404872,18890373.491386808]
["KJ 4","Kotel 9",13,9,3510,102570,102570,102570,102570,86670,0,0,0,85600,102570,102570,102570,1,1,1,1,0.80769230769230771,0,0,0,0.79475084663763906,1,1,1,77610,77610,77610,77610,62910,0,0,0,61920.75471698113,77610,77610,77610,22074,22074,22074,22074,18534,0,0,0,18295.773584905659,22074,22074,22074,236260,178030,103830,67760,0,71830,63830,61230,0,22560,107000,197130,525.02222222222224,395.62222222222221,230.73333333333332,150.57777777777778,0,159.62222222222223,141.84444444444443,136.06666666666666,0,50.133333333333333,237.77777777777777,438.06666666666666,25831.093333333334,19464.613333333335,11352.08,7408.4266666666672,0,7853.4133333333348,6978.7466666666669,6694.4800000000005,0,2466.56,11698.666666666668,21552.880000000001,312648.73358490568,668.10075471698121,1115,4850000,746000,1940000,1650000,9186000,334050.3773584906,2970162.969056604,3304213.3464150946,2939588.4,1770467.0000000002,0,744932.34150943405,0,0,5454987.7415094348,-9186000,-7035225.6049056603,-4884451.2098113196,-2733676.8147169789,-582902.41962263826,1567871.9754717019,3718646.3705660421,5869420.7656603828,8020195.1607547235,10170969.555849064,12321743.950943403,14472518.346037742,16623292.741132081,18774067.136226419,20924841.531320758,23075615.926415097,25226390.321509436,27377164.716603775,29527939.111698113,31678713.506792452,33829487.901886791,-9186000,-7127842.6841202481,-5158314.1521779019,-3273597.8536684797,-1470041.587152286,255849.57697804295,1907420.0689687885,3487870.3005388798,5000262.8666346613,6447528.4801234473,7832471.6509261131,9157776.1205937359,10426010.062859405,11639631.060242821,12800990.866351351,13912339.963105926,14975831.921722744,15993527.575901518,16967399.015307043,17899333.407082666,18791136.652800966]
["KJ 4","Kotel 10",13,9,3510,102570,102570,102570,102570,86670,0,0,0,85600,102570,102570,102570,1,1,1,1,0.80769230769230771,0,0,0,0.79475084663763906,1,1,1,77610,77610,77610,77610,62910,0,0,0,61920.75471698113,77610,77610,77610,22074,22074,22074,22074,18534,0,0,0,18295.773584905659,22074,22074,22074,236260,178030,103830,67760,0,71830,63830,61230,0,22560,107000,197130,449.16349809885929,338.46007604562737,197.3954372623574,128.8212927756654,0,136.55893536121673,121.34980988593156,116.40684410646388,0,42.889733840304181,203.42205323193917,374.77186311787074,25781.984790874521,19427.608365019012,11330.498098859314,7394.3422053231934,0,7838.4828897338402,6965.4790874524715,6681.7528517110268,0,2461.8707224334598,11676.425855513307,21511.904942965779,312418.12339479156,668.10075471698121,1115,4850000,793000,1940000,1650000,9233000,334050.3773584906,2967972.17225052,3302022.5496090106,2939588.4,1770467.0000000002,0,744932.34150943405,0,0,5454987.7415094348,-9233000,-7080034.8080995763,-4927069.6161991516,-2774104.424298727,-621139.23239830229,1531825.9595021219,3684791.1514025461,5837756.3433029708,7990721.5352033954,10143686.727103818,12296651.919004243,14449617.110904668,16602582.302805092,18755547.494705517,20908512.686605942,23061477.878506366,25214443.070406791,27367408.262307215,29520373.45420764,31673338.646108065,33826303.838008493,-9233000,-7172746.2278464837,-5201211.5176517311,-3314575.4313409631,-1509182.04731152,218467.12400852144,1871719.9195300923,3453780.0109382942,4967713.112764325,6416452.9231241625,7802806.8086359687,9129461.2445324343,10398987.020509914,11613844.222402239,12776386.999332694,13888868.125581933,14953443.366011826,15972175.653504547,16947039.086511936,17879922.75446159,18772634.398432553]
["KJ 4","Kotel 11",13,9,3510,102570,102570,102570,102570,86670,0,0,0,85600,102570,102570,102570,1,1,1,1,0.80769230769230771,0,0,0,0.79475084663763906,1,1,1,77610,77610,77610,77610,62910,0,0,0,61920.75471698113,77610,77610,77610,22074,22074,22074,22074,18534,0,0,0,18295.773584905659,22074,22074,22074,236260,178030,103830,67760,0,71830,63830,61230,0,22560,107000,197130,224.58174904942965,169.23003802281369,98.697718631178702,64.410646387832699,0,68.279467680608363,60.674904942965782,58.20342205323194,0,21.444866920152091,101.71102661596959,187.38593155893537,25781.984790874521,19427.608365019012,11330.498098859314,7394.3422053231934,0,7838.4828897338402,6965.4790874524715,6681.7528517110268,0,2461.8707224334598,11676.425855513307,21511.904942965779,312418.12339479156,668.10075471698121,1115,4850000,1586000,1940000,1650000,10026000,334050.3773584906,2967972.17225052,3302022.5496090106,2939588.4,1770467.0000000002,0,744932.34150943405,0,0,5454987.7415094348,-10026000,-7873034.8080995763,-5720069.6161991516,-3567104.424298727,-1414139.2323983023,738825.95950212236,2891791.1514025466,5044756.3433029708,7197721.5352033954,9350686.7271038201,11503651.919004243,13656617.110904668,15809582.302805092,17962547.494705517,20115512.686605942,22268477.878506366,24421443.070406791,26574408.262307215,28727373.45420764,30880338.646108065,33033303.838008489,-10026000,-7965746.2278464837,-5994211.5176517311,-4107575.4313409631,-2302182.0473115202,-574532.8759914788,1078719.919530092,2660780.0109382938,4174713.1127643245,5623452.9231241625,7009806.8086359687,8336461.2445324343,9605987.0205099136,10820844.222402239,11983386.999332694,13095868.125581933,14160443.366011826,15179175.653504547,16154039.086511936,17086922.75446159,17979634.398432553]
["KJ 4","Kotel 8",15,7,3150,118350,118350,118350,118350,0,0,0,0,0,118350,118350,118350,1,1,1,1,0,0,0,0,0,1,1,1,89550,89550,89550,89550,0,0,0,0,0,89550,89550,89550,25470,25470,25470,25470,0,0,0,0,0,25470,25470,25470,220480,162250,88050,51980,86670,71830,63830,61230,85600,6780,91220,181350,589.51871657754009,433.8235294117647,235.42780748663102,138.98395721925132,231.73796791443851,192.05882352941177,170.66844919786095,163.71657754010695,228.87700534759358,18.128342245989305,243.90374331550802,484.89304812834223,24052.363636363632,17700,9605.454545454546,5670.5454545454531,9454.9090909090901,7836,6963.2727272727261,6679.6363636363631,9338.181818181818,739.63636363636363,9951.2727272727261,19783.63636363636,306064.90909090906,626.85,1115,4850000,680000,1940000,1650000,9120000,313425,2907616.6363636362,3221041.6363636362,2939588.4,1661152.5,0,698937.75,0,0,5299678.6500000004,-9120000,-7041362.9863636363,-4962725.9727272727,-2884088.959090909,-805451.94545454532,1273185.0681818188,3351822.081818183,5430459.0954545476,7509096.1090909112,9587733.1227272749,11666370.136363639,13745007.150000002,15823644.163636366,17902281.17727273,19980918.190909095,22059555.204545461,24138192.218181826,26216829.231818192,28295466.245454557,30374103.259090923,32452740.272727288,-9120000,-7130873.6711613741,-5227403.5000239331,-3405900.9439115487,-1662836.2969140518,5168.1499735051766,1601344.6541721246,3128786.2849842003,4590452.9173402544,5989176.9674417414,7327668.8814144563,8608522.3876084425,9834219.5227223039,11007135.44149155,12129543.019261163,13203617.256361272,14231439.492820706,15215001.441585716,16156209.048059408,17056886.183440931,17918778.179021336]
["KJ 4","Kotel 9",15,7,3150,118350,118350,118350,118350,0,0,0,0,0,118350,118350,118350,1,1,1,1,0,0,0,0,0,1,1,1,89550,89550,89550,89550,0,0,0,0,0,89550,89550,89550,25470,25470,25470,25470,0,0,0,0,0,25470,25470,25470,220480,162250,88050,51980,86670,71830,63830,61230,85600,6780,91220,181350,489.95555555555558,360.55555555555554,195.66666666666666,115.51111111111111,192.6,159.62222222222223,141.84444444444443,136.06666666666666,190.22222222222223,15.066666666666666,202.71111111111111,403,24105.813333333335,17739.333333333332,9626.7999999999993,5683.1466666666665,9475.92,7853.4133333333348,6978.7466666666669,6694.4800000000005,9358.9333333333343,741.28000000000009,9973.3866666666672,19827.600000000002,306348.85333333327,626.85,1115,4850000,746000,1940000,1650000,9186000,313425,2910314.106666666,3223739.106666666,2939588.4,1661152.5,0,698937.75,0,0,5299678.6500000004,-9186000,-7110060.4566666652,-5034120.9133333303,-2958181.3699999955,-882241.82666666061,1193697.7166666738,3269637.2600000082,5345576.8033333421,7421516.3466666769,9497455.8900000118,11573395.433333347,13649334.976666681,15725274.520000016,17801214.063333351,19877153.606666684,21953093.150000021,24029032.693333358,26104972.236666694,28180911.780000031,30256851.323333368,32332790.866666704,-9186000,-7199454.9824561393,-5298454.9656677553,-3479316.1936214548,-1738513.5409455693,-72673.681925583165,1521431.4463232076,3046890.8991928641,4506660.7105513867,5903569.6209423179,7240324.5591154583,8519515.8875108082,9743622.4218604248,10915016.234635178,12035967.251644511,13108647.650696505,14135136.070841953,15117421.640359128,16057407.831284655,16956916.147959802,17817689.656739846]
["KJ 4","Kotel 10",15,7,3150,118350,118350,118350,118350,0,0,0,0,0,118350,118350,118350,1,1,1,1,0,0,0,0,0,1,1,1,89550,89550,89550,89550,0,0,0,0,0,89550,89550,89550,25470,25470,25470,25470,0,0,0,0,0,25470,25470,25470,220480,162250,88050,51980,86670,71830,63830,61230,85600,6780,91220,181350,419.16349809885929,308.46007604562737,167.3954372623574,98.821292775665398,164.77186311787071,136.55893536121673,121.34980988593156,116.40684410646388,162.73764258555133,12.889733840304183,173.42205323193917,344.77186311787074,24059.984790874521,17705.608365019012,9608.4980988593143,5672.3422053231934,9457.9049429657789,7838.4828897338402,6965.4790874524715,6681.7528517110268,9341.1406844106459,739.87072243346006,9954.4258555133092,19789.904942965779,306105.39543726231,626.85,1115,4850000,793000,1940000,1650000,9233000,313425,2908001.256653992,3221426.256653992,2939588.4,1661152.5,0,698937.75,0,0,5299678.6500000004,-9233000,-7154747.6066539921,-5076495.2133079842,-2998242.8199619763,-919990.42661596835,1158261.96673004,3236514.3600760484,5314766.7534220573,7393019.1467680652,9471271.5401140731,11549523.933460081,13627776.326806089,15706028.720152097,17784281.113498107,19862533.506844115,21940785.900190122,24019038.293536134,26097290.686882146,28175543.080228157,30253795.473574169,32332047.866920181,-9233000,-7244241.7288554944,-5341123.7660377854,-3519958.2513796906,-1777216.1320896475,-109520.3241565919,1486360.8317602079,3013519.832637528,4474916.0057258727,5873381.2431309875,7211625.489451672,8492241.9931078292,9717712.3315347731,10890411.219981611,12012611.113232173,13086486.609165724,14114118.662690654,15097498.618216904,16038532.068481257,16939042.547203127,17800775.062726445]
["KJ 4","Kotel 11",15,7,3150,118350,118350,118350,118350,0,0,0,0,0,118350,118350,118350,1,1,1,1,0,0,0,0,0,1,1,1,89550,89550,89550,89550,0,0,0,0,0,89550,89550,89550,25470,25470,25470,25470,0,0,0,0,0,25470,25470,25470,220480,162250,88050,51980,86670,71830,63830,61230,85600,6780,91220,181350,209.58174904942965,154.23003802281369,83.697718631178702,49.410646387832699,82.385931558935354,68.279467680608363,60.674904942965782,58.20342205323194,81.368821292775664,6.4448669201520916,86.711026615969587,172.38593155893537,24059.984790874521,17705.608365019012,9608.4980988593143,5672.3422053231934,9457.9049429657789,7838.4828897338402,6965.4790874524715,6681.7528517110268,9341.1406844106459,739.87072243346006,9954.4258555133092,19789.904942965779,306105.39543726231,626.85,1115,4850000,1586000,1940000,1650000,10026000,313425,2908001.256653992,3221426.256653992,2939588.4,1661152.5,0,698937.75,0,0,5299678.6500000004,-10026000,-7947747.6066539921,-5869495.2133079842,-3791242.8199619763,-1712990.4266159683,365261.96673003957,2443514.3600760479,4521766.7534220563,6600019.1467680652,8678271.5401140731,10756523.933460081,12834776.326806089,14913028.720152097,16991281.113498107,19069533.506844115,21147785.900190122,23226038.293536134,25304290.686882146,27382543.080228157,29460795.473574169,31539047.866920181,-10026000,-8037241.7288554944,-6134123.7660377854,-4312958.2513796911,-2570216.1320896479,-902520.32415659237,693360.83176020742,2220519.832637528,3681916.0057258727,5080381.2431309875,6418625.489451672,7699241.9931078292,8924712.3315347731,10097411.219981611,11219611.113232173,12293486.609165724,13321118.662690654,14304498.618216904,15245532.068481257,16146042.547203127,17007775.062726445]
["KJ 4","Kotel 8",16,7,3360,126240,126240,126240,126240,0,0,0,0,0,125130,126240,126240,1,1,1,1,0,0,0,0,0,0.98909198113207553,1,1,95520,95520,95520,95520,0,0,0,0,0,94493.773584905663,95520,95520,27168,27168,27168,27168,0,0,0,0,0,26920.867924528302,27168,27168,212590,154360,80160,44090,86670,71830,63830,61230,85600,0,83330,173460,568.42245989304809,412.72727272727275,214.33155080213905,117.88770053475936,231.73796791443851,192.05882352941177,170.66844919786095,163.71657754010695,228.87700534759358,0,222.80748663101605,463.79679144385028,23191.63636363636,16839.272727272728,8744.7272727272721,4809.818181818182,9454.9090909090901,7836,6963.2727272727261,6679.6363636363631,9338.181818181818,0,9090.545454545454,18922.909090909092,311799.77701543743,667.61377358490563,1115,4850000,680000,1940000,1650000,9120000,333806.88679245283,2962097.8816466555,3295904.7684391085,2939588.4,1769176.5,0,744389.35754716978,0,0,5453154.2575471699,-9120000,-6962750.5108919386,-4805501.0217838772,-2648251.5326758157,-491002.04356775433,1666247.4455403071,3823496.9346483685,5980746.4237564299,8137995.9128644913,10295245.401972553,12452494.891080614,14609744.380188676,16766993.869296737,18924243.3584048,21081492.847512864,23238742.336620927,25395991.82572899,27553241.314837053,29710490.803945117,31867740.29305318,34024989.782161243,-9120000,-7055646.4219061611,-5080188.4524383731,-3189798.0510337907,-1380812.0209815586,350275.08911627112,2006817.7782051037,3592026.0931226471,5108971.8490246022,6560594.5819451334,7949707.2450269815,9279001.659459373,10551053.730686542,11768328.439994836,12933184.621151099,14047879.53134848,15114573.225317266,16135332.74107687,17112136.105440129,18046876.167031761,18941364.264248636]
["KJ 4","Kotel 9",16,7,3360,126240,126240,126240,126240,0,0,0,0,0,125130,126240,126240,1,1,1,1,0,0,0,0,0,0.98909198113207553,1,1,95520,95520,95520,95520,0,0,0,0,0,94493.773584905663,95520,95520,27168,27168,27168,27168,0,0,0,0,0,26920.867924528302,27168,27168,212590,154360,80160,44090,86670,71830,63830,61230,85600,0,83330,173460,472.42222222222222,343.02222222222224,178.13333333333333,97.977777777777774,192.6,159.62222222222223,141.84444444444443,136.06666666666666,190.22222222222223,0,185.17777777777778,385.46666666666664,23243.173333333336,16876.693333333336,8764.16,4820.5066666666671,9475.92,7853.4133333333348,6978.7466666666669,6694.4800000000005,9358.9333333333343,0,9110.7466666666678,18964.96,312070.60125786165,667.61377358490563,1115,4850000,746000,1940000,1650000,9186000,333806.88679245283,2964670.7119496856,3298477.5987421386,2939588.4,1769176.5,0,744389.35754716978,0,0,5453154.2575471699,-9186000,-7031323.3411949687,-4876646.6823899373,-2721970.023584906,-567293.36477987468,1587383.2940251566,3742059.952830188,5896736.6116352193,8051413.2704402506,10206089.929245282,12360766.588050313,14515443.246855345,16670119.905660376,18824796.564465407,20979473.223270439,23134149.88207547,25288826.540880501,27443503.199685533,29598179.858490564,31752856.517295595,33907533.176100627,-9186000,-7124108.4604736539,-5151006.5087738009,-3262870.6698265732,-1456042.1158100874,272980.42391860718,1927547.44758243,3510865.1735765189,5026001.7534751687,6475893.2174930153,7863349.1639215769,9191058.203566134,10461593.169733174,11677416.103864312,12840883.026477842,13954248.502663039,15019670.010974232,16039212.124190684,17014850.510043748,17948475.759663906,18841897.051166449]
["KJ 4","Kotel 10",16,7,3360,126240,126240,126240,126240,0,0,0,0,0,125130,126240,126240,1,1,1,1,0,0,0,0,0,0.98909198113207553,1,1,95520,95520,95520,95520,0,0,0,0,0,94493.773584905663,95520,95520,27168,27168,27168,27168,0,0,0,0,0,26920.867924528302,27168,27168,212590,154360,80160,44090,86670,71830,63830,61230,85600,0,83330,173460,404.16349809885929,293.46007604562737,152.3954372623574,83.821292775665398,164.77186311787071,136.55893536121673,121.34980988593156,116.40684410646388,162.73764258555133,0,158.42205323193917,329.77186311787074,23198.984790874521,16844.608365019012,8747.4980988593143,4811.3422053231934,9457.9049429657789,7838.4828897338402,6965.4790874524715,6681.7528517110268,9341.1406844106459,0,9093.4258555133092,18928.904942965779,311838.39263935719,667.61377358490563,1115,4850000,793000,1940000,1650000,9233000,333806.88679245283,2962464.7300738934,3296271.6168663464,2939588.4,1769176.5,0,744389.35754716978,0,0,5453154.2575471699,-9233000,-7076117.3593191765,-4919234.718638353,-2762352.0779575296,-605469.4372767061,1551413.2034041174,3708295.8440849409,5865178.4847657643,8022061.1254465878,10178943.766127411,12335826.406808235,14492709.047489058,16649591.688169882,18806474.328850705,20963356.969531529,23120239.610212352,25277122.250893176,27434004.891573999,29590887.532254823,31747770.172935646,33904652.81361647,-9233000,-7168997.4730327046,-5193875.4376573022,-3303806.5042837113,-1495128.0991415188,235664.63305196678,1891925.6207969293,3476864.3650504816,4993552.1585945515,6444928.0375840915,7833804.4768085321,9162872.8397027347,10434708.593668478,11651776.300812729,12816434.393773735,13930939.745889531,14997452.044564934,16018037.976311732,16994675.231571823,17929256.337083876,18823592.32321981]
["KJ 4","Kotel 11",16,7,3360,126240,126240,126240,126240,0,0,0,0,0,125130,126240,126240,1,1,1,1,0,0,0,0,0,0.98909198113207553,1,1,95520,95520,95520,95520,0,0,0,0,0,94493.773584905663,95520,95520,27168,27168,27168,27168,0,0,0,0,0,26920.867924528302,27168,27168,212590,154360,80160,44090,86670,71830,63830,61230,85600,0,83330,173460,202.08174904942965,146.73003802281369,76.197718631178702,41.910646387832699,82.385931558935354,68.279467680608363,60.674904942965782,58.20342205323194,81.368821292775664,0,79.211026615969587,164.88593155893537,23198.984790874521,16844.608365019012,8747.4980988593143,4811.3422053231934,9457.9049429657789,7838.4828897338402,6965.4790874524715,6681.7528517110268,9341.1406844106459,0,9093.4258555133092,18928.904942965779,311838.39263935719,667.61377358490563,1115,4850000,1586000,1940000,1650000,10026000,333806.88679245283,2962464.7300738934,3296271.6168663464,2939588.4,1769176.5,0,744389.35754716978,0,0,5453154.2575471699,-10026000,-7869117.3593191765,-5712234.718638353,-3555352.0779575296,-1398469.4372767061,758413.20340411738,2915295.8440849409,5072178.4847657643,7229061.1254465878,9385943.7661274113,11542826.406808235,13699709.047489058,15856591.688169882,18013474.328850705,20170356.969531529,22327239.610212352,24484122.250893176,26641004.891573999,28797887.532254823,30954770.172935646,33111652.81361647,-10026000,-7961997.4730327046,-5986875.4376573022,-4096806.5042837113,-2288128.0991415186,-557335.36694803298,1098925.6207969296,2683864.3650504821,4200552.1585945515,5651928.0375840915,7040804.4768085321,8369872.8397027338,9641708.5936684776,10858776.300812729,12023434.393773735,13137939.745889531,14204452.044564934,15225037.976311732,16201675.231571825,17136256.337083876,18030592.32321981]
["KJ 4","Kotel 8",17,7,3570,134130,134130,134130,134130,0,0,0,0,0,125130,134130,134130,1,1,1,1,0,0,0,0,0,0.91675915649278583,1,1,101490,101490,101490,101490,0,0,0,0,0,93169.24528301887,101490,101490,28866,28866,28866,28866,0,0,0,0,0,26862.226415094341,28866,28866,204700,146470,72270,36200,86670,71830,63830,61230,85600,0,75440,165570,547.32620320855619,391.63101604278074,193.23529411764707,96.791443850267385,231.73796791443851,192.05882352941177,170.66844919786095,163.71657754010695,228.87700534759358,0,201.71122994652407,442.70053475935828,22330.909090909092,15978.545454545454,7884,3949.090909090909,9454.9090909090901,7836,6963.2727272727261,6679.6363636363631,9338.181818181818,0,8229.818181818182,18062.181818181816,316764.77186963981,702.10924528301882,1115,4850000,680000,1940000,1650000,9120000,351054.6226415094,3009265.3327615783,3360319.9554030877,2939588.4,1860589.4999999998,0,782851.80849056598,0,0,5583029.7084905654,-9120000,-6897290.2469125222,-4674580.4938250445,-2451870.7407375667,-229160.98765008897,1993548.7654373888,4216258.5185248666,6438968.2716123443,8661678.0246998221,10884387.7777873,13107097.530874778,15329807.283962255,17552517.037049733,19775226.790137209,21997936.543224685,24220646.296312161,26443356.049399637,28666065.802487113,30888775.555574588,33111485.308662064,35334195.06174954,-9120000,-6993005.0209689206,-4957603.1271592751,-3009850.1187289925,-1145971.6417622145,637644.12567010894,2344453.4724952988,3977763.852232323,5540740.2921720594,7036411.526564151,8467675.8656953387,9837306.8122323621,11147958.435712766,12402170.515598321,13602373.462857226,14750893.029612157,15849954.815980515,16901688.582840186,17908132.37887815,18871236.489919264,19792867.218188271]
["KJ 4","Kotel 9",17,7,3570,134130,134130,134130,134130,0,0,0,0,0,125130,134130,134130,1,1,1,1,0,0,0,0,0,0.91675915649278583,1,1,101490,101490,101490,101490,0,0,0,0,0,93169.24528301887,101490,101490,28866,28866,28866,28866,0,0,0,0,0,26862.226415094341,28866,28866,204700,146470,72270,36200,86670,71830,63830,61230,85600,0,75440,165570,454.88888888888891,325.48888888888888,160.6,80.444444444444443,192.6,159.62222222222223,141.84444444444443,136.06666666666666,190.22222222222223,0,167.64444444444445,367.93333333333334,22380.533333333336,16014.053333333333,7901.52,3957.8666666666668,9475.92,7853.4133333333348,6978.7466666666669,6694.4800000000005,9358.9333333333343,0,8248.1066666666666,18102.32,317024.11974842771,702.10924528301882,1115,4850000,746000,1940000,1650000,9186000,351054.6226415094,3011729.1376100634,3362783.7602515728,2939588.4,1860589.4999999998,0,782851.80849056598,0,0,5583029.7084905654,-9186000,-6965754.0517610069,-4745508.1035220139,-2525262.1552830208,-305016.20704402775,1915229.7411949649,4135475.6894339575,6355721.6376729496,8575967.5859119426,10796213.534150936,13016459.482389929,15236705.430628922,17456951.378867917,19677197.327106908,21897443.275345899,24117689.22358489,26337935.171823882,28558181.120062873,30778427.068301864,32998673.016540855,35218918.964779846,-9186000,-7061362.7289579017,-5028217.0150420181,-3082623.0304335169,-1220810.6049708361,560828.07968244702,2265745.4812645363,3897245.3870847174,5458489.3160992451,6952502.6452997494,8382180.4722858788,9750293.225382654,11059492.032173825,12312313.856854374,13511186.41635729,14658432.884781133,15756276.395234572,16806844.347821593,17812172.532115396,18774209.072109465,19694818.201290391]
["KJ 4","Kotel 10",17,7,3570,134130,134130,134130,134130,0,0,0,0,0,125130,134130,134130,1,1,1,1,0,0,0,0,0,0.91675915649278583,1,1,101490,101490,101490,101490,0,0,0,0,0,93169.24528301887,101490,101490,28866,28866,28866,28866,0,0,0,0,0,26862.226415094341,28866,28866,204700,146470,72270,36200,86670,71830,63830,61230,85600,0,75440,165570,389.16349809885929,278.46007604562737,137.3954372623574,68.821292775665398,164.77186311787071,136.55893536121673,121.34980988593156,116.40684410646388,162.73764258555133,0,143.42205323193917,314.77186311787074,22337.984790874521,15983.60836501901,7886.4980988593152,3950.3422053231939,9457.9049429657789,7838.4828897338402,6965.4790874524715,6681.7528517110268,9341.1406844106459,0,8232.4258555133092,18067.904942965779,316801.75112992321,702.10924528301882,1115,4850000,793000,1940000,1650000,9233000,351054.6226415094,3009616.6357342703,3360671.2583757797,2939588.4,1860589.4999999998,0,782851.80849056598,0,0,5583029.7084905654,-9233000,-7010641.5498852134,-4788283.0997704268,-2565924.6496556411,-343566.19954085536,1878792.2505739303,4101150.700688716,6323509.1508035017,8545867.6009182874,10768226.051033072,12990584.501147859,15212942.951262645,17435301.401377432,19657659.851492219,21880018.301607005,24102376.751721792,26324735.201836579,28547093.651951365,30769452.102066152,32991810.552180938,35214169.002295725,-9233000,-7106341.1960624056,-5071261.000906813,-3123815.8380784942,-1260231.9502045051,523101.91378974286,2229641.4965593582,3862693.7288747798,5425423.1377890594,6920857.9788553547,8351896.1042776471,9721310.5783659667,11031755.051177755,12285768.900758414,13485782.153945647,14634120.195273142,15733008.273098497,16784575.811687354,17790860.537609704,18753812.42844449,19675297.491444286]
["KJ 4","Kotel 11",17,7,3570,134130,134130,134130,134130,0,0,0,0,0,125130,134130,134130,1,1,1,1,0,0,0,0,0,0.91675915649278583,1,1,101490,101490,101490,101490,0,0,0,0,0,93169.24528301887,101490,101490,28866,28866,28866,28866,0,0,0,0,0,26862.226415094341,28866,28866,204700,146470,72270,36200,86670,71830,63830,61230,85600,0,75440,165570,194.58174904942965,139.23003802281369,68.697718631178702,34.410646387832699,82.385931558935354,68.279467680608363,60.674904942965782,58.20342205323194,81.368821292775664,0,71.711026615969587,157.38593155893537,22337.984790874521,15983.60836501901,7886.4980988593152,3950.3422053231939,9457.9049429657789,7838.4828897338402,6965.4790874524715,6681.7528517110268,9341.1406844106459,0,8232.4258555133092,18067.904942965779,316801.75112992321,702.10924528301882,1115,4850000,1586000,1940000,1650000,10026000,351054.6226415094,3009616.6357342703,3360671.2583757797,2939588.4,1860589.4999999998,0,782851.80849056598,0,0,5583029.7084905654,-10026000,-7803641.5498852134,-5581283.0997704268,-3358924.6496556401,-1136566.1995408544,1085792.2505739313,3308150.700688717,5530509.1508035026,7752867.6009182883,9975226.051033074,12197584.501147859,14419942.951262645,16642301.401377432,18864659.851492219,21087018.301607005,23309376.751721792,25531735.201836579,27754093.651951365,29976452.102066152,32198810.552180938,34421169.002295725,-10026000,-7899341.1960624056,-5864261.000906813,-3916815.8380784942,-2053231.9502045051,-269898.08621025714,1436641.4965593582,3069693.7288747798,4632423.1377890594,6127857.9788553547,7558896.1042776471,8928310.5783659667,10238755.051177755,11492768.900758414,12692782.153945647,13841120.195273142,14940008.273098497,15991575.811687354,16997860.537609704,17960812.42844449,18882297.491444286]
["KJ 4","Kotel 8",18,7,3780,142020,142020,142020,142020,0,0,0,0,0,125130,142020,142020,1,1,1,1,0,0,0,0,0,0.85246331236897277,1,1,107460,107460,107460,107460,0,0,0,0,0,91844.716981132078,107460,107460,30564,30564,30564,30564,0,0,0,0,0,26803.584905660377,30564,30564,196810,138580,64380,28310,86670,71830,63830,61230,85600,0,67550,157680,526.22994652406419,370.5347593582888,172.13903743315507,75.695187165775394,231.73796791443851,192.05882352941177,170.66844919786095,163.71657754010695,228.87700534759358,0,180.61497326203209,421.60427807486633,21470.181818181816,15117.818181818182,7023.2727272727261,3088.363636363636,9454.9090909090901,7836,6963.2727272727261,6679.6363636363631,9338.181818181818,0,7369.090909090909,17201.454545454544,321729.76672384219,736.60471698113201,1115,4850000,680000,1940000,1650000,9120000,368302.35849056602,3056432.7838765006,3424735.1423670668,2939588.4,1952002.4999999998,0,821314.25943396217,0,0,5712905.1594339618,-9120000,-6831829.982933105,-4543659.9658662109,-2255489.9487993158,32680.06826757919,2320850.0853344742,4609020.1024013693,6897190.1194682643,9185360.1365351602,11473530.153602056,13761700.170668952,16049870.187735848,18338040.204802744,20626210.22186964,22914380.238936536,25202550.256003432,27490720.273070328,29778890.290137224,32067060.30720412,34355230.324271016,36643400.341337912,-9120000,-6930363.620031679,-4835017.8018801752,-2829902.1864241911,-911131.2625428664,925013.16222395143,2682089.1667855,4363501.6113420054,5972508.7353195231,7512228.4711831762,8985644.4863637052,10395611.965005361,11744863.140739001,13036012.591201816,14271562.304563362,15453906.527875846,16585336.406643772,17668044.424603511,18704128.652316179,19695596.81280677,20644370.17212791]
["KJ 4","Kotel 9",18,7,3780,142020,142020,142020,142020,0,0,0,0,0,125130,142020,142020,1,1,1,1,0,0,0,0,0,0.85246331236897277,1,1,107460,107460,107460,107460,0,0,0,0,0,91844.716981132078,107460,107460,30564,30564,30564,30564,0,0,0,0,0,26803.584905660377,30564,30564,196810,138580,64380,28310,86670,71830,63830,61230,85600,0,67550,157680,437.35555555555555,307.95555555555558,143.06666666666666,62.911111111111111,192.6,159.62222222222223,141.84444444444443,136.06666666666666,190.22222222222223,0,150.11111111111111,350.4,21517.893333333333,15151.413333333336,7038.88,3095.2266666666669,9475.92,7853.4133333333348,6978.7466666666669,6694.4800000000005,9358.9333333333343,0,7385.4666666666672,17239.68,321977.63823899371,736.60471698113201,1115,4850000,746000,1940000,1650000,9186000,368302.35849056602,3058787.5632704403,3427089.9217610061,2939588.4,1952002.4999999998,0,821314.25943396217,0,0,5712905.1594339618,-9186000,-6900184.7623270443,-4614369.5246540895,-2328554.2869811337,-42739.049308178015,2243076.1883647777,4528891.4260377334,6814706.6637106892,9100521.9013836458,11386337.139056601,13672152.376729555,15957967.61440251,18243782.852075465,20529598.08974842,22815413.327421375,25101228.565094329,27387043.802767284,29672859.040440239,31958674.278113194,34244489.515786149,36530304.753459103,-9186000,-6998616.9974421468,-4905427.5213102307,-2902375.3910404537,-985579.09413157636,848675.73544629663,2603943.5149466535,4283625.600592928,5890976.8787233345,7429112.0731064994,8901011.7806501966,10309528.247199191,11657390.894614495,12947211.609844452,14181489.806236755,15362617.266899247,16492882.779494932,17574476.571452525,18609494.554187063,19599942.384555046,20547739.351414356]
["KJ 4","Kotel 10",18,7,3780,142020,142020,142020,142020,0,0,0,0,0,125130,142020,142020,1,1,1,1,0,0,0,0,0,0.85246331236897277,1,1,107460,107460,107460,107460,0,0,0,0,0,91844.716981132078,107460,107460,30564,30564,30564,30564,0,0,0,0,0,26803.584905660377,30564,30564,196810,138580,64380,28310,86670,71830,63830,61230,85600,0,67550,157680,374.16349809885929,263.46007604562737,122.39543726235742,53.821292775665398,164.77186311787071,136.55893536121673,121.34980988593156,116.40684410646388,162.73764258555133,0,128.42205323193917,299.77186311787074,21476.984790874521,15122.60836501901,7025.4980988593161,3089.3422053231939,9457.9049429657789,7838.4828897338402,6965.4790874524715,6681.7528517110268,9341.1406844106459,0,7371.4258555133083,17206.904942965779,321765.10962048924,736.60471698113201,1115,4850000,793000,1940000,1650000,9233000,368302.35849056602,3056768.5413946477,3425070.8998852139,2939588.4,1952002.4999999998,0,821314.25943396217,0,0,5712905.1594339618,-9233000,-6945165.740451253,-4657331.4809025051,-2369497.2213537572,-81662.961805009283,2206171.2977437386,4494005.5572924865,6781839.8168412345,9069674.0763899833,11357508.335938731,13645342.595487479,15933176.855036225,18221011.114584971,20508845.374133717,22796679.633682463,25084513.893231209,27372348.152779955,29660182.412328701,31948016.671877448,34235850.931426197,36523685.190974943,-9233000,-7043684.9190921076,-4948646.5641563246,-2943825.1718732789,-1025335.8012674933,810539.19452751707,2567357.3723217854,4248523.092699076,5857294.1169835646,7396787.920126616,8869987.7317467611,10279748.317029197,11628801.508687031,12919761.500704095,14155129.914117554,15337300.644656749,16468564.501632057,17551113.647062972,18587045.843647581,19578368.5198051,20527002.659668755]
["KJ 4","Kotel 11",18,7,3780,142020,142020,142020,142020,0,0,0,0,0,125130,142020,142020,1,1,1,1,0,0,0,0,0,0.85246331236897277,1,1,107460,107460,107460,107460,0,0,0,0,0,91844.716981132078,107460,107460,30564,30564,30564,30564,0,0,0,0,0,26803.584905660377,30564,30564,196810,138580,64380,28310,86670,71830,63830,61230,85600,0,67550,157680,187.08174904942965,131.73003802281369,61.197718631178709,26.910646387832699,82.385931558935354,68.279467680608363,60.674904942965782,58.20342205323194,81.368821292775664,0,64.211026615969587,149.88593155893537,21476.984790874521,15122.60836501901,7025.4980988593161,3089.3422053231939,9457.9049429657789,7838.4828897338402,6965.4790874524715,6681.7528517110268,9341.1406844106459,0,7371.4258555133083,17206.904942965779,321765.10962048924,736.60471698113201,1115,4850000,1586000,1940000,1650000,10026000,368302.35849056602,3056768.5413946477,3425070.8998852139,2939588.4,1952002.4999999998,0,821314.25943396217,0,0,5712905.1594339618,-10026000,-7738165.740451253,-5450331.4809025051,-3162497.2213537572,-874662.96180500928,1413171.2977437386,3701005.5572924865,5988839.8168412345,8276674.0763899824,10564508.335938729,12852342.595487477,15140176.855036225,17428011.114584971,19715845.374133717,22003679.633682463,24291513.893231209,26579348.152779955,28867182.412328701,31155016.671877448,33442850.931426194,35730685.190974943,-10026000,-7836684.9190921076,-5741646.5641563246,-3736825.1718732789,-1818335.8012674933,17539.194527517073,1774357.3723217854,3455523.092699076,5064294.1169835646,6603787.920126616,8076987.7317467611,9486748.3170291968,10835801.508687031,12126761.500704095,13362129.914117554,14544300.644656749,15675564.501632057,16758113.647062972,17794045.843647581,18785368.5198051,19734002.659668755]
["KJ 4","Kotel 7",19,7,3990,149910,149910,149910,149910,0,0,0,0,0,125130,149910,149910,1,1,1,1,0,0,0,0,0,0.79493545183713998,1,1,113430,113430,113430,113430,0,0,0,0,0,90520.188679245271,113430,113430,32262,32262,32262,32262,0,0,0,0,0,26744.943396226416,32262,32262,188920,130690,56490,20420,86670,71830,63830,61230,85600,0,59660,149790,629.73333333333335,435.63333333333333,188.3,68.066666666666663,288.89999999999998,239.43333333333334,212.76666666666668,204.1,285.33333333333331,0,198.86666666666667,499.3,20655.25333333333,14288.773333333333,6176.24,2232.5866666666661,9475.9199999999983,7853.413333333333,6978.7466666666669,6694.48,9358.9333333333325,0,6522.8266666666659,16377.039999999999,326931.15672955971,771.10018867924532,1115,4850000,579000,1940000,1650000,9019000,385550.09433962265,3105845.9889308172,3491396.0832704399,2939588.4,2043415.5,0,859776.71037735848,0,0,5842780.6103773592,-9019000,-6667615.4728930807,-4316230.9457861604,-1964846.4186792411,386538.10842767823,2737922.6355345976,5089307.1626415169,7440691.6897484362,9792076.2168553546,12143460.743962273,14494845.271069191,16846229.79817611,19197614.325283028,21548998.852389947,23900383.379496869,26251767.906603787,28603152.433710705,30954536.960817624,33305921.487924542,35657306.015031457,38008690.542138375,-9019000,-6768871.2659263927,-4615638.0275784433,-2555127.7516473909,-583347.58329231665,1303523.3912101467,3109141.5486287721,4837005.8141011409,6490464.4413474277,8072721.5009132512,9586843.089014519,11035763.269015731,12422289.757055169,13749109.362834536,15018793.196116226,16233801.649017366,17396489.163755298,18509108.795083463,19573816.576258741,20592675.697000634,21567660.501538329]
["KJ 4","Kotel 8",19,7,3990,149910,149910,149910,149910,0,0,0,0,0,125130,149910,149910,1,1,1,1,0,0,0,0,0,0.79493545183713998,1,1,113430,113430,113430,113430,0,0,0,0,0,90520.188679245271,113430,113430,32262,32262,32262,32262,0,0,0,0,0,26744.943396226416,32262,32262,188920,130690,56490,20420,86670,71830,63830,61230,85600,0,59660,149790,505.13368983957218,349.43850267379679,151.04278074866309,54.598930481283425,231.73796791443851,192.05882352941177,170.66844919786095,163.71657754010695,228.87700534759358,0,159.51871657754012,400.50802139037432,20609.454545454544,14257.090909090908,6162.545454545454,2227.6363636363635,9454.9090909090901,7836,6963.2727272727261,6679.6363636363631,9338.181818181818,0,6508.363636363636,16340.727272727272,326694.76157804462,771.10018867924532,1115,4850000,680000,1940000,1650000,9120000,385550.09433962265,3103600.2349914238,3489150.3293310464,2939588.4,2043415.5,0,859776.71037735848,0,0,5842780.6103773592,-9120000,-6766369.7189536868,-4412739.4379073745,-2059109.1568610622,294521.12418525014,2648151.4052315629,5001781.6862778757,7355411.967324188,9709042.2483705003,12062672.529416814,14416302.810463127,16769933.091509439,19123563.372555751,21477193.653602064,23830823.934648376,26184454.215694688,28538084.496741001,30891714.777787313,33245345.058833625,35598975.339879937,37952605.620926246,-9120000,-6867722.2190944366,-4712432.4766010754,-2649954.2541193897,-676290.88332351786,1212382.1987777948,3019724.8610757021,4749239.3704516897,6404277.1784669887,7988045.4158022031,9503613.1070320737,10953917.117778361,12341767.845765239,13669854.666805314,14940751.1462695,16156920.026139535,17320717.997307032,18434400.266366839,19500124.925754216,20519957.135694288,21495873.126067564]
["KJ 4","Kotel 9",19,7,3990,149910,149910,149910,149910,0,0,0,0,0,125130,149910,149910,1,1,1,1,0,0,0,0,0,0.79493545183713998,1,1,113430,113430,113430,113430,0,0,0,0,0,90520.188679245271,113430,113430,32262,32262,32262,32262,0,0,0,0,0,26744.943396226416,32262,32262,188920,130690,56490,20420,86670,71830,63830,61230,85600,0,59660,149790,419.82222222222219,290.42222222222222,125.53333333333333,45.37777777777778,192.6,159.62222222222223,141.84444444444443,136.06666666666666,190.22222222222223,0,132.57777777777778,332.86666666666667,20655.253333333334,14288.773333333334,6176.2400000000007,2232.586666666667,9475.92,7853.4133333333348,6978.7466666666669,6694.4800000000005,9358.9333333333343,0,6522.8266666666677,16377.04,326931.15672955971,771.10018867924532,1115,4850000,746000,1940000,1650000,9186000,385550.09433962265,3105845.9889308172,3491396.0832704399,2939588.4,2043415.5,0,859776.71037735848,0,0,5842780.6103773592,-9186000,-6834615.4728930807,-4483230.9457861604,-2131846.4186792411,219538.10842767823,2570922.6355345976,4922307.1626415169,7273691.6897484362,9625076.2168553546,11976460.743962273,14327845.271069191,16679229.79817611,19030614.325283028,21381998.852389947,23733383.379496869,26084767.906603787,28436152.433710705,30787536.960817624,33138921.487924542,35490306.015031457,37841690.542138375,-9186000,-6935871.2659263927,-4782638.0275784433,-2722127.7516473909,-750347.58329231665,1136523.3912101467,2942141.5486287721,4670005.8141011409,6323464.4413474277,7905721.5009132512,9419843.089014519,10868763.269015731,12255289.757055169,13582109.362834536,14851793.196116226,16066801.649017366,17229489.163755298,18342108.795083463,19406816.576258741,20425675.697000634,21400660.501538329]
["KJ 4","Kotel 10",19,7,3990,149910,149910,149910,149910,0,0,0,0,0,125130,149910,149910,1,1,1,1,0,0,0,0,0,0.79493545183713998,1,1,113430,113430,113430,113430,0,0,0,0,0,90520.188679245271,113430,113430,32262,32262,32262,32262,0,0,0,0,0,26744.943396226416,32262,32262,188920,130690,56490,20420,86670,71830,63830,61230,85600,0,59660,149790,359.16349809885929,248.46007604562737,107.39543726235742,38.821292775665398,164.77186311787071,136.55893536121673,121.34980988593156,116.40684410646388,162.73764258555133,0,113.42205323193916,284.77186311787074,20615.984790874521,14261.60836501901,6164.4980988593161,2228.3422053231939,9457.9049429657789,7838.4828897338402,6965.4790874524715,6681.7528517110268,9341.1406844106459,0,6510.4258555133074,16345.904942965781,326728.46811105532,771.10018867924532,1115,4850000,793000,1940000,1650000,9233000,385550.09433962265,3103920.4470550255,3489470.5413946481,2939588.4,2043415.5,0,859776.71037735848,0,0,5842780.6103773592,-9233000,-6879689.931017288,-4526379.8620345769,-2173069.7930518659,180240.27593084518,2533550.3449135562,4886860.4138962673,7240170.4828789784,9593480.5518616885,11946790.6208444,14300100.689827111,16653410.758809824,19006720.827792536,21360030.896775249,23713340.965757962,26066651.034740675,28419961.103723388,30773271.172706101,33126581.241688814,35479891.310671523,37833201.379654236,-9233000,-6981028.6421218067,-4826032.1274058335,-2763834.505668059,-790439.65233047586,1097976.4752652976,2905073.2480842196,4634352.4565233793,6289165.0961780781,7872717.8613978857,9388079.3592158835,10838186.055692436,12225847.966196314,13553754.100649785,14824477.674289472,16040481.094040368,17204120.730165627,18317651.482438602,19383231.149685469,20402924.611165725,21378707.827893242]
["KJ 4","Kotel 11",19,7,3990,149910,149910,149910,149910,0,0,0,0,0,125130,149910,149910,1,1,1,1,0,0,0,0,0,0.79493545183713998,1,1,113430,113430,113430,113430,0,0,0,0,0,90520.188679245271,113430,113430,32262,32262,32262,32262,0,0,0,0,0,26744.943396226416,32262,32262,188920,130690,56490,20420,86670,71830,63830,61230,85600,0,59660,149790,179.58174904942965,124.23003802281369,53.697718631178709,19.410646387832699,82.385931558935354,68.279467680608363,60.674904942965782,58.20342205323194,81.368821292775664,0,56.71102661596958,142.38593155893537,20615.984790874521,14261.60836501901,6164.4980988593161,2228.3422053231939,9457.9049429657789,7838.4828897338402,6965.4790874524715,6681.7528517110268,9341.1406844106459,0,6510.4258555133074,16345.904942965781,326728.46811105532,771.10018867924532,1115,4850000,1586000,1940000,1650000,10026000,385550.09433962265,3103920.4470550255,3489470.5413946481,2939588.4,2043415.5,0,859776.71037735848,0,0,5842780.6103773592,-10026000,-7672689.931017288,-5319379.8620345769,-2966069.7930518659,-612759.72406915482,1740550.3449135562,4093860.4138962673,6447170.4828789784,8800480.5518616885,11153790.6208444,13507100.689827111,15860410.758809824,18213720.827792536,20567030.896775249,22920340.965757962,25273651.034740675,27626961.103723388,29980271.172706101,32333581.241688814,34686891.310671523,37040201.379654236,-10026000,-7774028.6421218067,-5619032.1274058335,-3556834.505668059,-1583439.6523304759,304976.47526529757,2112073.2480842196,3841352.4565233793,5496165.0961780781,7079717.8613978857,8595079.3592158835,10045186.055692436,11432847.966196314,12760754.100649785,14031477.674289472,15247481.094040368,16411120.730165627,17524651.482438602,18590231.149685469,19609924.611165725,20585707.827893242]
["KJ 4","Kotel 7",20,6,3600,157800,157800,157800,157800,0,0,0,0,0,0,157800,157800,1,1,1,1,0,0,0,0,0,0,1,1,119400,119400,119400,119400,0,0,0,0,0,0,119400,119400,33960,33960,33960,33960,0,0,0,0,0,0,33960,33960,181030,122800,48600,12530,86670,71830,63830,61230,85600,125130,51770,141900,603.43333333333328,409.33333333333331,162,41.766666666666666,288.89999999999998,239.43333333333334,212.76666666666668,204.1,285.33333333333331,417.1,172.56666666666666,473,19792.613333333331,13426.133333333331,5313.5999999999995,1369.9466666666665,9475.9199999999983,7853.413333333333,6978.7466666666669,6694.48,9358.9333333333325,13680.88,5660.1866666666665,15514.399999999998,318879.2533333333,716.4,1115,4850000,579000,1940000,1650000,9019000,358200,3029352.9066666663,3387552.9066666663,2939588.4,1898460,0,798786,0,0,5636834.4000000004,-9019000,-6769718.5066666659,-4520437.0133333318,-2271155.5199999977,-21874.026666663587,2227407.4666666705,4476688.9600000046,6725970.4533333387,8975251.9466666728,11224533.440000007,13473814.933333341,15723096.426666675,17972377.920000009,20221659.413333341,22470940.906666674,24720222.400000006,26969503.893333338,29218785.38666667,31468066.880000003,33717348.373333335,35966629.866666667,-9019000,-6866577.5183413066,-4806843.0861320309,-2835805.3519604746,-949644.84079152136,855293.44740843377,2582507.1203270517,4235343.1709668767,5817004.4634451792,7330555.9395009708,8778930.557736177,10164934.977100011,11491254.995629996,12760460.754988834,13975011.720882459,15137261.449010329,16249462.145783411,17313769.032647606,18332244.5224698,19306862.216079555,20239510.726710901]
["KJ 4","Kotel 8",20,6,3600,157800,157800,157800,157800,0,0,0,0,0,0,157800,157800,1,1,1,1,0,0,0,0,0,0,1,1,119400,119400,119400,119400,0,0,0,0,0,0,119400,119400,33960,33960,33960,33960,0,0,0,0,0,0,33960,33960,181030,122800,48600,12530,86670,71830,63830,61230,85600,125130,51770,141900,484.03743315508024,328.34224598930479,129.94652406417111,33.502673796791441,231.73796791443851,192.05882352941177,170.66844919786095,163.71657754010695,228.87700534759358,334.57219251336898,138.42245989304814,379.41176470588238,19748.727272727272,13396.363636363634,5301.8181818181811,1366.9090909090908,9454.9090909090901,7836,6963.2727272727261,6679.6363636363631,9338.181818181818,13650.545454545454,5647.636363636364,15480,318623.99999999994,716.4,1115,4850000,680000,1940000,1650000,9120000,358200,3026927.9999999995,3385127.9999999995,2939588.4,1898460,0,798786,0,0,5636834.4000000004,-9120000,-6868293.5999999996,-4616587.1999999993,-2364880.7999999989,-113174.39999999851,2138532.0000000023,4390238.4000000032,6641944.8000000045,8893651.2000000048,11145357.600000005,13397064.000000006,15648770.400000006,17900476.800000004,20152183.200000003,22403889.600000001,24655596,26907302.399999999,29159008.799999997,31410715.199999996,33662421.599999994,35914127.999999993,-9120000,-6965257.0334928222,-4903302.0416199248,-2930139.3699712185,-1041945.4258097771,764938.73128251126,2494014.4796961844,4148632.4207619005,5731998.8715424901,7247182.0780310929,8697118.1607953068,10084616.804588813,11412366.702955805,12682940.768378763,13898801.118065804,15062303.845039049,16175703.583769428,17241157.879205197,18260731.367660478,19236399.777665533,20170053.758531615]
["KJ 4","Kotel 9",20,6,3600,157800,157800,157800,157800,0,0,0,0,0,0,157800,157800,1,1,1,1,0,0,0,0,0,0,1,1,119400,119400,119400,119400,0,0,0,0,0,0,119400,119400,33960,33960,33960,33960,0,0,0,0,0,0,33960,33960,181030,122800,48600,12530,86670,71830,63830,61230,85600,125130,51770,141900,402.28888888888889,272.88888888888891,108,27.844444444444445,192.6,159.62222222222223,141.84444444444443,136.06666666666666,190.22222222222223,278.06666666666666,115.04444444444445,315.33333333333331,19792.613333333335,13426.133333333335,5313.6,1369.9466666666667,9475.92,7853.4133333333348,6978.7466666666669,6694.4800000000005,9358.9333333333343,13680.880000000001,5660.1866666666674,15514.4,318879.25333333336,716.4,1115,4850000,746000,1940000,1650000,9186000,358200,3029352.9066666667,3387552.9066666667,2939588.4,1898460,0,798786,0,0,5636834.4000000004,-9186000,-6936718.5066666659,-4687437.0133333318,-2438155.5199999977,-188874.02666666359,2060407.4666666701,4309688.9600000037,6558970.4533333369,8808251.946666671,11057533.440000005,13306814.933333339,15556096.426666673,17805377.920000009,20054659.413333341,22303940.906666674,24553222.400000006,26802503.893333338,29051785.38666667,31301066.880000003,33550348.373333335,35799629.866666667,-9186000,-7033577.5183413066,-4973843.0861320309,-3002805.3519604756,-1116644.8407915228,688293.44740843214,2415507.1203270494,4068343.1709668748,5650004.4634451764,7163555.939500967,8611930.5577361733,9997934.9771000072,11324254.995629992,12593460.754988831,13808011.720882455,14970261.449010326,16082462.145783408,17146769.032647602,18165244.522469796,19139862.216079552,20072510.726710897]
["KJ 4","Kotel 10",20,6,3600,157800,157800,157800,157800,0,0,0,0,0,0,157800,157800,1,1,1,1,0,0,0,0,0,0,1,1,119400,119400,119400,119400,0,0,0,0,0,0,119400,119400,33960,33960,33960,33960,0,0,0,0,0,0,33960,33960,181030,122800,48600,12530,86670,71830,63830,61230,85600,125130,51770,141900,344.16349809885929,233.46007604562737,92.395437262357419,23.821292775665398,164.77186311787071,136.55893536121673,121.34980988593156,116.40684410646388,162.73764258555133,237.88973384030419,98.422053231939159,269.77186311787074,19754.984790874521,13400.60836501901,5303.4980988593161,1367.3422053231939,9457.9049429657789,7838.4828897338402,6965.4790874524715,6681.7528517110268,9341.1406844106459,13654.870722433459,5649.4258555133074,15484.904942965781,318660.39543726237,716.4,1115,4850000,793000,1940000,1650000,9233000,358200,3027273.7566539925,3385473.7566539925,2939588.4,1898460,0,798786,0,0,5636834.4000000004,-9233000,-6981639.3566539921,-4730278.7133079842,-2478918.0699619763,-227557.42661596835,2023803.2167300396,4275163.8600760475,6526524.5034220554,8777885.1467680633,11029245.790114071,13280606.433460079,15531967.076806087,17783327.720152095,20034688.363498103,22286049.006844111,24537409.650190115,26788770.293536119,29040130.936882123,31291491.580228128,33542852.223574132,35794212.866920136,-9233000,-7078587.9011042984,-5016949.5289553013,-3044089.8426883183,-1156185.8366912056,650420.86761225155,2379231.1109648421,4033594.9802017715,5616718.3000457231,7131668.8453509398,8581382.2858344018,9968667.8748137914,11296213.892975885,12566592.857724302,13782266.508201255,14945590.575643316,16058819.348315144,17124110.039867133,18143526.969581954,19119045.562610492,20052556.177948806]
["KJ 4","Kotel 11",20,6,3600,157800,157800,157800,157800,0,0,0,0,0,0,157800,157800,1,1,1,1,0,0,0,0,0,0,1,1,119400,119400,119400,119400,0,0,0,0,0,0,119400,119400,33960,33960,33960,33960,0,0,0,0,0,0,33960,33960,181030,122800,48600,12530,86670,71830,63830,61230,85600,125130,51770,141900,172.08174904942965,116.73003802281369,46.197718631178709,11.910646387832699,82.385931558935354,68.279467680608363,60.674904942965782,58.20342205323194,81.368821292775664,118.94486692015209,49.21102661596958,134.88593155893537,19754.984790874521,13400.60836501901,5303.4980988593161,1367.3422053231939,9457.9049429657789,7838.4828897338402,6965.4790874524715,6681.7528517110268,9341.1406844106459,13654.870722433459,5649.4258555133074,15484.904942965781,318660.39543726237,716.4,1115,4850000,1586000,1940000,1650000,10026000,358200,3027273.7566539925,3385473.7566539925,2939588.4,1898460,0,798786,0,0,5636834.4000000004,-10026000,-7774639.3566539921,-5523278.7133079842,-3271918.0699619763,-1020557.4266159683,1230803.2167300396,3482163.8600760475,5733524.5034220554,7984885.1467680633,10236245.790114071,12487606.433460079,14738967.076806087,16990327.720152095,19241688.363498103,21493049.006844111,23744409.650190115,25995770.293536119,28247130.936882123,30498491.580228128,32749852.223574132,35001212.866920136,-10026000,-7871587.9011042984,-5809949.5289553013,-3837089.8426883183,-1949185.8366912056,-142579.13238774845,1586231.1109648424,3240594.9802017715,4823718.3000457231,6338668.8453509398,7788382.2858344009,9175667.8748137895,10503213.892975884,11773592.8577243,12989266.508201253,14152590.575643314,15265819.348315142,16331110.039867131,17350526.969581954,18326045.562610492,19259556.177948806]
["KJ 4","Kotel 7",21,6,3780,165690,165690,165690,165690,0,0,0,0,0,0,165690,165690,1,1,1,1,0,0,0,0,0,0,1,1,125370,125370,125370,125370,0,0,0,0,0,0,125370,125370,35658,35658,35658,35658,0,0,0,0,0,0,35658,35658,173140,114910,40710,4640,86670,71830,63830,61230,85600,125130,43880,134010,577.13333333333333,383.03333333333336,135.69999999999999,15.466666666666667,288.89999999999998,239.43333333333334,212.76666666666668,204.1,285.33333333333331,417.1,146.26666666666668,446.7,18929.973333333332,12563.493333333334,4450.9599999999991,507.30666666666662,9475.9199999999983,7853.413333333333,6978.7466666666669,6694.48,9358.9333333333325,13680.88,4797.5466666666671,14651.759999999998,323891.41333333339,752.22,1115,4850000,579000,1940000,1650000,9019000,376110,3076968.4266666672,3453078.4266666672,2939588.4,1993383,0,838725.3,0,0,5771696.7000000002,-9019000,-6700381.7266666675,-4381763.4533333341,-2063145.1800000006,255473.0933333328,2574091.3666666658,4892709.6399999987,7211327.9133333322,9529946.1866666656,11848564.459999997,14167182.733333331,16485801.006666664,18804419.279999997,21123037.553333331,23441655.826666664,25760274.099999998,28078892.373333331,30397510.646666665,32716128.919999998,35034747.193333335,37353365.466666669,-9019000,-6800226.5326953754,-4676998.3343177438,-2645201.0152960867,-700897.36072990717,1159680.2991420347,2940137.3899285821,4643924.0796764744,6274341.9646026874,7834550.4669244224,9327572.9571844563,10756302.612935685,12123508.025137817,13431838.563130289,14683829.50857763,15881906.968335852,17028392.575759988,18125507.989562988,19175379.19894385,20180040.643327449,21141439.154699314]
["KJ 4","Kotel 8",21,6,3780,165690,165690,165690,165690,0,0,0,0,0,0,165690,165690,1,1,1,1,0,0,0,0,0,0,1,1,125370,125370,125370,125370,0,0,0,0,0,0,125370,125370,35658,35658,35658,35658,0,0,0,0,0,0,35658,35658,173140,114910,40710,4640,86670,71830,63830,61230,85600,125130,43880,134010,462.94117647058823,307.24598930481284,108.85026737967914,12.406417112299465,231.73796791443851,192.05882352941177,170.66844919786095,163.71657754010695,228.87700534759358,334.57219251336898,117.32620320855615,358.31550802139037,18888,12535.636363636362,4441.0909090909081,506.18181818181813,9454.9090909090901,7836,6963.2727272727261,6679.6363636363631,9338.181818181818,13650.545454545454,4786.909090909091,14619.272727272726,323647.63636363635,752.22,1115,4850000,680000,1940000,1650000,9120000,376110,3074652.5454545454,3450762.5454545454,2939588.4,1993383,0,838725.3,0,0,5771696.7000000002,-9120000,-6799065.8454545448,-4478131.6909090905,-2157197.5363636361,163736.61818181816,2484670.7727272729,4805604.9272727277,7126539.081818182,9447473.2363636363,11768407.390909091,14089341.545454547,16410275.700000003,18731209.854545459,21052144.009090915,23373078.163636368,25694012.31818182,28014946.472727273,30335880.627272725,32656814.781818178,34977748.93636363,37298683.090909086,-9120000,-6899010.3784254026,-4773661.4582583234,-2739834.7403950891,-793589.0773680706,1068846.9638061097,2851082.4099058043,4556570.8750729766,6188617.2532233801,7750384.122266829,9244897.8725476414,10675054.571380954,12043625.575049197,13353262.899133639,14606504.357587652,15805778.480510153,16953409.22014891,18051620.454252981,19102540.295500897,20108205.215355363,21070563.990335714]
["KJ 4","Kotel 9",21,6,3780,165690,165690,165690,165690,0,0,0,0,0,0,165690,165690,1,1,1,1,0,0,0,0,0,0,1,1,125370,125370,125370,125370,0,0,0,0,0,0,125370,125370,35658,35658,35658,35658,0,0,0,0,0,0,35658,35658,173140,114910,40710,4640,86670,71830,63830,61230,85600,125130,43880,134010,384.75555555555553,255.35555555555555,90.466666666666669,10.311111111111112,192.6,159.62222222222223,141.84444444444443,136.06666666666666,190.22222222222223,278.06666666666666,97.511111111111106,297.8,18929.973333333332,12563.493333333334,4450.96,507.30666666666673,9475.92,7853.4133333333348,6978.7466666666669,6694.4800000000005,9358.9333333333343,13680.880000000001,4797.5466666666671,14651.760000000002,323891.41333333339,752.22,1115,4850000,746000,1940000,1650000,9186000,376110,3076968.4266666672,3453078.4266666672,2939588.4,1993383,0,838725.3,0,0,5771696.7000000002,-9186000,-6867381.7266666675,-4548763.4533333341,-2230145.1800000006,88473.093333332799,2407091.3666666658,4725709.6399999987,7044327.9133333322,9362946.1866666656,11681564.459999997,14000182.733333331,16318801.006666664,18637419.279999997,20956037.553333331,23274655.826666664,25593274.099999998,27911892.373333331,30230510.646666665,32549128.919999998,34867747.193333335,37186365.466666669,-9186000,-6967226.5326953754,-4843998.3343177438,-2812201.0152960867,-867897.36072990717,992680.29914203472,2773137.3899285821,4476924.0796764744,6107341.9646026874,7667550.4669244224,9160572.9571844563,10589302.612935685,11956508.025137817,13264838.563130289,14516829.50857763,15714906.968335852,16861392.575759988,17958507.989562988,19008379.19894385,20013040.643327449,20974439.154699314]
["KJ 4","Kotel 10",21,6,3780,165690,165690,165690,165690,0,0,0,0,0,0,165690,165690,1,1,1,1,0,0,0,0,0,0,1,1,125370,125370,125370,125370,0,0,0,0,0,0,125370,125370,35658,35658,35658,35658,0,0,0,0,0,0,35658,35658,173140,114910,40710,4640,86670,71830,63830,61230,85600,125130,43880,134010,329.16349809885929,218.46007604562737,77.395437262357419,8.8212927756654,164.77186311787071,136.55893536121673,121.34980988593156,116.40684410646388,162.73764258555133,237.88973384030419,83.422053231939159,254.77186311787071,18893.984790874521,12539.60836501901,4442.4980988593161,506.34220532319392,9457.9049429657789,7838.4828897338402,6965.4790874524715,6681.7528517110268,9341.1406844106459,13654.870722433459,4788.4258555133074,14623.904942965779,323682.39543726237,752.22,1115,4850000,793000,1940000,1650000,9233000,376110,3074982.7566539925,3451092.7566539925,2939588.4,1993383,0,838725.3,0,0,5771696.7000000002,-9233000,-6912396.0566539923,-4591792.1133079855,-2271188.1699619778,49415.773384029977,2370019.7167300377,4690623.6600760454,7011227.6034220532,9331831.5467680618,11652435.49011407,13973039.433460079,16293643.376806088,18614247.320152096,20934851.263498105,23255455.20684411,25576059.150190119,27896663.093536127,30217267.036882136,32537870.980228145,34858474.923574157,37179078.866920166,-9233000,-7012326.3700038195,-4887279.8341223076,-2853742.47921177,-907773.7185318293,954397.34431978851,2736379.2226466956,4441625.039227468,6073439.2177736619,7634983.8862389196,9129285.0043874905,10559238.227496171,11927614.517552326,13237065.512821373,14490128.666188883,15689232.162234347,16836699.622564934,17934754.608527221,18985524.930022229,19991046.768773433,20953268.624037743]
["KJ 4","Kotel 11",21,6,3780,165690,165690,165690,165690,0,0,0,0,0,0,165690,165690,1,1,1,1,0,0,0,0,0,0,1,1,125370,125370,125370,125370,0,0,0,0,0,0,125370,125370,35658,35658,35658,35658,0,0,0,0,0,0,35658,35658,173140,114910,40710,4640,86670,71830,63830,61230,85600,125130,43880,134010,164.58174904942965,109.23003802281369,38.697718631178709,4.4106463878327,82.385931558935354,68.279467680608363,60.674904942965782,58.20342205323194,81.368821292775664,118.94486692015209,41.71102661596958,127.38593155893535,18893.984790874521,12539.60836501901,4442.4980988593161,506.34220532319392,9457.9049429657789,7838.4828897338402,6965.4790874524715,6681.7528517110268,9341.1406844106459,13654.870722433459,4788.4258555133074,14623.904942965779,323682.39543726237,752.22,1115,4850000,1586000,1940000,1650000,10026000,376110,3074982.7566539925,3451092.7566539925,2939588.4,1993383,0,838725.3,0,0,5771696.7000000002,-10026000,-7705396.0566539923,-5384792.1133079855,-3064188.1699619768,-743584.22661596909,1577019.7167300386,3897623.6600760464,6218227.6034220541,8538831.5467680618,10859435.49011407,13180039.433460079,15500643.376806088,17821247.320152096,20141851.263498105,22462455.206844114,24783059.150190119,27103663.093536127,29424267.036882136,31744870.980228145,34065474.923574157,36386078.866920166,-10026000,-7805326.3700038195,-5680279.8341223076,-3646742.47921177,-1700773.7185318293,161397.34431978851,1943379.2226466958,3648625.0392274684,5280439.2177736629,6841983.8862389205,8336285.0043874923,9766238.2274961732,11134614.517552327,12444065.512821374,13697128.666188885,14896232.162234349,16043699.622564936,17141754.608527221,18192524.930022229,19198046.768773433,20160268.624037743]
["KJ 4","Kotel 6",22,6,3960,173580,173580,173580,170330,0,0,0,0,0,0,173580,173580,1,1,1,0.9767724413950829,0,0,0,0,0,0,1,1,131340,131340,131340,128335.28301886792,0,0,0,0,0,0,131340,131340,37356,37356,37356,36632.415094339623,0,0,0,0,0,0,37356,37356,165250,107020,32820,0,86670,71830,63830,61230,85600,125130,35990,126120,628.32699619771859,406.92015209125475,124.79087452471482,0,329.54372623574142,273.11787072243345,242.69961977186313,232.81368821292776,325.47528517110266,475.77946768060838,136.84410646387832,479.54372623574142,18032.984790874521,11678.60836501901,3581.4980988593152,0,9457.9049429657789,7838.4828897338402,6965.4790874524715,6681.7528517110268,9341.1406844106459,13654.870722433459,3927.4258555133079,13762.904942965779,328335.46832627879,785.03528301886797,1115,4850000,352000,1940000,1650000,8792000,392517.64150943398,3119186.9490996483,3511704.590609082,2939588.4,2080343.5000000002,0,875314.3405660378,0,0,5895246.2405660385,-8792000,-6408458.3500430426,-4024916.7000860861,-1641375.0501291296,742166.59982782695,3125708.2497847835,5509249.89974174,7892791.5496986965,10276333.199655652,12659874.849612609,15043416.499569565,17426958.149526522,19810499.799483478,22194041.449440435,24577583.099397391,26961124.749354348,29344666.399311304,31728208.049268261,34111749.699225217,36495291.349182174,38878832.99913913,-8792000,-6511098.8995627202,-4328418.4206753718,-2239728.967194655,-240983.07869636151,1671692.4126895652,3502003.8877000217,5253498.1221597884,6929569.1599203311,8533464.8898347262,10068293.339513574,11537028.698057925,12942517.07944008,14287482.037700515,15574529.8446483,16806154.540292114,17984742.765788585,19112578.388273247,20191846.926536083,21224639.786117744,22212958.31203321]
["KJ 4","Kotel 7",22,6,3960,173580,173580,173580,170330,0,0,0,0,0,0,173580,173580,1,1,1,0.9767724413950829,0,0,0,0,0,0,1,1,131340,131340,131340,128335.28301886792,0,0,0,0,0,0,131340,131340,37356,37356,37356,36632.415094339623,0,0,0,0,0,0,37356,37356,165250,107020,32820,0,86670,71830,63830,61230,85600,125130,35990,126120,550.83333333333337,356.73333333333335,109.4,0,288.89999999999998,239.43333333333334,212.76666666666668,204.1,285.33333333333331,417.1,119.96666666666667,420.4,18067.333333333332,11700.853333333333,3588.3199999999997,0,9475.9199999999983,7853.413333333333,6978.7466666666669,6694.48,9358.9333333333325,13680.88,3934.9066666666663,13789.119999999997,328535.32176100631,785.03528301886797,1115,4850000,579000,1940000,1650000,9019000,392517.64150943398,3121085.5567295598,3513603.198238994,2939588.4,2080343.5000000002,0,875314.3405660378,0,0,5895246.2405660385,-9019000,-6637356.9576729564,-4255713.9153459119,-1874070.8730188673,507572.1693081772,2889215.2116352217,5270858.2539622663,7652501.2962893108,10034144.338616356,12415787.380943401,14797430.423270445,17179073.465597488,19560716.507924531,21942359.550251573,24324002.592578616,26705645.634905659,29087288.677232701,31468931.719559744,33850574.76188679,36232217.804213837,38613860.846540883,-9019000,-6739915.7489693351,-4558973.8819543449,-2471948.1718921531,-474794.38235895499,1436357.5693474547,3265211.1116502397,5015310.1951935738,6690046.1603068132,8292664.3087405348,9826270.1924091689,11293835.631326521,12698204.472395757,14042098.100213209,15328120.710564837,16558764.356834337,17736413.779101804,18863351.025290765,19941759.873318478,20973730.062818684,21961261.344637062]
["KJ 4","Kotel 8",22,6,3960,173580,173580,173580,170330,0,0,0,0,0,0,173580,173580,1,1,1,0.9767724413950829,0,0,0,0,0,0,1,1,131340,131340,131340,128335.28301886792,0,0,0,0,0,0,131340,131340,37356,37356,37356,36632.415094339623,0,0,0,0,0,0,37356,37356,165250,107020,32820,0,86670,71830,63830,61230,85600,125130,35990,126120,441.84491978609628,286.14973262032083,87.754010695187162,0,231.73796791443851,192.05882352941177,170.66844919786095,163.71657754010695,228.87700534759358,334.57219251336898,96.229946524064175,337.21925133689842,18027.272727272728,11674.90909090909,3580.363636363636,0,9454.9090909090901,7836,6963.2727272727261,6679.6363636363631,9338.181818181818,13650.545454545454,3926.181818181818,13758.545454545454,328302.23327615787,785.03528301886797,1115,4850000,680000,1940000,1650000,9120000,392517.64150943398,3118871.2161234999,3511388.8576329341,2939588.4,2080343.5000000002,0,875314.3405660378,0,0,5895246.2405660385,-9120000,-6736142.6170668965,-4352285.2341337921,-1968427.8512006877,415429.53173241671,2799286.9146655211,5183144.2975986255,7567001.6805317299,9950859.0634648353,12334716.44639794,14718573.829331044,17102431.212264147,19486288.595197249,21870145.978130352,24254003.361063454,26637860.743996557,29021718.126929659,31405575.509862762,33789432.892795868,36173290.275728971,38557147.658662073,-9120000,-6838796.7627434405,-4655827.15771324,-2566861.0284977369,-567850.37853074819,1345078.4731123033,3175632.3981295777,4927358.6421652474,6603651.6986587113,8207759.886690734,9742791.6455730516,11211721.558379099,12617396.116088234,13962539.233513243,15249757.527699856,16481545.369026758,17660289.714794129,18788274.734667212,19867686.236938104,20900615.904182978,21889065.34652257]
["KJ 4","Kotel 9",22,6,3960,173580,173580,173580,170330,0,0,0,0,0,0,173580,173580,1,1,1,0.9767724413950829,0,0,0,0,0,0,1,1,131340,131340,131340,128335.28301886792,0,0,0,0,0,0,131340,131340,37356,37356,37356,36632.415094339623,0,0,0,0,0,0,37356,37356,165250,107020,32820,0,86670,71830,63830,61230,85600,125130,35990,126120,367.22222222222223,237.82222222222222,72.933333333333337,0,192.6,159.62222222222223,141.84444444444443,136.06666666666666,190.22222222222223,278.06666666666666,79.977777777777774,280.26666666666665,18067.333333333336,11700.853333333334,3588.3200000000006,0,9475.92,7853.4133333333348,6978.7466666666669,6694.4800000000005,9358.9333333333343,13680.880000000001,3934.9066666666668,13789.12,328535.32176100631,785.03528301886797,1115,4850000,746000,1940000,1650000,9186000,392517.64150943398,3121085.5567295598,3513603.198238994,2939588.4,2080343.5000000002,0,875314.3405660378,0,0,5895246.2405660385,-9186000,-6804356.9576729564,-4422713.9153459119,-2041070.8730188673,340572.1693081772,2722215.2116352217,5103858.2539622663,7485501.2962893108,9867144.3386163563,12248787.380943401,14630430.423270445,17012073.465597488,19393716.507924531,21775359.550251573,24157002.592578616,26538645.634905659,28920288.677232701,31301931.719559744,33683574.76188679,36065217.804213837,38446860.846540883,-9186000,-6906915.7489693351,-4725973.8819543449,-2638948.1718921531,-641794.38235895499,1269357.5693474547,3098211.1116502397,4848310.1951935738,6523046.1603068132,8125664.3087405348,9659270.1924091689,11126835.631326521,12531204.472395757,13875098.100213209,15161120.710564837,16391764.356834337,17569413.779101804,18696351.025290765,19774759.873318478,20806730.062818684,21794261.344637062]
["KJ 4","Kotel 10",22,6,3960,173580,173580,173580,170330,0,0,0,0,0,0,173580,173580,1,1,1,0.9767724413950829,0,0,0,0,0,0,1,1,131340,131340,131340,128335.28301886792,0,0,0,0,0,0,131340,131340,37356,37356,37356,36632.415094339623,0,0,0,0,0,0,37356,37356,165250,107020,32820,0,86670,71830,63830,61230,85600,125130,35990,126120,314.16349809885929,203.46007604562737,62.395437262357412,0,164.77186311787071,136.55893536121673,121.34980988593156,116.40684410646388,162.73764258555133,237.88973384030419,68.422053231939159,239.77186311787071,18032.984790874521,11678.60836501901,3581.4980988593152,0,9457.9049429657789,7838.4828897338402,6965.4790874524715,6681.7528517110268,9341.1406844106459,13654.870722433459,3927.4258555133079,13762.904942965779,328335.46832627879,785.03528301886797,1115,4850000,793000,1940000,1650000,9233000,392517.64150943398,3119186.9490996483,3511704.590609082,2939588.4,2080343.5000000002,0,875314.3405660378,0,0,5895246.2405660385,-9233000,-6849458.3500430426,-4465916.7000860861,-2082375.0501291296,301166.59982782695,2684708.2497847835,5068249.89974174,7451791.5496986965,9835333.199655652,12218874.849612609,14602416.499569565,16985958.149526522,19369499.799483478,21753041.449440435,24136583.099397391,26520124.749354348,28903666.399311304,31287208.049268261,33670749.699225217,36054291.349182174,38437832.99913913,-9233000,-6952098.8995627202,-4769418.4206753718,-2680728.967194655,-681983.07869636151,1230692.4126895652,3061003.8877000217,4812498.1221597884,6488569.1599203311,8092464.8898347262,9627293.3395135738,11096028.698057925,12501517.07944008,13846482.037700515,15133529.8446483,16365154.540292114,17543742.765788585,18671578.388273247,19750846.926536083,20783639.786117744,21771958.31203321]
["KJ 4","Kotel 11",22,6,3960,173580,173580,173580,170330,0,0,0,0,0,0,173580,173580,1,1,1,0.9767724413950829,0,0,0,0,0,0,1,1,131340,131340,131340,128335.28301886792,0,0,0,0,0,0,131340,131340,37356,37356,37356,36632.415094339623,0,0,0,0,0,0,37356,37356,165250,107020,32820,0,86670,71830,63830,61230,85600,125130,35990,126120,157.08174904942965,101.73003802281369,31.197718631178706,0,82.385931558935354,68.279467680608363,60.674904942965782,58.20342205323194,81.368821292775664,118.94486692015209,34.21102661596958,119.88593155893535,18032.984790874521,11678.60836501901,3581.4980988593152,0,9457.9049429657789,7838.4828897338402,6965.4790874524715,6681.7528517110268,9341.1406844106459,13654.870722433459,3927.4258555133079,13762.904942965779,328335.46832627879,785.03528301886797,1115,4850000,1586000,1940000,1650000,10026000,392517.64150943398,3119186.9490996483,3511704.590609082,2939588.4,2080343.5000000002,0,875314.3405660378,0,0,5895246.2405660385,-10026000,-7642458.3500430426,-5258916.7000860861,-2875375.0501291296,-491833.40017217305,1891708.2497847835,4275249.89974174,6658791.5496986965,9042333.199655652,11425874.849612609,13809416.499569565,16192958.149526522,18576499.799483478,20960041.449440435,23343583.099397391,25727124.749354348,28110666.399311304,30494208.049268261,32877749.699225217,35261291.349182174,37644832.99913913,-10026000,-7745098.8995627202,-5562418.4206753718,-3473728.967194655,-1474983.0786963615,437692.41268956522,2268003.8877000217,4019498.1221597884,5695569.1599203311,7299464.8898347262,8834293.3395135738,10303028.698057925,11708517.07944008,13053482.037700515,14340529.8446483,15572154.540292114,16750742.765788587,17878578.38827325,18957846.926536087,19990639.786117747,20978958.312033214]
["KJ 4","Kotel 6",23,6,4140,181470,181470,181470,170330,0,0,0,0,0,0,181470,181470,1,1,1,0.92384468143286846,0,0,0,0,0,0,1,1,137310,137310,137310,127010.75471698113,0,0,0,0,0,0,137310,137310,39054,39054,39054,36573.773584905663,0,0,0,0,0,0,39054,39054,157360,99130,24930,0,86670,71830,63830,61230,85600,125130,28100,118230,598.32699619771859,376.92015209125475,94.790874524714823,0,329.54372623574142,273.11787072243345,242.69961977186313,232.81368821292776,325.47528517110266,475.77946768060838,106.84410646387833,449.54372623574142,17171.984790874521,10817.60836501901,2720.4980988593152,0,9457.9049429657789,7838.4828897338402,6965.4790874524715,6681.7528517110268,9341.1406844106459,13654.870722433459,3066.4258555133083,12901.904942965779,332461.82681684481,813.56075471698114,1115,4850000,352000,1940000,1650000,8792000,406780.37735849054,3158387.3547600256,3565167.7321185162,2939588.4,2155936,0,907120.24150943395,0,0,6002644.6415094342,-8792000,-6354523.090609083,-3917046.181218164,-1479569.2718272461,957907.63756367192,3395384.5469545899,5832861.4563455079,8270338.3657364259,10707815.275127344,13145292.184518263,15582769.09390918,18020246.003300101,20457722.912691019,22895199.822081938,25332676.731472857,27770153.640863776,30207630.550254695,32645107.459645614,35082584.369036533,37520061.278427452,39957538.187818371,-8792000,-6459486.2111091688,-4227415.5997303836,-2091462.8615688663,-47488.949452581583,1908466.9473094135,3780195.0781821362,5571322.4761464642,7285319.9861601759,8925508.9909579866,10495067.847223833,11997038.04460742,13434330.099519942,14809729.195130011,16125900.578488929,17385394.725243874,18590652.281947169,19744008.795538843,20847699.239167236,21903862.343117852,22914544.739242844]
["KJ 4","Kotel 7",23,6,4140,181470,181470,181470,170330,0,0,0,0,0,0,181470,181470,1,1,1,0.92384468143286846,0,0,0,0,0,0,1,1,137310,137310,137310,127010.75471698113,0,0,0,0,0,0,137310,137310,39054,39054,39054,36573.773584905663,0,0,0,0,0,0,39054,39054,157360,99130,24930,0,86670,71830,63830,61230,85600,125130,28100,118230,524.5333333333333,330.43333333333334,83.1,0,288.89999999999998,239.43333333333334,212.76666666666668,204.1,285.33333333333331,417.1,93.666666666666671,394.1,17204.693333333329,10838.213333333333,2725.6799999999994,0,9475.9199999999983,7853.413333333333,6978.7466666666669,6694.48,9358.9333333333325,13680.88,3072.2666666666664,12926.48,332653.48025157227,813.56075471698114,1115,4850000,579000,1940000,1650000,9019000,406780.37735849054,3160208.0623899368,3566988.4397484274,2939588.4,2155936,0,907120.24150943395,0,0,6002644.6415094342,-9019000,-6583343.7982389927,-4147687.5964779854,-1712031.3947169781,723624.80704402924,3159281.0088050361,5594937.2105660429,8030593.4123270493,10466249.614088057,12901905.815849064,15337562.017610071,17773218.21937108,20208874.421132088,22644530.622893095,25080186.824654102,27515843.02641511,29951499.228176117,32387155.429937124,34822811.631698132,37258467.833459139,39694124.035220146,-9019000,-6688228.5150612369,-4457825.1801916072,-2323467.9219431579,-281020.78486330179,1673474.0831556993,3543804.1003987631,5333593.5905835126,7046310.8060713112,8685274.648643367,10253661.100865431,11754509.38050377,13190727.829918448,14565099.55184637,15880287.8024951,17138841.152398191,18343198.425032727,19495693.422769126,20598559.449311133,21653933.637389611,22663861.090096287]
["KJ 4","Kotel 8",23,6,4140,181470,181470,181470,170330,0,0,0,0,0,0,181470,181470,1,1,1,0.92384468143286846,0,0,0,0,0,0,1,1,137310,137310,137310,127010.75471698113,0,0,0,0,0,0,137310,137310,39054,39054,39054,36573.773584905663,0,0,0,0,0,0,39054,39054,157360,99130,24930,0,86670,71830,63830,61230,85600,125130,28100,118230,420.74866310160428,265.05347593582889,66.657754010695186,0,231.73796791443851,192.05882352941177,170.66844919786095,163.71657754010695,228.87700534759358,334.57219251336898,75.133689839572199,316.12299465240642,17166.545454545452,10814.181818181818,2719.6363636363635,0,9454.9090909090901,7836,6963.2727272727261,6679.6363636363631,9338.181818181818,13650.545454545454,3065.4545454545455,12897.81818181818,332429.95540308743,813.56075471698114,1115,4850000,680000,1940000,1650000,9120000,406780.37735849054,3158084.5763293304,3564864.953687821,2939588.4,2155936,0,907120.24150943395,0,0,6002644.6415094342,-9120000,-6682220.3121783864,-4244440.6243567728,-1806660.9365351591,631118.7512864545,3068898.4391080677,5506678.1269296808,7944457.8147512935,10382237.502572907,12820017.190394521,15257796.878216134,17695576.566037748,20133356.253859363,22571135.941680975,25008915.629502587,27446695.317324199,29884475.005145811,32322254.692967422,34760034.380789034,37197814.068610646,39635593.756432258,-9120000,-6787196.4709841013,-4554848.5963277388,-2418630.5344556221,-374402.72405168251,1581796.1375788818,3453756.7707181778,5245106.6588897528,6959317.078192696,8599709.8239371385,10169463.647616033,11671620.416686743,13109091.009098908,14484660.953990931,15800995.82948569,17060646.428045269,18266053.699394148,19419553.480589248,20523381.022402741,21579675.320788857,22590483.261828203]
["KJ 4","Kotel 9",23,6,4140,181470,181470,181470,170330,0,0,0,0,0,0,181470,181470,1,1,1,0.92384468143286846,0,0,0,0,0,0,1,1,137310,137310,137310,127010.75471698113,0,0,0,0,0,0,137310,137310,39054,39054,39054,36573.773584905663,0,0,0,0,0,0,39054,39054,157360,99130,24930,0,86670,71830,63830,61230,85600,125130,28100,118230,349.68888888888887,220.28888888888889,55.4,0,192.6,159.62222222222223,141.84444444444443,136.06666666666666,190.22222222222223,278.06666666666666,62.444444444444443,262.73333333333335,17204.693333333333,10838.213333333335,2725.6800000000003,0,9475.92,7853.4133333333348,6978.7466666666669,6694.4800000000005,9358.9333333333343,13680.880000000001,3072.2666666666669,12926.480000000001,332653.48025157233,813.56075471698114,1115,4850000,746000,1940000,1650000,9186000,406780.37735849054,3160208.0623899372,3566988.4397484278,2939588.4,2155936,0,907120.24150943395,0,0,6002644.6415094342,-9186000,-6750343.7982389946,-4314687.5964779872,-1879031.3947169809,556624.80704402551,2992281.0088050319,5427937.2105660383,7863593.4123270446,10299249.614088051,12734905.815849058,15170562.017610064,17606218.219371073,20041874.42113208,22477530.622893088,24913186.824654095,27348843.026415102,29784499.228176109,32220155.429937117,34655811.631698124,37091467.833459131,39527124.035220139,-9186000,-6855228.5150612378,-4624825.1801916081,-2490467.9219431588,-448020.78486330318,1506474.0831556974,3376804.1003987603,5166593.5905835098,6879310.8060713084,8518274.6486433651,10086661.100865429,11587509.380503768,13023727.829918446,14398099.551846368,15713287.802495098,16971841.152398188,18176198.425032724,19328693.422769122,20431559.44931113,21486933.637389608,22496861.090096284]
["KJ 4","Kotel 10",23,6,4140,181470,181470,181470,170330,0,0,0,0,0,0,181470,181470,1,1,1,0.92384468143286846,0,0,0,0,0,0,1,1,137310,137310,137310,127010.75471698113,0,0,0,0,0,0,137310,137310,39054,39054,39054,36573.773584905663,0,0,0,0,0,0,39054,39054,157360,99130,24930,0,86670,71830,63830,61230,85600,125130,28100,118230,299.16349809885929,188.46007604562737,47.395437262357412,0,164.77186311787071,136.55893536121673,121.34980988593156,116.40684410646388,162.73764258555133,237.88973384030419,53.422053231939167,224.77186311787071,17171.984790874521,10817.60836501901,2720.4980988593152,0,9457.9049429657789,7838.4828897338402,6965.4790874524715,6681.7528517110268,9341.1406844106459,13654.870722433459,3066.4258555133083,12901.904942965779,332461.82681684481,813.56075471698114,1115,4850000,793000,1940000,1650000,9233000,406780.37735849054,3158387.3547600256,3565167.7321185162,2939588.4,2155936,0,907120.24150943395,0,0,6002644.6415094342,-9233000,-6795523.090609083,-4358046.181218164,-1920569.2718272461,516907.63756367192,2954384.5469545899,5391861.4563455079,7829338.3657364259,10266815.275127344,12704292.184518263,15141769.09390918,17579246.003300101,20016722.912691019,22454199.822081938,24891676.731472857,27329153.640863776,29766630.550254695,32204107.459645614,34641584.369036533,37079061.278427452,39516538.187818371,-9233000,-6900486.2111091688,-4668415.5997303836,-2532462.8615688663,-488488.94945258158,1467466.9473094135,3339195.0781821362,5130322.4761464642,6844319.9861601759,8484508.9909579866,10054067.847223833,11556038.04460742,12993330.099519942,14368729.195130011,15684900.578488929,16944394.725243874,18149652.281947169,19303008.795538843,20406699.239167236,21462862.343117852,22473544.739242844]
["KJ 4","Kotel 11",23,6,4140,181470,181470,181470,170330,0,0,0,0,0,0,181470,181470,1,1,1,0.92384468143286846,0,0,0,0,0,0,1,1,137310,137310,137310,127010.75471698113,0,0,0,0,0,0,137310,137310,39054,39054,39054,36573.773584905663,0,0,0,0,0,0,39054,39054,157360,99130,24930,0,86670,71830,63830,61230,85600,125130,28100,118230,149.58174904942965,94.230038022813687,23.697718631178706,0,82.385931558935354,68.279467680608363,60.674904942965782,58.20342205323194,81.368821292775664,118.94486692015209,26.711026615969583,112.38593155893535,17171.984790874521,10817.60836501901,2720.4980988593152,0,9457.9049429657789,7838.4828897338402,6965.4790874524715,6681.7528517110268,9341.1406844106459,13654.870722433459,3066.4258555133083,12901.904942965779,332461.82681684481,813.56075471698114,1115,4850000,1586000,1940000,1650000,10026000,406780.37735849054,3158387.3547600256,3565167.7321185162,2939588.4,2155936,0,907120.24150943395,0,0,6002644.6415094342,-10026000,-7588523.090609083,-5151046.181218164,-2713569.2718272451,-276092.36243632715,2161384.5469545908,4598861.4563455088,7036338.3657364268,9473815.2751273438,11911292.184518263,14348769.093909182,16786246.003300101,19223722.912691019,21661199.822081938,24098676.731472857,26536153.640863776,28973630.550254695,31411107.459645614,33848584.369036533,36286061.278427452,38723538.187818371,-10026000,-7693486.2111091688,-5461415.5997303836,-3325462.8615688663,-1281488.9494525816,674466.94730941346,2546195.0781821362,4337322.4761464642,6051319.9861601759,7691508.9909579856,9261067.8472238332,10763038.04460742,12200330.099519942,13575729.195130011,14891900.578488929,16151394.725243874,17356652.281947169,18510008.795538843,19613699.239167236,20669862.343117852,21680544.739242844]
["KJ 4","Kotel 6",24,6,4320,189360,189360,189360,170330,0,0,0,0,0,0,189360,189360,1,1,1,0.8753275681341719,0,0,0,0,0,0,1,1,143280,143280,143280,125686.22641509434,0,0,0,0,0,0,143280,143280,40752,40752,40752,36515.132075471694,0,0,0,0,0,0,40752,40752,149470,91240,17040,0,86670,71830,63830,61230,85600,125130,20210,110340,568.32699619771859,346.92015209125475,64.790874524714823,0,329.54372623574142,273.11787072243345,242.69961977186313,232.81368821292776,325.47528517110266,475.77946768060838,76.844106463878333,419.54372623574142,16310.984790874523,9956.6083650190103,1859.4980988593154,0,9457.9049429657789,7838.4828897338402,6965.4790874524715,6681.7528517110268,9341.1406844106459,13654.870722433459,2205.4258555133083,12040.904942965779,336588.18530741084,842.0862264150943,1115,4850000,352000,1940000,1650000,8792000,421043.11320754717,3197587.760420403,3618630.87362795,2939588.4,2231528.5,0,938926.1424528301,0.6,69000,6179043.0424528308,-8792000,-6231587.8311751187,-3671175.6623502374,-1110763.4935253561,1449648.6752995253,4010060.8441244061,6570473.012949287,9130885.1817741673,11691297.350599049,14251709.51942393,16812121.688248813,19372533.857073694,21932946.025898576,24493358.194723457,27053770.363548338,29614182.53237322,32174594.701198101,34735006.870022982,37295419.038847864,39855831.207672745,42416243.376497626,-8792000,-6341844.8145216443,-3997198.704016041,-1753518.2154939324,393544.45294827688,2448149.8772948887,4414279.4699710719,6295743.1950200517,8096186.9510477837,9819099.6362417862,11467819.909154706,13045542.658353673,14555325.193472302,16000093.169662377,17382646.256925609,18705663.565311477,19971708.836494125,21183235.411788523,22342590.986232925,23452022.157950055,24513678.781602811]
["KJ 4","Kotel 7",24,6,4320,189360,189360,189360,170330,0,0,0,0,0,0,189360,189360,1,1,1,0.8753275681341719,0,0,0,0,0,0,1,1,143280,143280,143280,125686.22641509434,0,0,0,0,0,0,143280,143280,40752,40752,40752,36515.132075471694,0,0,0,0,0,0,40752,40752,149470,91240,17040,0,86670,71830,63830,61230,85600,125130,20210,110340,498.23333333333335,304.13333333333333,56.8,0,288.89999999999998,239.43333333333334,212.76666666666668,204.1,285.33333333333331,417.1,67.36666666666666,367.8,16342.053333333333,9975.5733333333319,1863.0399999999997,0,9475.9199999999983,7853.413333333333,6978.7466666666669,6694.48,9358.9333333333325,13680.88,2209.6266666666661,12063.84,336771.6387421384,842.0862264150943,1115,4850000,579000,1940000,1650000,9019000,421043.11320754717,3199330.5680503147,3620373.6812578617,2939588.4,2231528.5,0,938926.1424528301,0.6,69000,6179043.0424528308,-9019000,-6460330.6388050318,-3901661.2776100636,-1342991.9164150944,1215677.4447798748,3774346.8059748439,6333016.1671698131,8891685.5283647813,11450354.88955975,14009024.250754718,16567693.611949686,19126362.973144654,21685032.334339622,24243701.695534591,26802371.056729559,29361040.417924527,31919709.779119495,34478379.14031446,37037048.501509428,39595717.862704396,42154387.223899364,-9019000,-6570512.5730191674,-4227462.4036595197,-1985309.131545024,160292.08578942204,2213498.9923295616,4178290.2904540971,6058473.3508603517,7857691.5904835621,9579431.5327067301,11227029.563542297,12803678.396877769,14312433.261313627,15756217.82058239,17137829.8390214,18459946.603077866,19725130.109351996,20935832.029231548,22094398.459738296,23203074.469792601,24264008.450705811]
["KJ 4","Kotel 8",24,6,4320,189360,189360,189360,170330,0,0,0,0,0,0,189360,189360,1,1,1,0.8753275681341719,0,0,0,0,0,0,1,1,143280,143280,143280,125686.22641509434,0,0,0,0,0,0,143280,143280,40752,40752,40752,36515.132075471694,0,0,0,0,0,0,40752,40752,149470,91240,17040,0,86670,71830,63830,61230,85600,125130,20210,110340,399.65240641711227,243.95721925133691,45.561497326203209,0,231.73796791443851,192.05882352941177,170.66844919786095,163.71657754010695,228.87700534759358,334.57219251336898,54.037433155080215,295.02673796791441,16305.81818181818,9953.454545454546,1858.9090909090908,0,9454.9090909090901,7836,6963.2727272727261,6679.6363636363631,9338.181818181818,13650.545454545454,2204.7272727272725,12037.090909090908,336557.6775300171,842.0862264150943,1115,4850000,680000,1940000,1650000,9120000,421043.11320754717,3197297.9365351624,3618341.0497427094,2939588.4,2231528.5,0,938926.1424528301,0.6,69000,6179043.0424528308,-9120000,-6559298.007289879,-3998596.014579758,-1437894.0218696371,1122807.9708404839,3683509.9635506053,6244211.9562607268,8804913.9489708487,11365615.94168097,13926317.934391091,16487019.927101212,19047721.919811331,21608423.912521452,24169125.905231573,26729827.897941694,29290529.890651815,31851231.883361936,34411933.876072057,36972635.868782178,39533337.861492299,42094039.85420242,-9120000,-6669567.4710907927,-4324655.9601728907,-2080721.4999643718,66584.203584450297,2121422.1974110743,4087774.3446135856,5969451.0405011559,7770098.5963744298,9493206.3053440694,11142113.20387961,12720014.542191133,14229967.975982063,15674899.491571469,17057609.075867552,18380776.142179593,19646964.722382504,20858628.435495339,22018115.242301878,23127671.995226797,24189448.792284135]
["KJ 4","Kotel 9",24,6,4320,189360,189360,189360,170330,0,0,0,0,0,0,189360,189360,1,1,1,0.8753275681341719,0,0,0,0,0,0,1,1,143280,143280,143280,125686.22641509434,0,0,0,0,0,0,143280,143280,40752,40752,40752,36515.132075471694,0,0,0,0,0,0,40752,40752,149470,91240,17040,0,86670,71830,63830,61230,85600,125130,20210,110340,332.15555555555557,202.75555555555556,37.866666666666667,0,192.6,159.62222222222223,141.84444444444443,136.06666666666666,190.22222222222223,278.06666666666666,44.911111111111111,245.2,16342.053333333335,9975.5733333333337,1863.0400000000002,0,9475.92,7853.4133333333348,6978.7466666666669,6694.4800000000005,9358.9333333333343,13680.880000000001,2209.626666666667,12063.84,336771.6387421384,842.0862264150943,1115,4850000,746000,1940000,1650000,9186000,421043.11320754717,3199330.5680503147,3620373.6812578617,2939588.4,2231528.5,0,938926.1424528301,0.6,69000,6179043.0424528308,-9186000,-6627330.6388050318,-4068661.2776100636,-1509991.9164150944,1048677.4447798748,3607346.8059748439,6166016.1671698131,8724685.5283647813,11283354.88955975,13842024.250754718,16400693.611949686,18959362.973144654,21518032.334339622,24076701.695534591,26635371.056729559,29194040.417924527,31752709.779119495,34311379.14031446,36870048.501509428,39428717.862704396,41987387.223899364,-9186000,-6737512.5730191674,-4394462.4036595197,-2152309.131545024,-6707.9142105779611,2046498.9923295616,4011290.2904540971,5891473.3508603517,7690691.5904835621,9412431.5327067301,11060029.563542297,12636678.396877769,14145433.261313627,15589217.82058239,16970829.8390214,18292946.603077866,19558130.109351996,20768832.029231548,21927398.459738296,23036074.469792601,24097008.450705811]
["KJ 4","Kotel 10",24,6,4320,189360,189360,189360,170330,0,0,0,0,0,0,189360,189360,1,1,1,0.8753275681341719,0,0,0,0,0,0,1,1,143280,143280,143280,125686.22641509434,0,0,0,0,0,0,143280,143280,40752,40752,40752,36515.132075471694,0,0,0,0,0,0,40752,40752,149470,91240,17040,0,86670,71830,63830,61230,85600,125130,20210,110340,284.16349809885929,173.46007604562737,32.395437262357412,0,164.77186311787071,136.55893536121673,121.34980988593156,116.40684410646388,162.73764258555133,237.88973384030419,38.422053231939167,209.77186311787071,16310.984790874523,9956.6083650190103,1859.4980988593154,0,9457.9049429657789,7838.4828897338402,6965.4790874524715,6681.7528517110268,9341.1406844106459,13654.870722433459,2205.4258555133083,12040.904942965779,336588.18530741084,842.0862264150943,1115,4850000,793000,1940000,1650000,9233000,421043.11320754717,3197587.760420403,3618630.87362795,2939588.4,2231528.5,0,938926.1424528301,0.6,69000,6179043.0424528308,-9233000,-6672587.8311751187,-4112175.6623502374,-1551763.4935253561,1008648.6752995253,3569060.8441244061,6129473.012949287,8689885.1817741673,11250297.350599049,13810709.51942393,16371121.688248811,18931533.857073694,21491946.025898576,24052358.194723457,26612770.363548338,29173182.53237322,31733594.701198101,34294006.870022982,36854419.038847864,39414831.207672745,41975243.376497626,-9233000,-6782844.8145216443,-4438198.704016041,-2194518.2154939324,-47455.547051723115,2007149.8772948885,3973279.4699710719,5854743.1950200517,7655186.9510477837,9378099.6362417862,11026819.909154706,12604542.658353673,14114325.193472302,15559093.169662377,16941646.256925609,18264663.565311477,19530708.836494125,20742235.411788523,21901590.986232925,23011022.157950055,24072678.781602811]
["KJ 4","Kotel 11",24,6,4320,189360,189360,189360,170330,0,0,0,0,0,0,189360,189360,1,1,1,0.8753275681341719,0,0,0,0,0,0,1,1,143280,143280,143280,125686.22641509434,0,0,0,0,0,0,143280,143280,40752,40752,40752,36515.132075471694,0,0,0,0,0,0,40752,40752,149470,91240,17040,0,86670,71830,63830,61230,85600,125130,20210,110340,142.08174904942965,86.730038022813687,16.197718631178706,0,82.385931558935354,68.279467680608363,60.674904942965782,58.20342205323194,81.368821292775664,118.94486692015209,19.211026615969583,104.88593155893535,16310.984790874523,9956.6083650190103,1859.4980988593154,0,9457.9049429657789,7838.4828897338402,6965.4790874524715,6681.7528517110268,9341.1406844106459,13654.870722433459,2205.4258555133083,12040.904942965779,336588.18530741084,842.0862264150943,1115,4850000,1586000,1940000,1650000,10026000,421043.11320754717,3197587.760420403,3618630.87362795,2939588.4,2231528.5,0,938926.1424528301,0.6,69000,6179043.0424528308,-10026000,-7465587.8311751187,-4905175.6623502374,-2344763.4935253561,215648.67529952526,2776060.8441244061,5336473.012949287,7896885.1817741673,10457297.350599049,13017709.51942393,15578121.688248811,18138533.857073694,20698946.025898576,23259358.194723457,25819770.363548338,28380182.53237322,30940594.701198101,33501006.870022982,36061419.038847864,38621831.207672745,41182243.376497626,-10026000,-7575844.8145216443,-5231198.704016041,-2987518.2154939324,-840455.54705172312,1214149.8772948885,3180279.4699710719,5061743.1950200517,6862186.9510477837,8585099.6362417862,10233819.909154706,11811542.658353673,13321325.193472302,14766093.169662377,16148646.256925607,17471663.565311473,18737708.836494122,19949235.411788523,21108590.986232925,22218022.157950055,23279678.781602811]
["KJ 5","Kotel 9",10,10,3000,87900,87900,87900,87900,86670,71830,0,0,85600,87900,87900,87900,1,1,1,1,0.98136363636363633,0.75651515151515147,0,0,0.96515151515151509,1,1,1,59700,59700,59700,59700,58604.181818181816,45383.090909090904,0,0,57650.909090909088,59700,59700,59700,17460,17460,17460,17460,17189.400000000001,13924.599999999999,0,0,16954,17460,17460,17460,250930,192700,118500,82430,0,0,63830,61230,0,37230,121670,211800,557.62222222222226,428.22222222222223,263.33333333333331,183.17777777777778,0,0,141.84444444444443,136.06666666666666,0,82.733333333333334,270.37777777777779,470.66666666666669,27435.013333333336,21068.533333333336,12956,9012.3466666666664,0,0,6978.7466666666669,6694.4800000000005,0,4070.4800000000005,13302.586666666668,23156.800000000003,294962.98666666675,579.53818181818178,1580,5350000,746000,2140000,1650000,9886000,289769.09090909088,2802148.373333334,3091917.4642424248,2939588.4,1535776.1818181816,0,915670.32727272727,0,0,5391034.9090909092,-9886000,-7586882.5551515156,-5287765.1103030303,-2988647.665454546,-689530.22060606163,1609587.2242424227,3908704.6690909071,6207822.1139393914,8506939.5587878749,10806057.00363636,13105174.448484845,15404291.893333331,17703409.338181816,20002526.783030301,22301644.227878787,24600761.672727272,26899879.117575757,29198996.562424242,31498114.007272728,33797231.452121213,36096348.896969698,-9886000,-7685887.6125851823,-5580516.9069250692,-3565808.0976809422,-1637857.0840501983,207072.11559644667,1972554.6032965856,3662011.5293254266,5278716.7216975233,6825803.0301875677,8306268.3971636873,9722981.6669972949,11078688.145306967,12376014.918809045,13617475.946083762,14805476.929121768,15942319.975091152,17030208.057358503,18071249.284408603,19067460.984935012,20020773.617017701]
["KJ 5","Kotel 10",10,10,3000,87900,87900,87900,87900,86670,71830,0,0,85600,87900,87900,87900,1,1,1,1,0.98136363636363633,0.75651515151515147,0,0,0.96515151515151509,1,1,1,59700,59700,59700,59700,58604.181818181816,45383.090909090904,0,0,57650.909090909088,59700,59700,59700,17460,17460,17460,17460,17189.400000000001,13924.599999999999,0,0,16954,17460,17460,17460,250930,192700,118500,82430,0,0,63830,61230,0,37230,121670,211800,477.05323193916348,366.34980988593156,225.28517110266159,156.71102661596959,0,0,121.34980988593156,116.40684410646388,0,70.779467680608363,231.31178707224333,402.66159695817493,27382.855513307983,21028.47908745247,12931.368821292775,8995.2129277566546,0,0,6965.4790874524715,6681.7528517110268,0,4062.7414448669201,13277.296577946767,23112.77566539924,294725.96197718638,579.53818181818178,1580,5350000,793000,2140000,1650000,9933000,289769.09090909088,2799896.6387832705,3089665.7296923613,2939588.4,1535776.1818181816,0,915670.32727272727,0,0,5391034.9090909092,-9933000,-7631630.8206014531,-5330261.6412029052,-3028892.4618043574,-727523.2824058095,1573845.8969927384,3875215.0763912862,6176584.2557898341,8477953.4351883829,10779322.614586931,13080691.793985479,15382060.973384026,17683430.152782574,19984799.332181122,22286168.51157967,24587537.690978218,26888906.870376766,29190276.049775314,31491645.229173861,33793014.408572406,36094383.58797095,-9933000,-7730732.8426808156,-5623300.1562509742,-3606618.1596673932,-1676778.9284869328,169957.17790585244,1937168.7629707188,3628280.3276260933,5246568.9062436763,6795170.4168825122,8277085.7380680013,9695186.5238914359,11052220.768698551,12350818.132150335,13593495.034975009,14782659.535285702,15920615.994913159,17009569.544795893,18051630.358080808,19048817.739214696,20003064.036950476]
["KJ 5","Kotel 11",10,10,3000,87900,87900,87900,87900,86670,71830,0,0,85600,87900,87900,87900,1,1,1,1,0.98136363636363633,0.75651515151515147,0,0,0.96515151515151509,1,1,1,59700,59700,59700,59700,58604.181818181816,45383.090909090904,0,0,57650.909090909088,59700,59700,59700,17460,17460,17460,17460,17189.400000000001,13924.599999999999,0,0,16954,17460,17460,17460,250930,192700,118500,82430,0,0,63830,61230,0,37230,121670,211800,238.52661596958174,183.17490494296578,112.6425855513308,78.355513307984793,0,0,60.674904942965782,58.20342205323194,0,35.389733840304181,115.65589353612167,201.33079847908746,27382.855513307983,21028.47908745247,12931.368821292775,8995.2129277566546,0,0,6965.4790874524715,6681.7528517110268,0,4062.7414448669201,13277.296577946767,23112.77566539924,294725.96197718638,579.53818181818178,1580,5350000,1586000,2140000,1650000,10726000,289769.09090909088,2799896.6387832705,3089665.7296923613,2939588.4,1535776.1818181816,0,915670.32727272727,0,0,5391034.9090909092,-10726000,-8424630.8206014521,-6123261.6412029052,-3821892.4618043574,-1520523.2824058095,780845.89699273836,3082215.0763912862,5383584.2557898341,7684953.4351883819,9986322.6145869307,12287691.793985479,14589060.973384026,16890430.152782574,19191799.332181122,21493168.51157967,23794537.690978218,26095906.870376766,28397276.049775314,30698645.229173861,33000014.408572409,35301383.587970957,-10726000,-8523732.8426808156,-6416300.1562509742,-4399618.1596673932,-2469778.928486933,-623042.82209414779,1144168.7629707186,2835280.3276260933,4453568.9062436763,6002170.4168825122,7484085.7380680013,8902186.5238914359,10259220.768698551,11557818.132150335,12800495.034975009,13989659.535285702,15127615.994913159,16216569.544795893,17258630.358080808,18255817.739214696,19210064.036950476]
["KJ 5","Kotel 8",15,7,3150,131850,131850,131850,131850,0,0,0,0,0,125130,131850,131850,1,1,1,1,0,0,0,0,0,0.93212121212121213,1,1,89550,89550,89550,89550,0,0,0,0,0,83563.090909090912,89550,89550,26190,26190,26190,26190,0,0,0,0,0,24711.599999999999,26190,26190,206980,148750,74550,38480,86670,71830,63830,61230,85600,0,77720,167850,553.42245989304809,397.72727272727275,199.33155080213905,102.88770053475936,231.73796791443851,192.05882352941177,170.66844919786095,163.71657754010695,228.87700534759358,0,207.80748663101605,448.79679144385028,22579.63636363636,16227.272727272726,8132.727272727273,4197.818181818182,9454.9090909090901,7836,6963.2727272727261,6679.6363636363631,9338.181818181818,0,8478.545454545454,18310.909090909092,300050.50909090909,620.86309090909094,1115,5350000,680000,2140000,1650000,9820000,310431.54545454547,2850479.8363636364,3160911.3818181818,2939588.4,1645287.1909090909,0,692262.34636363643,0,0,5277137.9372727275,-9820000,-7703773.4445454553,-5587546.8890909106,-3471320.3336363658,-1355093.7781818202,761132.77727272548,2877359.3327272711,4993585.8881818168,7109812.4436363624,9226038.9990909081,11342265.554545455,13458492.109999999,15574718.665454544,17690945.220909089,19807171.776363634,21923398.331818178,24039624.887272723,26155851.442727268,28272077.998181812,30388304.553636357,32504531.109090902,-9820000,-7794902.817746846,-5857010.7773132063,-4002568.6333575696,-2227982.849667965,-529814.63561092713,1095226.7175537026,2650290.2134050233,4138389.2524971962,5562407.4717241563,6925104.332228424,8229120.4666822692,9476982.7963031735,10671109.427519349,11813814.337774064,12907311.859548911,13953720.971295176,14955069.403588252,15913297.568462009,16830262.319537375,17707740.550231505]
["KJ 5","Kotel 9",15,7,3150,131850,131850,131850,131850,0,0,0,0,0,125130,131850,131850,1,1,1,1,0,0,0,0,0,0.93212121212121213,1,1,89550,89550,89550,89550,0,0,0,0,0,83563.090909090912,89550,89550,26190,26190,26190,26190,0,0,0,0,0,24711.599999999999,26190,26190,206980,148750,74550,38480,86670,71830,63830,61230,85600,0,77720,167850,459.95555555555558,330.55555555555554,165.66666666666666,85.511111111111106,192.6,159.62222222222223,141.84444444444443,136.06666666666666,190.22222222222223,0,172.71111111111111,373,22629.813333333335,16263.333333333334,8150.8,4207.1466666666665,9475.92,7853.4133333333348,6978.7466666666669,6694.4800000000005,9358.9333333333343,0,8497.3866666666672,18351.600000000002,300313.17333333334,620.86309090909094,1115,5350000,746000,2140000,1650000,9886000,310431.54545454547,2852975.1466666665,3163406.6921212119,2939588.4,1645287.1909090909,0,692262.34636363643,0,0,5277137.9372727275,-9886000,-7772268.7548484839,-5658537.5096969679,-3544806.2645454518,-1431075.0193939358,682656.22575758025,2796387.4709090958,4910118.7160606114,7023849.9612121265,9137581.2063636426,11251312.451515159,13365043.696666675,15478774.941818191,17592506.186969705,19706237.432121221,21819968.677272737,23933699.922424253,26047431.167575769,28161162.412727285,30274893.657878801,32388624.903030317,-9886000,-7863290.6744961571,-5927683.6644446328,-4075428.1524336045,-2302934.839504391,-606768.9898113634,1016356.225205888,2569586.0960357934,4055930.4700357034,5478269.583911215,6839359.6450361069,8141838.1724283481,9388229.1077319272,10580947.706108559,11722305.216516819,12814513.360448169,13859688.617798742,14859856.328182066,15816954.615630222,16732838.144288747,17609281.712383028]
["KJ 5","Kotel 10",15,7,3150,131850,131850,131850,131850,0,0,0,0,0,125130,131850,131850,1,1,1,1,0,0,0,0,0,0.93212121212121213,1,1,89550,89550,89550,89550,0,0,0,0,0,83563.090909090912,89550,89550,26190,26190,26190,26190,0,0,0,0,0,24711.599999999999,26190,26190,206980,148750,74550,38480,86670,71830,63830,61230,85600,0,77720,167850,393.49809885931558,282.79467680608366,141.73003802281369,73.155893536121667,164.77186311787071,136.55893536121673,121.34980988593156,116.40684410646388,162.73764258555133,0,147.75665399239543,319.10646387832702,22586.790874524715,16232.414448669202,8135.3041825095052,4199.1482889733834,9457.9049429657789,7838.4828897338402,6965.4790874524715,6681.7528517110268,9341.1406844106459,0,8481.2319391634974,18316.711026615969,300087.96121673001,620.86309090909094,1115,5350000,793000,2140000,1650000,9933000,310431.54545454547,2850835.6315589352,3161267.1770134806,2939588.4,1645287.1909090909,0,692262.34636363643,0,0,5277137.9372727275,-9933000,-7817129.2397407535,-5701258.4794815071,-3585387.7192222606,-1469516.9589630142,646353.80129623227,2762224.5615554792,4878095.3218147261,6993966.0820739735,9109836.8423332199,11225707.602592466,13341578.362851713,15457449.123110959,17573319.883370206,19689190.643629454,21805061.403888702,23920932.164147951,26036802.924407199,28152673.684666447,30268544.444925696,32384415.205184944,-9933000,-7908243.2916179448,-5970677.0635011457,-4116546.7016668883,-2342259.2740742974,-644376.56824406679,980391.57130639325,2535193.6187231014,4023042.4679256929,5446821.2709903736,6809289.0251192553,8113085.9190224912,9360738.4490734339,10554664.315150892,11697177.105655637,12790490.780779794,13836723.962716786,14837904.041125393,15795971.101803485,16712781.686184434,17590112.388941325]
["KJ 5","Kotel 11",15,7,3150,131850,131850,131850,131850,0,0,0,0,0,125130,131850,131850,1,1,1,1,0,0,0,0,0,0.93212121212121213,1,1,89550,89550,89550,89550,0,0,0,0,0,83563.090909090912,89550,89550,26190,26190,26190,26190,0,0,0,0,0,24711.599999999999,26190,26190,206980,148750,74550,38480,86670,71830,63830,61230,85600,0,77720,167850,196.74904942965779,141.39733840304183,70.865019011406844,36.577946768060833,82.385931558935354,68.279467680608363,60.674904942965782,58.20342205323194,81.368821292775664,0,73.878326996197714,159.55323193916351,22586.790874524715,16232.414448669202,8135.3041825095052,4199.1482889733834,9457.9049429657789,7838.4828897338402,6965.4790874524715,6681.7528517110268,9341.1406844106459,0,8481.2319391634974,18316.711026615969,300087.96121673001,620.86309090909094,1115,5350000,1586000,2140000,1650000,10726000,310431.54545454547,2850835.6315589352,3161267.1770134806,2939588.4,1645287.1909090909,0,692262.34636363643,0,0,5277137.9372727275,-10726000,-8610129.2397407535,-6494258.4794815071,-4378387.7192222606,-2262516.9589630142,-146646.19870376773,1969224.5615554792,4085095.3218147261,6200966.0820739735,8316836.8423332199,10432707.602592466,12548578.362851713,14664449.123110959,16780319.883370206,18896190.643629454,21012061.403888702,23127932.164147951,25243802.924407199,27359673.684666447,29475544.444925696,31591415.205184944,-10726000,-8701243.2916179448,-6763677.0635011457,-4909546.7016668878,-3135259.2740742969,-1437376.5682440663,187391.57130639371,1742193.6187231019,3230042.4679256938,4653821.2709903754,6016289.0251192572,7320085.9190224931,8567738.4490734376,9761664.3151508961,10904177.10565564,11997490.780779798,13043723.96271679,14044904.041125396,15002971.101803489,15919781.686184438,16797112.388941329]
["KJ 5","Kotel 8",16,7,3360,140640,140640,140640,140640,0,0,0,0,0,125130,140640,140640,1,1,1,1,0,0,0,0,0,0.85312500000000002,1,1,95520,95520,95520,95520,0,0,0,0,0,81702,95520,95520,27936,27936,27936,27936,0,0,0,0,0,24523.8,27936,27936,198190,139960,65760,29690,86670,71830,63830,61230,85600,0,68930,159060,529.91978609625664,374.22459893048131,175.82887700534761,79.38502673796792,231.73796791443851,192.05882352941177,170.66844919786095,163.71657754010695,228.87700534759358,0,184.30481283422461,425.29411764705884,21620.727272727268,15268.363636363636,7173.818181818182,3238.909090909091,9454.9090909090901,7836,6963.2727272727261,6679.6363636363631,9338.181818181818,0,7519.6363636363631,17352,304585.25454545452,654.822,1115,5350000,680000,2140000,1650000,9820000,327411,2893559.918181818,3220970.918181818,2939588.4,1735278.3,0,730126.53,0,0,5404993.2300000004,-9820000,-7635977.6881818175,-5451955.3763636351,-3267933.0645454526,-1083910.7527272701,1100111.5590909123,3284133.8709090948,5468156.1827272773,7652178.4945454597,9836200.8063636422,12020223.118181825,14204245.430000007,16388267.74181819,18572290.053636372,20756312.365454555,22940334.677272737,25124356.989090919,27308379.300909102,29492401.612727284,31676423.924545467,33860446.236363649,-9820000,-7730026.4958677683,-5730051.8507651538,-3816200.515738728,-1984763.8315029137,-232192.84180357005,1444908.5837460414,3049790.3306834688,4585562.337322155,6055200.621186927,7461553.0459379051,8807344.8399579804,10095183.877297765,11327565.731211435,12506878.510076191,13635407.485066388,14715339.51854983,15748767.301787574,16737693.410149051,17684034.183700703,18589623.440687932]
["KJ 5","Kotel 9",16,7,3360,140640,140640,140640,140640,0,0,0,0,0,125130,140640,140640,1,1,1,1,0,0,0,0,0,0.85312500000000002,1,1,95520,95520,95520,95520,0,0,0,0,0,81702,95520,95520,27936,27936,27936,27936,0,0,0,0,0,24523.8,27936,27936,198190,139960,65760,29690,86670,71830,63830,61230,85600,0,68930,159060,440.42222222222222,311.02222222222224,146.13333333333333,65.977777777777774,192.6,159.62222222222223,141.84444444444443,136.06666666666666,190.22222222222223,0,153.17777777777778,353.46666666666664,21668.773333333334,15302.293333333335,7189.76,3246.1066666666666,9475.92,7853.4133333333348,6978.7466666666669,6694.4800000000005,9358.9333333333343,0,7536.3466666666673,17390.560000000001,304835.13333333336,654.822,1115,5350000,746000,2140000,1650000,9886000,327411,2895933.7666666671,3223344.7666666671,2939588.4,1735278.3,0,730126.53,0,0,5404993.2300000004,-9886000,-7704351.5366666671,-5522703.0733333342,-3341054.6100000013,-1159406.1466666684,1022242.3166666646,3203890.7799999979,5385539.2433333313,7567187.7066666652,9748836.1699999981,11930484.633333331,14112133.096666664,16293781.559999997,18475430.02333333,20657078.486666664,22838726.949999999,25020375.413333334,27202023.876666669,29383672.340000004,31565320.803333338,33746969.266666673,-9886000,-7798298.1212121211,-5800497.2802667823,-3888726.1406061705,-2059280.0739452981,-308613.9814468557,1366664.5759679221,2969801.9514844557,4503904.7031749189,5971945.6138834963,7376769.4518821351,8721098.48345978,10007537.748127382,11238580.106660973,12416611.071764888,13543913.430716004,14622671.668946736,15654976.203138825,16642827.432030775,17588139.612788621,18492744.570451632]
["KJ 5","Kotel 10",16,7,3360,140640,140640,140640,140640,0,0,0,0,0,125130,140640,140640,1,1,1,1,0,0,0,0,0,0.85312500000000002,1,1,95520,95520,95520,95520,0,0,0,0,0,81702,95520,95520,27936,27936,27936,27936,0,0,0,0,0,24523.8,27936,27936,198190,139960,65760,29690,86670,71830,63830,61230,85600,0,68930,159060,376.78707224334602,266.08365019011404,125.0190114068441,56.444866920152094,164.77186311787071,136.55893536121673,121.34980988593156,116.40684410646388,162.73764258555133,0,131.04562737642587,302.3954372623574,21627.577946768062,15273.201520912546,7176.0912547528515,3239.9353612167301,9457.9049429657789,7838.4828897338402,6965.4790874524715,6681.7528517110268,9341.1406844106459,0,7522.0190114068446,17357.498098859316,304620.88365019008,654.822,1115,5350000,793000,2140000,1650000,9933000,327411,2893898.3946768059,3221309.3946768059,2939588.4,1735278.3,0,730126.53,0,0,5404993.2300000004,-9933000,-7749316.164676806,-5565632.3293536119,-3381948.4940304179,-1198264.6587072238,985419.17661597021,3169103.0119391647,5352786.8472623592,7536470.6825855542,9720154.5179087482,11903838.353231942,14087522.188555136,16271206.02387833,18454889.859201524,20638573.69452472,22822257.529847916,25005941.365171112,27189625.200494308,29373309.035817504,31556992.8711407,33740676.706463896,-9933000,-7843350.3968199091,-5843685.7047815453,-3930130.9755582297,-2098978.1246268274,-346678.74574510264,1330162.7651465002,2934795.7899231538,4470329.7849247362,5939740.306457351,7345874.776823489,8691458.0020542443,9979097.4520358276,11211288.313262224,12390418.324005187,13518772.401271179,14598537.068511363,15631804.692664649,16620577.538744349,17566771.649825402,18472220.55995081]
["KJ 5","Kotel 11",16,7,3360,140640,140640,140640,140640,0,0,0,0,0,125130,140640,140640,1,1,1,1,0,0,0,0,0,0.85312500000000002,1,1,95520,95520,95520,95520,0,0,0,0,0,81702,95520,95520,27936,27936,27936,27936,0,0,0,0,0,24523.8,27936,27936,198190,139960,65760,29690,86670,71830,63830,61230,85600,0,68930,159060,188.39353612167301,133.04182509505702,62.50950570342205,28.222433460076047,82.385931558935354,68.279467680608363,60.674904942965782,58.20342205323194,81.368821292775664,0,65.522813688212935,151.1977186311787,21627.577946768062,15273.201520912546,7176.0912547528515,3239.9353612167301,9457.9049429657789,7838.4828897338402,6965.4790874524715,6681.7528517110268,9341.1406844106459,0,7522.0190114068446,17357.498098859316,304620.88365019008,654.822,1115,5350000,1586000,2140000,1650000,10726000,327411,2893898.3946768059,3221309.3946768059,2939588.4,1735278.3,0,730126.53,0,0,5404993.2300000004,-10726000,-8542316.164676806,-6358632.3293536119,-4174948.4940304179,-1991264.6587072238,192419.17661597021,2376103.0119391647,4559786.8472623592,6743470.6825855542,8927154.5179087482,11110838.353231942,13294522.188555136,15478206.02387833,17661889.859201524,19845573.69452472,22029257.529847912,24212941.365171108,26396625.200494304,28580309.0358175,30763992.871140696,32947676.706463892,-10726000,-8636350.39681991,-6636685.7047815453,-4723130.9755582297,-2891978.1246268274,-1139678.7457451026,537162.7651465002,2141795.7899231538,3677329.7849247362,5146740.306457351,6552874.776823489,7898458.0020542443,9186097.4520358276,10418288.313262224,11597418.324005187,12725772.401271179,13805537.068511363,14838804.692664649,15827577.538744349,16773771.649825402,17679220.55995081]
["KJ 5","Kotel 7",17,7,3570,149430,149430,149430,149430,0,0,0,0,0,125130,149430,149430,1,1,1,1,0,0,0,0,0,0.78342245989304815,1,1,101490,101490,101490,101490,0,0,0,0,0,79840.909090909088,101490,101490,29682,29682,29682,29682,0,0,0,0,0,24336,29682,29682,189400,131170,56970,20900,86670,71830,63830,61230,85600,0,60140,150270,631.33333333333337,437.23333333333335,189.9,69.666666666666671,288.89999999999998,239.43333333333334,212.76666666666668,204.1,285.33333333333331,0,200.46666666666667,500.9,20707.733333333334,14341.253333333332,6228.7199999999993,2285.0666666666666,9475.9199999999983,7853.413333333333,6978.7466666666669,6694.48,9358.9333333333325,0,6575.3066666666664,16429.519999999997,309357.09333333338,688.78090909090906,1115,5350000,579000,2140000,1650000,9719000,344390.45454545453,2938892.3866666672,3283282.8412121218,2939588.4,1825269.4090909089,0,767990.71363636362,0,0,5532848.5227272725,-9719000,-7469434.3184848493,-5219868.6369696977,-2970302.9554545479,-720737.27393939719,1528828.4075757535,3778394.0890909042,6027959.7706060549,8277525.4521212056,10527091.133636355,12776656.815151505,15026222.496666655,17275788.178181805,19525353.859696954,21774919.541212104,24024485.222727254,26274050.904242404,28523616.585757554,30773182.267272703,33022747.948787853,35272313.630303003,-9719000,-7566305.5679280851,-5506310.8960889317,-3535024.128778737,-1648625.3083862064,156541.0269176506,1883972.9267299543,3537017.8069331157,5118878.9363141321,6632621.6438557738,8081179.2587281587,9467358.7944912072,10793846.388522832,12063212.507213382,13277916.927012952,14440313.500983832,15552654.720094722,16617096.078095574,17635700.248431318,18610441.081288487,19543207.428520229]
["KJ 5","Kotel 8",17,7,3570,149430,149430,149430,149430,0,0,0,0,0,125130,149430,149430,1,1,1,1,0,0,0,0,0,0.78342245989304815,1,1,101490,101490,101490,101490,0,0,0,0,0,79840.909090909088,101490,101490,29682,29682,29682,29682,0,0,0,0,0,24336,29682,29682,189400,131170,56970,20900,86670,71830,63830,61230,85600,0,60140,150270,506.41711229946526,350.72192513368987,152.32620320855614,55.882352941176471,231.73796791443851,192.05882352941177,170.66844919786095,163.71657754010695,228.87700534759358,0,160.80213903743316,401.7914438502674,20661.81818181818,14309.454545454546,6214.9090909090901,2280,9454.9090909090901,7836,6963.2727272727261,6679.6363636363631,9338.181818181818,0,6560.727272727273,16393.090909090908,309120,688.78090909090906,1115,5350000,680000,2140000,1650000,9820000,344390.45454545453,2936640,3281030.4545454546,2939588.4,1825269.4090909089,0,767990.71363636362,0,0,5532848.5227272725,-9820000,-7568181.9318181826,-5316363.8636363642,-3064545.7954545459,-812727.72727272753,1439090.3409090904,3690908.4090909082,5942726.4772727266,8194544.5454545449,10446362.613636363,12698180.68181818,14949998.749999996,17201816.818181813,19453634.886363629,21705452.954545446,23957271.022727266,26209089.090909086,28460907.159090906,30712725.227272727,32964543.295454547,35216361.363636367,-9820000,-7665150.1739886906,-5603092.924217103,-3629832.3981198897,-1741544.8133378671,65428.952003781218,1794590.4499383732,3449290.447961906,5032735.4221471054,6547993.7706496883,7998001.759647375,9385569.2132336795,10713384.958292343,11984022.034903504,13199942.6823783,14363503.110583846,15476958.065804465,16542465.199986875,17562089.251836073,18537806.047864012,19471506.331144337]
["KJ 5","Kotel 9",17,7,3570,149430,149430,149430,149430,0,0,0,0,0,125130,149430,149430,1,1,1,1,0,0,0,0,0,0.78342245989304815,1,1,101490,101490,101490,101490,0,0,0,0,0,79840.909090909088,101490,101490,29682,29682,29682,29682,0,0,0,0,0,24336,29682,29682,189400,131170,56970,20900,86670,71830,63830,61230,85600,0,60140,150270,420.88888888888891,291.48888888888888,126.6,46.444444444444443,192.6,159.62222222222223,141.84444444444443,136.06666666666666,190.22222222222223,0,133.64444444444445,333.93333333333334,20707.733333333337,14341.253333333334,6228.72,2285.0666666666666,9475.92,7853.4133333333348,6978.7466666666669,6694.4800000000005,9358.9333333333343,0,6575.3066666666673,16429.52,309357.09333333338,688.78090909090906,1115,5350000,746000,2140000,1650000,9886000,344390.45454545453,2938892.3866666672,3283282.8412121218,2939588.4,1825269.4090909089,0,767990.71363636362,0,0,5532848.5227272725,-9886000,-7636434.3184848493,-5386868.6369696977,-3137302.9554545479,-887737.27393939719,1361828.4075757535,3611394.0890909042,5860959.7706060549,8110525.4521212056,10360091.133636355,12609656.815151505,14859222.496666655,17108788.178181805,19358353.859696954,21607919.541212104,23857485.222727254,26107050.904242404,28356616.585757554,30606182.267272703,32855747.948787853,35105313.630303003,-9886000,-7733305.5679280851,-5673310.8960889317,-3702024.128778737,-1815625.3083862064,-10458.973082349403,1716972.9267299543,3370017.8069331157,4951878.9363141321,6465621.6438557738,7914179.2587281587,9300358.7944912072,10626846.388522832,11896212.507213382,13110916.927012952,14273313.500983832,15385654.720094722,16450096.078095574,17468700.248431318,18443441.081288487,19376207.428520229]
["KJ 5","Kotel 10",17,7,3570,149430,149430,149430,149430,0,0,0,0,0,125130,149430,149430,1,1,1,1,0,0,0,0,0,0.78342245989304815,1,1,101490,101490,101490,101490,0,0,0,0,0,79840.909090909088,101490,101490,29682,29682,29682,29682,0,0,0,0,0,24336,29682,29682,189400,131170,56970,20900,86670,71830,63830,61230,85600,0,60140,150270,360.0760456273764,249.37262357414448,108.30798479087453,39.733840304182507,164.77186311787071,136.55893536121673,121.34980988593156,116.40684410646388,162.73764258555133,0,114.33460076045627,285.68441064638785,20668.365019011406,14313.988593155893,6216.8783269961978,2280.722433460076,9457.9049429657789,7838.4828897338402,6965.4790874524715,6681.7528517110268,9341.1406844106459,0,6562.80608365019,16398.285171102663,309153.80608365021,688.78090909090906,1115,5350000,793000,2140000,1650000,9933000,344390.45454545453,2936961.1577946772,3281351.6123401318,2939588.4,1825269.4090909089,0,767990.71363636362,0,0,5532848.5227272725,-9933000,-7681503.0896128593,-5430006.1792257177,-3178509.2688385779,-927012.35845143721,1324484.5519357035,3575981.4623228442,5827478.3727099849,8078975.2830971256,10330472.193484265,12581969.103871405,14833466.014258545,17084962.924645685,19336459.835032824,21587956.745419964,23839453.655807108,26090950.566194251,28342447.476581395,30593944.386968538,32845441.297355682,35096938.207742825,-9933000,-7778457.5020218752,-5716694.3460619468,-3743715.2494495749,-1855696.9751793623,-48980.92324614455,1679933.9589865999,3334397.9611231973,4917617.1019237693,6432659.3419243172,7882460.5285277124,9269830.0850859843,10597456.454998206,11867912.311373539,13083659.54235472,14247054.021762548,15360350.174305923,16425705.344203891,17445183.975685202,18420761.61346636,19354328.730960291]
["KJ 5","Kotel 11",17,7,3570,149430,149430,149430,149430,0,0,0,0,0,125130,149430,149430,1,1,1,1,0,0,0,0,0,0.78342245989304815,1,1,101490,101490,101490,101490,0,0,0,0,0,79840.909090909088,101490,101490,29682,29682,29682,29682,0,0,0,0,0,24336,29682,29682,189400,131170,56970,20900,86670,71830,63830,61230,85600,0,60140,150270,180.0380228136882,124.68631178707224,54.153992395437264,19.866920152091254,82.385931558935354,68.279467680608363,60.674904942965782,58.20342205323194,81.368821292775664,0,57.167300380228134,142.84220532319392,20668.365019011406,14313.988593155893,6216.8783269961978,2280.722433460076,9457.9049429657789,7838.4828897338402,6965.4790874524715,6681.7528517110268,9341.1406844106459,0,6562.80608365019,16398.285171102663,309153.80608365021,688.78090909090906,1115,5350000,1586000,2140000,1650000,10726000,344390.45454545453,2936961.1577946772,3281351.6123401318,2939588.4,1825269.4090909089,0,767990.71363636362,0,0,5532848.5227272725,-10726000,-8474503.0896128602,-6223006.1792257195,-3971509.2688385779,-1720012.3584514372,531484.55193570349,2782981.4623228442,5034478.3727099849,7285975.2830971256,9537472.1934842654,11788969.103871405,14040466.014258545,16291962.924645685,18543459.835032824,20794956.745419964,23046453.655807108,25297950.566194251,27549447.476581395,29800944.386968538,32052441.297355682,34303938.207742825,-10726000,-8571457.5020218752,-6509694.3460619468,-4536715.2494495753,-2648696.975179363,-841980.92324614525,886933.95898659923,2541397.9611231969,4124617.1019237693,5639659.3419243172,7089460.5285277124,8476830.0850859843,9804456.4549982063,11074912.311373539,12290659.54235472,13454054.021762548,14567350.174305923,15632705.344203891,16652183.9756852,17627761.613466356,18561328.730960287]
["KJ 5","Kotel 7",18,6,3240,158220,158220,158220,158220,0,0,0,0,0,0,158220,158220,1,1,1,1,0,0,0,0,0,0,1,1,107460,107460,107460,107460,0,0,0,0,0,0,107460,107460,31428,31428,31428,31428,0,0,0,0,0,0,31428,31428,180610,122380,48180,12110,86670,71830,63830,61230,85600,125130,51350,141480,602.0333333333333,407.93333333333334,160.6,40.366666666666667,288.89999999999998,239.43333333333334,212.76666666666668,204.1,285.33333333333331,417.1,171.16666666666666,471.6,19746.693333333329,13380.213333333333,5267.6799999999994,1324.0266666666666,9475.9199999999983,7853.413333333333,6978.7466666666669,6694.48,9358.9333333333325,13680.88,5614.2666666666655,15468.48,303411.73333333328,644.76,1115,5350000,579000,2140000,1650000,9719000,322380,2882411.4666666663,3204791.4666666663,2939588.4,1708614,0,718907.4,0,0,5367109.8000000007,-9719000,-7556681.666666666,-5394363.3333333321,-3232044.9999999981,-1069726.6666666642,1092591.6666666698,3254910.0000000042,5417228.3333333386,7579546.6666666735,9741865.0000000075,11904183.333333341,14066501.666666675,16228820.000000009,18391138.333333343,20553456.666666679,22715775.000000015,24878093.333333351,27040411.666666687,29202730.000000022,31365048.333333358,33527366.666666694,-9719000,-7649795.853269536,-5669696.1913265083,-3774863.9789408357,-1961627.412064594,-226472.80261364486,1433962.2303537708,3022895.2762556039,4543405.3680276927,5998438.9486708399,7390815.5808652397,8723233.4107163399,9998274.3962197863,11218409.31057715,12386002.530057881,13503316.615685375,14572516.697625561,15595674.670774065,16574773.209672155,17511709.610531572,18408299.467813309]
["KJ 5","Kotel 8",18,6,3240,158220,158220,158220,158220,0,0,0,0,0,0,158220,158220,1,1,1,1,0,0,0,0,0,0,1,1,107460,107460,107460,107460,0,0,0,0,0,0,107460,107460,31428,31428,31428,31428,0,0,0,0,0,0,31428,31428,180610,122380,48180,12110,86670,71830,63830,61230,85600,125130,51350,141480,482.91443850267382,327.21925133689842,128.8235294117647,32.37967914438503,231.73796791443851,192.05882352941177,170.66844919786095,163.71657754010695,228.87700534759358,334.57219251336898,137.29946524064172,378.28877005347596,19702.909090909092,13350.545454545454,5255.9999999999991,1321.090909090909,9454.9090909090901,7836,6963.2727272727261,6679.6363636363631,9338.181818181818,13650.545454545454,5601.818181818182,15434.181818181818,303157.09090909088,644.76,1115,5350000,680000,2140000,1650000,9820000,322380,2879992.3636363633,3202372.3636363633,2939588.4,1708614,0,718907.4,0,0,5367109.8000000007,-9820000,-7655262.5636363626,-5490525.1272727251,-3325787.6909090877,-1161050.2545454502,1003687.1818181872,3168424.6181818247,5333162.0545454621,7497899.4909090996,9662636.927272737,11827374.363636374,13992111.800000012,16156849.236363649,18321586.672727287,20486324.109090924,22651061.545454562,24815798.981818199,26980536.418181837,29145273.854545474,31310011.290909111,33474748.727272749,-9820000,-7748480.92214006,-5766166.0150970547,-3869213.9509410686,-2053948.8177774455,-316852.99656823673,1345439.6553066042,2936150.3269571699,4458361.4960007733,5915022.9017841257,7308957.2613854203,8642865.7394727841,9919333.1826185863,11140833.128212655,12309732.597680664,13428296.683295984,14498692.937473323,15522995.573049724,16503189.482692214,17441174.085220911,18338767.006301004]
["KJ 5","Kotel 9",18,6,3240,158220,158220,158220,158220,0,0,0,0,0,0,158220,158220,1,1,1,1,0,0,0,0,0,0,1,1,107460,107460,107460,107460,0,0,0,0,0,0,107460,107460,31428,31428,31428,31428,0,0,0,0,0,0,31428,31428,180610,122380,48180,12110,86670,71830,63830,61230,85600,125130,51350,141480,401.35555555555555,271.95555555555558,107.06666666666666,26.911111111111111,192.6,159.62222222222223,141.84444444444443,136.06666666666666,190.22222222222223,278.06666666666666,114.11111111111111,314.39999999999998,19746.693333333333,13380.213333333335,5267.68,1324.0266666666669,9475.92,7853.4133333333348,6978.7466666666669,6694.4800000000005,9358.9333333333343,13680.880000000001,5614.2666666666673,15468.48,303411.73333333334,644.76,1115,5350000,746000,2140000,1650000,9886000,322380,2882411.4666666668,3204791.4666666668,2939588.4,1708614,0,718907.4,0,0,5367109.8000000007,-9886000,-7723681.666666666,-5561363.3333333321,-3399044.9999999981,-1236726.6666666642,925591.66666666977,3087910.0000000037,5250228.3333333377,7412546.6666666716,9574865.0000000056,11737183.33333334,13899501.666666673,16061820.000000007,18224138.333333343,20386456.666666679,22548775.000000011,24711093.333333347,26873411.666666683,29035730.000000019,31198048.333333354,33360366.66666669,-9886000,-7816795.853269537,-5836696.1913265102,-3941863.978940838,-2128627.4120645965,-393472.80261364789,1266962.2303537673,2855895.2762556002,4376405.3680276889,5831438.9486708362,7223815.580865236,8556233.4107163362,9831274.3962197807,11051409.310577145,12219002.530057875,13336316.61568537,14405516.697625555,15428674.670774058,16407773.209672147,17344709.610531561,18241299.467813298]
["KJ 5","Kotel 10",18,6,3240,158220,158220,158220,158220,0,0,0,0,0,0,158220,158220,1,1,1,1,0,0,0,0,0,0,1,1,107460,107460,107460,107460,0,0,0,0,0,0,107460,107460,31428,31428,31428,31428,0,0,0,0,0,0,31428,31428,180610,122380,48180,12110,86670,71830,63830,61230,85600,125130,51350,141480,343.36501901140684,232.6615969581749,91.596958174904941,23.022813688212928,164.77186311787071,136.55893536121673,121.34980988593156,116.40684410646388,162.73764258555133,237.88973384030419,97.623574144486696,268.97338403041823,19709.152091254753,13354.775665399238,5257.6653992395431,1321.5095057034221,9457.9049429657789,7838.4828897338402,6965.4790874524715,6681.7528517110268,9341.1406844106459,13654.870722433459,5603.5931558935363,15439.072243346007,303193.39923954371,644.76,1115,5350000,793000,2140000,1650000,9933000,322380,2880337.2927756654,3202717.2927756654,2939588.4,1708614,0,718907.4,0,0,5367109.8000000007,-9933000,-7768607.4927756637,-5604214.9855513275,-3439822.4783269912,-1275429.9711026559,888962.53612167947,3053355.0433460148,5217747.5505703501,7382140.0577946855,9546532.5650190208,11710925.072243355,13875317.579467691,16039710.086692028,18204102.593916364,20368495.1011407,22532887.608365037,24697280.115589373,26861672.622813709,29026065.130038045,31190457.637262382,33354850.144486718,-9933000,-7861810.9978714492,-5879811.9527723575,-3983162.1488497816,-2168186.2599286558,-431367.22746824869,1230660.5547905143,2821117.7626936371,4343086.3826966248,5799515.6841348913,7193227.93431505,8526923.8675018065,9803187.9183982238,11024493.230260823,12193206.44735422,13311592.301032111,14381817.99833153,15405957.421584561,16385995.147185549,17323830.291301325,18221280.189976711]
["KJ 5","Kotel 11",18,6,3240,158220,158220,158220,158220,0,0,0,0,0,0,158220,158220,1,1,1,1,0,0,0,0,0,0,1,1,107460,107460,107460,107460,0,0,0,0,0,0,107460,107460,31428,31428,31428,31428,0,0,0,0,0,0,31428,31428,180610,122380,48180,12110,86670,71830,63830,61230,85600,125130,51350,141480,171.68250950570342,116.33079847908745,45.798479087452471,11.511406844106464,82.385931558935354,68.279467680608363,60.674904942965782,58.20342205323194,81.368821292775664,118.94486692015209,48.811787072243348,134.48669201520912,19709.152091254753,13354.775665399238,5257.6653992395431,1321.5095057034221,9457.9049429657789,7838.4828897338402,6965.4790874524715,6681.7528517110268,9341.1406844106459,13654.870722433459,5603.5931558935363,15439.072243346007,303193.39923954371,644.76,1115,5350000,1586000,2140000,1650000,10726000,322380,2880337.2927756654,3202717.2927756654,2939588.4,1708614,0,718907.4,0,0,5367109.8000000007,-10726000,-8561607.4927756637,-6397214.9855513275,-4232822.4783269912,-2068429.9711026559,95962.53612167947,2260355.0433460148,4424747.5505703501,6589140.0577946855,8753532.5650190208,10917925.072243355,13082317.579467691,15246710.086692028,17411102.593916364,19575495.1011407,21739887.608365037,23904280.115589373,26068672.622813709,28233065.130038045,30397457.637262382,32561850.144486718,-10726000,-8654810.9978714492,-6672811.9527723575,-4776162.1488497816,-2961186.2599286558,-1224367.2274682487,437660.55479051429,2028117.7626936368,3550086.3826966248,5006515.6841348913,6400227.93431505,7733923.8675018055,9010187.918398222,10231493.230260821,11400206.447354218,12518592.301032111,13588817.99833153,14612957.421584561,15592995.147185549,16530830.291301327,17428280.189976711]
["KJ 5","Kotel 6",19,6,3420,167010,167010,167010,167010,0,0,0,0,0,0,167010,167010,1,1,1,1,0,0,0,0,0,0,1,1,113430,113430,113430,113430,0,0,0,0,0,0,113430,113430,33174,33174,33174,33174,0,0,0,0,0,0,33174,33174,171820,113590,39390,3320,86670,71830,63830,61230,85600,125130,42560,132690,653.30798479087457,431.90114068441062,149.77186311787071,12.623574144486692,329.54372623574142,273.11787072243345,242.69961977186313,232.81368821292776,325.47528517110266,475.77946768060838,161.82509505703422,504.52471482889734,18749.9391634981,12395.562737642584,4298.4524714828895,362.29657794676808,9457.9049429657789,7838.4828897338402,6965.4790874524715,6681.7528517110268,9341.1406844106459,13654.870722433459,4644.3802281368817,14479.859315589354,307914.12167300383,680.58,1115,5350000,352000,2140000,1650000,9492000,340290,2925184.1558935363,3265474.1558935363,2939588.4,1803537,0,758846.70000000007,0,0,5501972.1000000006,-9492000,-7255502.0558935357,-5019004.1117870705,-2782506.1676806062,-546008.22357414197,1690489.7205323223,3926987.6646387866,6163485.6087452509,8399983.5528517142,10636481.496958178,12872979.441064641,15109477.385171104,17345975.329277568,19582473.273384031,21818971.217490494,24055469.161596961,26291967.105703428,28528465.049809895,30764962.993916363,33001460.93802283,35237958.882129297,-9492000,-7351810.5798024265,-5303782.4265033128,-3343946.8731070319,-1468506.1521536526,326173.96359120798,2043571.2035384432,3687013.5384161803,5259685.6292082733,6764634.9983873097,8204777.9354007412,9582905.1478537861,10901687.169339953,12163679.534398487,13371327.730626749,14526971.937543746,15632851.561387762,16691109.574635625,17703796.668652717,18672875.227520749,19600223.130743746]
["KJ 5","Kotel 7",19,6,3420,167010,167010,167010,167010,0,0,0,0,0,0,167010,167010,1,1,1,1,0,0,0,0,0,0,1,1,113430,113430,113430,113430,0,0,0,0,0,0,113430,113430,33174,33174,33174,33174,0,0,0,0,0,0,33174,33174,171820,113590,39390,3320,86670,71830,63830,61230,85600,125130,42560,132690,572.73333333333335,378.63333333333333,131.30000000000001,11.066666666666666,288.89999999999998,239.43333333333334,212.76666666666668,204.1,285.33333333333331,417.1,141.86666666666667,442.3,18785.653333333332,12419.173333333332,4306.6400000000003,362.98666666666662,9475.9199999999983,7853.413333333333,6978.7466666666669,6694.48,9358.9333333333325,13680.88,4653.2266666666665,14507.439999999999,308121.49333333335,680.58,1115,5350000,579000,2140000,1650000,9719000,340290,2927154.186666667,3267444.186666667,2939588.4,1803537,0,758846.70000000007,0,0,5501972.1000000006,-9719000,-7484472.0866666669,-5249944.1733333329,-3015416.2599999988,-780888.34666666482,1453639.5666666687,3688167.4800000023,5922695.3933333363,8157223.3066666704,10391751.220000003,12626279.133333337,14860807.046666671,17095334.960000005,19329862.873333339,21564390.786666673,23798918.700000007,26033446.613333341,28267974.526666675,30502502.440000009,32737030.353333343,34971558.266666673,-9719000,-7580695.7767145131,-5534471.6395992143,-3576362.4174793111,-1702573.6881779684,90525.574311354896,1806410.0360236261,3448404.7362267566,5019691.5306795128,6523315.2574285623,7962189.6370927244,9339102.9190679993,10656723.284594579,11917604.017155899,13124188.450228931,14278814.701973461,15383720.206035212,16441046.047242628,17452841.110599007,18421066.051609896,19347597.095639456]
["KJ 5","Kotel 8",19,6,3420,167010,167010,167010,167010,0,0,0,0,0,0,167010,167010,1,1,1,1,0,0,0,0,0,0,1,1,113430,113430,113430,113430,0,0,0,0,0,0,113430,113430,33174,33174,33174,33174,0,0,0,0,0,0,33174,33174,171820,113590,39390,3320,86670,71830,63830,61230,85600,125130,42560,132690,459.41176470588238,303.71657754010693,105.32085561497327,8.8770053475935828,231.73796791443851,192.05882352941177,170.66844919786095,163.71657754010695,228.87700534759358,334.57219251336898,113.79679144385027,354.78609625668452,18744,12391.636363636362,4297.090909090909,362.18181818181813,9454.9090909090901,7836,6963.2727272727261,6679.6363636363631,9338.181818181818,13650.545454545454,4642.909090909091,14475.272727272728,307879.63636363635,680.58,1115,5350000,680000,2140000,1650000,9820000,340290,2924856.5454545454,3265146.5454545454,2939588.4,1803537,0,758846.70000000007,0,0,5501972.1000000006,-9820000,-7583174.4454545444,-5346348.8909090897,-3109523.336363635,-872697.78181818034,1364127.7727272748,3600953.3272727299,5837778.8818181846,8074604.4363636393,10311429.990909096,12548255.545454551,14785081.100000005,17021906.65454546,19258732.209090915,21495557.763636369,23732383.318181824,25969208.872727279,28206034.427272733,30442859.981818188,32679685.536363643,34916511.090909094,-9820000,-7679497.0769899953,-5631168.9209995596,-3671046.2836881378,-1795330.8412848632,-387.83420038991608,1717260.9764067617,3360944.048758103,4933846.5103383344,6439016.3300323356,7879370.2244763561,9257699.310068721,10576674.511592515,11838851.737931073,13046676.83490577,14202490.32483371,15308531.941989634,16366944.972760852,17379780.408905558,18349000.921962693,19276484.666514978]
["KJ 5","Kotel 9",19,6,3420,167010,167010,167010,167010,0,0,0,0,0,0,167010,167010,1,1,1,1,0,0,0,0,0,0,1,1,113430,113430,113430,113430,0,0,0,0,0,0,113430,113430,33174,33174,33174,33174,0,0,0,0,0,0,33174,33174,171820,113590,39390,3320,86670,71830,63830,61230,85600,125130,42560,132690,381.82222222222219,252.42222222222222,87.533333333333331,7.3777777777777782,192.6,159.62222222222223,141.84444444444443,136.06666666666666,190.22222222222223,278.06666666666666,94.577777777777783,294.86666666666667,18785.653333333332,12419.173333333334,4306.6400000000003,362.98666666666674,9475.92,7853.4133333333348,6978.7466666666669,6694.4800000000005,9358.9333333333343,13680.880000000001,4653.2266666666674,14507.44,308121.49333333335,680.58,1115,5350000,746000,2140000,1650000,9886000,340290,2927154.186666667,3267444.186666667,2939588.4,1803537,0,758846.70000000007,0,0,5501972.1000000006,-9886000,-7651472.0866666669,-5416944.1733333329,-3182416.2599999988,-947888.34666666482,1286639.5666666692,3521167.4800000028,5755695.3933333363,7990223.3066666704,10224751.220000003,12459279.133333337,14693807.046666671,16928334.960000005,19162862.873333339,21397390.786666673,23631918.700000007,25866446.613333341,28100974.526666675,30335502.440000009,32570030.353333343,34804558.266666673,-9886000,-7747695.7767145131,-5701471.6395992143,-3743362.4174793111,-1869573.6881779684,-76474.425688645104,1639410.0360236261,3281404.7362267566,4852691.5306795128,6356315.2574285623,7795189.6370927244,9172102.9190679993,10489723.284594579,11750604.017155899,12957188.450228931,14111814.701973461,15216720.206035212,16274046.047242628,17285841.110599007,18254066.051609896,19180597.095639456]
["KJ 5","Kotel 10",19,6,3420,167010,167010,167010,167010,0,0,0,0,0,0,167010,167010,1,1,1,1,0,0,0,0,0,0,1,1,113430,113430,113430,113430,0,0,0,0,0,0,113430,113430,33174,33174,33174,33174,0,0,0,0,0,0,33174,33174,171820,113590,39390,3320,86670,71830,63830,61230,85600,125130,42560,132690,326.65399239543729,215.95057034220531,74.885931558935354,6.3117870722433462,164.77186311787071,136.55893536121673,121.34980988593156,116.40684410646388,162.73764258555133,237.88973384030419,80.912547528517109,252.26235741444867,18749.9391634981,12395.562737642584,4298.4524714828895,362.29657794676808,9457.9049429657789,7838.4828897338402,6965.4790874524715,6681.7528517110268,9341.1406844106459,13654.870722433459,4644.3802281368817,14479.859315589354,307914.12167300383,680.58,1115,5350000,793000,2140000,1650000,9933000,340290,2925184.1558935363,3265474.1558935363,2939588.4,1803537,0,758846.70000000007,0,0,5501972.1000000006,-9933000,-7696502.0558935357,-5460004.1117870705,-3223506.1676806072,-987008.2235741429,1249489.7205323214,3485987.6646387856,5722485.6087452499,7958983.5528517142,10195481.496958178,12431979.441064641,14668477.385171104,16904975.329277568,19141473.273384031,21377971.217490494,23614469.161596961,25850967.105703428,28087465.049809895,30323962.993916363,32560460.93802283,34796958.882129297,-9933000,-7792810.5798024265,-5744782.4265033128,-3784946.8731070319,-1909506.1521536526,-114826.03640879202,1602571.2035384432,3246013.5384161803,4818685.6292082733,6323634.9983873097,7763777.9354007412,9141905.1478537861,10460687.169339953,11722679.534398487,12930327.730626749,14085971.937543746,15191851.561387762,16250109.574635625,17262796.668652717,18231875.227520749,19159223.130743746]
["KJ 5","Kotel 11",19,6,3420,167010,167010,167010,167010,0,0,0,0,0,0,167010,167010,1,1,1,1,0,0,0,0,0,0,1,1,113430,113430,113430,113430,0,0,0,0,0,0,113430,113430,33174,33174,33174,33174,0,0,0,0,0,0,33174,33174,171820,113590,39390,3320,86670,71830,63830,61230,85600,125130,42560,132690,163.32699619771864,107.97528517110266,37.442965779467677,3.1558935361216731,82.385931558935354,68.279467680608363,60.674904942965782,58.20342205323194,81.368821292775664,118.94486692015209,40.456273764258555,126.13117870722434,18749.9391634981,12395.562737642584,4298.4524714828895,362.29657794676808,9457.9049429657789,7838.4828897338402,6965.4790874524715,6681.7528517110268,9341.1406844106459,13654.870722433459,4644.3802281368817,14479.859315589354,307914.12167300383,680.58,1115,5350000,1586000,2140000,1650000,10726000,340290,2925184.1558935363,3265474.1558935363,2939588.4,1803537,0,758846.70000000007,0,0,5501972.1000000006,-10726000,-8489502.0558935367,-6253004.1117870724,-4016506.1676806072,-1780008.2235741429,456489.72053232137,2692987.6646387856,4929485.6087452499,7165983.5528517142,9402481.4969581775,11638979.441064641,13875477.385171104,16111975.329277568,18348473.273384031,20584971.217490494,22821469.161596961,25057967.105703428,27294465.049809895,29530962.993916363,31767460.93802283,34003958.882129297,-10726000,-8585810.5798024274,-6537782.4265033137,-4577946.8731070329,-2702506.1521536536,-907826.03640879295,809571.20353844226,2453013.5384161794,4025685.6292082723,5530634.9983873088,6970777.9354007412,8348905.1478537861,9667687.169339953,10929679.534398487,12137327.730626749,13292971.937543746,14398851.561387762,15457109.574635625,16469796.668652719,17438875.227520753,18366223.130743749]
["KJ 5","Kotel 6",20,6,3600,175800,175800,175800,170330,0,0,0,0,0,0,175800,175800,1,1,1,0.958560606060606,0,0,0,0,0,0,1,1,119400,119400,119400,114526.72727272726,0,0,0,0,0,0,119400,119400,34920,34920,34920,33716.6,0,0,0,0,0,0,34920,34920,163030,104800,30600,0,86670,71830,63830,61230,85600,125130,33770,123900,619.88593155893534,398.4790874524715,116.34980988593156,0,329.54372623574142,273.11787072243345,242.69961977186313,232.81368821292776,325.47528517110266,475.77946768060838,128.40304182509504,471.10266159695817,17790.726235741444,11436.349809885933,3339.2395437262358,0,9457.9049429657789,7838.4828897338402,6965.4790874524715,6681.7528517110268,9341.1406844106459,13654.870722433459,3685.1673003802275,13520.646387832699,312028.36045627372,711.52672727272727,1115,5350000,352000,2140000,1650000,9492000,355763.36363636365,2964269.4243346001,3320032.7879709639,2939588.4,1885545.8272727272,0,793352.3009090909,0,0,5618486.5281818174,-9492000,-7193546.2597891465,-4895092.519578293,-2596638.7793674394,-298185.03915658593,2000268.7010542676,4298722.4412651211,6597176.1814759746,8895629.9216868281,11194083.661897682,13492537.402108535,15790991.142319389,18089444.882530242,20387898.622741096,22686352.362951949,24984806.103162803,27283259.843373656,29581713.58358451,31880167.323795363,34178621.064006217,36477074.80421707,-9492000,-7292522.7366403313,-5187759.8051956724,-3173632.5980715966,-1246238.1414935335,598158.46767207724,2363131.299409504,4052100.516383118,5668339.0015253332,7214978.7002260173,8695016.6894132756,10111320.985286249,11466636.100954166,12763588.364751216,14004691.009533083,15192349.042817166,16328863.907203848,17416437.940109763,18457178.641455136,19453102.757575113,20406140.189268868]
["KJ 5","Kotel 7",20,6,3600,175800,175800,175800,170330,0,0,0,0,0,0,175800,175800,1,1,1,0.958560606060606,0,0,0,0,0,0,1,1,119400,119400,119400,114526.72727272726,0,0,0,0,0,0,119400,119400,34920,34920,34920,33716.6,0,0,0,0,0,0,34920,34920,163030,104800,30600,0,86670,71830,63830,61230,85600,125130,33770,123900,543.43333333333328,349.33333333333331,102,0,288.89999999999998,239.43333333333334,212.76666666666668,204.1,285.33333333333331,417.1,112.56666666666666,413,17824.613333333331,11458.133333333331,3345.6,0,9475.9199999999983,7853.413333333333,6978.7466666666669,6694.48,9358.9333333333325,13680.88,3692.186666666666,13546.4,312225.90666666668,711.52672727272727,1115,5350000,579000,2140000,1650000,9719000,355763.36363636365,2966146.1133333333,3321909.476969697,2939588.4,1885545.8272727272,0,793352.3009090909,0,0,5618486.5281818174,-9719000,-7422422.9487878792,-5125845.8975757584,-2829268.8463636376,-532691.7951515168,1763885.2560606035,4060462.3072727239,6357039.3584848437,8653616.4096969645,10950193.460909085,13246770.512121206,15543347.563333327,17839924.61454545,20136501.66575757,22433078.716969691,24729655.768181812,27026232.819393933,29322809.870606054,31619386.921818174,33915963.973030299,36212541.024242416,-9719000,-7521318.6112802681,-5418274.2201609071,-3405791.5492332885,-1479970.8115035098,362919.84661111119,2126451.5768643371,3814041.7493554624,5428960.5747058215,6974337.4410698023,8453166.9782602135,9868314.8607390765,11222523.36071885,12518416.662134901,13758505.945786625,14945194.255501194,16080781.154749585,17167467.182738476,18207358.118613012,19202469.06203362,20154728.338034201]
["KJ 5","Kotel 8",20,6,3600,175800,175800,175800,170330,0,0,0,0,0,0,175800,175800,1,1,1,0.958560606060606,0,0,0,0,0,0,1,1,119400,119400,119400,114526.72727272726,0,0,0,0,0,0,119400,119400,34920,34920,34920,33716.6,0,0,0,0,0,0,34920,34920,163030,104800,30600,0,86670,71830,63830,61230,85600,125130,33770,123900,435.90909090909093,280.21390374331548,81.818181818181813,0,231.73796791443851,192.05882352941177,170.66844919786095,163.71657754010695,228.87700534759358,334.57219251336898,90.294117647058826,331.28342245989307,17785.090909090908,11432.72727272727,3338.1818181818176,0,9454.9090909090901,7836,6963.2727272727261,6679.6363636363631,9338.181818181818,13650.545454545454,3684,13516.363636363636,311995.50909090909,711.52672727272727,1115,5350000,680000,2140000,1650000,9820000,355763.36363636365,2963957.3363636364,3319720.7,2939588.4,1885545.8272727272,0,793352.3009090909,0,0,5618486.5281818174,-9820000,-7521234.1718181819,-5222468.3436363637,-2923702.5154545456,-624936.68727272842,1673829.1409090888,3972594.969090906,6271360.7972727232,8570126.6254545413,10868892.453636359,13167658.281818178,15466424.109999996,17765189.938181814,20063955.766363632,22362721.59454545,24661487.422727268,26960253.250909086,29259019.079090904,31557784.907272723,33856550.735454544,36155316.563636363,-9820000,-7620224.0878642891,-5515175.3681171983,-3500774.6793640004,-1573118.5178776868,271528.52660682402,2036741.0093671216,3725939.5574631002,5342397.4982248023,6889247.2023029868,8369486.1535739759,9785982.7576610483,11141481.900328102,12438610.266516671,13679881.430333482,14867700.725851962,16004369.908166299,17092091.613730256,18132973.628623996,19129032.97301992,20082199.809762429]
["KJ 5","Kotel 9",20,6,3600,175800,175800,175800,170330,0,0,0,0,0,0,175800,175800,1,1,1,0.958560606060606,0,0,0,0,0,0,1,1,119400,119400,119400,114526.72727272726,0,0,0,0,0,0,119400,119400,34920,34920,34920,33716.6,0,0,0,0,0,0,34920,34920,163030,104800,30600,0,86670,71830,63830,61230,85600,125130,33770,123900,362.28888888888889,232.88888888888889,68,0,192.6,159.62222222222223,141.84444444444443,136.06666666666666,190.22222222222223,278.06666666666666,75.044444444444451,275.33333333333331,17824.613333333335,11458.133333333333,3345.6000000000004,0,9475.92,7853.4133333333348,6978.7466666666669,6694.4800000000005,9358.9333333333343,13680.880000000001,3692.1866666666674,13546.4,312225.90666666673,711.52672727272727,1115,5350000,746000,2140000,1650000,9886000,355763.36363636365,2966146.1133333342,3321909.476969698,2939588.4,1885545.8272727272,0,793352.3009090909,0,0,5618486.5281818174,-9886000,-7589422.9487878811,-5292845.8975757621,-2996268.8463636432,-699691.79515152425,1596885.2560605952,3893462.3072727146,6190039.3584848344,8486616.4096969534,10783193.460909072,13079770.512121191,15376347.56333331,17672924.614545427,19969501.665757544,22266078.716969661,24562655.768181782,26859232.819393903,29155809.870606024,31452386.921818145,33748963.973030269,36045541.024242386,-9886000,-7688318.6112802681,-5585274.2201609071,-3572791.5492332894,-1646970.8115035114,195919.84661110886,1959451.5768643341,3647041.7493554587,5261960.5747058177,6807337.4410697976,8286166.9782602089,9701314.8607390709,11055523.360718844,12351416.662134895,13591505.945786618,14778194.255501185,15913781.154749574,17000467.182738464,18040358.118613001,19035469.062033609,19987728.33803419]
["KJ 5","Kotel 10",20,6,3600,175800,175800,175800,170330,0,0,0,0,0,0,175800,175800,1,1,1,0.958560606060606,0,0,0,0,0,0,1,1,119400,119400,119400,114526.72727272726,0,0,0,0,0,0,119400,119400,34920,34920,34920,33716.6,0,0,0,0,0,0,34920,34920,163030,104800,30600,0,86670,71830,63830,61230,85600,125130,33770,123900,309.94296577946767,199.23954372623575,58.174904942965782,0,164.77186311787071,136.55893536121673,121.34980988593156,116.40684410646388,162.73764258555133,237.88973384030419,64.201520912547522,235.55133079847909,17790.726235741444,11436.349809885933,3339.2395437262358,0,9457.9049429657789,7838.4828897338402,6965.4790874524715,6681.7528517110268,9341.1406844106459,13654.870722433459,3685.1673003802275,13520.646387832699,312028.36045627372,711.52672727272727,1115,5350000,793000,2140000,1650000,9933000,355763.36363636365,2964269.4243346001,3320032.7879709639,2939588.4,1885545.8272727272,0,793352.3009090909,0,0,5618486.5281818174,-9933000,-7634546.2597891465,-5336092.519578293,-3037638.7793674394,-739185.03915658593,1559268.7010542676,3857722.4412651211,6156176.1814759746,8454629.9216868281,10753083.661897682,13051537.402108535,15349991.142319389,17648444.882530242,19946898.622741096,22245352.362951949,24543806.103162803,26842259.843373656,29140713.58358451,31439167.323795363,33737621.064006217,36036074.80421707,-9933000,-7733522.7366403313,-5628759.8051956724,-3614632.5980715966,-1687238.1414935335,157158.46767207724,1922131.2994095038,3611100.516383118,5227339.0015253332,6773978.7002260173,8254016.6894132746,9670320.9852862488,11025636.100954166,12322588.364751216,13563691.009533083,14751349.042817166,15887863.907203848,16975437.940109763,18016178.641455136,19012102.757575113,19965140.189268868]
["KJ 5","Kotel 11",20,6,3600,175800,175800,175800,170330,0,0,0,0,0,0,175800,175800,1,1,1,0.958560606060606,0,0,0,0,0,0,1,1,119400,119400,119400,114526.72727272726,0,0,0,0,0,0,119400,119400,34920,34920,34920,33716.6,0,0,0,0,0,0,34920,34920,163030,104800,30600,0,86670,71830,63830,61230,85600,125130,33770,123900,154.97148288973384,99.619771863117876,29.087452471482891,0,82.385931558935354,68.279467680608363,60.674904942965782,58.20342205323194,81.368821292775664,118.94486692015209,32.100760456273761,117.77566539923954,17790.726235741444,11436.349809885933,3339.2395437262358,0,9457.9049429657789,7838.4828897338402,6965.4790874524715,6681.7528517110268,9341.1406844106459,13654.870722433459,3685.1673003802275,13520.646387832699,312028.36045627372,711.52672727272727,1115,5350000,1586000,2140000,1650000,10726000,355763.36363636365,2964269.4243346001,3320032.7879709639,2939588.4,1885545.8272727272,0,793352.3009090909,0,0,5618486.5281818174,-10726000,-8427546.2597891465,-6129092.519578293,-3830638.7793674394,-1532185.0391565859,766268.70105426759,3064722.4412651211,5363176.1814759746,7661629.9216868281,9960083.6618976817,12258537.402108535,14556991.142319389,16855444.882530242,19153898.622741096,21452352.362951949,23750806.103162803,26049259.843373656,28347713.58358451,30646167.323795363,32944621.064006217,35243074.80421707,-10726000,-8526522.7366403304,-6421759.8051956715,-4407632.5980715957,-2480238.1414935328,-635841.53232792206,1129131.2994095045,2818100.5163831189,4434339.0015253332,5980978.7002260173,7461016.6894132746,8877320.9852862488,10232636.100954166,11529588.364751216,12770691.009533083,13958349.042817166,15094863.907203848,16182437.940109763,17223178.641455136,18219102.757575113,19172140.189268868]
["KJ 5","Kotel 6",21,6,3780,184590,184590,184590,170330,0,0,0,0,0,0,184590,184590,1,1,1,0.89711399711399709,0,0,0,0,0,0,1,1,125370,125370,125370,112665.63636363635,0,0,0,0,0,0,125370,125370,36666,36666,36666,33528.800000000003,0,0,0,0,0,0,36666,36666,154240,96010,21810,0,86670,71830,63830,61230,85600,125130,24980,115110,586.46387832699622,365.05703422053233,82.92775665399239,0,329.54372623574142,273.11787072243345,242.69961977186313,232.81368821292776,325.47528517110266,475.77946768060838,94.980988593155899,437.680608365019,16831.513307984791,10477.136882129278,2380.0266159695816,0,9457.9049429657789,7838.4828897338402,6965.4790874524715,6681.7528517110268,9341.1406844106459,13654.870722433459,2725.9543726235743,12561.433460076045,315774.49581749045,739.5156363636363,1115,5350000,352000,2140000,1650000,9492000,369757.81818181818,2999857.7102661594,3369615.5284479777,2939588.4,1959716.4363636363,0,824559.93454545445,0,0,5723864.7709090905,-9492000,-7137750.7575388877,-4783501.5150777744,-2429252.2726166612,-75003.030155547895,2279246.2123055649,4633495.4547666777,6987744.697227791,9341993.9396889042,11696243.182150017,14050492.424611129,16404741.66707224,18758990.909533352,21113240.151994463,23467489.394455574,25821738.636916686,28175987.879377797,30530237.121838909,32884486.36430002,35238735.606761135,37592984.84922225,-9492000,-7239129.9115204662,-5083273.3675209116,-3020252.7512533953,-1046070.3433418965,843099.42499446589,2650917.3851249563,4380886.7249627467,6036359.7774391007,7620544.5166509226,9136510.7742698919,10587196.188259337,11975411.89542627,13303847.978839602,14575078.680670543,15791567.390556609,16955671.419155717,18069646.56614051,19135651.49148481,20155751.898512848,21131924.536817189]
["KJ 5","Kotel 7",21,6,3780,184590,184590,184590,170330,0,0,0,0,0,0,184590,184590,1,1,1,0.89711399711399709,0,0,0,0,0,0,1,1,125370,125370,125370,112665.63636363635,0,0,0,0,0,0,125370,125370,36666,36666,36666,33528.800000000003,0,0,0,0,0,0,36666,36666,154240,96010,21810,0,86670,71830,63830,61230,85600,125130,24980,115110,514.13333333333333,320.03333333333336,72.7,0,288.89999999999998,239.43333333333334,212.76666666666668,204.1,285.33333333333331,417.1,83.266666666666666,383.7,16863.57333333333,10497.093333333334,2384.56,0,9475.9199999999983,7853.413333333333,6978.7466666666669,6694.48,9358.9333333333325,13680.88,2731.1466666666665,12585.359999999999,315962.90666666668,739.5156363636363,1115,5350000,579000,2140000,1650000,9719000,369757.81818181818,3001647.6133333333,3371405.4315151516,2939588.4,1959716.4363636363,0,824559.93454545445,0,0,5723864.7709090905,-9719000,-7366540.6606060611,-5014081.3212121231,-2661621.9818181843,-309162.64242424536,2043296.6969696935,4395756.0363636324,6748215.3757575713,9100674.7151515111,11453134.054545451,13805593.393939391,16158052.733333331,18510512.07272727,20862971.41212121,23215430.751515146,25567890.090909082,27920349.430303019,30272808.769696955,32625268.109090891,34977727.448484831,37330186.787878774,-9719000,-7467842.7374220677,-5313625.2612709366,-3252173.1309827724,-1279491.6665921847,608241.79215478944,2414685.2933480665,4143339.3614756041,5797553.7807364054,7380534.0862491345,8895347.7757350001,10344930.253711905,11732090.519718513,13059516.611590864,14329780.814339526,15545344.64472102,16708563.621162642,17821691.828283813,18886886.284859095,19906211.123687115,20881641.591465127]
["KJ 5","Kotel 8",21,6,3780,184590,184590,184590,170330,0,0,0,0,0,0,184590,184590,1,1,1,0.89711399711399709,0,0,0,0,0,0,1,1,125370,125370,125370,112665.63636363635,0,0,0,0,0,0,125370,125370,36666,36666,36666,33528.800000000003,0,0,0,0,0,0,36666,36666,154240,96010,21810,0,86670,71830,63830,61230,85600,125130,24980,115110,412.40641711229949,256.71122994652404,58.315508021390372,0,231.73796791443851,192.05882352941177,170.66844919786095,163.71657754010695,228.87700534759358,334.57219251336898,66.791443850267385,307.78074866310158,16826.18181818182,10473.81818181818,2379.272727272727,0,9454.9090909090901,7836,6963.2727272727261,6679.6363636363631,9338.181818181818,13650.545454545454,2725.090909090909,12557.454545454544,315743.16363636358,739.5156363636363,1115,5350000,680000,2140000,1650000,9820000,369757.81818181818,2999560.0545454537,3369317.8727272721,2939588.4,1959716.4363636363,0,824559.93454545445,0,0,5723864.7709090905,-9820000,-7465453.1018181806,-5110906.2036363622,-2756359.3054545438,-401812.40727272537,1952734.4909090931,4307281.3890909115,6661828.2872727299,9016375.1854545474,11370922.083636366,13725468.981818184,16080015.880000003,18434562.778181821,20789109.67636364,23143656.574545458,25498203.472727276,27852750.370909095,30207297.269090913,32561844.167272732,34916391.06545455,37270937.963636369,-9820000,-7566845.0735102212,-5410715.9572520591,-3347434.5062873112,-1373002.4957947293,516406.12668621028,2324452.6553761046,4054640.7211080613,5710323.0806601727,7294708.1137243947,8810866.0401016399,10261734.869170776,11650126.093160378,12978730.135255693,14250121.563098099,15466764.077779828,16631015.288001576,17745131.278644398,18811270.982608821,19831500.364392959,20807796.423516534]
["KJ 5","Kotel 9",21,6,3780,184590,184590,184590,170330,0,0,0,0,0,0,184590,184590,1,1,1,0.89711399711399709,0,0,0,0,0,0,1,1,125370,125370,125370,112665.63636363635,0,0,0,0,0,0,125370,125370,36666,36666,36666,33528.800000000003,0,0,0,0,0,0,36666,36666,154240,96010,21810,0,86670,71830,63830,61230,85600,125130,24980,115110,342.75555555555553,213.35555555555555,48.466666666666669,0,192.6,159.62222222222223,141.84444444444443,136.06666666666666,190.22222222222223,278.06666666666666,55.511111111111113,255.8,16863.573333333334,10497.093333333334,2384.5600000000004,0,9475.92,7853.4133333333348,6978.7466666666669,6694.4800000000005,9358.9333333333343,13680.880000000001,2731.146666666667,12585.36,315962.90666666668,739.5156363636363,1115,5350000,746000,2140000,1650000,9886000,369757.81818181818,3001647.6133333333,3371405.4315151516,2939588.4,1959716.4363636363,0,824559.93454545445,0,0,5723864.7709090905,-9886000,-7533540.6606060611,-5181081.3212121231,-2828621.9818181833,-476162.64242424443,1876296.6969696945,4228756.0363636333,6581215.3757575722,8933674.7151515111,11286134.054545451,13638593.393939391,15991052.733333331,18343512.07272727,20695971.41212121,23048430.751515146,25400890.090909082,27753349.430303019,30105808.769696955,32458268.109090891,34810727.448484831,37163186.787878774,-9886000,-7634842.7374220677,-5480625.2612709366,-3419173.1309827724,-1446491.6665921847,441241.79215478944,2247685.2933480665,3976339.3614756041,5630553.7807364054,7213534.0862491345,8728347.7757350001,10177930.253711905,11565090.519718513,12892516.611590864,14162780.814339526,15378344.64472102,16541563.621162642,17654691.828283813,18719886.284859095,19739211.123687115,20714641.591465127]
["KJ 5","Kotel 10",21,6,3780,184590,184590,184590,170330,0,0,0,0,0,0,184590,184590,1,1,1,0.89711399711399709,0,0,0,0,0,0,1,1,125370,125370,125370,112665.63636363635,0,0,0,0,0,0,125370,125370,36666,36666,36666,33528.800000000003,0,0,0,0,0,0,36666,36666,154240,96010,21810,0,86670,71830,63830,61230,85600,125130,24980,115110,293.23193916349811,182.52851711026616,41.463878326996195,0,164.77186311787071,136.55893536121673,121.34980988593156,116.40684410646388,162.73764258555133,237.88973384030419,47.49049429657795,218.8403041825095,16831.513307984791,10477.136882129278,2380.0266159695816,0,9457.9049429657789,7838.4828897338402,6965.4790874524715,6681.7528517110268,9341.1406844106459,13654.870722433459,2725.9543726235743,12561.433460076045,315774.49581749045,739.5156363636363,1115,5350000,793000,2140000,1650000,9933000,369757.81818181818,2999857.7102661594,3369615.5284479777,2939588.4,1959716.4363636363,0,824559.93454545445,0,0,5723864.7709090905,-9933000,-7578750.7575388877,-5224501.5150777744,-2870252.2726166612,-516003.03015554789,1838246.2123055649,4192495.4547666777,6546744.697227791,8900993.9396889042,11255243.182150017,13609492.424611129,15963741.66707224,18317990.909533352,20672240.151994463,23026489.394455574,25380738.636916686,27734987.879377797,30089237.121838909,32443486.36430002,34797735.606761135,37151984.84922225,-9933000,-7680129.9115204662,-5524273.3675209116,-3461252.7512533953,-1487070.3433418965,402099.42499446589,2209917.3851249563,3939886.7249627463,5595359.7774391007,7179544.5166509226,8695510.7742698919,10146196.188259337,11534411.89542627,12862847.978839602,14134078.680670543,15350567.390556609,16514671.419155717,17628646.56614051,18694651.49148481,19714751.898512848,20690924.536817189]
["KJ 5","Kotel 11",21,6,3780,184590,184590,184590,170330,0,0,0,0,0,0,184590,184590,1,1,1,0.89711399711399709,0,0,0,0,0,0,1,1,125370,125370,125370,112665.63636363635,0,0,0,0,0,0,125370,125370,36666,36666,36666,33528.800000000003,0,0,0,0,0,0,36666,36666,154240,96010,21810,0,86670,71830,63830,61230,85600,125130,24980,115110,146.61596958174906,91.264258555133082,20.731939163498097,0,82.385931558935354,68.279467680608363,60.674904942965782,58.20342205323194,81.368821292775664,118.94486692015209,23.745247148288975,109.42015209125475,16831.513307984791,10477.136882129278,2380.0266159695816,0,9457.9049429657789,7838.4828897338402,6965.4790874524715,6681.7528517110268,9341.1406844106459,13654.870722433459,2725.9543726235743,12561.433460076045,315774.49581749045,739.5156363636363,1115,5350000,1586000,2140000,1650000,10726000,369757.81818181818,2999857.7102661594,3369615.5284479777,2939588.4,1959716.4363636363,0,824559.93454545445,0,0,5723864.7709090905,-10726000,-8371750.7575388877,-6017501.5150777744,-3663252.2726166612,-1309003.0301555479,1045246.2123055654,3399495.4547666782,5753744.697227791,8107993.9396889042,10462243.182150017,12816492.424611129,15170741.66707224,17524990.909533352,19879240.151994463,22233489.394455574,24587738.636916686,26941987.879377797,29296237.121838909,31650486.36430002,34004735.606761135,36358984.84922225,-10726000,-8473129.9115204662,-6317273.3675209116,-4254252.7512533953,-2280070.3433418963,-390900.57500553387,1416917.3851249567,3146886.7249627467,4802359.7774391007,6386544.5166509226,7902510.7742698919,9353196.1882593371,10741411.89542627,12069847.978839602,13341078.680670543,14557567.390556609,15721671.419155717,16835646.56614051,17901651.49148481,18921751.898512848,19897924.536817189]
["KJ 5","Kotel 5",22,6,3960,193380,193380,193380,170330,0,0,0,0,0,0,193380,193380,1,1,1,0.84125344352617082,0,0,0,0,0,0,1,1,131340,131340,131340,110804.54545454546,0,0,0,0,0,0,131340,131340,38412,38412,38412,33341,0,0,0,0,0,0,38412,38412,145450,87220,13020,0,86670,71830,63830,61230,85600,125130,16190,106320,646.44444444444446,387.64444444444445,57.866666666666667,0,385.2,319.24444444444447,283.68888888888887,272.13333333333333,380.44444444444446,556.13333333333333,71.955555555555549,472.53333333333336,15902.533333333335,9536.0533333333333,1423.52,0,9475.92,7853.4133333333348,6978.7466666666669,6694.4800000000005,9358.9333333333343,13680.880000000001,1770.1066666666666,11624.320000000002,319699.90666666673,767.50454545454545,1115,5350000,329000,2140000,1650000,9469000,383752.27272727271,3037149.1133333342,3420901.3860606067,2939588.4,2033887.0454545454,0,855767.56818181823,0,0,5829243.0136363637,-9469000,-7060658.372424243,-4652316.744848486,-2243975.1172727291,164366.51030302793,2572708.1378787849,4981049.7654545419,7389391.3930302989,9797733.0206060559,12206074.648181813,14614416.27575757,17022757.903333329,19431099.530909084,21839441.158484839,24247782.786060594,26656124.413636349,29064466.041212104,31472807.668787859,33881149.296363614,36289490.92393937,38697832.551515125,-9469000,-7164366.8635638691,-4958976.3023809679,-2848554.7127322587,-829012.52168086218,1103563.7376984647,2952919.0098317917,4722636.9735957412,6416146.9867669847,8036730.7314284621,9587528.5732097812,11071545.646684727,12491657.678718168,13850616.56104682,15151055.682892419,16395495.033940841,17586346.087575693,18725916.473829139,19816414.451105166,20859953.185340598,21858554.844896037]
["KJ 5","Kotel 6",22,6,3960,193380,193380,193380,170330,0,0,0,0,0,0,193380,193380,1,1,1,0.84125344352617082,0,0,0,0,0,0,1,1,131340,131340,131340,110804.54545454546,0,0,0,0,0,0,131340,131340,38412,38412,38412,33341,0,0,0,0,0,0,38412,38412,145450,87220,13020,0,86670,71830,63830,61230,85600,125130,16190,106320,553.04182509505699,331.63498098859316,49.50570342205323,0,329.54372623574142,273.11787072243345,242.69961977186313,232.81368821292776,325.47528517110266,475.77946768060838,61.558935361216733,404.25855513307982,15872.300380228135,9517.9239543726235,1420.8136882129277,0,9457.9049429657789,7838.4828897338402,6965.4790874524715,6681.7528517110268,9341.1406844106459,13654.870722433459,1766.7414448669201,11602.22053231939,319520.63117870718,767.50454545454545,1115,5350000,352000,2140000,1650000,9492000,383752.27272727271,3035445.9961977182,3419198.2689249907,2939588.4,2033887.0454545454,0,855767.56818181823,0,0,5829243.0136363637,-9492000,-7081955.255288627,-4671910.510577254,-2261865.765865881,148178.97884549201,2558223.723556865,4968268.468268238,7378313.212979611,9788357.957690984,12198402.702402357,14608447.44711373,17018492.191825103,19428536.936536476,21838581.681247849,24248626.425959222,26658671.170670599,29068715.915381975,31478760.660093352,33888805.404804729,36298850.149516106,38708894.894227482,-9492000,-7185737.0864006002,-4978786.9298461508,-2866872.9044351936,-845902.54519025842,1088040.3823168566,2938703.4708404122,4709672.9335423792,6404380.5533528738,8026110.3330758354,9578004.8591265157,11063071.391232431,12484187.689898379,13844107.592927994,15145466.351808008,16390785.73829606,17582478.931107592,18722855.192171261,19814124.341514483,20858401.039450582,21857708.88436551]
["KJ 5","Kotel 7",22,6,3960,193380,193380,193380,170330,0,0,0,0,0,0,193380,193380,1,1,1,0.84125344352617082,0,0,0,0,0,0,1,1,131340,131340,131340,110804.54545454546,0,0,0,0,0,0,131340,131340,38412,38412,38412,33341,0,0,0,0,0,0,38412,38412,145450,87220,13020,0,86670,71830,63830,61230,85600,125130,16190,106320,484.83333333333331,290.73333333333335,43.4,0,288.89999999999998,239.43333333333334,212.76666666666668,204.1,285.33333333333331,417.1,53.966666666666669,354.4,15902.533333333331,9536.0533333333333,1423.5199999999998,0,9475.9199999999983,7853.413333333333,6978.7466666666669,6694.48,9358.9333333333325,13680.88,1770.1066666666666,11624.319999999998,319699.90666666668,767.50454545454545,1115,5350000,579000,2140000,1650000,9719000,383752.27272727271,3037149.1133333333,3420901.3860606058,2939588.4,2033887.0454545454,0,855767.56818181823,0,0,5829243.0136363637,-9719000,-7310658.372424243,-4902316.7448484842,-2493975.1172727263,-85633.489696968347,2322708.1378787896,4731049.7654545475,7139391.3930303054,9547733.0206060633,11956074.648181822,14364416.275757579,16772757.903333338,19181099.530909099,21589441.158484854,23997782.786060609,26406124.413636364,28814466.041212119,31222807.668787874,33631149.296363629,36039490.923939385,38447832.55151514,-9719000,-7414366.8635638673,-5208976.302380966,-3098554.7127322559,-1079012.5216808587,853563.73769846885,2702919.0098317969,4472636.9735957468,6166146.9867669912,7786730.7314284686,9337528.5732097868,10821545.646684732,12241657.678718174,13600616.561046826,14901055.682892427,16145495.033940848,17336346.0875757,18475916.47382915,19566414.451105177,20609953.185340609,21608554.844896048]
["KJ 5","Kotel 8",22,6,3960,193380,193380,193380,170330,0,0,0,0,0,0,193380,193380,1,1,1,0.84125344352617082,0,0,0,0,0,0,1,1,131340,131340,131340,110804.54545454546,0,0,0,0,0,0,131340,131340,38412,38412,38412,33341,0,0,0,0,0,0,38412,38412,145450,87220,13020,0,86670,71830,63830,61230,85600,125130,16190,106320,388.903743315508,233.20855614973263,34.81283422459893,0,231.73796791443851,192.05882352941177,170.66844919786095,163.71657754010695,228.87700534759358,334.57219251336898,43.288770053475936,284.27807486631013,15867.272727272724,9514.9090909090901,1420.3636363636363,0,9454.9090909090901,7836,6963.2727272727261,6679.6363636363631,9338.181818181818,13650.545454545454,1766.181818181818,11598.545454545452,319490.81818181823,767.50454545454545,1115,5350000,680000,2140000,1650000,9820000,383752.27272727271,3035162.7727272734,3418915.0454545459,2939588.4,2033887.0454545454,0,855767.56818181823,0,0,5829243.0136363637,-9820000,-7409672.0318181831,-4999344.0636363644,-2589016.0954545457,-178688.1272727279,2231639.8409090899,4641967.8090909077,7052295.7772727255,9462623.7454545423,11872951.713636361,14283279.681818178,16693607.649999997,19103935.618181817,21514263.586363636,23924591.554545455,26334919.522727273,28745247.490909092,31155575.459090911,33565903.42727273,35976231.395454548,38386559.363636367,-9820000,-7513466.0591561552,-5306256.5463869255,-3194094.3332106289,-1172886.4737117805,761283.72676558653,2612164.3013850767,4383341.8847530102,6078248.6630955301,7700169.0251457887,9252245.92662929,10737486.980680488,12158770.285992639,13518850.003994698,14820361.695862696,16065827.429707671,17257660.667836834,18398170.943558522,19489568.336593628,20533967.755765978,21533393.03727062]
["KJ 5","Kotel 9",22,6,3960,193380,193380,193380,170330,0,0,0,0,0,0,193380,193380,1,1,1,0.84125344352617082,0,0,0,0,0,0,1,1,131340,131340,131340,110804.54545454546,0,0,0,0,0,0,131340,131340,38412,38412,38412,33341,0,0,0,0,0,0,38412,38412,145450,87220,13020,0,86670,71830,63830,61230,85600,125130,16190,106320,323.22222222222223,193.82222222222222,28.933333333333334,0,192.6,159.62222222222223,141.84444444444443,136.06666666666666,190.22222222222223,278.06666666666666,35.977777777777774,236.26666666666668,15902.533333333335,9536.0533333333333,1423.52,0,9475.92,7853.4133333333348,6978.7466666666669,6694.4800000000005,9358.9333333333343,13680.880000000001,1770.1066666666666,11624.320000000002,319699.90666666673,767.50454545454545,1115,5350000,746000,2140000,1650000,9886000,383752.27272727271,3037149.1133333342,3420901.3860606067,2939588.4,2033887.0454545454,0,855767.56818181823,0,0,5829243.0136363637,-9886000,-7477658.372424243,-5069316.744848486,-2660975.1172727291,-252633.48969697207,2155708.1378787849,4564049.7654545419,6972391.3930302989,9380733.0206060559,11789074.648181813,14197416.27575757,16605757.903333327,19014099.530909084,21422441.158484839,23830782.786060594,26239124.413636349,28647466.041212104,31055807.668787859,33464149.296363614,35872490.92393937,38280832.551515125,-9886000,-7581366.8635638691,-5375976.3023809679,-3265554.7127322587,-1246012.5216808622,686563.73769846465,2535919.0098317917,4305636.9735957412,5999146.9867669847,7619730.7314284621,9170528.5732097812,10654545.646684727,12074657.678718168,13433616.56104682,14734055.682892419,15978495.033940841,17169346.087575693,18308916.473829139,19399414.451105166,20442953.185340598,21441554.844896037]
["KJ 5","Kotel 10",22,6,3960,193380,193380,193380,170330,0,0,0,0,0,0,193380,193380,1,1,1,0.84125344352617082,0,0,0,0,0,0,1,1,131340,131340,131340,110804.54545454546,0,0,0,0,0,0,131340,131340,38412,38412,38412,33341,0,0,0,0,0,0,38412,38412,145450,87220,13020,0,86670,71830,63830,61230,85600,125130,16190,106320,276.5209125475285,165.81749049429658,24.752851711026615,0,164.77186311787071,136.55893536121673,121.34980988593156,116.40684410646388,162.73764258555133,237.88973384030419,30.779467680608366,202.12927756653991,15872.300380228135,9517.9239543726235,1420.8136882129277,0,9457.9049429657789,7838.4828897338402,6965.4790874524715,6681.7528517110268,9341.1406844106459,13654.870722433459,1766.7414448669201,11602.22053231939,319520.63117870718,767.50454545454545,1115,5350000,793000,2140000,1650000,9933000,383752.27272727271,3035445.9961977182,3419198.2689249907,2939588.4,2033887.0454545454,0,855767.56818181823,0,0,5829243.0136363637,-9933000,-7522955.255288627,-5112910.510577254,-2702865.765865881,-292821.02115450799,2117223.723556865,4527268.468268238,6937313.212979611,9347357.957690984,11757402.702402357,14167447.44711373,16577492.191825103,18987536.936536476,21397581.681247849,23807626.425959222,26217671.170670599,28627715.915381975,31037760.660093352,33447805.404804729,35857850.149516106,38267894.894227482,-9933000,-7626737.0864006002,-5419786.9298461508,-3307872.9044351936,-1286902.5451902584,647040.38231685665,2497703.4708404122,4268672.9335423792,5963380.5533528738,7585110.3330758354,9137004.8591265157,10622071.391232431,12043187.689898379,13403107.592927994,14704466.351808008,15949785.73829606,17141478.931107592,18281855.192171261,19373124.341514483,20417401.039450582,21416708.88436551]
["KJ 5","Kotel 11",22,6,3960,193380,193380,193380,170330,0,0,0,0,0,0,193380,193380,1,1,1,0.84125344352617082,0,0,0,0,0,0,1,1,131340,131340,131340,110804.54545454546,0,0,0,0,0,0,131340,131340,38412,38412,38412,33341,0,0,0,0,0,0,38412,38412,145450,87220,13020,0,86670,71830,63830,61230,85600,125130,16190,106320,138.26045627376425,82.908745247148289,12.376425855513308,0,82.385931558935354,68.279467680608363,60.674904942965782,58.20342205323194,81.368821292775664,118.94486692015209,15.389733840304183,101.06463878326996,15872.300380228135,9517.9239543726235,1420.8136882129277,0,9457.9049429657789,7838.4828897338402,6965.4790874524715,6681.7528517110268,9341.1406844106459,13654.870722433459,1766.7414448669201,11602.22053231939,319520.63117870718,767.50454545454545,1115,5350000,1586000,2140000,1650000,10726000,383752.27272727271,3035445.9961977182,3419198.2689249907,2939588.4,2033887.0454545454,0,855767.56818181823,0,0,5829243.0136363637,-10726000,-8315955.255288627,-5905910.510577254,-3495865.765865881,-1085821.021154508,1324223.723556865,3734268.468268238,6144313.212979611,8554357.957690984,10964402.702402357,13374447.44711373,15784492.191825103,18194536.936536476,20604581.681247849,23014626.425959222,25424671.170670599,27834715.915381975,30244760.660093352,32654805.404804729,35064850.149516106,37474894.894227482,-10726000,-8419737.0864006002,-6212786.9298461508,-4100872.9044351936,-2079902.5451902584,-145959.61768314335,1704703.470840412,3475672.9335423787,5170380.5533528738,6792110.3330758354,8344004.8591265166,9829071.3912324309,11250187.689898379,12610107.592927994,13911466.351808008,15156785.73829606,16348478.931107594,17488855.192171261,18580124.341514483,19624401.039450582,20623708.88436551]
["KJ 5","Kotel 5",23,6,4140,202170,202170,202170,170330,0,0,0,0,0,0,202170,202170,1,1,1,0.79025032938076412,0,0,0,0,0,0,1,1,137310,137310,137310,108943.45454545454,0,0,0,0,0,0,137310,137310,40158,40158,40158,33153.199999999997,0,0,0,0,0,0,40158,40158,136660,78430,4230,0,86670,71830,63830,61230,85600,125130,7400,97530,607.37777777777774,348.57777777777778,18.8,0,385.2,319.24444444444447,283.68888888888887,272.13333333333333,380.44444444444446,556.13333333333333,32.888888888888886,433.46666666666664,14941.493333333334,8575.0133333333342,462.48,0,9475.92,7853.4133333333348,6978.7466666666669,6694.4800000000005,9358.9333333333343,13680.880000000001,809.06666666666661,10663.28,323436.90666666668,795.4934545454546,1115,5350000,329000,2140000,1650000,9469000,397746.72727272729,3072650.6133333333,3470397.3406060608,2939588.4,2108057.6545454548,0,886975.2018181819,0,0,5934621.2563636368,-9469000,-7004776.0842424231,-4540552.1684848471,-2076328.2527272711,387895.66303030495,2852119.5787878809,5316343.494545457,7780567.410303033,10244791.326060608,12709015.241818184,15173239.15757576,17637463.073333338,20101686.989090916,22565910.904848494,25030134.820606072,27494358.736363649,29958582.652121227,32422806.567878805,34887030.483636379,37351254.399393953,39815478.315151528,-9469000,-7110890.9897056688,-4854327.3434909973,-2694936.2944817422,-628533.37676953641,1348885.6832421438,3241152.7263155226,5051934.5857158843,6784740.1927975714,8442927.376607798,10029709.37068457,11548161.039657557,13001224.837717833,14391716.510502785,15722330.551445324,16995645.423160672,18214128.553988755,19380141.11937448,20495942.617351253,21563695.246994097,22585468.098326962]
["KJ 5","Kotel 6",23,6,4140,202170,202170,202170,170330,0,0,0,0,0,0,202170,202170,1,1,1,0.79025032938076412,0,0,0,0,0,0,1,1,137310,137310,137310,108943.45454545454,0,0,0,0,0,0,137310,137310,40158,40158,40158,33153.199999999997,0,0,0,0,0,0,40158,40158,136660,78430,4230,0,86670,71830,63830,61230,85600,125130,7400,97530,519.61977186311788,298.21292775665398,16.083650190114067,0,329.54372623574142,273.11787072243345,242.69961977186313,232.81368821292776,325.47528517110266,475.77946768060838,28.136882129277566,370.83650190114071,14913.087452471482,8558.7110266159689,461.60076045627369,0,9457.9049429657789,7838.4828897338402,6965.4790874524715,6681.7528517110268,9341.1406844106459,13654.870722433459,807.52851711026608,10643.007604562737,323266.7665399239,795.4934545454546,1115,5350000,352000,2140000,1650000,9492000,397746.72727272729,3071034.282129277,3468781.0094020041,2939588.4,2108057.6545454548,0,886975.2018181819,0,0,5934621.2563636368,-9492000,-7026159.7530383663,-4560319.5060767336,-2094479.2591151008,371360.98784653191,2837201.2348081646,5303041.4817697974,7768881.7287314301,10234721.975693062,12700562.222654695,15166402.469616327,17632242.716577962,20098082.963539597,22563923.210501231,25029763.457462866,27495603.7044245,29961443.951386135,32427284.19834777,34893124.445309401,37358964.692271031,39824804.939232662,-9492000,-7132344.2612807341,-4874300.4921713881,-2713493.0576169901,-645734.74703861889,1332981.3396392483,3226489.5565558681,5038459.1421220116,6772401.3292666469,8431676.1495007463,10019498.943983139,11538946.594205525,12992963.484370487,14384367.207016384,15715854.022945473,16990004.086035509,18209286.443059467,19376063.818202011,20492597.19154416,21561050.18038832,22583493.231913831]
["KJ 5","Kotel 7",23,6,4140,202170,202170,202170,170330,0,0,0,0,0,0,202170,202170,1,1,1,0.79025032938076412,0,0,0,0,0,0,1,1,137310,137310,137310,108943.45454545454,0,0,0,0,0,0,137310,137310,40158,40158,40158,33153.199999999997,0,0,0,0,0,0,40158,40158,136660,78430,4230,0,86670,71830,63830,61230,85600,125130,7400,97530,455.53333333333336,261.43333333333334,14.1,0,288.89999999999998,239.43333333333334,212.76666666666668,204.1,285.33333333333331,417.1,24.666666666666668,325.10000000000002,14941.493333333334,8575.0133333333324,462.47999999999996,0,9475.9199999999983,7853.413333333333,6978.7466666666669,6694.48,9358.9333333333325,13680.88,809.06666666666661,10663.28,323436.90666666662,795.4934545454546,1115,5350000,579000,2140000,1650000,9719000,397746.72727272729,3072650.6133333328,3470397.3406060599,2939588.4,2108057.6545454548,0,886975.2018181819,0,0,5934621.2563636368,-9719000,-7254776.0842424231,-4790552.1684848452,-2326328.2527272683,137895.66303030867,2602119.5787878856,5066343.4945454625,7530567.4103030395,9994791.3260606155,12459015.241818193,14923239.157575771,17387463.073333349,19851686.989090927,22315910.904848505,24780134.820606083,27244358.736363661,29708582.652121238,32172806.567878816,34637030.483636394,37101254.399393968,39565478.31515155,-9719000,-7360890.9897056678,-5104327.3434909955,-2944936.2944817399,-878533.37676953338,1098885.6832421476,2991152.7263155268,4801934.5857158899,6534740.192797577,8192927.3766078036,9779709.3706845753,11298161.039657563,12751224.837717839,14141716.510502791,15472330.55144533,16745645.423160678,17964128.553988762,19130141.119374488,20245942.61735126,21313695.246994104,22335468.09832697]
["KJ 5","Kotel 8",23,6,4140,202170,202170,202170,170330,0,0,0,0,0,0,202170,202170,1,1,1,0.79025032938076412,0,0,0,0,0,0,1,1,137310,137310,137310,108943.45454545454,0,0,0,0,0,0,137310,137310,40158,40158,40158,33153.199999999997,0,0,0,0,0,0,40158,40158,136660,78430,4230,0,86670,71830,63830,61230,85600,125130,7400,97530,365.40106951871655,209.70588235294119,11.310160427807487,0,231.73796791443851,192.05882352941177,170.66844919786095,163.71657754010695,228.87700534759358,334.57219251336898,19.786096256684491,260.77540106951869,14908.363636363634,8556,461.45454545454544,0,9454.9090909090901,7836,6963.2727272727261,6679.6363636363631,9338.181818181818,13650.545454545454,807.27272727272714,10639.636363636362,323238.47272727266,795.4934545454546,1115,5350000,680000,2140000,1650000,9820000,397746.72727272729,3070765.4909090903,3468512.2181818178,2939588.4,2108057.6545454548,0,886975.2018181819,0,0,5934621.2563636368,-9820000,-7353890.9618181819,-4887781.9236363629,-2421672.8854545439,44436.152727275155,2510545.1909090942,4976654.2290909132,7442763.2672727322,9908872.3054545522,12374981.343636371,14841090.38181819,17307199.420000009,19773308.458181828,22239417.496363647,24705526.534545466,27171635.572727285,29637744.610909104,32103853.649090923,34569962.687272742,37036071.725454561,39502180.76363638,-9820000,-7460087.0448020864,-5201797.1355217863,-3040754.1601339392,-972770.4516288226,1006161.3268449733,2899875.9473940604,4712043.0483979713,6446174.2455309015,8105629.9365671976,9693625.8131569549,11213239.092190215,12667414.478824915,14058969.87273372,15390601.828627311,16664890.781635532,17884306.047672108,19051210.60847266,20167865.69057845,21236435.147139017,22258989.651024725]
["KJ 5","Kotel 9",23,6,4140,202170,202170,202170,170330,0,0,0,0,0,0,202170,202170,1,1,1,0.79025032938076412,0,0,0,0,0,0,1,1,137310,137310,137310,108943.45454545454,0,0,0,0,0,0,137310,137310,40158,40158,40158,33153.199999999997,0,0,0,0,0,0,40158,40158,136660,78430,4230,0,86670,71830,63830,61230,85600,125130,7400,97530,303.68888888888887,174.28888888888889,9.4,0,192.6,159.62222222222223,141.84444444444443,136.06666666666666,190.22222222222223,278.06666666666666,16.444444444444443,216.73333333333332,14941.493333333334,8575.0133333333342,462.48,0,9475.92,7853.4133333333348,6978.7466666666669,6694.4800000000005,9358.9333333333343,13680.880000000001,809.06666666666661,10663.28,323436.90666666668,795.4934545454546,1115,5350000,746000,2140000,1650000,9886000,397746.72727272729,3072650.6133333333,3470397.3406060608,2939588.4,2108057.6545454548,0,886975.2018181819,0,0,5934621.2563636368,-9886000,-7421776.0842424231,-4957552.1684848471,-2493328.2527272711,-29104.336969695054,2435119.5787878809,4899343.494545457,7363567.410303033,9827791.326060608,12292015.241818184,14756239.15757576,17220463.073333338,19684686.989090916,22148910.904848494,24613134.820606072,27077358.736363649,29541582.652121227,32005806.567878805,34470030.483636379,36934254.399393953,39398478.315151528,-9886000,-7527890.9897056688,-5271327.3434909973,-3111936.2944817422,-1045533.3767695364,931885.68324214383,2824152.7263155226,4634934.5857158843,6367740.1927975714,8025927.376607798,9612709.3706845697,11131161.039657557,12584224.837717833,13974716.510502785,15305330.551445324,16578645.423160672,17797128.553988755,18963141.11937448,20078942.617351253,21146695.246994097,22168468.098326962]
["KJ 5","Kotel 10",23,6,4140,202170,202170,202170,170330,0,0,0,0,0,0,202170,202170,1,1,1,0.79025032938076412,0,0,0,0,0,0,1,1,137310,137310,137310,108943.45454545454,0,0,0,0,0,0,137310,137310,40158,40158,40158,33153.199999999997,0,0,0,0,0,0,40158,40158,136660,78430,4230,0,86670,71830,63830,61230,85600,125130,7400,97530,259.80988593155894,149.10646387832699,8.0418250950570336,0,164.77186311787071,136.55893536121673,121.34980988593156,116.40684410646388,162.73764258555133,237.88973384030419,14.068441064638783,185.41825095057035,14913.087452471482,8558.7110266159689,461.60076045627369,0,9457.9049429657789,7838.4828897338402,6965.4790874524715,6681.7528517110268,9341.1406844106459,13654.870722433459,807.52851711026608,10643.007604562737,323266.7665399239,795.4934545454546,1115,5350000,793000,2140000,1650000,9933000,397746.72727272729,3071034.282129277,3468781.0094020041,2939588.4,2108057.6545454548,0,886975.2018181819,0,0,5934621.2563636368,-9933000,-7467159.7530383663,-5001319.5060767336,-2535479.2591151008,-69639.012153468095,2396201.2348081646,4862041.4817697974,7327881.7287314301,9793721.9756930619,12259562.222654695,14725402.469616327,17191242.716577962,19657082.963539597,22122923.210501231,24588763.457462866,27054603.7044245,29520443.951386135,31986284.19834777,34452124.445309401,36917964.692271031,39383804.939232662,-9933000,-7573344.2612807341,-5315300.4921713881,-3154493.0576169901,-1086734.7470386189,891981.33963924833,2785489.5565558681,4597459.1421220116,6331401.3292666469,7990676.1495007472,9578498.9439831395,11097946.594205525,12551963.484370487,13943367.207016384,15274854.022945473,16549004.086035511,17768286.443059471,18935063.818202015,20051597.191544164,21120050.180388324,22142493.231913835]
["KJ 5","Kotel 11",23,6,4140,202170,202170,202170,170330,0,0,0,0,0,0,202170,202170,1,1,1,0.79025032938076412,0,0,0,0,0,0,1,1,137310,137310,137310,108943.45454545454,0,0,0,0,0,0,137310,137310,40158,40158,40158,33153.199999999997,0,0,0,0,0,0,40158,40158,136660,78430,4230,0,86670,71830,63830,61230,85600,125130,7400,97530,129.90494296577947,74.553231939163496,4.0209125475285168,0,82.385931558935354,68.279467680608363,60.674904942965782,58.20342205323194,81.368821292775664,118.94486692015209,7.0342205323193916,92.709125475285177,14913.087452471482,8558.7110266159689,461.60076045627369,0,9457.9049429657789,7838.4828897338402,6965.4790874524715,6681.7528517110268,9341.1406844106459,13654.870722433459,807.52851711026608,10643.007604562737,323266.7665399239,795.4934545454546,1115,5350000,1586000,2140000,1650000,10726000,397746.72727272729,3071034.282129277,3468781.0094020041,2939588.4,2108057.6545454548,0,886975.2018181819,0,0,5934621.2563636368,-10726000,-8260159.7530383663,-5794319.5060767336,-3328479.2591151008,-862639.01215346809,1603201.2348081646,4069041.4817697974,6534881.7287314301,9000721.9756930619,11466562.222654695,13932402.469616327,16398242.716577962,18864082.963539597,21329923.210501231,23795763.457462866,26261603.7044245,28727443.951386135,31193284.19834777,33659124.445309401,36124964.692271031,38590804.939232662,-10726000,-8366344.2612807341,-6108300.4921713881,-3947493.0576169901,-1879734.7470386189,98981.339639248326,1992489.5565558679,3804459.1421220112,5538401.3292666459,7197676.1495007463,8785498.9439831395,10304946.594205525,11758963.484370487,13150367.207016384,14481854.022945473,15756004.086035511,16975286.443059471,18142063.818202015,19258597.191544164,20327050.180388324,21349493.231913835]
["KJ 5","Kotel 6",24,5,3600,210960,210960,206400,0,0,0,0,0,0,0,209570,210960,1,1,0.97121212121212119,0,0,0,0,0,0,0,0.99122474747474754,1,143280,143280,139217.45454545453,0,0,0,0,0,0,0,142041.63636363638,143280,41904,41904,40900.800000000003,0,0,0,0,0,0,0,41598.200000000004,41904,127870,69640,0,170330,86670,71830,63830,61230,85600,125130,0,88740,486.1977186311787,264.79087452471481,0,647.64258555133085,329.54372623574142,273.11787072243345,242.69961977186313,232.81368821292776,325.47528517110266,475.77946768060838,0,337.41444866920153,13953.874524714829,7599.4980988593152,0,18587.342205323195,9457.9049429657789,7838.4828897338402,6965.4790874524715,6681.7528517110268,9341.1406844106459,13654.870722433459,0,9683.7946768060829,311975.14068441064,711.09909090909093,1115,5350000,352000,2140000,1650000,9492000,355549.54545454547,2963763.836501901,3319313.3819564465,2939588.4,1884412.5909090911,0,792875.48636363645,0.5,57500,5674376.4772727275,-9492000,-7136936.9046837194,-4781873.8093674378,-2426810.7140511563,-71747.618734874763,2283315.4765814063,4638378.5718976874,6993441.6672139689,9348504.7625302505,11703567.857846532,14058630.953162812,16413694.048479091,18768757.143795371,21123820.239111651,23478883.33442793,25833946.42974421,28189009.52506049,30544072.620376769,32899135.715693049,35254198.811009333,37609261.906325616,-9492000,-7238351.1049604965,-5081749.2915255651,-3018015.4987648646,-1043150.6253096487,846672.22010204126,2655115.134371601,4385682.516447735,6041727.8581473846,7626460.2425489631,9142950.562550474,10594137.471642829,11982833.078429772,13311728.395929238,14583398.55621581,15800307.800509179,16964814.254378431,18079174.497315515,19145547.935532819,20166000.986458473,21142511.083038043]
["KJ 5","Kotel 7",24,5,3600,210960,210960,206400,0,0,0,0,0,0,0,209570,210960,1,1,0.97121212121212119,0,0,0,0,0,0,0,0.99122474747474754,1,143280,143280,139217.45454545453,0,0,0,0,0,0,0,142041.63636363638,143280,41904,41904,40900.800000000003,0,0,0,0,0,0,0,41598.200000000004,41904,127870,69640,0,170330,86670,71830,63830,61230,85600,125130,0,88740,426.23333333333335,232.13333333333333,0,567.76666666666665,288.89999999999998,239.43333333333334,212.76666666666668,204.1,285.33333333333331,417.1,0,295.8,13980.453333333333,7613.9733333333324,0,18622.746666666666,9475.9199999999983,7853.413333333333,6978.7466666666669,6694.48,9358.9333333333325,13680.88,0,9702.24,312172.78666666674,711.09909090909093,1115,5350000,579000,2140000,1650000,9719000,355549.54545454547,2965641.4733333341,3321191.0187878795,2939588.4,1884412.5909090911,0,792875.48636363645,0.5,57500,5674376.4772727275,-9719000,-7365814.541515152,-5012629.0830303049,-2659443.6245454568,-306258.16606060881,2046927.2924242392,4400112.7509090872,6753298.2093939353,9106483.6678787842,11459669.126363631,13812854.584848478,16166040.043333326,18519225.501818173,20872410.96030302,23225596.418787867,25578781.877272714,27931967.335757561,30285152.794242408,32638338.252727255,34991523.711212106,37344709.169696957,-9719000,-7467147.8866173699,-5312265.481466528,-3250177.0554848607,-1276886.6956937914,611429.43807756668,2418430.5230262349,4147618.1641254388,5802343.1795313759,7385812.0937954308,8901093.3514643833,10351123.263109313,11738711.695305418,13066547.515588773,14337203.802941266,15553142.833900589,16716720.853957359,17830192.643485367,18895715.887052841,19915355.354581524,20891086.902455859]
["KJ 5","Kotel 8",24,5,3600,210960,210960,206400,0,0,0,0,0,0,0,209570,210960,1,1,0.97121212121212119,0,0,0,0,0,0,0,0.99122474747474754,1,143280,143280,139217.45454545453,0,0,0,0,0,0,0,142041.63636363638,143280,41904,41904,40900.800000000003,0,0,0,0,0,0,0,41598.200000000004,41904,127870,69640,0,170330,86670,71830,63830,61230,85600,125130,0,88740,341.89839572192511,186.20320855614975,0,455.42780748663102,231.73796791443851,192.05882352941177,170.66844919786095,163.71657754010695,228.87700534759358,334.57219251336898,0,237.27272727272728,13949.454545454544,7597.090909090909,0,18581.454545454544,9454.9090909090901,7836,6963.2727272727261,6679.6363636363631,9338.181818181818,13650.545454545454,0,9680.7272727272721,311942.27272727271,711.09909090909093,1115,5350000,680000,2140000,1650000,9820000,355549.54545454547,2963451.5909090908,3319001.1363636362,2939588.4,1884412.5909090911,0,792875.48636363645,0.5,57500,5674376.4772727275,-9820000,-7464624.6590909092,-5109249.3181818174,-2753873.9772727257,-398498.63636363391,1956876.7045454574,4312252.0454545487,6667627.3863636404,9023002.7272727322,11378378.068181824,13733753.409090914,16089128.750000004,18444504.090909094,20799879.431818184,23155254.772727273,25510630.113636363,27866005.454545453,30221380.795454543,32576756.136363633,34932131.477272727,37287506.81818182,-9820000,-7566052.3053501518,-5409164.5592737421,-3345157.1467604311,-1370030.4362213772,520042.97099302849,2328725.6573226033,4059522.48634612,5715787.3945025951,7300729.8903461127,8817421.2739284262,10268800.588361261,11657680.315091249,12986751.823923772,14258590.588356808,15475661.176331006,16640322.02606708,17754830.016245142,18821344.839382041,19841933.186881468,20818572.753866564]
["KJ 5","Kotel 9",24,5,3600,210960,210960,206400,0,0,0,0,0,0,0,209570,210960,1,1,0.97121212121212119,0,0,0,0,0,0,0,0.99122474747474754,1,143280,143280,139217.45454545453,0,0,0,0,0,0,0,142041.63636363638,143280,41904,41904,40900.800000000003,0,0,0,0,0,0,0,41598.200000000004,41904,127870,69640,0,170330,86670,71830,63830,61230,85600,125130,0,88740,284.15555555555557,154.75555555555556,0,378.51111111111112,192.6,159.62222222222223,141.84444444444443,136.06666666666666,190.22222222222223,278.06666666666666,0,197.2,13980.453333333335,7613.9733333333343,0,18622.74666666667,9475.92,7853.4133333333348,6978.7466666666669,6694.4800000000005,9358.9333333333343,13680.880000000001,0,9702.24,312172.78666666674,711.09909090909093,1115,5350000,746000,2140000,1650000,9886000,355549.54545454547,2965641.4733333341,3321191.0187878795,2939588.4,1884412.5909090911,0,792875.48636363645,0.5,57500,5674376.4772727275,-9886000,-7532814.541515152,-5179629.0830303049,-2826443.6245454578,-473258.16606060974,1879927.2924242383,4233112.7509090863,6586298.2093939343,8939483.6678787824,11292669.126363631,13645854.584848478,15999040.043333326,18352225.501818173,20705410.96030302,23058596.418787867,25411781.877272714,27764967.335757561,30118152.794242408,32471338.252727255,34824523.711212106,37177709.169696957,-9886000,-7634147.8866173699,-5479265.481466528,-3417177.0554848607,-1443886.6956937914,444429.43807756668,2251430.5230262349,3980618.1641254388,5635343.1795313759,7218812.0937954308,8734093.3514643833,10184123.263109313,11571711.695305418,12899547.515588773,14170203.802941266,15386142.833900589,16549720.853957359,17663192.643485367,18728715.887052841,19748355.354581524,20724086.902455859]
["KJ 5","Kotel 10",24,5,3600,210960,210960,206400,0,0,0,0,0,0,0,209570,210960,1,1,0.97121212121212119,0,0,0,0,0,0,0,0.99122474747474754,1,143280,143280,139217.45454545453,0,0,0,0,0,0,0,142041.63636363638,143280,41904,41904,40900.800000000003,0,0,0,0,0,0,0,41598.200000000004,41904,127870,69640,0,170330,86670,71830,63830,61230,85600,125130,0,88740,243.09885931558935,132.3954372623574,0,323.82129277566543,164.77186311787071,136.55893536121673,121.34980988593156,116.40684410646388,162.73764258555133,237.88973384030419,0,168.70722433460077,13953.874524714829,7599.4980988593152,0,18587.342205323195,9457.9049429657789,7838.4828897338402,6965.4790874524715,6681.7528517110268,9341.1406844106459,13654.870722433459,0,9683.7946768060829,311975.14068441064,711.09909090909093,1115,5350000,793000,2140000,1650000,9933000,355549.54545454547,2963763.836501901,3319313.3819564465,2939588.4,1884412.5909090911,0,792875.48636363645,0.5,57500,5674376.4772727275,-9933000,-7577936.9046837194,-5222873.8093674378,-2867810.7140511563,-512747.61873487476,1842315.4765814063,4197378.5718976874,6552441.6672139689,8907504.7625302505,11262567.857846532,13617630.953162812,15972694.048479091,18327757.143795371,20682820.239111651,23037883.33442793,25392946.42974421,27748009.52506049,30103072.620376769,32458135.715693049,34813198.811009333,37168261.906325616,-9933000,-7679351.1049604965,-5522749.2915255651,-3459015.4987648646,-1484150.6253096487,405672.22010204126,2214115.134371601,3944682.516447735,5600727.8581473846,7185460.2425489631,8701950.562550474,10153137.471642829,11541833.078429772,12870728.395929238,14142398.55621581,15359307.800509179,16523814.254378432,17638174.497315519,18704547.935532823,19725000.986458477,20701511.083038047]
["KJ 5","Kotel 11",24,5,3600,210960,210960,206400,0,0,0,0,0,0,0,209570,210960,1,1,0.97121212121212119,0,0,0,0,0,0,0,0.99122474747474754,1,143280,143280,139217.45454545453,0,0,0,0,0,0,0,142041.63636363638,143280,41904,41904,40900.800000000003,0,0,0,0,0,0,0,41598.200000000004,41904,127870,69640,0,170330,86670,71830,63830,61230,85600,125130,0,88740,121.54942965779468,66.197718631178702,0,161.91064638783271,82.385931558935354,68.279467680608363,60.674904942965782,58.20342205323194,81.368821292775664,118.94486692015209,0,84.353612167300383,13953.874524714829,7599.4980988593152,0,18587.342205323195,9457.9049429657789,7838.4828897338402,6965.4790874524715,6681.7528517110268,9341.1406844106459,13654.870722433459,0,9683.7946768060829,311975.14068441064,711.09909090909093,1115,5350000,1586000,2140000,1650000,10726000,355549.54545454547,2963763.836501901,3319313.3819564465,2939588.4,1884412.5909090911,0,792875.48636363645,0.5,57500,5674376.4772727275,-10726000,-8370936.9046837194,-6015873.8093674378,-3660810.7140511563,-1305747.6187348748,1049315.4765814068,3404378.5718976879,5759441.6672139689,8114504.7625302505,10469567.857846532,12824630.953162812,15179694.048479091,17534757.143795371,19889820.239111651,22244883.33442793,24599946.42974421,26955009.52506049,29310072.620376769,31665135.715693049,34020198.811009333,36375261.906325616,-10726000,-8472351.1049604975,-6315749.2915255651,-4252015.4987648651,-2277150.6253096489,-387327.77989795897,1421115.1343716008,3151682.516447735,4807727.8581473846,6392460.2425489631,7908950.562550474,9360137.4716428295,10748833.078429772,12077728.395929238,13349398.55621581,14566307.800509179,15730814.254378432,16845174.497315519,17911547.935532823,18932000.986458477,19908511.083038047]
["KJ 6","Kotel 6",17,6,3060,185130,185130,185130,170330,0,0,0,0,0,0,185130,185130,1,1,1,0.88838612368024128,0,0,0,0,0,0,1,1,121380,121380,121380,107946.15384615384,0,0,0,0,0,0,121380,121380,35802,35802,35802,32659.846153846152,0,0,0,0,0,0,35802,35802,153700,95470,21270,0,86670,71830,63830,61230,85600,125130,24440,114570,584.41064638783268,363.00380228136885,80.874524714828894,0,329.54372623574142,273.11787072243345,242.69961977186313,232.81368821292776,325.47528517110266,475.77946768060838,92.92775665399239,435.62737642585552,16772.585551330798,10418.209125475285,2321.0988593155894,0,9457.9049429657789,7838.4828897338402,6965.4790874524715,6681.7528517110268,9341.1406844106459,13654.870722433459,2667.0266159695816,12502.505703422054,310290.90318806667,714.84615384615392,740,6270000,352000,2508000,1650000,10780000,357423.07692307694,2947763.5802866332,3305186.6572097102,2939588.4,1894342.307692308,0,528986.15384615387,0,0,5362916.8615384623,-10780000,-8722269.7956712469,-6664539.5913424939,-4606809.3870137408,-2549079.1826849887,-491348.97835623659,1566381.2259725155,3624111.4303012677,5681841.6346300198,7739571.8389587719,9797302.0432875231,11855032.247616276,13912762.451945029,15970492.656273782,18028222.860602535,20085953.064931288,22143683.269260041,24201413.473588794,26259143.677917548,28316873.882246301,30374604.086575054,-10780000,-8810880.1872452125,-6926555.0075755604,-5123373.0174610596,-3397840.0125668012,-1746612.2566871278,-166490.00225681812,1345588.710116684,2792553.9851152506,4177209.7506641182,5502239.1913807383,6770209.9480473604,7983579.0931828842,9144697.8923556339,10255816.360463528,11319087.621810796,12336572.082430191,13310241.422735833,14241982.418243624,15133600.595763041,15986823.732145257]
["KJ 6","Kotel 7",17,6,3060,185130,185130,185130,170330,0,0,0,0,0,0,185130,185130,1,1,1,0.88838612368024128,0,0,0,0,0,0,1,1,121380,121380,121380,107946.15384615384,0,0,0,0,0,0,121380,121380,35802,35802,35802,32659.846153846152,0,0,0,0,0,0,35802,35802,153700,95470,21270,0,86670,71830,63830,61230,85600,125130,24440,114570,512.33333333333337,318.23333333333335,70.900000000000006,0,288.89999999999998,239.43333333333334,212.76666666666668,204.1,285.33333333333331,417.1,81.466666666666669,381.9,16804.533333333333,10438.053333333333,2325.52,0,9475.9199999999983,7853.413333333333,6978.7466666666669,6694.48,9358.9333333333325,13680.88,2672.1066666666666,12526.319999999998,310478.7528205128,714.84615384615392,740,6270000,579000,2508000,1650000,11007000,357423.07692307694,2949548.1517948718,3306971.2287179488,2939588.4,1894342.307692308,0,528986.15384615387,0,0,5362916.8615384623,-11007000,-8951054.3671794869,-6895108.7343589738,-4839163.1015384607,-2783217.4687179476,-727271.8358974345,1328673.7969230791,3384619.4297435926,5440565.0625641067,7496510.6953846198,9552456.3282051329,11608401.961025646,13664347.593846159,15720293.226666672,17776238.859487183,19832184.492307696,21888130.12512821,23944075.757948723,26000021.390769236,28055967.023589749,30111912.656410262,-11007000,-9039587.9111765418,-7156896.9170871079,-5355278.7409249702,-3631242.2087123981,-1981446.4841070659,-402694.59453258524,1108072.7639118938,2553783.1547678551,3937238.0742472438,5261118.379969147,6527989.4859231217,7740306.3337259684,8900418.1498052478,10010572.997728003,11072922.13449619,12089524.179250436,13062349.102460241,13993282.043330867,14884126.962824289,15736610.139373019]
["KJ 6","Kotel 8",17,6,3060,185130,185130,185130,170330,0,0,0,0,0,0,185130,185130,1,1,1,0.88838612368024128,0,0,0,0,0,0,1,1,121380,121380,121380,107946.15384615384,0,0,0,0,0,0,121380,121380,35802,35802,35802,32659.846153846152,0,0,0,0,0,0,35802,35802,153700,95470,21270,0,86670,71830,63830,61230,85600,125130,24440,114570,410.96256684491976,255.2673796791444,56.871657754010698,0,231.73796791443851,192.05882352941177,170.66844919786095,163.71657754010695,228.87700534759358,334.57219251336898,65.347593582887697,306.3368983957219,16767.272727272724,10414.90909090909,2320.3636363636365,0,9454.9090909090901,7836,6963.2727272727261,6679.6363636363631,9338.181818181818,13650.545454545454,2666.181818181818,12498.545454545452,310259.66433566436,714.84615384615392,740,6270000,680000,2508000,1650000,11108000,357423.07692307694,2947466.8111888114,3304889.8881118884,2939588.4,1894342.307692308,0,528986.15384615387,0,0,5362916.8615384623,-11108000,-9049973.026573427,-6991946.053146854,-4933919.0797202811,-2875892.1062937072,-817865.13286713324,1240161.8405594407,3298188.8139860146,5356215.7874125885,7414242.7608391624,9472269.7342657372,11530296.70769231,13588323.681118883,15646350.654545456,17704377.627972029,19762404.601398602,21820431.574825175,23878458.548251748,25936485.521678321,27994512.495104894,30052539.468531467,-11108000,-9138596.1976779196,-7253999.2576567903,-5450557.2097896803,-3724775.3458020152,-2073309.4472492256,-492959.30509344582,1019337.4816584964,2466511.4402727955,3851366.9030615985,5176587.4416154772,6444741.0670258878,7658285.2061746055,8819571.4637331869,9930850.1791002508,10994274.787107011,12011905.990941232,12985715.755375892,13917591.12804064,14809337.896140875,15662684.085710479]
["KJ 6","Kotel 9",17,6,3060,185130,185130,185130,170330,0,0,0,0,0,0,185130,185130,1,1,1,0.88838612368024128,0,0,0,0,0,0,1,1,121380,121380,121380,107946.15384615384,0,0,0,0,0,0,121380,121380,35802,35802,35802,32659.846153846152,0,0,0,0,0,0,35802,35802,153700,95470,21270,0,86670,71830,63830,61230,85600,125130,24440,114570,341.55555555555554,212.15555555555557,47.266666666666666,0,192.6,159.62222222222223,141.84444444444443,136.06666666666666,190.22222222222223,278.06666666666666,54.31111111111111,254.6,16804.533333333333,10438.053333333335,2325.52,0,9475.92,7853.4133333333348,6978.7466666666669,6694.4800000000005,9358.9333333333343,13680.880000000001,2672.1066666666666,12526.32,310478.75282051286,714.84615384615392,740,6270000,746000,2508000,1650000,11174000,357423.07692307694,2949548.1517948722,3306971.2287179492,2939588.4,1894342.307692308,0,528986.15384615387,0,0,5362916.8615384623,-11174000,-9118054.3671794869,-7062108.7343589738,-5006163.1015384607,-2950217.4687179476,-894271.8358974345,1161673.7969230786,3217619.4297435917,5273565.0625641048,7329510.6953846179,9385456.328205131,11441401.961025644,13497347.593846157,15553293.22666667,17609238.859487183,19665184.492307696,21721130.12512821,23777075.757948723,25833021.390769236,27888967.023589749,29944912.656410262,-11174000,-9206587.9111765418,-7323896.9170871088,-5522278.7409249712,-3798242.2087123995,-2148446.4841070678,-569694.59453258757,941072.76391189126,2386783.1547678523,3770238.0742472406,5094118.3799691433,6360989.485923117,7573306.3337259628,8733418.1498052422,9843572.9977279976,10905922.134496184,11922524.17925043,12895349.102460235,13826282.043330861,14717126.962824283,15569610.139373012]
["KJ 6","Kotel 10",17,6,3060,185130,185130,185130,170330,0,0,0,0,0,0,185130,185130,1,1,1,0.88838612368024128,0,0,0,0,0,0,1,1,121380,121380,121380,107946.15384615384,0,0,0,0,0,0,121380,121380,35802,35802,35802,32659.846153846152,0,0,0,0,0,0,35802,35802,153700,95470,21270,0,86670,71830,63830,61230,85600,125130,24440,114570,292.20532319391634,181.50190114068442,40.437262357414447,0,164.77186311787071,136.55893536121673,121.34980988593156,116.40684410646388,162.73764258555133,237.88973384030419,46.463878326996195,217.81368821292776,16772.585551330798,10418.209125475285,2321.0988593155894,0,9457.9049429657789,7838.4828897338402,6965.4790874524715,6681.7528517110268,9341.1406844106459,13654.870722433459,2667.0266159695816,12502.505703422054,310290.90318806667,714.84615384615392,740,6270000,793000,2508000,1650000,11221000,357423.07692307694,2947763.5802866332,3305186.6572097102,2939588.4,1894342.307692308,0,528986.15384615387,0,0,5362916.8615384623,-11221000,-9163269.7956712469,-7105539.5913424939,-5047809.3870137408,-2990079.1826849887,-932348.97835623659,1125381.2259725155,3183111.4303012677,5240841.6346300198,7298571.8389587719,9356302.0432875231,11414032.247616276,13471762.451945029,15529492.656273782,17587222.860602535,19644953.064931288,21702683.269260041,23760413.473588794,25818143.677917548,27875873.882246301,29933604.086575054,-11221000,-9251880.1872452125,-7367555.0075755604,-5564373.0174610596,-3838840.0125668012,-2187612.256687128,-607490.00225681835,904588.71011668374,2351553.9851152506,3736209.7506641182,5061239.1913807383,6329209.9480473604,7542579.0931828842,8703697.8923556339,9814816.360463528,10878087.621810796,11895572.082430191,12869241.422735833,13800982.418243624,14692600.595763041,15545823.732145257]
["KJ 6","Kotel 11",17,6,3060,185130,185130,185130,170330,0,0,0,0,0,0,185130,185130,1,1,1,0.88838612368024128,0,0,0,0,0,0,1,1,121380,121380,121380,107946.15384615384,0,0,0,0,0,0,121380,121380,35802,35802,35802,32659.846153846152,0,0,0,0,0,0,35802,35802,153700,95470,21270,0,86670,71830,63830,61230,85600,125130,24440,114570,146.10266159695817,90.750950570342212,20.218631178707223,0,82.385931558935354,68.279467680608363,60.674904942965782,58.20342205323194,81.368821292775664,118.94486692015209,23.231939163498097,108.90684410646388,16772.585551330798,10418.209125475285,2321.0988593155894,0,9457.9049429657789,7838.4828897338402,6965.4790874524715,6681.7528517110268,9341.1406844106459,13654.870722433459,2667.0266159695816,12502.505703422054,310290.90318806667,714.84615384615392,740,6270000,1586000,2508000,1650000,12014000,357423.07692307694,2947763.5802866332,3305186.6572097102,2939588.4,1894342.307692308,0,528986.15384615387,0,0,5362916.8615384623,-12014000,-9956269.7956712469,-7898539.5913424939,-5840809.3870137408,-3783079.1826849878,-1725348.9783562357,332381.22597251646,2390111.4303012686,4447841.6346300207,6505571.8389587728,8563302.043287525,10621032.247616276,12678762.451945029,14736492.656273782,16794222.860602535,18851953.064931288,20909683.269260041,22967413.473588794,25025143.677917548,27082873.882246301,29140604.086575054,-12014000,-10044880.187245212,-8160555.0075755604,-6357373.0174610596,-4631840.0125668012,-2980612.256687128,-1400490.0022568183,111588.71011668374,1558553.9851152506,2943209.7506641182,4268239.1913807383,5536209.9480473604,6749579.0931828842,7910697.8923556339,9021816.360463528,10085087.621810796,11102572.082430191,12076241.422735833,13007982.418243624,13899600.595763041,14752823.732145257]
["KJ 6","Kotel 5",18,6,3240,196020,196020,196020,170330,0,0,0,0,0,0,196020,196020,1,1,1,0.81702279202279204,0,0,0,0,0,0,1,1,128520,128520,128520,105201.38461538462,0,0,0,0,0,0,128520,128520,37908,37908,37908,32453.815384615384,0,0,0,0,0,0,37908,37908,142810,84580,10380,0,86670,71830,63830,61230,85600,125130,13550,103680,634.71111111111111,375.9111111111111,46.133333333333333,0,385.2,319.24444444444447,283.68888888888887,272.13333333333333,380.44444444444446,556.13333333333333,60.222222222222221,460.8,15613.893333333333,9247.4133333333339,1134.8800000000001,0,9475.92,7853.4133333333348,6978.7466666666669,6694.4800000000005,9358.9333333333343,13680.880000000001,1481.4666666666667,11335.68,314849.52205128211,747.80138461538468,740,6270000,329000,2508000,1650000,10757000,373900.69230769231,2991070.4594871802,3364971.1517948727,2939588.4,1981673.6692307694,0,553373.02461538464,0,0,5474635.0938461535,-10757000,-8647336.0579487197,-6537672.1158974394,-4428008.1738461591,-2318344.2317948788,-208680.28974359855,1900983.6523076822,4010647.594358963,6120311.5364102442,8229975.4784615245,10339639.420512805,12449303.362564085,14558967.304615365,16668631.246666646,18778295.188717924,20887959.130769204,22997623.072820485,25107287.014871765,27216950.956923045,29326614.898974326,31436278.841025606,-10757000,-8738182.8305729367,-6806300.3717910582,-4957609.0236744275,-3188526.3938977476,-1495624.355833939,124377.59446635656,1674618.6952321895,3158103.0021851398,4577705.2097956184,5936176.2218630621,7236148.4822146837,8480141.075852599,9670564.6104343366,10809725.887546048,11899832.372820411,12942996.473561428,13941239.632165274,14896496.243269432,15810617.40222078,16685374.492126375]
["KJ 6","Kotel 6",18,6,3240,196020,196020,196020,170330,0,0,0,0,0,0,196020,196020,1,1,1,0.81702279202279204,0,0,0,0,0,0,1,1,128520,128520,128520,105201.38461538462,0,0,0,0,0,0,128520,128520,37908,37908,37908,32453.815384615384,0,0,0,0,0,0,37908,37908,142810,84580,10380,0,86670,71830,63830,61230,85600,125130,13550,103680,543.00380228136885,321.59695817490496,39.467680608365022,0,329.54372623574142,273.11787072243345,242.69961977186313,232.81368821292776,325.47528517110266,475.77946768060838,51.520912547528518,394.22053231939162,15584.209125475285,9229.832699619772,1132.722433460076,0,9457.9049429657789,7838.4828897338402,6965.4790874524715,6681.7528517110268,9341.1406844106459,13654.870722433459,1478.6501901140684,11314.129277566539,314672.99028955831,747.80138461538468,740,6270000,352000,2508000,1650000,10780000,373900.69230769231,2989393.407750804,3363294.1000584965,2939588.4,1981673.6692307694,0,553373.02461538464,0,0,5474635.0938461535,-10780000,-8668659.0062123425,-6557318.0124246851,-4445977.0186370276,-2334636.0248493701,-223295.03106171265,1888045.9627259444,3999386.9565136014,6110727.9503012579,8222068.9440889154,10333409.937876573,12444750.93166423,14556091.925451888,16667432.919239545,18778773.913027205,20890114.906814862,23001455.90060252,25112796.894390177,27224137.888177834,29335478.881965492,31446819.875753149,-10780000,-8759577.9963754471,-6826159.8110887939,-4975998.8682307526,-3205509.9276967417,-1511262.1377120421,110027.61346948869,1661501.0595762169,3146164.6443673447,4566895.3475167491,5926446.2596214423,7227451.9171378957,8472433.407584263,9663803.2549013607,10803870.094439253,11894843.146628624,12938836.498006012,13937873.19788868,14893889.178637644,15808737.007105554,16684189.47453896]
["KJ 6","Kotel 7",18,6,3240,196020,196020,196020,170330,0,0,0,0,0,0,196020,196020,1,1,1,0.81702279202279204,0,0,0,0,0,0,1,1,128520,128520,128520,105201.38461538462,0,0,0,0,0,0,128520,128520,37908,37908,37908,32453.815384615384,0,0,0,0,0,0,37908,37908,142810,84580,10380,0,86670,71830,63830,61230,85600,125130,13550,103680,476.03333333333336,281.93333333333334,34.6,0,288.89999999999998,239.43333333333334,212.76666666666668,204.1,285.33333333333331,417.1,45.166666666666664,345.6,15613.893333333333,9247.413333333332,1134.8799999999999,0,9475.9199999999983,7853.413333333333,6978.7466666666669,6694.48,9358.9333333333325,13680.88,1481.4666666666665,11335.68,314849.52205128205,747.80138461538468,740,6270000,579000,2508000,1650000,11007000,373900.69230769231,2991070.4594871793,3364971.1517948718,2939588.4,1981673.6692307694,0,553373.02461538464,0,0,5474635.0938461535,-11007000,-8897336.0579487178,-6787672.1158974357,-4678008.1738461535,-2568344.2317948714,-458680.28974358924,1650983.6523076924,3760647.5943589741,5870311.5364102554,7979975.4784615375,10089639.42051282,12199303.362564102,14308967.304615384,16418631.246666666,18528295.188717946,20637959.13076923,22747623.072820511,24857287.014871791,26966950.956923071,29076614.898974352,31186278.841025632,-11007000,-8988182.8305729367,-7056300.3717910573,-5207609.0236744257,-3438526.3938977448,-1745624.3558339356,-125622.40553363925,1424618.6952321944,2908103.0021851454,4327705.2097956249,5686176.2218630696,6986148.4822146911,8230141.0758526064,9420564.610434344,10559725.887546055,11649832.37282042,12692996.47356144,13691239.632165285,14646496.243269444,15560617.402220791,16435374.492126387]
["KJ 6","Kotel 8",18,6,3240,196020,196020,196020,170330,0,0,0,0,0,0,196020,196020,1,1,1,0.81702279202279204,0,0,0,0,0,0,1,1,128520,128520,128520,105201.38461538462,0,0,0,0,0,0,128520,128520,37908,37908,37908,32453.815384615384,0,0,0,0,0,0,37908,37908,142810,84580,10380,0,86670,71830,63830,61230,85600,125130,13550,103680,381.84491978609628,226.14973262032086,27.754010695187166,0,231.73796791443851,192.05882352941177,170.66844919786095,163.71657754010695,228.87700534759358,334.57219251336898,36.229946524064168,277.21925133689842,15579.272727272728,9226.9090909090901,1132.3636363636363,0,9454.9090909090901,7836,6963.2727272727261,6679.6363636363631,9338.181818181818,13650.545454545454,1478.181818181818,11310.545454545454,314643.63356643356,747.80138461538468,740,6270000,680000,2508000,1650000,11108000,373900.69230769231,2989114.5188811189,3363015.2111888113,2939588.4,1981673.6692307694,0,553373.02461538464,0,0,5474635.0938461535,-11108000,-8996380.1173426583,-6884760.2346853167,-4773140.352027975,-2661520.4693706334,-549900.5867132917,1561719.2959440504,3673339.1786013925,5784959.0612587351,7896578.9439160768,10008198.826573418,12119818.70923076,14231438.591888102,16343058.474545443,18454678.357202783,20566298.239860125,22677918.122517467,24789538.005174808,26901157.88783215,29012777.770489492,31124397.653146833,-11108000,-9087311.1170743145,-7153637.5448966241,-5303232.2126691686,-3532509.4067098815,-1838037.8220598458,-216533.91330383043,1335144.4682808733,2820004.1635772409,4240922.532281898,5600653.0286499914,6901830.5371362055,8146976.4782713391,9338503.6946685966,10478721.126627695,11569838.286397167,12613969.539765082,13613138.203275049,14569280.465007074,15484249.136520974,16359817.243232841]
["KJ 6","Kotel 9",18,6,3240,196020,196020,196020,170330,0,0,0,0,0,0,196020,196020,1,1,1,0.81702279202279204,0,0,0,0,0,0,1,1,128520,128520,128520,105201.38461538462,0,0,0,0,0,0,128520,128520,37908,37908,37908,32453.815384615384,0,0,0,0,0,0,37908,37908,142810,84580,10380,0,86670,71830,63830,61230,85600,125130,13550,103680,317.35555555555555,187.95555555555555,23.066666666666666,0,192.6,159.62222222222223,141.84444444444443,136.06666666666666,190.22222222222223,278.06666666666666,30.111111111111111,230.4,15613.893333333333,9247.4133333333339,1134.8800000000001,0,9475.92,7853.4133333333348,6978.7466666666669,6694.4800000000005,9358.9333333333343,13680.880000000001,1481.4666666666667,11335.68,314849.52205128211,747.80138461538468,740,6270000,746000,2508000,1650000,11174000,373900.69230769231,2991070.4594871802,3364971.1517948727,2939588.4,1981673.6692307694,0,553373.02461538464,0,0,5474635.0938461535,-11174000,-9064336.0579487197,-6954672.1158974394,-4845008.1738461591,-2735344.2317948788,-625680.28974359855,1483983.6523076822,3593647.594358963,5703311.5364102442,7812975.4784615245,9922639.4205128048,12032303.362564085,14141967.304615365,16251631.246666646,18361295.188717924,20470959.130769204,22580623.072820485,24690287.014871765,26799950.956923045,28909614.898974326,31019278.841025606,-11174000,-9155182.8305729367,-7223300.3717910582,-5374609.0236744275,-3605526.3938977476,-1912624.355833939,-292622.40553364344,1257618.6952321895,2741103.0021851398,4160705.2097956184,5519176.2218630621,6819148.4822146837,8063141.075852599,9253564.6104343366,10392725.887546048,11482832.372820411,12525996.473561428,13524239.632165274,14479496.243269432,15393617.40222078,16268374.492126375]
["KJ 6","Kotel 10",18,6,3240,196020,196020,196020,170330,0,0,0,0,0,0,196020,196020,1,1,1,0.81702279202279204,0,0,0,0,0,0,1,1,128520,128520,128520,105201.38461538462,0,0,0,0,0,0,128520,128520,37908,37908,37908,32453.815384615384,0,0,0,0,0,0,37908,37908,142810,84580,10380,0,86670,71830,63830,61230,85600,125130,13550,103680,271.50190114068442,160.79847908745248,19.733840304182511,0,164.77186311787071,136.55893536121673,121.34980988593156,116.40684410646388,162.73764258555133,237.88973384030419,25.760456273764259,197.11026615969581,15584.209125475285,9229.832699619772,1132.722433460076,0,9457.9049429657789,7838.4828897338402,6965.4790874524715,6681.7528517110268,9341.1406844106459,13654.870722433459,1478.6501901140684,11314.129277566539,314672.99028955831,747.80138461538468,740,6270000,793000,2508000,1650000,11221000,373900.69230769231,2989393.407750804,3363294.1000584965,2939588.4,1981673.6692307694,0,553373.02461538464,0,0,5474635.0938461535,-11221000,-9109659.0062123425,-6998318.0124246851,-4886977.0186370276,-2775636.0248493701,-664295.03106171265,1447045.9627259444,3558386.9565136014,5669727.9503012579,7781068.9440889154,9892409.9378765728,12003750.93166423,14115091.925451888,16226432.919239545,18337773.913027205,20449114.906814862,22560455.90060252,24671796.894390177,26783137.888177834,28894478.881965492,31005819.875753149,-11221000,-9200577.9963754471,-7267159.8110887939,-5416998.8682307526,-3646509.9276967417,-1952262.1377120421,-330972.38653051131,1220501.0595762169,2705164.6443673447,4125895.3475167491,5485446.2596214423,6786451.9171378957,8031433.4075842621,9222803.2549013589,10362870.094439251,11453843.146628622,12497836.49800601,13496873.197888678,14452889.178637642,15367737.007105552,16243189.474538958]
["KJ 6","Kotel 11",18,6,3240,196020,196020,196020,170330,0,0,0,0,0,0,196020,196020,1,1,1,0.81702279202279204,0,0,0,0,0,0,1,1,128520,128520,128520,105201.38461538462,0,0,0,0,0,0,128520,128520,37908,37908,37908,32453.815384615384,0,0,0,0,0,0,37908,37908,142810,84580,10380,0,86670,71830,63830,61230,85600,125130,13550,103680,135.75095057034221,80.399239543726239,9.8669201520912555,0,82.385931558935354,68.279467680608363,60.674904942965782,58.20342205323194,81.368821292775664,118.94486692015209,12.880228136882129,98.555133079847906,15584.209125475285,9229.832699619772,1132.722433460076,0,9457.9049429657789,7838.4828897338402,6965.4790874524715,6681.7528517110268,9341.1406844106459,13654.870722433459,1478.6501901140684,11314.129277566539,314672.99028955831,747.80138461538468,740,6270000,1586000,2508000,1650000,12014000,373900.69230769231,2989393.407750804,3363294.1000584965,2939588.4,1981673.6692307694,0,553373.02461538464,0,0,5474635.0938461535,-12014000,-9902659.0062123425,-7791318.0124246851,-5679977.0186370276,-3568636.0248493701,-1457295.0310617127,654045.96272594482,2765386.9565136018,4876727.9503012588,6988068.9440889154,9099409.9378765728,11210750.93166423,13322091.925451888,15433432.919239545,17544773.913027205,19656114.906814862,21767455.90060252,23878796.894390177,25990137.888177834,28101478.881965492,30212819.875753149,-12014000,-9993577.9963754471,-8060159.8110887939,-6209998.8682307526,-4439509.9276967421,-2745262.1377120428,-1123972.386530512,427501.05957621615,1912164.6443673437,3332895.3475167481,4692446.2596214414,5993451.9171378948,7238433.4075842611,8429803.2549013589,9569870.0944392513,10660843.146628622,11704836.49800601,12703873.197888678,13659889.178637642,14574737.007105552,15450189.474538958]
["KJ 6","Kotel 5",19,6,3420,206910,206910,206400,170330,0,0,0,0,0,0,206910,206910,1,1,0.9965587044534413,0.75317139001349531,0,0,0,0,0,0,1,1,135660,135660,135197.07692307694,102456.61538461539,0,0,0,0,0,0,135660,135660,40014,40014,39905.723076923081,32247.784615384615,0,0,0,0,0,0,40014,40014,131920,73690,0,0,86670,71830,63830,61230,85600,125130,2660,92790,586.31111111111113,327.51111111111112,0,0,385.2,319.24444444444447,283.68888888888887,272.13333333333333,380.44444444444446,556.13333333333333,11.822222222222223,412.4,14423.253333333334,8056.7733333333344,0,0,9475.92,7853.4133333333348,6978.7466666666669,6694.4800000000005,9358.9333333333343,13680.880000000001,290.82666666666671,10145.040000000001,319167.77435897436,780.29369230769225,740,6270000,329000,2508000,1650000,10757000,390146.84615384613,3032093.8564102566,3422240.7025641026,2939588.4,2067778.2846153844,0,577417.33230769227,0,0,5584784.0169230774,-10757000,-8594456.6856410243,-6431913.3712820485,-4269370.0569230728,-2106826.742564098,55716.571794876829,2218259.8861538516,4380803.2005128264,6543346.5148718012,8705889.8292307761,10868433.14358975,13030976.457948726,15193519.772307701,17356063.086666677,19518606.401025653,21681149.715384629,23843693.029743604,26006236.34410258,28168779.658461556,30331322.972820532,32493866.287179507,-10757000,-8687580.5604220331,-6707274.876615366,-4812245.5141209476,-2998820.2868535621,-1263485.141143145,397122.65379505325,1986221.0221569655,3506889.3172401353,4962074.2886115899,6354595.7923163306,7687152.255191681,8962325.9038762264,10182587.768646127,11350302.471775219,12467732.809697796,13537044.137853371,14560308.566710381,15539508.977099864,16476542.862640038,17373226.006697621]
["KJ 6","Kotel 6",19,6,3420,206910,206910,206400,170330,0,0,0,0,0,0,206910,206910,1,1,0.9965587044534413,0.75317139001349531,0,0,0,0,0,0,1,1,135660,135660,135197.07692307694,102456.61538461539,0,0,0,0,0,0,135660,135660,40014,40014,39905.723076923081,32247.784615384615,0,0,0,0,0,0,40014,40014,131920,73690,0,0,86670,71830,63830,61230,85600,125130,2660,92790,501.59695817490496,280.19011406844106,0,0,329.54372623574142,273.11787072243345,242.69961977186313,232.81368821292776,325.47528517110266,475.77946768060838,10.114068441064639,352.81368821292773,14395.832699619772,8041.4562737642582,0,0,9457.9049429657789,7838.4828897338402,6965.4790874524715,6681.7528517110268,9341.1406844106459,13654.870722433459,290.2737642585551,10125.752851711026,319002.45446036849,780.29369230769225,740,6270000,352000,2508000,1650000,10780000,390146.84615384613,3030523.3173735007,3420670.1635273467,2939588.4,2067778.2846153844,0,577417.33230769227,0,0,5584784.0169230774,-10780000,-8615886.1466042697,-6451772.2932085395,-4287658.4398128092,-2123544.586417079,40569.266978651285,2204683.120374382,4368796.9737701127,6532910.8271658439,8697024.6805615742,10861138.533957304,13025252.387353035,15189366.240748765,17353480.094144493,19517593.947540224,21681707.800935954,23845821.654331684,26009935.507727414,28174049.361123145,30338163.214518875,32502277.067914605,-10780000,-8709077.6522528883,-6727333.7788106771,-4830928.1582918139,-3016185.9376996006,-1279590.5112955687,382223.29387575388,1972475.7390157755,3494248.4137909161,4950490.2078341125,6344023.0251003299,7677547.2521493416,8953646.9909522235,10174795.066361681,11343357.817949677,12461599.685497999,13531687.597027494,14555695.167869115,15535606.71891373,16473321.121827237,17370655.478682268]
["KJ 6","Kotel 7",19,6,3420,206910,206910,206400,170330,0,0,0,0,0,0,206910,206910,1,1,0.9965587044534413,0.75317139001349531,0,0,0,0,0,0,1,1,135660,135660,135197.07692307694,102456.61538461539,0,0,0,0,0,0,135660,135660,40014,40014,39905.723076923081,32247.784615384615,0,0,0,0,0,0,40014,40014,131920,73690,0,0,86670,71830,63830,61230,85600,125130,2660,92790,439.73333333333335,245.63333333333333,0,0,288.89999999999998,239.43333333333334,212.76666666666668,204.1,285.33333333333331,417.1,8.8666666666666671,309.3,14423.253333333332,8056.7733333333326,0,0,9475.9199999999983,7853.413333333333,6978.7466666666669,6694.48,9358.9333333333325,13680.88,290.82666666666665,10145.039999999999,319167.77435897436,780.29369230769225,740,6270000,579000,2508000,1650000,11007000,390146.84615384613,3032093.8564102566,3422240.7025641026,2939588.4,2067778.2846153844,0,577417.33230769227,0,0,5584784.0169230774,-11007000,-8844456.6856410243,-6681913.3712820485,-4519370.0569230728,-2356826.742564098,-194283.42820512317,1968259.8861538516,4130803.2005128264,6293346.5148718012,8455889.8292307761,10618433.14358975,12780976.457948726,14943519.772307701,17106063.086666677,19268606.401025653,21431149.715384629,23593693.029743604,25756236.34410258,27918779.658461556,30081322.972820532,32243866.287179507,-11007000,-8937580.5604220331,-6957274.876615366,-5062245.5141209476,-3248820.2868535621,-1513485.141143145,147122.65379505325,1736221.0221569655,3256889.3172401353,4712074.2886115899,6104595.7923163306,7437152.255191681,8712325.9038762264,9932587.7686461266,11100302.471775219,12217732.809697796,13287044.137853371,14310308.566710381,15289508.977099864,16226542.862640038,17123226.006697621]
["KJ 6","Kotel 8",19,6,3420,206910,206910,206400,170330,0,0,0,0,0,0,206910,206910,1,1,0.9965587044534413,0.75317139001349531,0,0,0,0,0,0,1,1,135660,135660,135197.07692307694,102456.61538461539,0,0,0,0,0,0,135660,135660,40014,40014,39905.723076923081,32247.784615384615,0,0,0,0,0,0,40014,40014,131920,73690,0,0,86670,71830,63830,61230,85600,125130,2660,92790,352.72727272727275,197.03208556149733,0,0,231.73796791443851,192.05882352941177,170.66844919786095,163.71657754010695,228.87700534759358,334.57219251336898,7.1122994652406417,248.10160427807486,14391.272727272728,8038.9090909090901,0,0,9454.9090909090901,7836,6963.2727272727261,6679.6363636363631,9338.181818181818,13650.545454545454,290.18181818181819,10122.545454545454,318974.96223776229,780.29369230769225,740,6270000,680000,2508000,1650000,11108000,390146.84615384613,3030262.1412587417,3420408.9874125877,2939588.4,2067778.2846153844,0,577417.33230769227,0,0,5584784.0169230774,-11108000,-8943624.9704895094,-6779249.9409790188,-4614874.9114685282,-2450499.8819580385,-286124.85244754888,1878250.1770629408,4042625.2065734304,6207000.2360839201,8371375.2655944098,10535750.295104899,12700125.324615389,14864500.35412588,17028875.38363637,19193250.413146861,21357625.442657351,23522000.472167842,25686375.501678333,27850750.531188823,30015125.560699314,32179500.590209804,-11108000,-9036827.7229564693,-7054844.6827234253,-5158210.1944621392,-3343248.961676219,-1606443.9542255779,55570.406971208286,1646014.7717528217,3167971.1016873801,4624388.6422946136,6018089.6380910091,7351774.8015325358,8628028.5464526564,9849323.9961369839,11018027.775739212,12136404.598325074,13206621.653431162,14230752.80664273,15210782.618328441,16148610.189319553,17046052.840985689]
["KJ 6","Kotel 9",19,6,3420,206910,206910,206400,170330,0,0,0,0,0,0,206910,206910,1,1,0.9965587044534413,0.75317139001349531,0,0,0,0,0,0,1,1,135660,135660,135197.07692307694,102456.61538461539,0,0,0,0,0,0,135660,135660,40014,40014,39905.723076923081,32247.784615384615,0,0,0,0,0,0,40014,40014,131920,73690,0,0,86670,71830,63830,61230,85600,125130,2660,92790,293.15555555555557,163.75555555555556,0,0,192.6,159.62222222222223,141.84444444444443,136.06666666666666,190.22222222222223,278.06666666666666,5.9111111111111114,206.2,14423.253333333334,8056.7733333333344,0,0,9475.92,7853.4133333333348,6978.7466666666669,6694.4800000000005,9358.9333333333343,13680.880000000001,290.82666666666671,10145.040000000001,319167.77435897436,780.29369230769225,740,6270000,746000,2508000,1650000,11174000,390146.84615384613,3032093.8564102566,3422240.7025641026,2939588.4,2067778.2846153844,0,577417.33230769227,0,0,5584784.0169230774,-11174000,-9011456.6856410243,-6848913.3712820485,-4686370.0569230728,-2523826.742564098,-361283.42820512317,1801259.8861538516,3963803.2005128264,6126346.5148718012,8288889.8292307761,10451433.14358975,12613976.457948726,14776519.772307701,16939063.086666677,19101606.401025653,21264149.715384629,23426693.029743604,25589236.34410258,27751779.658461556,29914322.972820532,32076866.287179507,-11174000,-9104580.5604220331,-7124274.876615366,-5229245.5141209476,-3415820.2868535621,-1680485.141143145,-19877.346204946749,1569221.0221569655,3089889.3172401353,4545074.2886115899,5937595.7923163306,7270152.255191681,8545325.9038762264,9765587.7686461266,10933302.471775219,12050732.809697796,13120044.137853371,14143308.566710381,15122508.977099864,16059542.862640038,16956226.006697621]
["KJ 6","Kotel 10",19,6,3420,206910,206910,206400,170330,0,0,0,0,0,0,206910,206910,1,1,0.9965587044534413,0.75317139001349531,0,0,0,0,0,0,1,1,135660,135660,135197.07692307694,102456.61538461539,0,0,0,0,0,0,135660,135660,40014,40014,39905.723076923081,32247.784615384615,0,0,0,0,0,0,40014,40014,131920,73690,0,0,86670,71830,63830,61230,85600,125130,2660,92790,250.79847908745248,140.09505703422053,0,0,164.77186311787071,136.55893536121673,121.34980988593156,116.40684410646388,162.73764258555133,237.88973384030419,5.0570342205323193,176.40684410646386,14395.832699619772,8041.4562737642582,0,0,9457.9049429657789,7838.4828897338402,6965.4790874524715,6681.7528517110268,9341.1406844106459,13654.870722433459,290.2737642585551,10125.752851711026,319002.45446036849,780.29369230769225,740,6270000,793000,2508000,1650000,11221000,390146.84615384613,3030523.3173735007,3420670.1635273467,2939588.4,2067778.2846153844,0,577417.33230769227,0,0,5584784.0169230774,-11221000,-9056886.1466042697,-6892772.2932085395,-4728658.4398128092,-2564544.586417079,-400430.73302134871,1763683.120374382,3927796.9737701127,6091910.8271658439,8256024.6805615742,10420138.533957304,12584252.387353035,14748366.240748765,16912480.094144493,19076593.947540224,21240707.800935954,23404821.654331684,25568935.507727414,27733049.361123145,29897163.214518875,32061277.067914605,-11221000,-9150077.6522528883,-7168333.7788106771,-5271928.1582918139,-3457185.9376996006,-1720590.5112955687,-58776.70612424612,1531475.7390157755,3053248.4137909161,4509490.2078341125,5903023.0251003299,7236547.2521493416,8512646.9909522235,9733795.0663616806,10902357.817949677,12020599.685497999,13090687.597027494,14114695.167869115,15094606.71891373,16032321.121827237,16929655.478682268]
["KJ 6","Kotel 11",19,6,3420,206910,206910,206400,170330,0,0,0,0,0,0,206910,206910,1,1,0.9965587044534413,0.75317139001349531,0,0,0,0,0,0,1,1,135660,135660,135197.07692307694,102456.61538461539,0,0,0,0,0,0,135660,135660,40014,40014,39905.723076923081,32247.784615384615,0,0,0,0,0,0,40014,40014,131920,73690,0,0,86670,71830,63830,61230,85600,125130,2660,92790,125.39923954372624,70.047528517110266,0,0,82.385931558935354,68.279467680608363,60.674904942965782,58.20342205323194,81.368821292775664,118.94486692015209,2.5285171102661597,88.203422053231932,14395.832699619772,8041.4562737642582,0,0,9457.9049429657789,7838.4828897338402,6965.4790874524715,6681.7528517110268,9341.1406844106459,13654.870722433459,290.2737642585551,10125.752851711026,319002.45446036849,780.29369230769225,740,6270000,1586000,2508000,1650000,12014000,390146.84615384613,3030523.3173735007,3420670.1635273467,2939588.4,2067778.2846153844,0,577417.33230769227,0,0,5584784.0169230774,-12014000,-9849886.1466042697,-7685772.2932085395,-5521658.4398128092,-3357544.586417079,-1193430.7330213487,970683.12037438154,3134796.9737701123,5298910.827165843,7463024.6805615742,9627138.5339573044,11791252.387353035,13955366.240748765,16119480.094144495,18283593.947540224,20447707.800935954,22611821.654331684,24775935.507727414,26940049.361123145,29104163.214518875,31268277.067914605,-12014000,-9943077.6522528883,-7961333.7788106771,-6064928.1582918139,-4250185.9376996011,-2513590.5112955691,-851776.70612424659,738475.73901577503,2260248.4137909156,3716490.2078341125,5110023.0251003299,6443547.2521493416,7719646.9909522235,8940795.0663616806,10109357.817949677,11227599.685497999,12297687.597027494,13321695.167869115,14301606.71891373,15239321.121827237,16136655.478682268]
["KJ 6","Kotel 6",20,5,3000,217800,217800,206400,0,0,0,0,0,0,0,209570,217800,1,1,0.92692307692307696,0,0,0,0,0,0,0,0.9472435897435898,1,142800,142800,132452.30769230769,0,0,0,0,0,0,0,135329.69230769231,142800,42120,42120,39699.692307692312,0,0,0,0,0,0,0,40372.707692307697,42120,121030,62800,0,170330,86670,71830,63830,61230,85600,125130,0,81900,460.19011406844106,238.7832699619772,0,647.64258555133085,329.54372623574142,273.11787072243345,242.69961977186313,232.81368821292776,325.47528517110266,475.77946768060838,0,311.40684410646389,13207.456273764257,6853.0798479087453,0,18587.342205323195,9457.9049429657789,7838.4828897338402,6965.4790874524715,6681.7528517110268,9341.1406844106459,13654.870722433459,0,8937.3764258555129,307957.28593155893,696.18200000000002,1140,6270000,352000,2508000,1650000,10780000,348091,2925594.2163498099,3273685.2163498099,2939588.4,1844882.3,0,793647.48,0,0,5578118.1799999997,-10780000,-8475567.0363498107,-6171134.0726996213,-3866701.109049432,-1562268.1453992426,742164.8182509467,3046597.7819011365,5351030.7455513263,7655463.7092015166,9959896.6728517059,12264329.636501895,14568762.600152085,16873195.563802272,19177628.527452461,21482061.491102651,23786494.45475284,26090927.418403029,28395360.382053219,30699793.345703408,33004226.309353597,35308659.273003787,-10780000,-8574800.9917223062,-6464562.706289107,-4445195.9259702554,-2512787.5237512584,-663592.88047949085,1105971.3714552152,2799334.2919668956,4419777.2781024752,5970440.4227298237,7454328.5994067127,8874317.2852219176,10233158.13289197,11533484.302911159,12777815.566087417,13968563.18635178,15108034.593303323,16198437.853544034,17241885.949468158,18240400.873797465,19195917.547796801]
["KJ 6","Kotel 7",20,5,3000,217800,217800,206400,0,0,0,0,0,0,0,209570,217800,1,1,0.92692307692307696,0,0,0,0,0,0,0,0.9472435897435898,1,142800,142800,132452.30769230769,0,0,0,0,0,0,0,135329.69230769231,142800,42120,42120,39699.692307692312,0,0,0,0,0,0,0,40372.707692307697,42120,121030,62800,0,170330,86670,71830,63830,61230,85600,125130,0,81900,403.43333333333334,209.33333333333334,0,567.76666666666665,288.89999999999998,239.43333333333334,212.76666666666668,204.1,285.33333333333331,417.1,0,273,13232.613333333333,6866.1333333333332,0,18622.746666666666,9475.9199999999983,7853.413333333333,6978.7466666666669,6694.48,9358.9333333333325,13680.88,0,8954.4,308150.66666666669,696.18200000000002,1140,6270000,579000,2508000,1650000,11007000,348091,2927431.3333333335,3275522.3333333335,2939588.4,1844882.3,0,793647.48,0,0,5578118.1799999997,-11007000,-8704404.1533333343,-6401808.3066666685,-4099212.4600000028,-1796616.613333337,505979.23333332874,2808575.079999995,5111170.9266666612,7413766.7733333278,9716362.6199999936,12018958.466666659,14321554.313333325,16624150.159999991,18926746.006666657,21229341.853333324,23531937.699999992,25834533.546666659,28137129.393333327,30439725.239999995,32742321.086666662,35044916.93333333,-11007000,-8803558.9984051045,-6695003.0160176437,-4677246.0950727053,-2746378.2281397497,-898657.78131395485,869495.75631838478,2561508.7109904801,4180659.863786744,5730086.8042616379,7212792.0104577085,8631648.6671046652,9989406.2332740016,11288695.770278152,12532035.040138584,13721833.384502633,14860396.393463446,15949930.373330252,16992546.622006621,17990265.520261522,18945020.446821235]
["KJ 6","Kotel 8",20,5,3000,217800,217800,206400,0,0,0,0,0,0,0,209570,217800,1,1,0.92692307692307696,0,0,0,0,0,0,0,0.9472435897435898,1,142800,142800,132452.30769230769,0,0,0,0,0,0,0,135329.69230769231,142800,42120,42120,39699.692307692312,0,0,0,0,0,0,0,40372.707692307697,42120,121030,62800,0,170330,86670,71830,63830,61230,85600,125130,0,81900,323.60962566844921,167.91443850267379,0,455.42780748663102,231.73796791443851,192.05882352941177,170.66844919786095,163.71657754010695,228.87700534759358,334.57219251336898,0,218.98395721925132,13203.272727272726,6850.9090909090901,0,18581.454545454544,9454.9090909090901,7836,6963.2727272727261,6679.6363636363631,9338.181818181818,13650.545454545454,0,8934.545454545454,307925.12727272726,696.18200000000002,1140,6270000,680000,2508000,1650000,11108000,348091,2925288.709090909,3273379.709090909,2939588.4,1844882.3,0,793647.48,0,0,5578118.1799999997,-11108000,-8803261.5290909093,-6498523.0581818186,-4193784.5872727279,-1889046.1163636371,415692.35454545356,2720430.8254545443,5025169.296363635,7329907.7672727257,9634646.2381818164,11939384.709090907,14244123.179999998,16548861.650909089,18853600.121818177,21158338.592727266,23463077.063636355,25767815.534545444,28072554.005454533,30377292.476363622,32682030.947272711,34986769.418181799,-11108000,-8902508.6402783822,-6791990.5926978868,-4772356.0974055454,-2839691.5086090472,-990251.71071766107,779547.13893916784,2473134.5548787173,4093792.3691749368,5644661.0909895012,7128745.9922474576,8548922.9312502872,9907943.9255113676,11208442.48461288,12452938.713418156,13643844.195528468,14783466.666447427,15874014.485508632,16917600.915232271,17916248.21640322,18871891.566806041]
["KJ 6","Kotel 9",20,5,3000,217800,217800,206400,0,0,0,0,0,0,0,209570,217800,1,1,0.92692307692307696,0,0,0,0,0,0,0,0.9472435897435898,1,142800,142800,132452.30769230769,0,0,0,0,0,0,0,135329.69230769231,142800,42120,42120,39699.692307692312,0,0,0,0,0,0,0,40372.707692307697,42120,121030,62800,0,170330,86670,71830,63830,61230,85600,125130,0,81900,268.95555555555558,139.55555555555554,0,378.51111111111112,192.6,159.62222222222223,141.84444444444443,136.06666666666666,190.22222222222223,278.06666666666666,0,182,13232.613333333335,6866.1333333333332,0,18622.74666666667,9475.92,7853.4133333333348,6978.7466666666669,6694.4800000000005,9358.9333333333343,13680.880000000001,0,8954.4,308150.66666666674,696.18200000000002,1140,6270000,746000,2508000,1650000,11174000,348091,2927431.333333334,3275522.333333334,2939588.4,1844882.3,0,793647.48,0,0,5578118.1799999997,-11174000,-8871404.1533333343,-6568808.3066666685,-4266212.4600000028,-1963616.613333337,338979.23333332874,2641575.0799999945,4944170.9266666602,7246766.773333326,9549362.6199999917,11851958.466666657,14154554.313333323,16457150.159999989,18759746.006666653,21062341.853333317,23364937.699999981,25667533.546666645,27970129.393333308,30272725.239999972,32575321.086666636,34877916.9333333,-11174000,-8970558.9984051045,-6862003.0160176447,-4844246.0950727072,-2913378.2281397521,-1065657.7813139576,702495.75631838175,2394508.7109904769,4013659.8637867402,5563086.8042616332,7045792.0104577038,8464648.6671046615,9822406.2332739979,11121695.770278148,12365035.04013858,13554833.384502629,14693396.393463442,15782930.373330249,16825546.622006617,17823265.520261519,18778020.446821231]
["KJ 6","Kotel 10",20,5,3000,217800,217800,206400,0,0,0,0,0,0,0,209570,217800,1,1,0.92692307692307696,0,0,0,0,0,0,0,0.9472435897435898,1,142800,142800,132452.30769230769,0,0,0,0,0,0,0,135329.69230769231,142800,42120,42120,39699.692307692312,0,0,0,0,0,0,0,40372.707692307697,42120,121030,62800,0,170330,86670,71830,63830,61230,85600,125130,0,81900,230.09505703422053,119.3916349809886,0,323.82129277566543,164.77186311787071,136.55893536121673,121.34980988593156,116.40684410646388,162.73764258555133,237.88973384030419,0,155.70342205323195,13207.456273764257,6853.0798479087453,0,18587.342205323195,9457.9049429657789,7838.4828897338402,6965.4790874524715,6681.7528517110268,9341.1406844106459,13654.870722433459,0,8937.3764258555129,307957.28593155893,696.18200000000002,1140,6270000,793000,2508000,1650000,11221000,348091,2925594.2163498099,3273685.2163498099,2939588.4,1844882.3,0,793647.48,0,0,5578118.1799999997,-11221000,-8916567.0363498107,-6612134.0726996213,-4307701.109049432,-2003268.1453992426,301164.8182509467,2605597.7819011365,4910030.7455513263,7214463.7092015166,9518896.6728517059,11823329.636501895,14127762.600152085,16432195.563802274,18736628.527452461,21041061.491102651,23345494.45475284,25649927.418403029,27954360.382053219,30258793.345703408,32563226.309353597,34867659.273003787,-11221000,-9015800.9917223062,-6905562.706289107,-4886195.9259702554,-2953787.5237512584,-1104592.8804794909,664971.37145521515,2358334.2919668956,3978777.2781024752,5529440.4227298237,7013328.5994067127,8433317.2852219176,9792158.1328919698,11092484.302911159,12336815.566087417,13527563.18635178,14667034.593303323,15757437.853544034,16800885.949468158,17799400.873797465,18754917.547796801]
["KJ 6","Kotel 11",20,5,3000,217800,217800,206400,0,0,0,0,0,0,0,209570,217800,1,1,0.92692307692307696,0,0,0,0,0,0,0,0.9472435897435898,1,142800,142800,132452.30769230769,0,0,0,0,0,0,0,135329.69230769231,142800,42120,42120,39699.692307692312,0,0,0,0,0,0,0,40372.707692307697,42120,121030,62800,0,170330,86670,71830,63830,61230,85600,125130,0,81900,115.04752851711027,59.695817490494299,0,161.91064638783271,82.385931558935354,68.279467680608363,60.674904942965782,58.20342205323194,81.368821292775664,118.94486692015209,0,77.851711026615973,13207.456273764257,6853.0798479087453,0,18587.342205323195,9457.9049429657789,7838.4828897338402,6965.4790874524715,6681.7528517110268,9341.1406844106459,13654.870722433459,0,8937.3764258555129,307957.28593155893,696.18200000000002,1140,6270000,1586000,2508000,1650000,12014000,348091,2925594.2163498099,3273685.2163498099,2939588.4,1844882.3,0,793647.48,0,0,5578118.1799999997,-12014000,-9709567.0363498107,-7405134.0726996213,-5100701.109049432,-2796268.1453992426,-491835.1817490533,1812597.7819011365,4117030.7455513263,6421463.7092015166,8725896.6728517059,11030329.636501895,13334762.600152085,15639195.563802274,17943628.527452461,20248061.491102651,22552494.45475284,24856927.418403029,27161360.382053219,29465793.345703408,31770226.309353597,34074659.273003787,-12014000,-9808800.9917223062,-7698562.706289107,-5679195.9259702554,-3746787.5237512584,-1897592.8804794909,-128028.62854478485,1565334.2919668956,3185777.2781024752,4736440.4227298237,6220328.5994067127,7640317.2852219176,8999158.1328919698,10299484.302911159,11543815.566087417,12734563.18635178,13874034.593303323,14964437.853544034,16007885.949468158,17006400.873797465,17961917.547796801]
["KJ 6","Kotel 6",21,5,3150,228690,228690,206400,0,0,0,0,0,0,0,209570,228690,1,1,0.86391941391941396,0,0,0,0,0,0,0,0.88327228327228324,1,149940,149940,129707.53846153847,0,0,0,0,0,0,0,132584.92307692306,149940,44226,44226,39493.661538461543,0,0,0,0,0,0,0,40166.676923076921,44226,110140,51910,0,170330,86670,71830,63830,61230,85600,125130,0,71010,418.78326996197717,197.3764258555133,0,647.64258555133085,329.54372623574142,273.11787072243345,242.69961977186313,232.81368821292776,325.47528517110266,475.77946768060838,0,270,12019.079847908744,5664.7034220532314,0,18587.342205323195,9457.9049429657789,7838.4828897338402,6965.4790874524715,6681.7528517110268,9341.1406844106459,13654.870722433459,0,7749,310298.09511553083,712.1124615384615,740,6270000,352000,2508000,1650000,10780000,356056.23076923075,2947831.903597543,3303888.134366774,2939588.4,1887098.0230769231,0,526963.22153846151,0,0,5353649.6446153848,-10780000,-8730238.4897513874,-6680476.9795027757,-4630715.469254165,-2580953.9590055542,-531192.44875694346,1518569.0614916673,3568330.571740278,5618092.0819888888,7667853.5922374995,9717615.1024861112,11767376.612734722,13817138.122983333,15866899.633231945,17916661.143480558,19966422.653729171,22016184.163977783,24065945.674226396,26115707.184475008,28165468.694723621,30215230.204972234,-10780000,-8818505.7318195105,-6941477.7239912916,-5145278.6734379716,-3426427.9073582394,-1781594.6383824192,-207591.51017589262,1298631.5790169558,2739993.3868570025,4119286.9828761858,5439185.1608849736,6702245.6183096515,7910915.9124959465,9067538.2035833094,10174353.793140594,11233507.467358092,12247051.653212156,13216950.395656237,14145083.16354531,15033248.491668826,15883167.465949701]
["KJ 6","Kotel 7",21,5,3150,228690,228690,206400,0,0,0,0,0,0,0,209570,228690,1,1,0.86391941391941396,0,0,0,0,0,0,0,0.88327228327228324,1,149940,149940,129707.53846153847,0,0,0,0,0,0,0,132584.92307692306,149940,44226,44226,39493.661538461543,0,0,0,0,0,0,0,40166.676923076921,44226,110140,51910,0,170330,86670,71830,63830,61230,85600,125130,0,71010,367.13333333333333,173.03333333333333,0,567.76666666666665,288.89999999999998,239.43333333333334,212.76666666666668,204.1,285.33333333333331,417.1,0,236.7,12041.973333333332,5675.4933333333329,0,18622.746666666666,9475.9199999999983,7853.413333333333,6978.7466666666669,6694.48,9358.9333333333325,13680.88,0,7763.7599999999993,310484.68512820511,712.1124615384615,740,6270000,579000,2508000,1650000,11007000,356056.23076923075,2949604.5087179486,3305660.7394871796,2939588.4,1887098.0230769231,0,526963.22153846151,0,0,5353649.6446153848,-11007000,-8959011.0948717929,-6911022.1897435868,-4863033.2846153816,-2815044.3794871764,-767055.47435897123,1280933.430769234,3328922.3358974392,5376911.2410256444,7424900.1461538495,9472889.0512820557,11520877.956410261,13568866.861538466,15616855.766666673,17664844.67179488,19712833.576923087,21760822.482051294,23808811.387179501,25856800.292307708,27904789.197435915,29952778.102564123,-11007000,-9047202.0046620034,-7171797.2244342566,-5377151.5017282786,-3659787.1737799738,-2016376.3336380555,-443734.38134913822,1061186.1471570027,2501301.4854403911,3879402.287625452,5198159.0361279026,6460127.2165130228,7667752.2695131376,8823374.3298003301,9929232.7606971636,10987470.493612794,12000138.180613399,12969198.168173784,13896528.299810518,14783925.554965287,15633109.531189946]
["KJ 6","Kotel 8",21,5,3150,228690,228690,206400,0,0,0,0,0,0,0,209570,228690,1,1,0.86391941391941396,0,0,0,0,0,0,0,0.88327228327228324,1,149940,149940,129707.53846153847,0,0,0,0,0,0,0,132584.92307692306,149940,44226,44226,39493.661538461543,0,0,0,0,0,0,0,40166.676923076921,44226,110140,51910,0,170330,86670,71830,63830,61230,85600,125130,0,71010,294.49197860962568,138.79679144385025,0,455.42780748663102,231.73796791443851,192.05882352941177,170.66844919786095,163.71657754010695,228.87700534759358,334.57219251336898,0,189.86631016042782,12015.272727272726,5662.9090909090901,0,18581.454545454544,9454.9090909090901,7836,6963.2727272727261,6679.6363636363631,9338.181818181818,13650.545454545454,0,7746.545454545454,310267.06573426578,712.1124615384615,740,6270000,680000,2508000,1650000,11108000,356056.23076923075,2947537.1244755248,3303593.3552447557,2939588.4,1887098.0230769231,0,526963.22153846151,0,0,5353649.6446153848,-11108000,-9057943.7106293701,-7007887.4212587411,-4957831.1318881111,-2907774.8425174821,-857718.55314685311,1192337.7362237759,3242394.0255944049,5292450.3149650339,7342506.6043356629,9392562.8937062919,11442619.183076922,13492675.472447552,15542731.761818182,17592788.051188812,19642844.340559442,21692900.629930072,23742956.919300701,25793013.208671331,27843069.498041961,29893125.787412591,-11108000,-9146223.646535283,-7268925.700636032,-5472468.3361391407,-3753370.3796827858,-2108300.5648920154,-534071.07705395762,972368.62422648049,2413937.7163608712,3793429.6705564605,5113517.6650020005,6376759.7649498861,7585603.8797325511,8742392.5063188337,9849367.2686023582,10908673.261218172,11922363.206305074,12892401.431268618,13820667.67525287,14708960.731697129,15559001.934036134]
["KJ 6","Kotel 9",21,5,3150,228690,228690,206400,0,0,0,0,0,0,0,209570,228690,1,1,0.86391941391941396,0,0,0,0,0,0,0,0.88327228327228324,1,149940,149940,129707.53846153847,0,0,0,0,0,0,0,132584.92307692306,149940,44226,44226,39493.661538461543,0,0,0,0,0,0,0,40166.676923076921,44226,110140,51910,0,170330,86670,71830,63830,61230,85600,125130,0,71010,244.75555555555556,115.35555555555555,0,378.51111111111112,192.6,159.62222222222223,141.84444444444443,136.06666666666666,190.22222222222223,278.06666666666666,0,157.80000000000001,12041.973333333333,5675.4933333333338,0,18622.74666666667,9475.92,7853.4133333333348,6978.7466666666669,6694.4800000000005,9358.9333333333343,13680.880000000001,0,7763.7600000000011,310484.68512820516,712.1124615384615,740,6270000,746000,2508000,1650000,11174000,356056.23076923075,2949604.508717949,3305660.7394871796,2939588.4,1887098.0230769231,0,526963.22153846151,0,0,5353649.6446153848,-11174000,-9126011.0948717929,-7078022.1897435868,-5030033.2846153816,-2982044.3794871764,-934055.47435897123,1113933.430769234,3161922.3358974392,5209911.2410256444,7257900.1461538495,9305889.0512820557,11353877.956410261,13401866.861538466,15449855.766666673,17497844.67179488,19545833.576923087,21593822.482051294,23641811.387179501,25689800.292307708,27737789.197435915,29785778.102564123,-11174000,-9214202.0046620034,-7338797.2244342566,-5544151.5017282786,-3826787.1737799738,-2183376.3336380553,-610734.38134913798,894186.14715700294,2334301.4854403916,3712402.2876254525,5031159.0361279026,6293127.2165130228,7500752.2695131376,8656374.3298003301,9762232.7606971636,10820470.493612794,11833138.180613399,12802198.168173784,13729528.299810518,14616925.554965287,15466109.531189946]
["KJ 6","Kotel 10",21,5,3150,228690,228690,206400,0,0,0,0,0,0,0,209570,228690,1,1,0.86391941391941396,0,0,0,0,0,0,0,0.88327228327228324,1,149940,149940,129707.53846153847,0,0,0,0,0,0,0,132584.92307692306,149940,44226,44226,39493.661538461543,0,0,0,0,0,0,0,40166.676923076921,44226,110140,51910,0,170330,86670,71830,63830,61230,85600,125130,0,71010,209.39163498098858,98.688212927756652,0,323.82129277566543,164.77186311787071,136.55893536121673,121.34980988593156,116.40684410646388,162.73764258555133,237.88973384030419,0,135,12019.079847908744,5664.7034220532314,0,18587.342205323195,9457.9049429657789,7838.4828897338402,6965.4790874524715,6681.7528517110268,9341.1406844106459,13654.870722433459,0,7749,310298.09511553083,712.1124615384615,740,6270000,793000,2508000,1650000,11221000,356056.23076923075,2947831.903597543,3303888.134366774,2939588.4,1887098.0230769231,0,526963.22153846151,0,0,5353649.6446153848,-11221000,-9171238.4897513874,-7121476.9795027757,-5071715.469254165,-3021953.9590055542,-972192.44875694346,1077569.0614916673,3127330.571740278,5177092.0819888888,7226853.5922374995,9276615.1024861112,11326376.612734722,13376138.122983333,15425899.633231945,17475661.143480558,19525422.653729171,21575184.163977783,23624945.674226396,25674707.184475008,27724468.694723621,29774230.204972234,-11221000,-9259505.7318195105,-7382477.7239912916,-5586278.6734379716,-3867427.9073582394,-2222594.638382419,-648591.51017589238,857631.57901695604,2298993.386857003,3678286.9828761863,4998185.1608849745,6261245.6183096524,7469915.9124959465,8626538.2035833094,9733353.7931405939,10792507.467358092,11806051.653212156,12775950.395656237,13704083.16354531,14592248.491668826,15442167.465949701]
["KJ 6","Kotel 11",21,5,3150,228690,228690,206400,0,0,0,0,0,0,0,209570,228690,1,1,0.86391941391941396,0,0,0,0,0,0,0,0.88327228327228324,1,149940,149940,129707.53846153847,0,0,0,0,0,0,0,132584.92307692306,149940,44226,44226,39493.661538461543,0,0,0,0,0,0,0,40166.676923076921,44226,110140,51910,0,170330,86670,71830,63830,61230,85600,125130,0,71010,104.69581749049429,49.344106463878326,0,161.91064638783271,82.385931558935354,68.279467680608363,60.674904942965782,58.20342205323194,81.368821292775664,118.94486692015209,0,67.5,12019.079847908744,5664.7034220532314,0,18587.342205323195,9457.9049429657789,7838.4828897338402,6965.4790874524715,6681.7528517110268,9341.1406844106459,13654.870722433459,0,7749,310298.09511553083,712.1124615384615,740,6270000,1586000,2508000,1650000,12014000,356056.23076923075,2947831.903597543,3303888.134366774,2939588.4,1887098.0230769231,0,526963.22153846151,0,0,5353649.6446153848,-12014000,-9964238.4897513874,-7914476.9795027757,-5864715.469254165,-3814953.9590055542,-1765192.4487569435,284569.06149166729,2334330.571740278,4384092.0819888888,6433853.5922374995,8483615.1024861112,10533376.612734722,12583138.122983333,14632899.633231945,16682661.143480558,18732422.653729171,20782184.163977783,22831945.674226396,24881707.184475008,26931468.694723621,28981230.204972234,-12014000,-10052505.73181951,-8175477.7239912916,-6379278.6734379716,-4660427.9073582394,-3015594.638382419,-1441591.5101758924,64631.579016956035,1505993.3868570027,2885286.9828761863,4205185.1608849745,5468245.6183096524,6676915.9124959465,7833538.2035833094,8940353.7931405939,9999507.4673580918,11013051.653212156,11982950.395656237,12911083.16354531,13799248.491668826,14649167.465949701]
["KJ 6","Kotel 6",22,5,3300,239580,239580,206400,0,0,0,0,0,0,0,209570,239580,1,1,0.80664335664335662,0,0,0,0,0,0,0,0.82511655011655016,1,157080,157080,126962.76923076922,0,0,0,0,0,0,0,129840.15384615386,157080,46332,46332,39287.630769230767,0,0,0,0,0,0,0,39960.646153846159,46332,99250,41020,0,170330,86670,71830,63830,61230,85600,125130,0,60120,377.37642585551333,155.96958174904944,0,647.64258555133085,329.54372623574142,273.11787072243345,242.69961977186313,232.81368821292776,325.47528517110266,475.77946768060838,0,228.59315589353614,10830.703422053233,4476.3269961977185,0,18587.342205323195,9457.9049429657789,7838.4828897338402,6965.4790874524715,6681.7528517110268,9341.1406844106459,13654.870722433459,0,6560.6235741444871,312638.90429950278,728.0429230769231,740,6270000,352000,2508000,1650000,10780000,364021.46153846156,2970069.5908452766,3334091.0523837381,2939588.4,1929313.7461538462,0,538751.76307692309,0,0,5407653.9092307687,-10780000,-8706437.143152969,-6632874.2863059379,-4559311.4294589069,-2485748.5726118758,-412185.71576484479,1661377.1410821858,3734939.9979292164,5808502.8547762465,7882065.7116232775,9955628.5684703086,12029191.42531734,14102754.282164371,16176317.139011402,18249879.995858431,20323442.852705464,22397005.709552493,24470568.566399522,26544131.423246551,28617694.28009358,30691257.13694061,-10780000,-8795729.323591359,-6896905.7098031845,-5079849.6200537356,-3341039.9647911047,-1677107.280329257,-84827.199504522141,1438885.7965000088,2896984.3572698953,4292293.9848008864,5627518.5087539889,6905245.325933991,8127950.4141445197,9298003.1301354561,10417670.80094018,11489123.117499724,12514436.339087805,13495597.316684054,14434507.34309195,15332985.837262183,16192773.869960971]
["KJ 6","Kotel 7",22,5,3300,239580,239580,206400,0,0,0,0,0,0,0,209570,239580,1,1,0.80664335664335662,0,0,0,0,0,0,0,0.82511655011655016,1,157080,157080,126962.76923076922,0,0,0,0,0,0,0,129840.15384615386,157080,46332,46332,39287.630769230767,0,0,0,0,0,0,0,39960.646153846159,46332,99250,41020,0,170330,86670,71830,63830,61230,85600,125130,0,60120,330.83333333333331,136.73333333333332,0,567.76666666666665,288.89999999999998,239.43333333333334,212.76666666666668,204.1,285.33333333333331,417.1,0,200.4,10851.333333333332,4484.8533333333326,0,18622.746666666666,9475.9199999999983,7853.413333333333,6978.7466666666669,6694.48,9358.9333333333325,13680.88,0,6573.12,312818.70358974359,728.0429230769231,740,6270000,579000,2508000,1650000,11007000,364021.46153846156,2971777.6841025641,3335799.1456410256,2939588.4,1929313.7461538462,0,538751.76307692309,0,0,5407653.9092307687,-11007000,-8935145.2364102565,-6863290.472820513,-4791435.7092307694,-2719580.9456410259,-647726.18205128238,1424128.5815384607,3495983.3451282037,5567838.1087179463,7639692.8723076899,9711547.6358974334,11783402.399487177,13855257.16307692,15927111.926666664,17998966.690256409,20070821.453846153,22142676.217435896,24214530.98102564,26286385.744615383,28358240.508205127,30430095.27179487,-11007000,-9024363.8625935465,-7127104.4009605777,-5311545.1075318987,-3574167.7932460811,-1911605.7700060646,-320637.32671418251,1201820.513756518,2658717.9687524037,4052878.2127676057,5387002.848188851,6663677.1404579859,7885375.027796871,9054463.9152025022,10173209.26200215,11243778.971858272,12268247.593730159,13248600.341932923,14186736.943083892,15084475.31739104,15943555.101417018]
["KJ 6","Kotel 8",22,5,3300,239580,239580,206400,0,0,0,0,0,0,0,209570,239580,1,1,0.80664335664335662,0,0,0,0,0,0,0,0.82511655011655016,1,157080,157080,126962.76923076922,0,0,0,0,0,0,0,129840.15384615386,157080,46332,46332,39287.630769230767,0,0,0,0,0,0,0,39960.646153846159,46332,99250,41020,0,170330,86670,71830,63830,61230,85600,125130,0,60120,265.37433155080214,109.67914438502673,0,455.42780748663102,231.73796791443851,192.05882352941177,170.66844919786095,163.71657754010695,228.87700534759358,334.57219251336898,0,160.74866310160428,10827.272727272726,4474.9090909090901,0,18581.454545454544,9454.9090909090901,7836,6963.2727272727261,6679.6363636363631,9338.181818181818,13650.545454545454,0,6558.545454545454,312609.00419580418,728.0429230769231,740,6270000,680000,2508000,1650000,11108000,364021.46153846156,2969785.5398601396,3333807.0013986011,2939588.4,1929313.7461538462,0,538751.76307692309,0,0,5407653.9092307687,-11108000,-9034153.092167832,-6960306.1843356639,-4886459.2765034959,-2812612.3686713278,-738765.46083915979,1335081.4469930078,3408928.3548251754,5482775.2626573425,7556622.1704895105,9630469.0783216786,11704315.986153847,13778162.893986015,15852009.801818183,17925856.709650353,19999703.617482521,22073550.525314689,24147397.433146857,26221244.340979025,28295091.248811193,30368938.156643361,-11108000,-9123457.5044668242,-7224373.7766838819,-5407068.7740207789,-3668020.9245824027,-2003860.3031102722,-411362.10074459692,1112559.6240072455,2570857.9252051814,3966358.6919017704,5301766.1241473099,6579667.9731861036,7802540.5559983468,8972753.5539047997,10092574.604532985,11164173.69604321,12189627.37212955,13170922.75594423,14109961.400742967,15008562.97471305,15868468.787124611]
["KJ 6","Kotel 9",22,5,3300,239580,239580,206400,0,0,0,0,0,0,0,209570,239580,1,1,0.80664335664335662,0,0,0,0,0,0,0,0.82511655011655016,1,157080,157080,126962.76923076922,0,0,0,0,0,0,0,129840.15384615386,157080,46332,46332,39287.630769230767,0,0,0,0,0,0,0,39960.646153846159,46332,99250,41020,0,170330,86670,71830,63830,61230,85600,125130,0,60120,220.55555555555554,91.155555555555551,0,378.51111111111112,192.6,159.62222222222223,141.84444444444443,136.06666666666666,190.22222222222223,278.06666666666666,0,133.6,10851.333333333334,4484.8533333333335,0,18622.74666666667,9475.92,7853.4133333333348,6978.7466666666669,6694.4800000000005,9358.9333333333343,13680.880000000001,0,6573.12,312818.70358974364,728.0429230769231,740,6270000,746000,2508000,1650000,11174000,364021.46153846156,2971777.6841025646,3335799.1456410261,2939588.4,1929313.7461538462,0,538751.76307692309,0,0,5407653.9092307687,-11174000,-9102145.2364102565,-7030290.472820513,-4958435.7092307694,-2886580.9456410268,-814726.18205128424,1257128.5815384584,3328983.3451282009,5400838.1087179435,7472692.8723076861,9544547.6358974278,11616402.399487171,13688257.163076915,15760111.926666658,17831966.690256402,19903821.453846145,21975676.217435889,24047530.981025632,26119385.744615376,28191240.50820512,30263095.271794863,-11174000,-9191363.8625935465,-7294104.4009605777,-5478545.1075318996,-3741167.793246083,-2078605.7700060669,-487637.3267141853,1034820.513756515,2491717.9687524005,3885878.2127676019,5220002.8481888473,6496677.1404579822,7718375.0277968673,8887463.9152024984,10006209.262002146,11076778.971858269,12101247.593730155,13081600.341932919,14019736.943083888,14917475.317391036,15776555.101417014]
["KJ 6","Kotel 10",22,5,3300,239580,239580,206400,0,0,0,0,0,0,0,209570,239580,1,1,0.80664335664335662,0,0,0,0,0,0,0,0.82511655011655016,1,157080,157080,126962.76923076922,0,0,0,0,0,0,0,129840.15384615386,157080,46332,46332,39287.630769230767,0,0,0,0,0,0,0,39960.646153846159,46332,99250,41020,0,170330,86670,71830,63830,61230,85600,125130,0,60120,188.68821292775667,77.98479087452472,0,323.82129277566543,164.77186311787071,136.55893536121673,121.34980988593156,116.40684410646388,162.73764258555133,237.88973384030419,0,114.29657794676807,10830.703422053233,4476.3269961977185,0,18587.342205323195,9457.9049429657789,7838.4828897338402,6965.4790874524715,6681.7528517110268,9341.1406844106459,13654.870722433459,0,6560.6235741444871,312638.90429950278,728.0429230769231,740,6270000,793000,2508000,1650000,11221000,364021.46153846156,2970069.5908452766,3334091.0523837381,2939588.4,1929313.7461538462,0,538751.76307692309,0,0,5407653.9092307687,-11221000,-9147437.143152969,-7073874.2863059379,-5000311.4294589069,-2926748.5726118758,-853185.71576484479,1220377.1410821858,3293939.9979292164,5367502.8547762465,7441065.7116232775,9514628.5684703086,11588191.42531734,13661754.282164371,15735317.139011402,17808879.995858431,19882442.852705464,21956005.709552497,24029568.566399526,26103131.423246555,28176694.280093584,30250257.136940613,-11221000,-9236729.323591359,-7337905.7098031845,-5520849.6200537356,-3782039.9647911047,-2118107.2803292572,-525827.19950452237,997885.79650000855,2455984.3572698948,3851293.9848008864,5186518.5087539889,6464245.325933991,7686950.4141445197,8857003.1301354561,9976670.8009401802,11048123.117499724,12073436.339087805,13054597.316684054,13993507.34309195,14891985.837262183,15751773.869960971]
["KJ 6","Kotel 11",22,5,3300,239580,239580,206400,0,0,0,0,0,0,0,209570,239580,1,1,0.80664335664335662,0,0,0,0,0,0,0,0.82511655011655016,1,157080,157080,126962.76923076922,0,0,0,0,0,0,0,129840.15384615386,157080,46332,46332,39287.630769230767,0,0,0,0,0,0,0,39960.646153846159,46332,99250,41020,0,170330,86670,71830,63830,61230,85600,125130,0,60120,94.344106463878333,38.99239543726236,0,161.91064638783271,82.385931558935354,68.279467680608363,60.674904942965782,58.20342205323194,81.368821292775664,118.94486692015209,0,57.148288973384034,10830.703422053233,4476.3269961977185,0,18587.342205323195,9457.9049429657789,7838.4828897338402,6965.4790874524715,6681.7528517110268,9341.1406844106459,13654.870722433459,0,6560.6235741444871,312638.90429950278,728.0429230769231,740,6270000,1586000,2508000,1650000,12014000,364021.46153846156,2970069.5908452766,3334091.0523837381,2939588.4,1929313.7461538462,0,538751.76307692309,0,0,5407653.9092307687,-12014000,-9940437.143152969,-7866874.2863059379,-5793311.4294589069,-3719748.5726118758,-1646185.7157648448,427377.14108218625,2500939.9979292168,4574502.8547762474,6648065.7116232775,8721628.5684703086,10795191.42531734,12868754.282164371,14942317.139011402,17015879.995858431,19089442.852705464,21163005.709552497,23236568.566399526,25310131.423246555,27383694.280093584,29457257.136940613,-12014000,-10029729.323591359,-8130905.7098031845,-6313849.6200537356,-4575039.9647911042,-2911107.2803292563,-1318827.1995045214,204885.79650000948,1662984.3572698957,3058293.9848008873,4393518.5087539889,5671245.325933991,6893950.4141445197,8064003.1301354561,9183670.8009401802,10255123.117499724,11280436.339087805,12261597.316684054,13200507.34309195,14098985.837262183,14958773.869960971]
["KJ 6","Kotel 6",23,5,3450,250470,250470,206400,0,0,0,0,0,0,0,209570,250470,1,1,0.7543478260869565,0,0,0,0,0,0,0,0.77201783723522854,1,164220,164220,124218,0,0,0,0,0,0,0,127095.38461538461,164220,48438,48438,39081.599999999999,0,0,0,0,0,0,0,39754.615384615383,48438,88360,30130,0,170330,86670,71830,63830,61230,85600,125130,0,49230,335.96958174904944,114.56273764258555,0,647.64258555133085,329.54372623574142,273.11787072243345,242.69961977186313,232.81368821292776,325.47528517110266,475.77946768060838,0,187.18631178707224,9642.3269961977185,3287.9505703422051,0,18587.342205323195,9457.9049429657789,7838.4828897338402,6965.4790874524715,6681.7528517110268,9341.1406844106459,13654.870722433459,0,5372.2471482889732,314979.71348347468,743.97338461538459,740,6270000,352000,2508000,1650000,10780000,371986.69230769231,2992307.2780930093,3364293.9704007017,2939588.4,1971529.4692307692,0,550540.30461538455,0,0,5461658.1738461545,-10780000,-8682635.7965545468,-6585271.5931090945,-4487907.3896636413,-2390543.1862181881,-293178.98277273495,1804185.2206727178,3901549.4241181705,5998913.6275636237,8096277.8310090769,10193642.034454528,12291006.237899981,14388370.441345435,16485734.644790888,18583098.848236341,20680463.051681794,22777827.255127247,24875191.458572701,26972555.662018154,29069919.865463607,31167284.06890906,-10780000,-8772952.9153632037,-6852333.6956150727,-5014420.5666694921,-3255652.0222239606,-1572619.9222760836,37937.111166861141,1579140.0139830762,3053975.3276828039,4465300.9867256051,5815851.8566230228,7108245.033558351,8344984.9157931153,9528468.056687627,10660987.808739791,11744738.767641382,12781821.024963479,13774244.237711899,14723931.522638615,15632723.182855569,16502380.273972271]
["KJ 6","Kotel 7",23,5,3450,250470,250470,206400,0,0,0,0,0,0,0,209570,250470,1,1,0.7543478260869565,0,0,0,0,0,0,0,0.77201783723522854,1,164220,164220,124218,0,0,0,0,0,0,0,127095.38461538461,164220,48438,48438,39081.599999999999,0,0,0,0,0,0,0,39754.615384615383,48438,88360,30130,0,170330,86670,71830,63830,61230,85600,125130,0,49230,294.53333333333336,100.43333333333334,0,567.76666666666665,288.89999999999998,239.43333333333334,212.76666666666668,204.1,285.33333333333331,417.1,0,164.1,9660.6933333333327,3294.2133333333331,0,18622.746666666666,9475.9199999999983,7853.413333333333,6978.7466666666669,6694.48,9358.9333333333325,13680.88,0,5382.48,315152.72205128206,743.97338461538459,740,6270000,579000,2508000,1650000,11007000,371986.69230769231,2993950.8594871797,3365937.5517948722,2939588.4,1971529.4692307692,0,550540.30461538455,0,0,5461658.1738461545,-11007000,-8911279.3779487163,-6815558.7558974335,-4719838.1338461516,-2624117.5117948698,-528396.88974358793,1567323.7323076944,3663044.3543589767,5758764.9764102586,7854485.5984615404,9950206.2205128223,12045926.842564106,14141647.46461539,16237368.086666673,18333088.708717957,20428809.330769241,22524529.952820525,24620250.574871808,26715971.196923092,28811691.818974376,30907412.441025659,-11007000,-9001525.7205250878,-7082411.577486895,-5245938.7133355141,-3488548.4127121828,-1806835.2063740669,-197540.27207921888,1342454.8803560424,2816134.4520644266,4226354.13790977,5575846.6602498116,6867227.0644029621,8102997.7860806175,9285553.500604691,10417185.763307152,11500087.450103767,12536357.006846938,13528002.515692079,14476945.586357286,15385025.079816815,16254000.671644114]
["KJ 6","Kotel 8",23,5,3450,250470,250470,206400,0,0,0,0,0,0,0,209570,250470,1,1,0.7543478260869565,0,0,0,0,0,0,0,0.77201783723522854,1,164220,164220,124218,0,0,0,0,0,0,0,127095.38461538461,164220,48438,48438,39081.599999999999,0,0,0,0,0,0,0,39754.615384615383,48438,88360,30130,0,170330,86670,71830,63830,61230,85600,125130,0,49230,236.2566844919786,80.561497326203209,0,455.42780748663102,231.73796791443851,192.05882352941177,170.66844919786095,163.71657754010695,228.87700534759358,334.57219251336898,0,131.63101604278074,9639.2727272727261,3286.9090909090905,0,18581.454545454544,9454.9090909090901,7836,6963.2727272727261,6679.6363636363631,9338.181818181818,13650.545454545454,0,5370.545454545454,314950.9426573427,743.97338461538459,740,6270000,680000,2508000,1650000,11108000,371986.69230769231,2992033.9552447558,3364020.6475524483,2939588.4,1971529.4692307692,0,550540.30461538455,0,0,5461658.1738461545,-11108000,-9010362.4737062939,-6912724.9474125886,-4815087.4211188825,-2717449.8948251763,-619812.36853147019,1477825.157762236,3575462.6840559421,5673100.2103496483,7770737.7366433544,9868375.2629370615,11966012.789230768,14063650.315524474,16161287.84181818,18258925.368111886,20356562.894405592,22454200.420699298,24551837.946993005,26649475.473286711,28747112.999580417,30844750.525874123,-11108000,-9100691.3623983674,-7179821.8527317327,-5341669.2119024172,-3582671.4694820195,-1899420.0413285289,-288653.12443523621,1252750.6237880103,2727778.1340494906,4139287.7132470794,5490014.5832926184,6782576.1814223211,8019477.2322641425,9203114.6014907658,10335781.94046361,11419674.130868247,12456891.537954023,13449444.080619838,14399255.126233058,15308165.217728963,16177935.640213083]
["KJ 6","Kotel 9",23,5,3450,250470,250470,206400,0,0,0,0,0,0,0,209570,250470,1,1,0.7543478260869565,0,0,0,0,0,0,0,0.77201783723522854,1,164220,164220,124218,0,0,0,0,0,0,0,127095.38461538461,164220,48438,48438,39081.599999999999,0,0,0,0,0,0,0,39754.615384615383,48438,88360,30130,0,170330,86670,71830,63830,61230,85600,125130,0,49230,196.35555555555555,66.955555555555549,0,378.51111111111112,192.6,159.62222222222223,141.84444444444443,136.06666666666666,190.22222222222223,278.06666666666666,0,109.4,9660.6933333333345,3294.2133333333331,0,18622.74666666667,9475.92,7853.4133333333348,6978.7466666666669,6694.4800000000005,9358.9333333333343,13680.880000000001,0,5382.4800000000005,315152.72205128206,743.97338461538459,740,6270000,746000,2508000,1650000,11174000,371986.69230769231,2993950.8594871797,3365937.5517948722,2939588.4,1971529.4692307692,0,550540.30461538455,0,0,5461658.1738461545,-11174000,-9078279.3779487163,-6982558.7558974335,-4886838.1338461516,-2791117.5117948698,-695396.88974358793,1400323.7323076944,3496044.3543589767,5591764.9764102586,7687485.5984615404,9783206.2205128223,11878926.842564106,13974647.46461539,16070368.086666673,18166088.708717957,20261809.330769241,22357529.952820525,24453250.574871808,26548971.196923092,28644691.818974376,30740412.441025659,-11174000,-9168525.7205250878,-7249411.577486895,-5412938.7133355141,-3655548.4127121828,-1973835.2063740669,-364540.27207921888,1175454.8803560424,2649134.4520644266,4059354.13790977,5408846.6602498116,6700227.0644029621,7935997.7860806175,9118553.500604691,10250185.763307152,11333087.450103767,12369357.006846938,13361002.515692079,14309945.586357286,15218025.079816815,16087000.671644114]
["KJ 6","Kotel 10",23,5,3450,250470,250470,206400,0,0,0,0,0,0,0,209570,250470,1,1,0.7543478260869565,0,0,0,0,0,0,0,0.77201783723522854,1,164220,164220,124218,0,0,0,0,0,0,0,127095.38461538461,164220,48438,48438,39081.599999999999,0,0,0,0,0,0,0,39754.615384615383,48438,88360,30130,0,170330,86670,71830,63830,61230,85600,125130,0,49230,167.98479087452472,57.281368821292773,0,323.82129277566543,164.77186311787071,136.55893536121673,121.34980988593156,116.40684410646388,162.73764258555133,237.88973384030419,0,93.593155893536121,9642.3269961977185,3287.9505703422051,0,18587.342205323195,9457.9049429657789,7838.4828897338402,6965.4790874524715,6681.7528517110268,9341.1406844106459,13654.870722433459,0,5372.2471482889732,314979.71348347468,743.97338461538459,740,6270000,793000,2508000,1650000,11221000,371986.69230769231,2992307.2780930093,3364293.9704007017,2939588.4,1971529.4692307692,0,550540.30461538455,0,0,5461658.1738461545,-11221000,-9123635.7965545468,-7026271.5931090945,-4928907.3896636413,-2831543.1862181881,-734178.98277273495,1363185.2206727178,3460549.4241181705,5557913.6275636237,7655277.8310090769,9752642.0344545282,11850006.237899981,13947370.441345435,16044734.644790888,18142098.848236341,20239463.051681794,22336827.255127247,24434191.458572701,26531555.662018154,28628919.865463607,30726284.06890906,-11221000,-9213952.9153632037,-7293333.6956150727,-5455420.5666694921,-3696652.0222239606,-2013619.9222760836,-403062.88883313886,1138140.0139830762,2612975.3276828039,4024300.9867256051,5374851.8566230228,6667245.033558351,7903984.9157931153,9087468.056687627,10219987.808739791,11303738.767641382,12340821.024963479,13333244.237711899,14282931.522638615,15191723.182855569,16061380.273972271]
["KJ 6","Kotel 11",23,5,3450,250470,250470,206400,0,0,0,0,0,0,0,209570,250470,1,1,0.7543478260869565,0,0,0,0,0,0,0,0.77201783723522854,1,164220,164220,124218,0,0,0,0,0,0,0,127095.38461538461,164220,48438,48438,39081.599999999999,0,0,0,0,0,0,0,39754.615384615383,48438,88360,30130,0,170330,86670,71830,63830,61230,85600,125130,0,49230,83.99239543726236,28.640684410646386,0,161.91064638783271,82.385931558935354,68.279467680608363,60.674904942965782,58.20342205323194,81.368821292775664,118.94486692015209,0,46.79657794676806,9642.3269961977185,3287.9505703422051,0,18587.342205323195,9457.9049429657789,7838.4828897338402,6965.4790874524715,6681.7528517110268,9341.1406844106459,13654.870722433459,0,5372.2471482889732,314979.71348347468,743.97338461538459,740,6270000,1586000,2508000,1650000,12014000,371986.69230769231,2992307.2780930093,3364293.9704007017,2939588.4,1971529.4692307692,0,550540.30461538455,0,0,5461658.1738461545,-12014000,-9916635.7965545468,-7819271.5931090945,-5721907.3896636413,-3624543.1862181881,-1527178.9827727349,570185.22067271825,2667549.424118171,4764913.6275636237,6862277.8310090769,8959642.0344545301,11057006.237899981,13154370.441345435,15251734.644790888,17349098.848236341,19446463.051681794,21543827.255127247,23641191.458572701,25738555.662018154,27835919.865463607,29933284.06890906,-12014000,-10006952.915363204,-8086333.6956150727,-6248420.5666694921,-4489652.0222239606,-2806619.9222760834,-1196062.8888331386,345140.01398307644,1819975.3276828041,3231300.9867256056,4581851.8566230237,5874245.0335583519,7110984.9157931153,8294468.0566876261,9426987.8087397888,10510738.76764138,11547821.024963478,12540244.237711897,13489931.522638613,14398723.182855567,15268380.273972269]
["KJ 10","Kotel 9",9,12,3240,72090,72090,72090,72090,72090,71830,63830,61230,72090,72090,72090,72090,1,1,1,1,1,0.99570105820105814,0.86342592592592593,0.82043650793650791,1,1,1,1,56970,56970,56970,56970,56970,56723.928571428565,49152.5,46691.78571428571,56970,56970,56970,56970,15120,15120,15120,15120,15120,15060.571428571428,13232,12637.714285714286,15120,15120,15120,15120,266740,208510,134310,98240,14580,0,0,0,13510,53040,137480,227610,592.75555555555559,463.35555555555555,298.46666666666664,218.3111111111111,32.4,0,0,0,30.022222222222222,117.86666666666666,305.51111111111112,505.8,29163.573333333337,22797.093333333334,14684.56,10740.906666666668,1594.08,0,0,0,1477.0933333333335,5799.04,15031.146666666667,24885.360000000001,303183.13904761901,665.29821428571427,740,4980000,746000,1992000,1650000,9368000,332649.10714285716,2880239.8209523805,3212888.9280952378,2939588.4,1763040.2678571427,0,492320.67857142858,0,0,5194949.3464285703,-9368000,-7385939.5816666679,-5403879.163333335,-3421818.745000002,-1439758.326666669,542302.091666664,2524362.5099999965,4506422.928333329,6488483.346666662,8470543.764999995,10452604.183333326,12434664.601666659,14416725.019999992,16398785.438333325,18380845.856666658,20362906.274999991,22344966.693333324,24327027.111666657,26309087.52999999,28291147.948333323,30273208.366666656,-9368000,-7471291.4657097291,-5656259.3754798053,-3919386.5618626531,-2257307.3143821247,-666800.85746295843,855214.89078504778,2311689.2910223743,3705444.697948046,5039181.9294558652,6315485.5002767453,7536828.63024888,8705578.0369207785,9823998.5217742696,10894257.358954644,11918428.495012419,12898496.567794979,13836360.752275897,14733838.440774385,15592668.764696382,16414515.964621738]
["KJ 10","Kotel 10",9,12,3240,72090,72090,72090,72090,72090,71830,63830,61230,72090,72090,72090,72090,1,1,1,1,1,0.99570105820105814,0.86342592592592593,0.82043650793650791,1,1,1,1,56970,56970,56970,56970,56970,56723.928571428565,49152.5,46691.78571428571,56970,56970,56970,56970,15120,15120,15120,15120,15120,15060.571428571428,13232,12637.714285714286,15120,15120,15120,15120,266740,208510,134310,98240,14580,0,0,0,13510,53040,137480,227610,507.11026615969581,396.40684410646389,255.34220532319392,186.76806083650189,27.718631178707223,0,0,0,25.684410646387832,100.83650190114068,261.36882129277569,432.7186311787072,29108.129277566539,22753.752851711026,14656.642585551332,10720.486692015209,1591.0494296577947,0,0,0,1474.2851711026615,5788.0152091254749,15002.570342205325,24838.049429657793,302943.26670287887,665.29821428571427,740,4980000,793000,1992000,1650000,9415000,332649.10714285716,2877961.0336773493,3210610.1408202066,2939588.4,1763040.2678571427,0,492320.67857142858,0,0,5194949.3464285703,-9415000,-7430660.7943916367,-5446321.5887832725,-3461982.3831749083,-1477643.1775665442,506696.02804182004,2491035.2336501838,4475374.4392585475,6459713.6448669117,8444052.8504752759,10428392.056083638,12412731.261692002,14397070.467300367,16381409.672908731,18365748.878517095,20350088.084125459,22334427.289733823,24318766.495342188,26303105.700950552,28287444.906558916,30271784.11216728,-9415000,-7516110.8080302738,-5698991.9640401052,-3960122.2568724798,-2296132.1064728377,-703797.03432007041,819968.58496487467,2278117.5029408988,3673475.3191858977,5008745.9567409214,6286516.901769652,7509264.2175866188,8679357.3427703194,9799063.6826590281,10870553.003126692,11895901.635153165,12877096.498336393,13816038.951143309,14714548.475360455,15574366.201884039,16397158.284681726]
["KJ 10","Kotel 11",9,12,3240,72090,72090,72090,72090,72090,71830,63830,61230,72090,72090,72090,72090,1,1,1,1,1,0.99570105820105814,0.86342592592592593,0.82043650793650791,1,1,1,1,56970,56970,56970,56970,56970,56723.928571428565,49152.5,46691.78571428571,56970,56970,56970,56970,15120,15120,15120,15120,15120,15060.571428571428,13232,12637.714285714286,15120,15120,15120,15120,266740,208510,134310,98240,14580,0,0,0,13510,53040,137480,227610,253.55513307984791,198.20342205323195,127.67110266159696,93.384030418250944,13.859315589353612,0,0,0,12.842205323193916,50.418250950570339,130.68441064638785,216.3593155893536,29108.129277566539,22753.752851711026,14656.642585551332,10720.486692015209,1591.0494296577947,0,0,0,1474.2851711026615,5788.0152091254749,15002.570342205325,24838.049429657793,302943.26670287887,665.29821428571427,740,4980000,1586000,1992000,1650000,10208000,332649.10714285716,2877961.0336773493,3210610.1408202066,2939588.4,1763040.2678571427,0,492320.67857142858,0,0,5194949.3464285703,-10208000,-8223660.7943916367,-6239321.5887832725,-4254982.3831749083,-2270643.1775665442,-286303.97195817996,1698035.2336501838,3682374.4392585475,5666713.6448669117,7651052.8504752759,9635392.0560836382,11619731.261692002,13604070.467300367,15588409.672908731,17572748.878517095,19557088.084125459,21541427.289733823,23525766.495342188,25510105.700950552,27494444.906558916,29478784.11216728,-10208000,-8309110.8080302738,-6491991.9640401052,-4753122.2568724798,-3089132.1064728377,-1496797.0343200704,26968.584964874666,1485117.5029408988,2880475.3191858977,4215745.9567409214,5493516.901769652,6716264.2175866188,7886357.3427703194,9006063.6826590281,10077553.003126692,11102901.635153165,12084096.498336393,13023038.951143309,13921548.475360455,14781366.201884039,15604158.284681726]
["KJ 10","Kotel 9",10,11,3300,80100,80100,80100,80100,80100,71830,63830,0,80100,80100,80100,80100,1,1,1,1,1,0.87693452380952386,0.75788690476190479,0,1,1,1,1,63300,63300,63300,63300,63300,55473.035714285717,47901.607142857145,0,63300,63300,63300,63300,16800,16800,16800,16800,16800,14909.714285714286,13081.142857142857,0,16800,16800,16800,16800,258730,200500,126300,90230,6570,0,0,61230,5500,45030,129470,219600,574.95555555555552,445.55555555555554,280.66666666666669,200.51111111111112,14.6,0,0,136.06666666666666,12.222222222222221,100.06666666666666,287.71111111111111,488,28287.813333333332,21921.333333333336,13808.800000000001,9865.1466666666674,718.32,0,0,6694.4800000000005,601.33333333333337,4923.28,14155.386666666667,24009.600000000002,304176.35047619051,673.07464285714298,740,4980000,746000,1992000,1650000,9368000,336537.32142857148,2889675.3295238097,3226212.6509523811,2939588.4,1783647.8035714289,0,498075.23571428581,0,0,5221311.4392857142,-9368000,-7372901.211666666,-5377802.4233333319,-3382703.6349999979,-1387604.8466666648,607493.94166666828,2602592.7300000014,4597691.5183333345,6592790.3066666676,8587889.0950000007,10582987.883333333,12578086.671666667,14573185.460000001,16568284.248333335,18563383.036666669,20558481.825000003,22553580.613333337,24548679.401666671,26543778.190000005,28538876.978333339,30533975.766666673,-9368000,-7458814.5566188199,-5631842.8404645808,-3883544.5474940166,-2210531.826948022,-609562.7163776923,922465.14062740817,2388520.5061825281,3791444.3009721171,5133955.1093832068,6418654.4475756371,7648031.8046975806,8824469.4670152292,9950247.1343048457,11027546.337452805,12058454.665824058,13044969.812590806,13989003.445860421,14892384.913104072,15756864.786064504,16584118.253012286]
["KJ 10","Kotel 10",10,11,3300,80100,80100,80100,80100,80100,71830,63830,0,80100,80100,80100,80100,1,1,1,1,1,0.87693452380952386,0.75788690476190479,0,1,1,1,1,63300,63300,63300,63300,63300,55473.035714285717,47901.607142857145,0,63300,63300,63300,63300,16800,16800,16800,16800,16800,14909.714285714286,13081.142857142857,0,16800,16800,16800,16800,258730,200500,126300,90230,6570,0,0,61230,5500,45030,129470,219600,491.88212927756655,381.17870722433457,240.11406844106463,171.53992395437263,12.490494296577946,0,0,116.40684410646388,10.456273764258555,85.608365019011401,246.1406844106464,417.49049429657794,28234.034220532318,21879.657794676805,13782.547528517109,9846.3916349809879,716.95437262357405,0,0,6681.7528517110268,600.19011406844106,4913.9201520912547,14128.475285171104,23963.954372623572,303938.73546985339,673.07464285714298,740,4980000,793000,1992000,1650000,9415000,336537.32142857148,2887417.9869636074,3223955.3083921787,2939588.4,1783647.8035714289,0,498075.23571428581,0,0,5221311.4392857142,-9415000,-7417643.8691064641,-5420287.7382129282,-3422931.6073193923,-1425575.4764258564,571780.65446767956,2569136.785361215,4566492.9162547505,6563849.0471482854,8561205.1780418213,10558561.308935357,12555917.439828893,14553273.570722429,16550629.701615965,18547985.832509503,20545341.963403039,22542698.094296575,24540054.225190111,26537410.356083646,28534766.486977182,30532122.617870718,-9415000,-7503654.4201975735,-5674615.5878507541,-3924339.193260496,-2249433.552504268,-646653.03503419342,887108.22570272023,2354822.3508098144,3759333.4753142111,5103363.2595289452,6389516.1630837144,7620284.4918442592,8798053.2275002822,9925104.649180688,11003622.756051891,12035697.499469308,13023328.832883105,13968430.58734607,14872834.180133594,15738292.163662327,16566481.621584559]
["KJ 10","Kotel 11",10,11,3300,80100,80100,80100,80100,80100,71830,63830,0,80100,80100,80100,80100,1,1,1,1,1,0.87693452380952386,0.75788690476190479,0,1,1,1,1,63300,63300,63300,63300,63300,55473.035714285717,47901.607142857145,0,63300,63300,63300,63300,16800,16800,16800,16800,16800,14909.714285714286,13081.142857142857,0,16800,16800,16800,16800,258730,200500,126300,90230,6570,0,0,61230,5500,45030,129470,219600,245.94106463878327,190.58935361216729,120.05703422053232,85.769961977186313,6.2452471482889731,0,0,58.20342205323194,5.2281368821292773,42.804182509505701,123.0703422053232,208.74524714828897,28234.034220532318,21879.657794676805,13782.547528517109,9846.3916349809879,716.95437262357405,0,0,6681.7528517110268,600.19011406844106,4913.9201520912547,14128.475285171104,23963.954372623572,303938.73546985339,673.07464285714298,740,4980000,1586000,1992000,1650000,10208000,336537.32142857148,2887417.9869636074,3223955.3083921787,2939588.4,1783647.8035714289,0,498075.23571428581,0,0,5221311.4392857142,-10208000,-8210643.8691064641,-6213287.7382129282,-4215931.6073193923,-2218575.4764258564,-221219.34553232044,1776136.785361215,3773492.9162547505,5770849.0471482854,7768205.1780418213,9765561.3089353573,11762917.439828893,13760273.570722429,15757629.701615965,17754985.832509503,19752341.963403039,21749698.094296575,23747054.225190111,25744410.356083646,27741766.486977182,29739122.617870718,-10208000,-8296654.4201975735,-6467615.5878507541,-4717339.1932604965,-3042433.5525042685,-1439653.0350341939,94108.225702719763,1561822.3508098142,2966333.4753142111,4310363.2595289452,5596516.1630837144,6827284.4918442592,8005053.2275002832,9132104.649180688,10210622.756051891,11242697.499469308,12230328.832883105,13175430.58734607,14079834.180133594,14945292.163662327,15773481.621584559]
["KJ 10","Kotel 9",11,10,3300,88110,88110,88110,88110,86670,71830,0,0,85600,88110,88110,88110,1,1,1,1,0.98051948051948057,0.77976190476190477,0,0,0.96604437229437234,1,1,1,69630,69630,69630,69630,68267.142857142855,54222.142857142855,0,0,67254.46428571429,69630,69630,69630,18480,18480,18480,18480,18150.857142857145,14758.857142857145,0,0,17906.285714285717,18480,18480,18480,250720,192490,118290,82220,0,0,63830,61230,0,37020,121460,211590,557.15555555555557,427.75555555555553,262.86666666666667,182.71111111111111,0,0,141.84444444444443,136.06666666666666,0,82.266666666666666,269.9111111111111,470.2,27412.053333333337,21045.573333333334,12933.04,8989.3866666666672,0,0,6978.7466666666669,6694.4800000000005,0,4047.52,13279.626666666667,23133.84,304690.26666666672,677.15374999999995,740,4980000,746000,1992000,1650000,9368000,338576.875,2894557.5333333337,3233134.4083333337,2939588.4,1794457.4374999998,0,501093.77499999997,0,0,5235139.6124999998,-9368000,-7365994.7958333334,-5363989.5916666677,-3361984.387500002,-1359979.1833333364,642026.0208333293,2644031.2249999954,4646036.4291666616,6648041.6333333272,8650046.8374999929,10652052.04166666,12654057.245833326,14656062.449999992,16658067.654166657,18660072.858333323,20662078.062499989,22664083.266666654,24666088.47083332,26668093.674999986,28670098.879166652,30672104.083333317,-9368000,-7452205.5462519936,-5618909.4182634708,-3864559.0565519659,-2185754.882665358,-579243.71148200124,958087.55280829244,2429217.949258334,3836998.2329425849,5184156.3991476092,6473302.9696787335,7706936.0515266992,8887446.177697001,10017120.939582458,11098149.419855623,12132626.434471091,13122556.591997856,14069858.178147869,14976366.873028265,15843839.308320511,16673956.471279597]
["KJ 10","Kotel 10",11,10,3300,88110,88110,88110,88110,86670,71830,0,0,85600,88110,88110,88110,1,1,1,1,0.98051948051948057,0.77976190476190477,0,0,0.96604437229437234,1,1,1,69630,69630,69630,69630,68267.142857142855,54222.142857142855,0,0,67254.46428571429,69630,69630,69630,18480,18480,18480,18480,18150.857142857145,14758.857142857145,0,0,17906.285714285717,18480,18480,18480,250720,192490,118290,82220,0,0,63830,61230,0,37020,121460,211590,476.65399239543729,365.95057034220531,224.88593155893537,156.31178707224333,0,0,121.34980988593156,116.40684410646388,0,70.380228136882124,230.91254752851711,402.26235741444867,27359.9391634981,21005.562737642584,12908.452471482889,8972.2965779467668,0,0,6965.4790874524715,6681.7528517110268,0,4039.8250950570336,13254.380228136883,23089.859315589354,304453.54752851714,677.15374999999995,740,4980000,793000,1992000,1650000,9415000,338576.875,2892308.7015209128,3230885.5765209128,2939588.4,1794457.4374999998,0,501093.77499999997,0,0,5235139.6124999998,-9415000,-7410745.9640209125,-5406491.928041826,-3402237.8920627395,-1397983.8560836529,606270.1798954336,2610524.2158745206,4614778.2518536076,6619032.2878326941,8623286.3238117807,10627540.359790869,12631794.395769957,14636048.431749046,16640302.467728134,18644556.503707223,20648810.539686311,22653064.575665399,24657318.611644488,26661572.647623576,28665826.683602665,30670080.719581753,-9415000,-7497053.5540869981,-5661698.1034525465,-3905377.0980607262,-2224687.1407479793,-616371.39212334133,922686.74053181475,2395469.6425941652,3804831.2713619648,5153502.6864507683,6444097.3420381397,7679116.1512126587,8860952.3322409056,9991896.0461435355,11074138.834567104,12109777.866551381,13100820.002421502,14049185.68267999,14956712.649434526,15825159.507572837,16656209.132585576]
["KJ 10","Kotel 11",11,10,3300,88110,88110,88110,88110,86670,71830,0,0,85600,88110,88110,88110,1,1,1,1,0.98051948051948057,0.77976190476190477,0,0,0.96604437229437234,1,1,1,69630,69630,69630,69630,68267.142857142855,54222.142857142855,0,0,67254.46428571429,69630,69630,69630,18480,18480,18480,18480,18150.857142857145,14758.857142857145,0,0,17906.285714285717,18480,18480,18480,250720,192490,118290,82220,0,0,63830,61230,0,37020,121460,211590,238.32699619771864,182.97528517110266,112.44296577946768,78.155893536121667,0,0,60.674904942965782,58.20342205323194,0,35.190114068441062,115.45627376425855,201.13117870722434,27359.9391634981,21005.562737642584,12908.452471482889,8972.2965779467668,0,0,6965.4790874524715,6681.7528517110268,0,4039.8250950570336,13254.380228136883,23089.859315589354,304453.54752851714,677.15374999999995,740,4980000,1586000,1992000,1650000,10208000,338576.875,2892308.7015209128,3230885.5765209128,2939588.4,1794457.4374999998,0,501093.77499999997,0,0,5235139.6124999998,-10208000,-8203745.9640209125,-6199491.928041826,-4195237.8920627395,-2190983.8560836529,-186729.8201045664,1817524.2158745206,3821778.2518536076,5826032.2878326941,7830286.3238117807,9834540.3597908691,11838794.395769957,13843048.431749046,15847302.467728134,17851556.503707223,19855810.539686311,21860064.575665399,23864318.611644488,25868572.647623576,27872826.683602665,29877080.719581753,-10208000,-8290053.5540869981,-6454698.1034525465,-4698377.0980607262,-3017687.1407479793,-1409371.3921233413,129686.74053181475,1602469.6425941652,3011831.2713619648,4360502.6864507683,5651097.3420381397,6886116.1512126587,8067952.3322409065,9198896.0461435355,10281138.834567104,11316777.866551381,12307820.002421502,13256185.68267999,14163712.649434526,15032159.507572837,15863209.132585576]
["KJ 10","Kotel 8",12,9,3240,96120,96120,96120,96120,86670,0,0,0,85600,96120,96120,96120,1,1,1,1,0.8828125,0,0,0,0.86954365079365081,1,1,1,75960,75960,75960,75960,67016.25,0,0,0,66003.571428571435,75960,75960,75960,20160,20160,20160,20160,18000,0,0,0,17755.428571428572,20160,20160,20160,242710,184480,110280,74210,0,71830,63830,61230,0,29010,113450,203580,648.95721925133694,493.26203208556149,294.86631016042782,198.42245989304814,0,192.05882352941177,170.66844919786095,163.71657754010695,0,77.566844919786092,303.34224598930479,544.33155080213908,26477.454545454544,20125.090909090908,12030.545454545454,8095.636363636364,0,7836,6963.2727272727261,6679.6363636363631,0,3164.7272727272725,12376.363636363634,22208.727272727272,302832.88311688311,664.73982142857142,740,4980000,680000,1992000,1650000,9302000,332369.91071428568,2876912.3896103897,3209282.3003246756,2939588.4,1761560.5267857143,0,491907.46785714285,0,0,5193056.3946428569,-9302000,-7318225.9056818178,-5334451.8113636365,-3350677.7170454552,-1366903.622727274,616870.47159090731,2600644.5659090886,4584418.6602272699,6568192.7545454511,8551966.8488636315,10535740.943181813,12519515.037499994,14503289.131818175,16487063.226136357,18470837.320454538,20454611.414772719,22438385.5090909,24422159.603409082,26405933.697727263,28389707.792045444,30373481.886363626,-9302000,-7403651.5843845159,-5587050.2297285497,-3848675.7276654239,-2185159.457748557,-593277.8597419858,930053.81299157534,2387787.4711098159,3782747.9095004769,5117638.281166181,6395045.3353917357,7617444.4303444196,8787204.3298206721,9906591.7934343107,10977775.969141142,12002832.596611794,12983748.029598065,13922423.085087318,14820676.726703828,15680249.589494748,16502807.352931034]
["KJ 10","Kotel 9",12,9,3240,96120,96120,96120,96120,86670,0,0,0,85600,96120,96120,96120,1,1,1,1,0.8828125,0,0,0,0.86954365079365081,1,1,1,75960,75960,75960,75960,67016.25,0,0,0,66003.571428571435,75960,75960,75960,20160,20160,20160,20160,18000,0,0,0,17755.428571428572,20160,20160,20160,242710,184480,110280,74210,0,71830,63830,61230,0,29010,113450,203580,539.35555555555561,409.95555555555558,245.06666666666666,164.9111111111111,0,159.62222222222223,141.84444444444443,136.06666666666666,0,64.466666666666669,252.11111111111111,452.4,26536.293333333339,20169.813333333335,12057.28,8113.6266666666661,0,7853.4133333333348,6978.7466666666669,6694.4800000000005,0,3171.76,12403.866666666667,22258.080000000002,303112.78857142862,664.73982142857142,740,4980000,746000,1992000,1650000,9368000,332369.91071428568,2879571.4914285718,3211941.4021428572,2939588.4,1761560.5267857143,0,491907.46785714285,0,0,5193056.3946428569,-9368000,-7386885.0074999994,-5405770.0149999997,-3424655.0225,-1443540.0300000003,537574.96249999944,2518689.9549999991,4499804.9474999988,6480919.9399999985,8462034.9324999973,10443149.924999997,12424264.917499997,14405379.909999996,16386494.902499996,18367609.894999996,20348724.887499996,22329839.879999995,24310954.872499995,26292069.864999995,28273184.857499994,30254299.849999994,-9368000,-7472196.1794258375,-5658029.8439481696,-3921985.5037781526,-2260699.0538546913,-670951.25488487189,850338.50489485986,2306118.1793252253,3699208.7768662451,5032309.8271447327,6308004.6121002231,7528765.1718662428,8696957.095087314,9814844.102954369,10884592.435841503,11908275.051044501,12887875.639755504,13825292.471057899,14722342.070390336,15580762.739607979,16402217.925462183]
["KJ 10","Kotel 10",12,9,3240,96120,96120,96120,96120,86670,0,0,0,85600,96120,96120,96120,1,1,1,1,0.8828125,0,0,0,0.86954365079365081,1,1,1,75960,75960,75960,75960,67016.25,0,0,0,66003.571428571435,75960,75960,75960,20160,20160,20160,20160,18000,0,0,0,17755.428571428572,20160,20160,20160,242710,184480,110280,74210,0,71830,63830,61230,0,29010,113450,203580,461.42585551330797,350.72243346007605,209.65779467680608,141.08365019011407,0,136.55893536121673,121.34980988593156,116.40684410646388,0,55.152091254752854,215.68441064638785,387.03422053231941,26485.844106463876,20131.467680608366,12034.357414448668,8098.2015209125475,0,7838.4828897338402,6965.4790874524715,6681.7528517110268,0,3165.7300380228139,12380.285171102661,22215.764258555133,302872.79359044001,664.73982142857142,740,4980000,793000,1992000,1650000,9415000,332369.91071428568,2877291.5391091802,3209661.4498234661,2939588.4,1761560.5267857143,0,491907.46785714285,0,0,5193056.3946428569,-9415000,-7431605.0551806083,-5448210.1103612175,-3464815.1655418267,-1481420.220722436,501974.7240969548,2485369.6689163456,4468764.6137357363,6452159.5585551271,8435554.503374517,10418949.448193908,12402344.393013299,14385739.337832689,16369134.28265208,18352529.227471471,20335924.172290862,22319319.117110252,24302714.061929643,26286109.006749034,28269503.951568425,30252898.896387815,-9415000,-7517014.4068713961,-5700760.2507674694,-3962717.9961225628,-2299519.6663188245,-707942.31722433795,815098.20822493173,2272553.2565017445,3667247.0826039584,5001882.3228931576,6279045.232260813,7501210.695770531,8670747.0244879648,9789920.5447917283,10860899.990058489,11885760.703232422,12866488.658422789,13804984.309322661,14703066.271906272,15562474.848541304,16384875.400345165]
["KJ 10","Kotel 11",12,9,3240,96120,96120,96120,96120,86670,0,0,0,85600,96120,96120,96120,1,1,1,1,0.8828125,0,0,0,0.86954365079365081,1,1,1,75960,75960,75960,75960,67016.25,0,0,0,66003.571428571435,75960,75960,75960,20160,20160,20160,20160,18000,0,0,0,17755.428571428572,20160,20160,20160,242710,184480,110280,74210,0,71830,63830,61230,0,29010,113450,203580,230.71292775665398,175.36121673003802,104.82889733840304,70.541825095057035,0,68.279467680608363,60.674904942965782,58.20342205323194,0,27.576045627376427,107.84220532319392,193.5171102661597,26485.844106463876,20131.467680608366,12034.357414448668,8098.2015209125475,0,7838.4828897338402,6965.4790874524715,6681.7528517110268,0,3165.7300380228139,12380.285171102661,22215.764258555133,302872.79359044001,664.73982142857142,740,4980000,1586000,1992000,1650000,10208000,332369.91071428568,2877291.5391091802,3209661.4498234661,2939588.4,1761560.5267857143,0,491907.46785714285,0,0,5193056.3946428569,-10208000,-8224605.0551806083,-6241210.1103612175,-4257815.1655418267,-2274420.220722436,-291025.2759030452,1692369.6689163456,3675764.6137357363,5659159.5585551271,7642554.5033745179,9625949.4481939077,11609344.393013299,13592739.337832689,15576134.28265208,17559529.227471471,19542924.172290862,21526319.117110252,23509714.061929643,25493109.006749034,27476503.951568425,29459898.896387815,-10208000,-8310014.4068713961,-6493760.2507674694,-4755717.9961225633,-3092519.6663188245,-1500942.317224338,22098.208224931732,1479553.2565017447,2874247.0826039584,4208882.3228931576,5486045.232260813,6708210.695770531,7877747.0244879648,8996920.5447917283,10067899.990058489,11092760.703232422,12073488.658422789,13011984.309322661,13910066.271906272,14769474.848541304,15591875.400345165]
["KJ 10","Kotel 8",13,9,3510,104130,104130,104130,104130,86670,0,0,0,85600,104130,104130,104130,1,1,1,1,0.80013736263736268,0,0,0,0.78788919413919412,1,1,1,82290,82290,82290,82290,65765.357142857145,0,0,0,64752.678571428572,82290,82290,82290,21840,21840,21840,21840,17849.142857142859,0,0,0,17604.571428571428,21840,21840,21840,234700,176470,102270,66200,0,71830,63830,61230,0,21000,105440,195570,627.54010695187162,471.84491978609628,273.44919786096256,177.00534759358288,0,192.05882352941177,170.66844919786095,163.71657754010695,0,56.149732620320854,281.92513368983958,522.91443850267376,25603.63636363636,19251.272727272728,11156.727272727272,7221.8181818181811,0,7836,6963.2727272727261,6679.6363636363631,0,2290.9090909090905,11502.545454545454,21334.909090909088,308174.4415584415,706.54803571428567,740,4980000,680000,1992000,1650000,9302000,353274.01785714284,2927657.1948051942,3280931.2126623369,2939588.4,1872352.294642857,0,522845.5464285714,0,0,5334786.2410714282,-9302000,-7248144.9715909092,-5194289.9431818174,-3140434.9147727257,-1086579.8863636339,967275.14204545785,3021130.1704545491,5074985.1988636404,7128840.2272727322,9182695.2556818239,11236550.284090914,13290405.312500004,15344260.340909094,17398115.369318184,19451970.397727273,21505825.426136363,23559680.454545457,25613535.482954551,27667390.511363644,29721245.539772738,31775100.568181831,-9302000,-7336588.4895606777,-5455811.9245469719,-3656025.7379309861,-1933742.3057625783,-285624.18885501102,1291522.334501513,2800753.4573307224,4244993.766258196,5627041.9087725244,6949576.0164417382,8215158.8945940966,9426242.988519799,10585175.135817122,11694201.114092071,12755469.992824079,13771038.297830787,14742873.996401798,15672860.310823819,16562799.367686996,17414415.690044105]
["KJ 10","Kotel 9",13,9,3510,104130,104130,104130,104130,86670,0,0,0,85600,104130,104130,104130,1,1,1,1,0.80013736263736268,0,0,0,0.78788919413919412,1,1,1,82290,82290,82290,82290,65765.357142857145,0,0,0,64752.678571428572,82290,82290,82290,21840,21840,21840,21840,17849.142857142859,0,0,0,17604.571428571428,21840,21840,21840,234700,176470,102270,66200,0,71830,63830,61230,0,21000,105440,195570,521.55555555555554,392.15555555555557,227.26666666666668,147.11111111111111,0,159.62222222222223,141.84444444444443,136.06666666666666,0,46.666666666666664,234.3111111111111,434.6,25660.533333333333,19294.053333333333,11181.52,7237.8666666666668,0,7853.4133333333348,6978.7466666666669,6694.4800000000005,0,2296,11528.106666666667,21382.320000000003,308440.7542857143,706.54803571428567,740,4980000,746000,1992000,1650000,9368000,353274.01785714284,2930187.1657142858,3283461.1835714285,2939588.4,1872352.294642857,0,522845.5464285714,0,0,5334786.2410714282,-9368000,-7316674.9424999999,-5265349.8850000007,-3214024.8275000015,-1162699.7700000023,888625.28749999683,2939950.3449999965,4991275.4024999961,7042600.4599999953,9093925.5174999945,11145250.574999996,13196575.632499997,15247900.689999998,17299225.747499999,19350550.805,21401875.862500001,23453200.920000002,25504525.977500003,27555851.035000004,29607176.092500005,31658501.150000006,-9368000,-7405009.5143540669,-5526549.7194775762,-3728980.537777585,-2008818.6414139566,-362730.70231000613,1212473.0671674586,2719845.0953755588,4162306.3663880951,5542652.0802756902,6863557.0696418099,8127580.982910824,9337173.2444122732,10494677.800872989,11602337.663514823,12662299.25455964,13676616.566564251,14647255.142645217,15576095.885306429,16464938.701250173,17315505.989234619]
["KJ 10","Kotel 10",13,9,3510,104130,104130,104130,104130,86670,0,0,0,85600,104130,104130,104130,1,1,1,1,0.80013736263736268,0,0,0,0.78788919413919412,1,1,1,82290,82290,82290,82290,65765.357142857145,0,0,0,64752.678571428572,82290,82290,82290,21840,21840,21840,21840,17849.142857142859,0,0,0,17604.571428571428,21840,21840,21840,234700,176470,102270,66200,0,71830,63830,61230,0,21000,105440,195570,446.1977186311787,335.49429657794678,194.42965779467681,125.85551330798479,0,136.55893536121673,121.34980988593156,116.40684410646388,0,39.923954372623577,200.45627376425855,371.80608365019009,25611.749049429658,19257.372623574145,11160.262357414449,7224.1064638783273,0,7838.4828897338402,6965.4790874524715,6681.7528517110268,0,2291.6349809885933,11506.19011406844,21341.669201520912,308212.41390548617,706.54803571428567,740,4980000,793000,1992000,1650000,9415000,353274.01785714284,2928017.9321021186,3281291.9499592613,2939588.4,1872352.294642857,0,522845.5464285714,0,0,5334786.2410714282,-9415000,-7361505.7088878332,-5308011.4177756654,-3254517.1266634995,-1201022.8355513327,852471.45556083415,2905965.746673001,4959460.0377851678,7012954.3288973346,9066448.6200095005,11119942.911121666,13173437.202233832,15226931.493345998,17280425.784458164,19333920.07557033,21387414.366682496,23440908.657794666,25494402.948906835,27547897.240019005,29601391.531131174,31654885.822243344,-9415000,-7449933.6927156299,-5569487.4656492472,-3770017.3919015117,-2048036.460085497,-400207.81719935848,1176661.6975242193,2685627.7403219016,4129614.384147435,5511419.784937419,6833721.6038752031,8099082.1961601637,9309953.5763371587,10468682.169807969,11577513.359732188,12638595.83812857,13653985.769608364,14625650.775809122,15555473.748250039,16445256.496997328,17296723.242210045]
["KJ 10","Kotel 11",13,9,3510,104130,104130,104130,104130,86670,0,0,0,85600,104130,104130,104130,1,1,1,1,0.80013736263736268,0,0,0,0.78788919413919412,1,1,1,82290,82290,82290,82290,65765.357142857145,0,0,0,64752.678571428572,82290,82290,82290,21840,21840,21840,21840,17849.142857142859,0,0,0,17604.571428571428,21840,21840,21840,234700,176470,102270,66200,0,71830,63830,61230,0,21000,105440,195570,223.09885931558935,167.74714828897339,97.214828897338407,62.927756653992397,0,68.279467680608363,60.674904942965782,58.20342205323194,0,19.961977186311788,100.22813688212928,185.90304182509504,25611.749049429658,19257.372623574145,11160.262357414449,7224.1064638783273,0,7838.4828897338402,6965.4790874524715,6681.7528517110268,0,2291.6349809885933,11506.19011406844,21341.669201520912,308212.41390548617,706.54803571428567,740,4980000,1586000,1992000,1650000,10208000,353274.01785714284,2928017.9321021186,3281291.9499592613,2939588.4,1872352.294642857,0,522845.5464285714,0,0,5334786.2410714282,-10208000,-8154505.7088878332,-6101011.4177756654,-4047517.1266634995,-1994022.8355513327,59471.455560834147,2112965.746673001,4166460.0377851678,6219954.3288973346,8273448.6200095015,10326942.911121668,12380437.202233836,14433931.493346002,16487425.784458168,18540920.075570334,20594414.3666825,22647908.657794666,24701402.948906835,26754897.240019005,28808391.531131174,30861885.822243344,-10208000,-8242933.6927156299,-6362487.4656492472,-4563017.3919015117,-2841036.4600854972,-1193207.8171993587,383661.69752421905,1892627.7403219012,3336614.3841474345,4718419.784937419,6040721.6038752031,7306082.1961601637,8516953.5763371587,9675682.1698079687,10784513.359732188,11845595.83812857,12860985.769608364,13832650.775809122,14762473.748250039,15652256.496997328,16503723.242210045]
["KJ 10","Kotel 8",15,7,3150,120150,120150,120150,120150,0,0,0,0,0,120150,120150,120150,1,1,1,1,0,0,0,0,0,1,1,1,94950,94950,94950,94950,0,0,0,0,0,94950,94950,94950,25200,25200,25200,25200,0,0,0,0,0,25200,25200,25200,218680,160450,86250,50180,86670,71830,63830,61230,85600,4980,89420,179550,584.70588235294122,429.01069518716577,230.61497326203209,134.17112299465239,231.73796791443851,192.05882352941177,170.66844919786095,163.71657754010695,228.87700534759358,13.315508021390375,239.09090909090909,480.0802139037433,23856,17503.63636363636,9409.0909090909081,5474.1818181818171,9454.9090909090901,7836,6963.2727272727261,6679.6363636363631,9338.181818181818,543.27272727272725,9754.9090909090901,19587.272727272724,302800.36363636365,664.65,740,4980000,680000,1992000,1650000,9302000,332325,2876603.4545454546,3208928.4545454546,2939588.4,1761322.5,0,491841,0,0,5192751.9000000004,-9302000,-7318176.5545454547,-5334353.1090909094,-3350529.663636364,-1366706.2181818187,617117.2272727266,2600940.6727272724,4584764.1181818182,6568587.5636363644,8552411.0090909097,10536234.454545455,12520057.9,14503881.345454546,16487704.790909091,18471528.236363634,20455351.68181818,22439175.127272725,24422998.57272727,26406822.018181816,28390645.463636361,30374468.909090906,-9302000,-7403604.3584167026,-5586957.8114470392,-3848540.0631507109,-2184982.4092786266,-593061.20940103359,930308.35985982092,2388078.2825974808,3783073.423973232,5117997.0042371089,6395435.8370255083,7617865.3420861773,8787654.3421442341,9907069.6532045752,10978280.477185763,12003362.605397427,12984302.441006675,13923000.848288251,14821276.83611751,15680871.082844075,16503449.309376672]
["KJ 10","Kotel 9",15,7,3150,120150,120150,120150,120150,0,0,0,0,0,120150,120150,120150,1,1,1,1,0,0,0,0,0,1,1,1,94950,94950,94950,94950,0,0,0,0,0,94950,94950,94950,25200,25200,25200,25200,0,0,0,0,0,25200,25200,25200,218680,160450,86250,50180,86670,71830,63830,61230,85600,4980,89420,179550,485.95555555555558,356.55555555555554,191.66666666666666,111.51111111111111,192.6,159.62222222222223,141.84444444444443,136.06666666666666,190.22222222222223,11.066666666666666,198.71111111111111,399,23909.013333333336,17542.533333333333,9430,5486.3466666666664,9475.92,7853.4133333333348,6978.7466666666669,6694.4800000000005,9358.9333333333343,544.48,9776.586666666668,19630.800000000003,303081.25333333336,664.65,740,4980000,746000,1992000,1650000,9368000,332325,2879271.9066666667,3211596.9066666667,2939588.4,1761322.5,0,491841,0,0,5192751.9000000004,-9368000,-7386845.0066666659,-5405690.0133333318,-3424535.0199999977,-1443380.0266666636,537774.96666667052,2518929.9600000042,4500084.9533333378,6481239.946666671,8462394.9400000051,10443549.933333339,12424704.926666673,14405859.920000007,16387014.913333341,18368169.906666674,20349324.900000006,22330479.893333338,24311634.88666667,26292789.880000003,28273944.873333335,30255099.866666667,-9368000,-7472157.901116427,-5657954.935677601,-3921875.5429131743,-2260555.5498371674,-670775.65215677815,850544.8240923984,2306353.8922734288,3699472.6178055154,5032600.5848218659,6308321.127421245,7529106.3356503155,8697321.8459173683,9815231.4251202904,10885001.357371891,11908704.641823184,12888325.009719158,13825760.768471286,14722828.480195809,15581266.481846072,16402738.253760198]
["KJ 10","Kotel 10",15,7,3150,120150,120150,120150,120150,0,0,0,0,0,120150,120150,120150,1,1,1,1,0,0,0,0,0,1,1,1,94950,94950,94950,94950,0,0,0,0,0,94950,94950,94950,25200,25200,25200,25200,0,0,0,0,0,25200,25200,25200,218680,160450,86250,50180,86670,71830,63830,61230,85600,4980,89420,179550,415.74144486692018,305.0380228136882,163.97338403041826,95.399239543726239,164.77186311787071,136.55893536121673,121.34980988593156,116.40684410646388,162.73764258555133,9.4676806083650185,170,341.34980988593156,23863.558935361216,17509.182509505703,9412.0722433460087,5475.916349809886,9457.9049429657789,7838.4828897338402,6965.4790874524715,6681.7528517110268,9341.1406844106459,543.44486692015209,9758,19593.47908745247,302840.41444866912,664.65,740,4980000,793000,1992000,1650000,9415000,332325,2876983.9372623567,3209308.9372623567,2939588.4,1761322.5,0,491841,0,0,5192751.9000000004,-9415000,-7431557.0372623559,-5448114.0745247118,-3464671.1117870677,-1481228.1490494236,502214.81368822046,2485657.7764258641,4469100.7391635077,6452543.7019011509,8435986.664638795,10419429.627376439,12402872.590114083,14386315.552851727,16369758.515589371,18353201.478327014,20336644.441064656,22320087.403802298,24303530.36653994,26286973.329277582,28270416.292015225,30253859.254752867,-9415000,-7516968.4567103889,-5700670.3291605217,-3962585.9965769164,-2299347.4008031311,-707731.51967989164,815345.87852416537,2272836.2117337892,3667563.8033219464,5002231.3550809482,6279425.1845153999,7501620.2366057839,8671184.8797544762,9790385.4952077717,10861390.868847288,11886276.39386118,12867028.092439067,13805546.464283934,14703650.169398639,15563079.552283525,16385500.014374327]
["KJ 10","Kotel 11",15,7,3150,120150,120150,120150,120150,0,0,0,0,0,120150,120150,120150,1,1,1,1,0,0,0,0,0,1,1,1,94950,94950,94950,94950,0,0,0,0,0,94950,94950,94950,25200,25200,25200,25200,0,0,0,0,0,25200,25200,25200,218680,160450,86250,50180,86670,71830,63830,61230,85600,4980,89420,179550,207.87072243346009,152.5190114068441,81.98669201520913,47.699619771863119,82.385931558935354,68.279467680608363,60.674904942965782,58.20342205323194,81.368821292775664,4.7338403041825092,85,170.67490494296578,23863.558935361216,17509.182509505703,9412.0722433460087,5475.916349809886,9457.9049429657789,7838.4828897338402,6965.4790874524715,6681.7528517110268,9341.1406844106459,543.44486692015209,9758,19593.47908745247,302840.41444866912,664.65,740,4980000,1586000,1992000,1650000,10208000,332325,2876983.9372623567,3209308.9372623567,2939588.4,1761322.5,0,491841,0,0,5192751.9000000004,-10208000,-8224557.0372623559,-6241114.0745247118,-4257671.1117870677,-2274228.1490494236,-290785.18631177954,1692657.7764258641,3676100.7391635077,5659543.7019011509,7642986.664638795,9626429.627376439,11609872.590114083,13593315.552851727,15576758.515589371,17560201.478327014,19543644.441064656,21527087.403802298,23510530.36653994,25493973.329277582,27477416.292015225,29460859.254752867,-10208000,-8309968.4567103889,-6493670.3291605217,-4755585.9965769164,-3092347.4008031311,-1500731.5196798916,22345.878524165368,1479836.2117337892,2874563.8033219464,4209231.3550809482,5486425.1845153999,6708620.2366057839,7878184.8797544772,8997385.4952077717,10068390.868847288,11093276.39386118,12074028.092439067,13012546.464283934,13910650.169398639,14770079.552283525,15592500.014374327]
["KJ 10","Kotel 8",16,7,3360,128160,128160,128160,128160,0,0,0,0,0,125130,128160,128160,1,1,1,1,0,0,0,0,0,0.9718191964285714,1,1,101280,101280,101280,101280,0,0,0,0,0,98412.32142857142,101280,101280,26880,26880,26880,26880,0,0,0,0,0,26187.428571428572,26880,26880,210670,152440,78240,42170,86670,71830,63830,61230,85600,0,81410,171540,563.2887700534759,407.59358288770051,209.19786096256684,112.75401069518716,231.73796791443851,192.05882352941177,170.66844919786095,163.71657754010695,228.87700534759358,0,217.67379679144386,458.6631016042781,22982.181818181816,16629.81818181818,8535.2727272727261,4600.363636363636,9454.9090909090901,7836,6963.2727272727261,6679.6363636363631,9338.181818181818,0,8881.0909090909081,18713.454545454544,308081.61038961035,706.09232142857138,740,4980000,680000,1992000,1650000,9302000,353046.16071428568,2926775.2987012984,3279821.4594155839,2939588.4,1871144.6517857141,0,522508.31785714283,0,0,5333241.3696428565,-9302000,-7248580.0897727283,-5195160.1795454556,-3141740.269318183,-1088320.3590909103,965099.55113636237,3018519.461363635,5071939.3715909077,7125359.2818181803,9178779.1920454539,11232199.102272727,13285619.012499999,15339038.922727272,17392458.832954545,19445878.743181817,21499298.65340909,23552718.563636363,25606138.473863635,27659558.384090908,29712978.294318181,31766398.204545453,-9302000,-7337004.8705959115,-5456626.7563336249,-3657221.8623027289,-1935303.3034214887,-287534.3475542732,1289278.050404785,2798189.4360115388,4242123.7763050832,5623879.1258682841,6946133.0488952706,8211447.8077727696,9422275.3282297067,10580961.950676536,11689752.976941446,12750797.021214087,13766150.173628096,14737779.984550593,15667569.277299395,16557319.796676239,17408755.700386137]
["KJ 10","Kotel 9",16,7,3360,128160,128160,128160,128160,0,0,0,0,0,125130,128160,128160,1,1,1,1,0,0,0,0,0,0.9718191964285714,1,1,101280,101280,101280,101280,0,0,0,0,0,98412.32142857142,101280,101280,26880,26880,26880,26880,0,0,0,0,0,26187.428571428572,26880,26880,210670,152440,78240,42170,86670,71830,63830,61230,85600,0,81410,171540,468.15555555555557,338.75555555555553,173.86666666666667,93.711111111111109,192.6,159.62222222222223,141.84444444444443,136.06666666666666,190.22222222222223,0,180.9111111111111,381.2,23033.253333333334,16666.773333333334,8554.2400000000016,4610.586666666667,9475.92,7853.4133333333348,6978.7466666666669,6694.4800000000005,9358.9333333333343,0,8900.8266666666659,18755.04,308349.6419047619,706.09232142857138,740,4980000,746000,1992000,1650000,9368000,353046.16071428568,2929321.5980952382,3282367.7588095237,2939588.4,1871144.6517857141,0,522508.31785714283,0,0,5333241.3696428565,-9368000,-7317126.3891666671,-5266252.7783333333,-3215379.1675000014,-1164505.5566666685,886368.05416666437,2937241.6649999972,4988115.2758333301,7038988.886666663,9089862.4974999949,11140736.108333327,13191609.719166659,15242483.329999991,17293356.940833323,19344230.551666655,21395104.162499987,23445977.773333322,25496851.384166654,27547724.994999986,29598598.605833318,31649472.21666665,-9368000,-7405441.5207336526,-5527395.1290912144,-3730221.5485721352,-2010438.2179318676,-364712.54267802299,1210144.5628280486,2717184.8551783562,4159328.6756092729,5539370.6090359874,6859984.8993964801,8123730.6317988653,9333056.6915140674,10490306.509423351,11597722.603116445,12657450.922439981,13671545.007917048,14641969.970096061,15570606.297540091,16459253.500835814,17309633.599683397]
["KJ 10","Kotel 10",16,7,3360,128160,128160,128160,128160,0,0,0,0,0,125130,128160,128160,1,1,1,1,0,0,0,0,0,0.9718191964285714,1,1,101280,101280,101280,101280,0,0,0,0,0,98412.32142857142,101280,101280,26880,26880,26880,26880,0,0,0,0,0,26187.428571428572,26880,26880,210670,152440,78240,42170,86670,71830,63830,61230,85600,0,81410,171540,400.51330798479086,289.80988593155894,148.74524714828897,80.171102661596962,164.77186311787071,136.55893536121673,121.34980988593156,116.40684410646388,162.73764258555133,0,154.77186311787071,326.1216730038023,22989.463878326995,16635.087452471482,8537.9771863117858,4601.8212927756658,9457.9049429657789,7838.4828897338402,6965.4790874524715,6681.7528517110268,9341.1406844106459,0,8883.9049429657789,18719.384030418252,308119.82781097229,706.09232142857138,740,4980000,793000,1992000,1650000,9415000,353046.16071428568,2927138.3642042368,3280184.5249185227,2939588.4,1871144.6517857141,0,522508.31785714283,0,0,5333241.3696428565,-9415000,-7361943.1552756662,-5308886.3105513314,-3255829.4658269966,-1202772.6211026628,850284.22362167109,2903341.0683460049,4956397.9130703388,7009454.7577946726,9062511.6025190055,11115568.44724334,13168625.291967675,15221682.13669201,17274738.981416345,19327795.826140679,21380852.670865014,23433909.515589349,25486966.360313684,27540023.205038019,29593080.049762353,31646136.894486688,-9415000,-7450352.3016992016,-5570306.6573922178,-3771219.9164285967,-2049605.8102433132,-402128.19666887913,1174405.4048377564,2683049.9995809486,4126729.0376127115,5508240.0787914321,6830260.2138906866,8095351.252263179,9305964.6861124542,10464446.440992143,11573041.421738258,12633897.862643629,13649071.490304273,14620529.50720441,15550154.403759565,16439747.60620469,17291032.967396196]
["KJ 10","Kotel 11",16,7,3360,128160,128160,128160,128160,0,0,0,0,0,125130,128160,128160,1,1,1,1,0,0,0,0,0,0.9718191964285714,1,1,101280,101280,101280,101280,0,0,0,0,0,98412.32142857142,101280,101280,26880,26880,26880,26880,0,0,0,0,0,26187.428571428572,26880,26880,210670,152440,78240,42170,86670,71830,63830,61230,85600,0,81410,171540,200.25665399239543,144.90494296577947,74.372623574144484,40.085551330798481,82.385931558935354,68.279467680608363,60.674904942965782,58.20342205323194,81.368821292775664,0,77.385931558935354,163.06083650190115,22989.463878326995,16635.087452471482,8537.9771863117858,4601.8212927756658,9457.9049429657789,7838.4828897338402,6965.4790874524715,6681.7528517110268,9341.1406844106459,0,8883.9049429657789,18719.384030418252,308119.82781097229,706.09232142857138,740,4980000,1586000,1992000,1650000,10208000,353046.16071428568,2927138.3642042368,3280184.5249185227,2939588.4,1871144.6517857141,0,522508.31785714283,0,0,5333241.3696428565,-10208000,-8154943.1552756662,-6101886.3105513314,-4048829.4658269966,-1995772.6211026628,57284.223621671088,2110341.0683460049,4163397.9130703388,6216454.7577946726,8269511.6025190065,10322568.44724334,12375625.291967675,14428682.13669201,16481738.981416345,18534795.826140679,20587852.670865014,22640909.515589349,24693966.360313684,26747023.205038019,28800080.049762353,30853136.894486688,-10208000,-8243352.3016992016,-6363306.6573922178,-4564219.9164285967,-2842605.8102433132,-1195128.1966688791,381405.40483775642,1890049.9995809484,3333729.0376127111,4715240.0787914312,6037260.2138906848,7302351.2522631772,8512964.6861124523,9671446.4409921411,10780041.421738256,11840897.862643627,12856071.490304271,13827529.507204408,14757154.403759563,15646747.606204689,16498032.967396196]
["KJ 10","Kotel 8",17,7,3570,136170,136170,136170,136170,0,0,0,0,0,125130,136170,136170,1,1,1,1,0,0,0,0,0,0.90336134453781514,1,1,107610,107610,107610,107610,0,0,0,0,0,97161.42857142858,107610,107610,28560,28560,28560,28560,0,0,0,0,0,26036.571428571428,28560,28560,202660,144430,70230,34160,86670,71830,63830,61230,85600,0,73400,163530,541.8716577540107,386.1764705882353,187.7807486631016,91.336898395721931,231.73796791443851,192.05882352941177,170.66844919786095,163.71657754010695,228.87700534759358,0,196.2566844919786,437.24598930481284,22108.363636363636,15756,7661.454545454545,3726.5454545454545,9454.9090909090901,7836,6963.2727272727261,6679.6363636363631,9338.181818181818,0,8007.2727272727261,17839.636363636364,312767.84415584413,742.82142857142867,740,4980000,680000,1992000,1650000,9302000,371410.71428571432,2971294.519480519,3342705.2337662335,2939588.4,1968476.7857142859,0,549687.85714285716,0,0,5457753.0428571431,-9302000,-7186952.1909090905,-5071904.38181818,-2956856.5727272714,-841808.76363636181,1273239.0454545477,3388286.8545454573,5503334.6636363668,7618382.4727272764,9733430.281818185,11848478.090909094,13963525.900000002,16078573.709090911,18193621.518181819,20308669.327272728,22423717.136363637,24538764.945454549,26653812.754545461,28768860.563636374,30883908.372727286,32998956.181818198,-9302000,-7278030.8046976943,-5341218.1776141478,-3487808.9650940076,-1714211.6325388493,-16989.304734870093,1607146.8941206126,3161344.2135995436,4648614.3757803384,6071839.4113600468,7433777.2444506772,8737067.0368819032,9984234.3023663294,11177695.800437551,12319764.219644461,13412652.65907691,14458478.916907007,15459269.594256381,16416964.022341907,17333418.020509873,18210407.492440943]
["KJ 10","Kotel 9",17,7,3570,136170,136170,136170,136170,0,0,0,0,0,125130,136170,136170,1,1,1,1,0,0,0,0,0,0.90336134453781514,1,1,107610,107610,107610,107610,0,0,0,0,0,97161.42857142858,107610,107610,28560,28560,28560,28560,0,0,0,0,0,26036.571428571428,28560,28560,202660,144430,70230,34160,86670,71830,63830,61230,85600,0,73400,163530,450.35555555555555,320.95555555555558,156.06666666666666,75.911111111111111,192.6,159.62222222222223,141.84444444444443,136.06666666666666,190.22222222222223,0,163.11111111111111,363.4,22157.493333333336,15791.013333333336,7678.4800000000005,3734.8266666666668,9475.92,7853.4133333333348,6978.7466666666669,6694.4800000000005,9358.9333333333343,0,8025.0666666666675,17879.28,313024.2247619048,742.82142857142867,740,4980000,746000,1992000,1650000,9368000,371410.71428571432,2973730.1352380957,3345140.8495238097,2939588.4,1968476.7857142859,0,549687.85714285716,0,0,5457753.0428571431,-9368000,-7255387.8066666657,-5142775.6133333324,-3030163.419999999,-917551.22666666564,1195060.9666666677,3307673.1600000011,5420285.3533333344,7532897.5466666678,9645509.7400000021,11758121.933333335,13870734.126666669,15983346.320000004,18095958.513333339,20208570.706666674,22321182.90000001,24433795.093333345,26546407.28666668,28659019.480000015,30771631.673333351,32884243.866666686,-9368000,-7346361.5374800637,-5411779.2766954359,-3560504.3859924423,-1788949.4666594339,-93681.60126899532,1528584.2986261614,3080991.8583344454,4566549.331739502,5988135.4306917097,7348504.9033732479,8650293.8724464905,9896024.9433299769,11088112.092500776,12228865.3452958,13320495.252276685,14365117.172832556,15364755.374321427,16321346.954693552,17236745.596197978,18112725.157446232]
["KJ 10","Kotel 10",17,7,3570,136170,136170,136170,136170,0,0,0,0,0,125130,136170,136170,1,1,1,1,0,0,0,0,0,0.90336134453781514,1,1,107610,107610,107610,107610,0,0,0,0,0,97161.42857142858,107610,107610,28560,28560,28560,28560,0,0,0,0,0,26036.571428571428,28560,28560,202660,144430,70230,34160,86670,71830,63830,61230,85600,0,73400,163530,385.28517110266159,274.58174904942967,133.5171102661597,64.942965779467684,164.77186311787071,136.55893536121673,121.34980988593156,116.40684410646388,162.73764258555133,0,139.54372623574145,310.89353612167298,22115.368821292774,15760.992395437263,7663.8821292775665,3727.7262357414452,9457.9049429657789,7838.4828897338402,6965.4790874524715,6681.7528517110268,9341.1406844106459,0,8009.8098859315587,17845.288973384027,312804.40032590978,742.82142857142867,740,4980000,793000,1992000,1650000,9415000,371410.71428571432,2971641.8030961431,3343052.5173818571,2939588.4,1968476.7857142859,0,549687.85714285716,0,0,5457753.0428571431,-9415000,-7300299.474524715,-5185598.949049429,-3070898.4235741431,-956197.89809885714,1158502.6273764288,3273203.1528517148,5387903.6783270007,7502604.2038022866,9617304.7292775735,11732005.254752859,13846705.780228145,15961406.305703431,18076106.831178717,20190807.356654003,22305507.882129289,24420208.407604575,26534908.933079861,28649609.458555147,30764309.984030433,32879010.509505719,-9415000,-7391363.1335164728,-5454868.524441327,-3601763.6353742015,-1828457.5214343683,-131513.87173117884,1492355.6495158926,3046297.7751111761,4533323.7326186243,5956315.0795157049,7318029.28707272,8621105.0837779976,9868067.5686634295,11061333.104438964,12203213.999917945,13295922.99080692,14341577.527542783,15342203.878486192,16299741.056422468,17216044.575978715,18092890.049238279]
["KJ 10","Kotel 11",17,7,3570,136170,136170,136170,136170,0,0,0,0,0,125130,136170,136170,1,1,1,1,0,0,0,0,0,0.90336134453781514,1,1,107610,107610,107610,107610,0,0,0,0,0,97161.42857142858,107610,107610,28560,28560,28560,28560,0,0,0,0,0,26036.571428571428,28560,28560,202660,144430,70230,34160,86670,71830,63830,61230,85600,0,73400,163530,192.6425855513308,137.29087452471484,66.758555133079852,32.471482889733842,82.385931558935354,68.279467680608363,60.674904942965782,58.20342205323194,81.368821292775664,0,69.771863117870723,155.44676806083649,22115.368821292774,15760.992395437263,7663.8821292775665,3727.7262357414452,9457.9049429657789,7838.4828897338402,6965.4790874524715,6681.7528517110268,9341.1406844106459,0,8009.8098859315587,17845.288973384027,312804.40032590978,742.82142857142867,740,4980000,1586000,1992000,1650000,10208000,371410.71428571432,2971641.8030961431,3343052.5173818571,2939588.4,1968476.7857142859,0,549687.85714285716,0,0,5457753.0428571431,-10208000,-8093299.474524715,-5978598.949049429,-3863898.4235741431,-1749197.8980988571,365502.62737642881,2480203.1528517148,4594903.6783270007,6709604.2038022866,8824304.7292775735,10939005.254752859,13053705.780228145,15168406.305703431,17283106.831178717,19397807.356654003,21512507.882129289,23627208.407604575,25741908.933079861,27856609.458555147,29971309.984030433,32086010.509505719,-10208000,-8184363.1335164728,-6247868.524441327,-4394763.6353742015,-2621457.5214343686,-924513.87173117907,699355.64951589238,2253297.7751111761,3740323.7326186248,5163315.0795157049,6525029.28707272,7828105.0837779976,9075067.5686634295,10268333.104438964,11410213.999917945,12502922.99080692,13548577.527542783,14549203.878486192,15506741.056422468,16423044.575978713,17299890.049238279]
["KJ 10","Kotel 7",18,7,3780,144180,144180,144180,144180,0,0,0,0,0,125130,144180,144180,1,1,1,1,0,0,0,0,0,0.84250992063492069,1,1,113940,113940,113940,113940,0,0,0,0,0,95910.535714285725,113940,113940,30240,30240,30240,30240,0,0,0,0,0,25885.714285714286,30240,30240,194650,136420,62220,26150,86670,71830,63830,61230,85600,0,65390,155520,648.83333333333337,454.73333333333335,207.4,87.166666666666671,288.89999999999998,239.43333333333334,212.76666666666668,204.1,285.33333333333331,0,217.96666666666667,518.4,21281.733333333334,14915.253333333332,6802.7199999999993,2859.0666666666666,9475.9199999999983,7853.413333333333,6978.7466666666669,6694.48,9358.9333333333325,0,7149.3066666666664,17003.519999999997,317698.80761904764,779.55053571428573,740,4980000,579000,1992000,1650000,9201000,389775.26785714284,3018138.6723809526,3407913.9402380954,2939588.4,2065808.9196428573,0,576867.39642857143,0,0,5582264.7160714278,-9201000,-7026649.224166668,-4852298.4483333351,-2677947.6725000022,-503596.89666666929,1670753.8791666632,3845104.6549999956,6019455.4308333285,8193806.2066666614,10368156.982499994,12542507.758333325,14716858.534166656,16891209.309999987,19065560.085833319,21239910.86166665,23414261.637499981,25588612.413333312,27762963.189166643,29937313.964999974,32111664.740833305,34286015.516666636,-9201000,-7120281.5542264758,-5129163.4242996583,-3223787.2234127512,-1400460.715387003,344349.34014002886,2014024.03442427,3611798.8614905295,5140769.9878697256,6603900.2523474246,8004024.9073500074,9343857.1130941063,10625993.195145875,11852917.67557819,13027008.087475143,14150539.582113376,15225689.337748047,16254540.778546777,17239087.611846995,18181237.691560123,19082816.715209052]
["KJ 10","Kotel 8",18,7,3780,144180,144180,144180,144180,0,0,0,0,0,125130,144180,144180,1,1,1,1,0,0,0,0,0,0.84250992063492069,1,1,113940,113940,113940,113940,0,0,0,0,0,95910.535714285725,113940,113940,30240,30240,30240,30240,0,0,0,0,0,25885.714285714286,30240,30240,194650,136420,62220,26150,86670,71830,63830,61230,85600,0,65390,155520,520.4545454545455,364.75935828877004,166.36363636363637,69.919786096256686,231.73796791443851,192.05882352941177,170.66844919786095,163.71657754010695,228.87700534759358,0,174.83957219251337,415.82887700534758,21234.545454545456,14882.181818181816,6787.636363636364,2852.7272727272725,9454.9090909090901,7836,6963.2727272727261,6679.6363636363631,9338.181818181818,0,7133.454545454545,16965.81818181818,317454.07792207785,779.55053571428573,740,4980000,680000,1992000,1650000,9302000,389775.26785714284,3015813.7402597396,3405589.0081168823,2939588.4,2065808.9196428573,0,576867.39642857143,0,0,5582264.7160714278,-9302000,-7125324.2920454545,-4948648.5840909099,-2771972.8761363644,-595297.16818181891,1581378.5397727266,3758054.2477272721,5934729.9556818176,8111405.6636363631,10288081.371590909,12464757.079545453,14641432.787499998,16818108.495454542,18994784.203409087,21171459.911363631,23348135.619318176,25524811.327272721,27701487.035227265,29878162.74318181,32054838.451136354,34231514.159090899,-9302000,-7219056.7387994779,-5225809.5988946725,-3318396.0678852885,-1493119.9616562128,253555.73808452953,1925015.7378364361,3524498.9911875427,5055104.9752555881,6519799.696851803,7921421.4400060764,9262686.2659910265,10546193.276502941,11774429.650198553,12949775.462347465,14074508.296939725,15150807.660185907,16180759.203962157,17166358.767384406,18109516.244343497,19012059.284495737]
["KJ 10","Kotel 9",18,7,3780,144180,144180,144180,144180,0,0,0,0,0,125130,144180,144180,1,1,1,1,0,0,0,0,0,0.84250992063492069,1,1,113940,113940,113940,113940,0,0,0,0,0,95910.535714285725,113940,113940,30240,30240,30240,30240,0,0,0,0,0,25885.714285714286,30240,30240,194650,136420,62220,26150,86670,71830,63830,61230,85600,0,65390,155520,432.55555555555554,303.15555555555557,138.26666666666668,58.111111111111114,192.6,159.62222222222223,141.84444444444443,136.06666666666666,190.22222222222223,0,145.3111111111111,345.6,21281.733333333334,14915.253333333334,6802.7200000000012,2859.0666666666671,9475.92,7853.4133333333348,6978.7466666666669,6694.4800000000005,9358.9333333333343,0,7149.3066666666664,17003.52,317698.8076190477,779.55053571428573,740,4980000,746000,1992000,1650000,9368000,389775.26785714284,3018138.6723809531,3407913.9402380958,2939588.4,2065808.9196428573,0,576867.39642857143,0,0,5582264.7160714278,-9368000,-7193649.224166668,-5019298.448333337,-2844947.6725000059,-670596.89666667394,1503753.879166658,3678104.65499999,5852455.430833322,8026806.206666654,10201156.982499987,12375507.758333318,14549858.534166649,16724209.30999998,18898560.085833311,21072910.861666642,23247261.637499973,25421612.413333304,27595963.189166635,29770313.964999966,31944664.740833297,34119015.516666628,-9368000,-7287281.5542264767,-5296163.4242996592,-3390787.2234127531,-1567460.7153870054,177349.34014002606,1847024.0344242668,3444798.8614905262,4973769.9878697218,6436900.2523474209,7837024.9073500037,9176857.1130941026,10458993.195145871,11685917.675578186,12860008.087475138,13983539.58211337,15058689.337748041,16087540.778546771,17072087.611846991,18014237.691560119,18915816.715209045]
["KJ 10","Kotel 10",18,7,3780,144180,144180,144180,144180,0,0,0,0,0,125130,144180,144180,1,1,1,1,0,0,0,0,0,0.84250992063492069,1,1,113940,113940,113940,113940,0,0,0,0,0,95910.535714285725,113940,113940,30240,30240,30240,30240,0,0,0,0,0,25885.714285714286,30240,30240,194650,136420,62220,26150,86670,71830,63830,61230,85600,0,65390,155520,370.05703422053233,259.35361216730035,118.28897338403041,49.7148288973384,164.77186311787071,136.55893536121673,121.34980988593156,116.40684410646388,162.73764258555133,0,124.31558935361217,295.66539923954372,21241.273764258556,14886.89733840304,6789.7870722433454,2853.6311787072241,9457.9049429657789,7838.4828897338402,6965.4790874524715,6681.7528517110268,9341.1406844106459,0,7135.7148288973385,16971.19391634981,317488.97284084733,779.55053571428573,740,4980000,793000,1992000,1650000,9415000,389775.26785714284,3016145.2419880498,3405920.5098451925,2939588.4,2065808.9196428573,0,576867.39642857143,0,0,5582264.7160714278,-9415000,-7238655.7937737657,-5062311.5875475304,-2885967.3813212952,-709623.17509505991,1466721.0311311753,3643065.2373574106,5819409.4435836459,7995753.6498098811,10172097.856036115,12348442.062262351,14524786.268488586,16701130.474714819,18877474.680941053,21053818.887167286,23230163.09339352,25406507.299619753,27582851.505845986,29759195.71207222,31935539.918298453,34111884.12452469,-9415000,-7332373.9653337458,-5339430.3914904408,-3432307.3543198137,-1607309.2326254332,139100.45320650958,1810305.8941940151,3409545.5506413886,4939918.4276245218,6404390.08023996,7805798.3602547329,9146858.9152927939,10430170.451214382,11658219.767885759,12833386.578097604,13957948.118970184,15034083.564781263,16063878.249767942,17049327.709085338,17992341.545752704,18894747.131080326]
["KJ 10","Kotel 11",18,7,3780,144180,144180,144180,144180,0,0,0,0,0,125130,144180,144180,1,1,1,1,0,0,0,0,0,0.84250992063492069,1,1,113940,113940,113940,113940,0,0,0,0,0,95910.535714285725,113940,113940,30240,30240,30240,30240,0,0,0,0,0,25885.714285714286,30240,30240,194650,136420,62220,26150,86670,71830,63830,61230,85600,0,65390,155520,185.02851711026616,129.67680608365018,59.144486692015207,24.8574144486692,82.385931558935354,68.279467680608363,60.674904942965782,58.20342205323194,81.368821292775664,0,62.157794676806084,147.83269961977186,21241.273764258556,14886.89733840304,6789.7870722433454,2853.6311787072241,9457.9049429657789,7838.4828897338402,6965.4790874524715,6681.7528517110268,9341.1406844106459,0,7135.7148288973385,16971.19391634981,317488.97284084733,779.55053571428573,740,4980000,1586000,1992000,1650000,10208000,389775.26785714284,3016145.2419880498,3405920.5098451925,2939588.4,2065808.9196428573,0,576867.39642857143,0,0,5582264.7160714278,-10208000,-8031655.7937737657,-5855311.5875475304,-3678967.3813212952,-1502623.1750950599,673721.03113117535,2850065.2373574106,5026409.4435836459,7202753.6498098811,9379097.8560361154,11555442.062262351,13731786.268488586,15908130.474714819,18084474.680941053,20260818.887167286,22437163.09339352,24613507.299619753,26789851.505845986,28966195.71207222,31142539.918298453,33318884.124524686,-10208000,-8125373.9653337458,-6132430.3914904408,-4225307.3543198137,-2400309.2326254332,-653899.54679349042,1017305.8941940151,2616545.5506413886,4146918.4276245218,5611390.08023996,7012798.3602547329,8353858.9152927939,9637170.4512143824,10865219.767885759,12040386.578097604,13164948.118970184,14241083.564781263,15270878.249767942,16256327.70908534,17199341.545752704,18101747.131080326]
["KJ 10","Kotel 7",19,7,3990,152190,152190,152190,152190,0,0,0,0,0,125130,152190,152190,1,1,1,1,0,0,0,0,0,0.78806390977443608,1,1,120270,120270,120270,120270,0,0,0,0,0,94659.642857142855,120270,120270,31920,31920,31920,31920,0,0,0,0,0,25734.857142857141,31920,31920,186640,128410,54210,18140,86670,71830,63830,61230,85600,0,57380,147510,622.13333333333333,428.03333333333336,180.7,60.466666666666669,288.89999999999998,239.43333333333334,212.76666666666668,204.1,285.33333333333331,0,191.26666666666668,491.7,20405.973333333332,14039.493333333334,5926.9599999999991,1983.3066666666666,9475.9199999999983,7853.413333333333,6978.7466666666669,6694.48,9358.9333333333325,0,6273.5466666666662,16127.759999999998,322373.39047619049,816.27964285714279,740,4980000,579000,1992000,1650000,9201000,408139.82142857142,3062547.2095238096,3470687.030952381,2939588.4,2163141.0535714282,0,604046.9357142857,0,0,5706776.3892857134,-9201000,-6964910.6416666675,-4728821.2833333351,-2492731.9250000026,-256642.56666667014,1979446.7916666623,4215536.1499999948,6451625.5083333272,8687714.8666666597,10923804.224999992,13159893.583333325,15395982.941666657,17632072.29999999,19868161.658333324,22104251.016666658,24340340.374999993,26576429.733333327,28812519.091666661,31048608.449999996,33284697.80833333,35520787.166666664,-9201000,-7061201.5709728878,-5013547.5719038807,-3054070.0608330602,-1178971.9641145715,615380.2815490542,2332463.7702223803,3975605.8646466159,5547990.6439999519,7052665.0740031442,8492544.9113267735,9870420.3537417296,11188961.446961783,12450723.258655615,13658150.829654496,14813583.911950078,15919261.502663553,16977326.182772141,17989828.269000456,18958729.786922287,19885908.272971887]
["KJ 10","Kotel 8",19,7,3990,152190,152190,152190,152190,0,0,0,0,0,125130,152190,152190,1,1,1,1,0,0,0,0,0,0.78806390977443608,1,1,120270,120270,120270,120270,0,0,0,0,0,94659.642857142855,120270,120270,31920,31920,31920,31920,0,0,0,0,0,25734.857142857141,31920,31920,186640,128410,54210,18140,86670,71830,63830,61230,85600,0,57380,147510,499.03743315508024,343.34224598930479,144.94652406417111,48.502673796791441,231.73796791443851,192.05882352941177,170.66844919786095,163.71657754010695,228.87700534759358,0,153.42245989304814,394.41176470588238,20360.727272727272,14008.363636363634,5913.8181818181811,1978.9090909090908,9454.9090909090901,7836,6963.2727272727261,6679.6363636363631,9338.181818181818,0,6259.636363636364,16092,322140.31168831163,816.27964285714279,740,4980000,680000,1992000,1650000,9302000,408139.82142857142,3060332.9610389606,3468472.782467532,2939588.4,2163141.0535714282,0,604046.9357142857,0,0,5706776.3892857134,-9302000,-7063696.3931818195,-4825392.7863636389,-2587089.1795454575,-348785.57272727601,1889518.0340909055,4127821.6409090869,6366125.2477272684,8604428.8545454498,10842732.461363632,13081036.068181813,15319339.674999993,17557643.281818174,19795946.888636354,22034250.495454535,24272554.102272715,26510857.709090896,28749161.315909076,30987464.922727257,33225768.529545438,35464072.136363618,-9302000,-7160082.6729012616,-5110401.0201751962,-3148983.1706765685,-1272028.2907735757,524100.78090392961,2242884.5815522601,3887653.7687755432,5461595.5747308377,6967759.9823435601,8409065.6355614755,9788305.4951001517,11108152.250639554,12371163.499959556,13579786.705050468,14736363.934802538,15843136.403464805,16902248.813667931,17915753.512426902,18885614.468177114,19813711.076550525]
["KJ 10","Kotel 9",19,7,3990,152190,152190,152190,152190,0,0,0,0,0,125130,152190,152190,1,1,1,1,0,0,0,0,0,0.78806390977443608,1,1,120270,120270,120270,120270,0,0,0,0,0,94659.642857142855,120270,120270,31920,31920,31920,31920,0,0,0,0,0,25734.857142857141,31920,31920,186640,128410,54210,18140,86670,71830,63830,61230,85600,0,57380,147510,414.75555555555553,285.35555555555555,120.46666666666667,40.31111111111111,192.6,159.62222222222223,141.84444444444443,136.06666666666666,190.22222222222223,0,127.51111111111111,327.8,20405.973333333332,14039.493333333334,5926.96,1983.3066666666666,9475.92,7853.4133333333348,6978.7466666666669,6694.4800000000005,9358.9333333333343,0,6273.5466666666671,16127.760000000002,322373.39047619054,816.27964285714279,740,4980000,746000,1992000,1650000,9368000,408139.82142857142,3062547.2095238101,3470687.0309523814,2939588.4,2163141.0535714282,0,604046.9357142857,0,0,5706776.3892857134,-9368000,-7131910.6416666675,-4895821.2833333351,-2659731.9250000026,-423642.56666667014,1812446.7916666619,4048536.1499999939,6284625.5083333254,8520714.8666666579,10756804.22499999,12992893.583333323,15228982.941666655,17465072.29999999,19701161.658333324,21937251.016666658,24173340.374999989,26409429.733333319,28645519.09166665,30881608.449999981,33117697.808333311,35353787.166666642,-9368000,-7228201.5709728878,-5180547.5719038807,-3221070.0608330602,-1345971.9641145719,448380.28154905327,2165463.7702223789,3808605.8646466141,5380990.6439999491,6885665.0740031404,8325544.9113267688,9703420.353741724,11021961.446961777,12283723.258655608,13491150.829654489,14646583.911950069,15752261.502663543,16810326.18277213,17822828.269000445,18791729.786922276,19718908.272971876]
["KJ 10","Kotel 10",19,7,3990,152190,152190,152190,152190,0,0,0,0,0,125130,152190,152190,1,1,1,1,0,0,0,0,0,0.78806390977443608,1,1,120270,120270,120270,120270,0,0,0,0,0,94659.642857142855,120270,120270,31920,31920,31920,31920,0,0,0,0,0,25734.857142857141,31920,31920,186640,128410,54210,18140,86670,71830,63830,61230,85600,0,57380,147510,354.82889733840307,244.12547528517109,103.06083650190114,34.486692015209123,164.77186311787071,136.55893536121673,121.34980988593156,116.40684410646388,162.73764258555133,0,109.08745247148289,280.43726235741445,20367.178707224335,14012.80228136882,5915.6920152091252,1979.5361216730037,9457.9049429657789,7838.4828897338402,6965.4790874524715,6681.7528517110268,9341.1406844106459,0,6261.6197718631174,16097.098859315589,322173.54535578482,816.27964285714279,740,4980000,793000,1992000,1650000,9415000,408139.82142857142,3060648.6808799556,3468788.502308527,2939588.4,2163141.0535714282,0,604046.9357142857,0,0,5706776.3892857134,-9415000,-7177012.1130228136,-4939024.2260456271,-2701036.3390684407,-463048.45209125429,1774939.4348859321,4012927.3218631186,6250915.208840305,8488903.0958174914,10726890.982794678,12964878.869771864,15202866.756749051,17440854.643726237,19678842.530703425,21916830.417680614,24154818.304657802,26392806.19163499,28630794.078612179,30868781.965589367,33106769.852566555,35344757.739543743,-9415000,-7273384.7971510179,-5223992.2585395519,-3262851.0732654212,-1386160.9438164921,409714.77814420569,2128256.1388721466,3772793.3261716114,5346513.1226304295,6852465.0809642263,8293567.4334367597,9672612.746807605,10992273.333765352,12255106.431332573,13463559.156277284,14619973.247133465,15726589.602019764,16785552.621049717,17798914.361748233,18768638.515526719,19696604.212922402]
["KJ 10","Kotel 11",19,7,3990,152190,152190,152190,152190,0,0,0,0,0,125130,152190,152190,1,1,1,1,0,0,0,0,0,0.78806390977443608,1,1,120270,120270,120270,120270,0,0,0,0,0,94659.642857142855,120270,120270,31920,31920,31920,31920,0,0,0,0,0,25734.857142857141,31920,31920,186640,128410,54210,18140,86670,71830,63830,61230,85600,0,57380,147510,177.41444866920153,122.06273764258555,51.530418250950568,17.243346007604561,82.385931558935354,68.279467680608363,60.674904942965782,58.20342205323194,81.368821292775664,0,54.543726235741445,140.21863117870723,20367.178707224335,14012.80228136882,5915.6920152091252,1979.5361216730037,9457.9049429657789,7838.4828897338402,6965.4790874524715,6681.7528517110268,9341.1406844106459,0,6261.6197718631174,16097.098859315589,322173.54535578482,816.27964285714279,740,4980000,1586000,1992000,1650000,10208000,408139.82142857142,3060648.6808799556,3468788.502308527,2939588.4,2163141.0535714282,0,604046.9357142857,0,0,5706776.3892857134,-10208000,-7970012.1130228136,-5732024.2260456271,-3494036.3390684407,-1256048.4520912543,981939.43488593213,3219927.3218631186,5457915.208840305,7695903.0958174914,9933890.9827946778,12171878.869771864,14409866.756749051,16647854.643726237,18885842.530703425,21123830.417680614,23361818.304657802,25599806.19163499,27837794.078612179,30075781.965589367,32313769.852566555,34551757.739543743,-10208000,-8066384.7971510179,-6016992.2585395519,-4055851.0732654212,-2179160.9438164923,-383285.22185579455,1335256.1388721461,2979793.326171611,4553513.1226304295,6059465.0809642263,7500567.4334367597,8879612.746807605,10199273.333765352,11462106.431332573,12670559.156277284,13826973.247133465,14933589.602019764,15992552.621049715,17005914.361748233,17975638.515526719,18903604.212922402]
["KJ 10","Kotel 7",20,6,3600,160200,160200,160200,160200,0,0,0,0,0,0,160200,160200,1,1,1,1,0,0,0,0,0,0,1,1,126600,126600,126600,126600,0,0,0,0,0,0,126600,126600,33600,33600,33600,33600,0,0,0,0,0,0,33600,33600,178630,120400,46200,10130,86670,71830,63830,61230,85600,125130,49370,139500,595.43333333333328,401.33333333333331,154,33.766666666666666,288.89999999999998,239.43333333333334,212.76666666666668,204.1,285.33333333333331,417.1,164.56666666666666,465,19530.21333333333,13163.733333333332,5051.2,1107.5466666666666,9475.9199999999983,7853.413333333333,6978.7466666666669,6694.48,9358.9333333333325,13680.88,5397.786666666666,15251.999999999998,315144.85333333333,759.6,740,4980000,579000,1992000,1650000,9201000,379800,2993876.1066666665,3373676.1066666665,2939588.4,2012940,0,562104,0,0,5514632.4000000004,-9201000,-7060043.7066666652,-4919087.4133333322,-2778131.1199999982,-637174.82666666433,1503781.4666666696,3644737.7600000035,5785694.0533333374,7926650.3466666713,10067606.640000004,12208562.933333337,14349519.226666672,16490475.520000005,18631431.81333334,20772388.106666677,22913344.400000013,25054300.69333335,27195256.986666687,29336213.280000024,31477169.57333336,33618125.866666697,-9201000,-7152237.9968102062,-5191700.1947147101,-3315587.4654367231,-1520264.2795247738,197748.33857278526,1841779.5520632728,3415015.1630589543,4920503.7860213295,6361162.7553633153,7739783.7786570815,9059038.3464023136,10321482.908837941,11529563.829828972,12685622.127428045,13791898.010297973,14850535.218785942,15863585.17906151,16833010.978368275,17760691.16909245,18648423.409019891]
["KJ 10","Kotel 8",20,6,3600,160200,160200,160200,160200,0,0,0,0,0,0,160200,160200,1,1,1,1,0,0,0,0,0,0,1,1,126600,126600,126600,126600,0,0,0,0,0,0,126600,126600,33600,33600,33600,33600,0,0,0,0,0,0,33600,33600,178630,120400,46200,10130,86670,71830,63830,61230,85600,125130,49370,139500,477.62032085561498,321.92513368983958,123.52941176470588,27.085561497326204,231.73796791443851,192.05882352941177,170.66844919786095,163.71657754010695,228.87700534759358,334.57219251336898,132.00534759358288,372.99465240641712,19486.909090909088,13134.545454545454,5040,1105.090909090909,9454.9090909090901,7836,6963.2727272727261,6679.6363636363631,9338.181818181818,13650.545454545454,5385.8181818181811,15218.181818181818,314893.09090909088,759.6,740,4980000,680000,1992000,1650000,9302000,379800,2991484.3636363633,3371284.3636363633,2939588.4,2012940,0,562104,0,0,5514632.4000000004,-9302000,-7158651.9636363629,-5015303.9272727259,-2871955.8909090888,-728607.8545454517,1414740.1818181854,3558088.2181818224,5701436.2545454595,7844784.2909090966,9988132.3272727337,12131480.363636371,14274828.400000008,16418176.436363645,18561524.472727284,20704872.509090923,22848220.545454562,24991568.581818201,27134916.61818184,29278264.654545479,31421612.690909117,33564960.727272756,-9302000,-7250949.2474989118,-5288221.254674904,-3410012.6491016904,-1612683.8399407202,107248.03485446633,1753115.8576249802,3328108.9894627924,4835279.4505516086,6277547.8343686573,7657708.9672079384,8978437.3239919394,10242292.210866582,11451722.72462222,12609072.498551061,13716584.243937513,14776404.095981963,15790585.772579523,16761094.554012595,17689811.091269124,18578535.050366282]
["KJ 10","Kotel 9",20,6,3600,160200,160200,160200,160200,0,0,0,0,0,0,160200,160200,1,1,1,1,0,0,0,0,0,0,1,1,126600,126600,126600,126600,0,0,0,0,0,0,126600,126600,33600,33600,33600,33600,0,0,0,0,0,0,33600,33600,178630,120400,46200,10130,86670,71830,63830,61230,85600,125130,49370,139500,396.95555555555558,267.55555555555554,102.66666666666667,22.511111111111113,192.6,159.62222222222223,141.84444444444443,136.06666666666666,190.22222222222223,278.06666666666666,109.71111111111111,310,19530.213333333337,13163.733333333334,5051.2000000000007,1107.5466666666669,9475.92,7853.4133333333348,6978.7466666666669,6694.4800000000005,9358.9333333333343,13680.880000000001,5397.7866666666669,15252,315144.85333333339,759.6,740,4980000,746000,1992000,1650000,9368000,379800,2993876.1066666674,3373676.1066666674,2939588.4,2012940,0,562104,0,0,5514632.4000000004,-9368000,-7227043.706666667,-5086087.413333334,-2945131.120000001,-804174.82666666806,1336781.4666666649,3477737.7599999979,5618694.0533333309,7759650.3466666639,9900606.6399999969,12041562.93333333,14182519.226666663,16323475.519999996,18464431.813333329,20605388.106666662,22746344.399999991,24887300.69333332,27028256.98666665,29169213.279999979,31310169.573333308,33451125.866666637,-9368000,-7319237.9968102071,-5358700.194714712,-3482587.4654367259,-1687264.2795247773,30748.338572781067,1674779.5520632679,3248015.1630589487,4753503.7860213229,6194162.7553633079,7572783.7786570732,8892038.3464023042,10154482.908837931,11362563.829828963,12518622.127428036,13624898.010297963,14683535.21878593,15696585.179061498,16666010.978368262,17593691.169092435,18481423.409019876]
["KJ 10","Kotel 10",20,6,3600,160200,160200,160200,160200,0,0,0,0,0,0,160200,160200,1,1,1,1,0,0,0,0,0,0,1,1,126600,126600,126600,126600,0,0,0,0,0,0,126600,126600,33600,33600,33600,33600,0,0,0,0,0,0,33600,33600,178630,120400,46200,10130,86670,71830,63830,61230,85600,125130,49370,139500,339.60076045627375,228.89733840304183,87.832699619771859,19.258555133079849,164.77186311787071,136.55893536121673,121.34980988593156,116.40684410646388,162.73764258555133,237.88973384030419,93.859315589353614,265.20912547528519,19493.083650190114,13138.707224334601,5041.596958174905,1105.4410646387832,9457.9049429657789,7838.4828897338402,6965.4790874524715,6681.7528517110268,9341.1406844106459,13654.870722433459,5387.5247148288972,15223.00380228137,314928.98859315593,759.6,740,4980000,793000,1992000,1650000,9415000,379800,2991825.3916349811,3371625.3916349811,2939588.4,2012940,0,562104,0,0,5514632.4000000004,-9415000,-7271992.9916349817,-5128985.9832699616,-2985978.9749049414,-842971.96653992217,1300035.0418250971,3443042.0501901163,5586049.0585551355,7729056.0669201547,9872063.075285174,12015070.083650194,14158077.092015212,16301084.100380233,18444091.108745255,20587098.117110275,22730105.125475295,24873112.133840315,27016119.142205335,29159126.150570355,31302133.158935376,33445140.167300396,-9415000,-7364275.5900813211,-5401859.8868098576,-3523950.1229137201,-1726907.2866494739,-7249.0701286641415,1638356.8786950775,3213099.4134546388,4720030.0687269466,6162068.9732937478,7542010.5087643713,8862528.7245257348,10126182.519512685,11335420.600839909,12492586.22890424,13599921.758152403,14659572.982313324,15673593.292515162,16643947.656344673,17572516.425559517,18461098.979832094]
["KJ 10","Kotel 11",20,6,3600,160200,160200,160200,160200,0,0,0,0,0,0,160200,160200,1,1,1,1,0,0,0,0,0,0,1,1,126600,126600,126600,126600,0,0,0,0,0,0,126600,126600,33600,33600,33600,33600,0,0,0,0,0,0,33600,33600,178630,120400,46200,10130,86670,71830,63830,61230,85600,125130,49370,139500,169.80038022813687,114.44866920152091,43.916349809885929,9.6292775665399244,82.385931558935354,68.279467680608363,60.674904942965782,58.20342205323194,81.368821292775664,118.94486692015209,46.929657794676807,132.6045627376426,19493.083650190114,13138.707224334601,5041.596958174905,1105.4410646387832,9457.9049429657789,7838.4828897338402,6965.4790874524715,6681.7528517110268,9341.1406844106459,13654.870722433459,5387.5247148288972,15223.00380228137,314928.98859315593,759.6,740,4980000,1586000,1992000,1650000,10208000,379800,2991825.3916349811,3371625.3916349811,2939588.4,2012940,0,562104,0,0,5514632.4000000004,-10208000,-8064992.9916349817,-5921985.9832699616,-3778978.9749049414,-1635971.9665399222,507035.04182509705,2650042.0501901163,4793049.0585551355,6936056.0669201547,9079063.075285174,11222070.083650194,13365077.092015214,15508084.100380233,17651091.108745255,19794098.117110275,21937105.125475295,24080112.133840315,26223119.142205335,28366126.150570355,30509133.158935376,32652140.167300396,-10208000,-8157275.5900813211,-6194859.8868098576,-4316950.1229137201,-2519907.2866494739,-800249.07012866414,845356.8786950775,2420099.4134546388,3927030.0687269466,5369068.9732937478,6749010.5087643713,8069528.7245257339,9333182.5195126832,10542420.600839907,11699586.228904238,12806921.758152401,13866572.982313322,14880593.292515161,15850947.656344671,16779516.425559513,17668098.97983209]
["KJ 10","Kotel 6",21,6,3780,168210,168210,168210,168210,0,0,0,0,0,0,168210,168210,1,1,1,1,0,0,0,0,0,0,1,1,132930,132930,132930,132930,0,0,0,0,0,0,132930,132930,35280,35280,35280,35280,0,0,0,0,0,0,35280,35280,170620,112390,38190,2120,86670,71830,63830,61230,85600,125130,41360,131490,648.74524714828897,427.33840304182507,145.20912547528516,8.0608365019011412,329.54372623574142,273.11787072243345,242.69961977186313,232.81368821292776,325.47528517110266,475.77946768060838,157.26235741444867,499.9619771863118,18618.988593155893,12264.61216730038,4167.5019011406839,231.34600760456274,9457.9049429657789,7838.4828897338402,6965.4790874524715,6681.7528517110268,9341.1406844106459,13654.870722433459,4513.429657794677,14348.908745247149,319764.41825095052,797.58,740,4980000,352000,1992000,1650000,8974000,398790,3037761.9733840302,3436551.9733840302,2939588.4,2113587,0,590209.20000000007,0,0,5643384.6000000006,-8974000,-6767167.3733840296,-4560334.7467680583,-2353502.1201520879,-146669.49353611749,2060163.1330798529,4266995.7596958233,6473828.3863117937,8680661.0129277632,10887493.639543734,13094326.266159706,15301158.892775677,17507991.519391648,19714824.14600762,21921656.772623591,24128489.399239562,26335322.025855534,28542154.652471505,30748987.279087476,32955819.905703448,35162652.532319419,-8974000,-6862198.4434296936,-4841335.7098695915,-2907495.7734484407,-1056931.2409880094,713943.90969182923,2408561.2787634451,4030204.6941429824,5582016.5748889511,7067004.0205788733,8488044.6384639665,9847892.1196937207,11149181.575415973,12394434.64309277,13586064.372927025,14726379.903868897,15817590.938263033,16861812.02380766,17861066.651123092,18817291.174869917,19732338.566015206]
["KJ 10","Kotel 7",21,6,3780,168210,168210,168210,168210,0,0,0,0,0,0,168210,168210,1,1,1,1,0,0,0,0,0,0,1,1,132930,132930,132930,132930,0,0,0,0,0,0,132930,132930,35280,35280,35280,35280,0,0,0,0,0,0,35280,35280,170620,112390,38190,2120,86670,71830,63830,61230,85600,125130,41360,131490,568.73333333333335,374.63333333333333,127.3,7.0666666666666664,288.89999999999998,239.43333333333334,212.76666666666668,204.1,285.33333333333331,417.1,137.86666666666667,438.3,18654.453333333331,12287.973333333332,4175.4399999999996,231.78666666666663,9475.9199999999983,7853.413333333333,6978.7466666666669,6694.48,9358.9333333333325,13680.88,4522.0266666666666,14376.24,319970.29333333328,797.58,740,4980000,579000,1992000,1650000,9201000,398790,3039717.7866666662,3438507.7866666662,2939588.4,2113587,0,590209.20000000007,0,0,5643384.6000000006,-9201000,-6996123.1866666647,-4791246.3733333303,-2586369.5599999959,-381492.74666666146,1823384.0666666729,4028260.8800000073,6233137.6933333417,8438014.5066666752,10642891.32000001,12847768.133333344,15052644.94666668,17257521.760000017,19462398.573333353,21667275.386666689,23872152.200000025,26077029.013333362,28281905.826666698,30486782.640000034,32691659.45333337,34896536.266666703,-9201000,-7091070.0350877177,-5071998.2983295526,-3139872.2344461414,-1290947.7713998146,478357.93486461276,2171473.4432516247,3791679.6713731675,5342116.2533076582,6825787.6235798988,8245568.8391514206,9604211.1507031173,10904347.334006175,12148496.791712452,13339070.435450515,14478375.357687896,15568619.302412663,16611914.943297606,17610283.977637265,18565661.043991007,19479897.471123774]
["KJ 10","Kotel 8",21,6,3780,168210,168210,168210,168210,0,0,0,0,0,0,168210,168210,1,1,1,1,0,0,0,0,0,0,1,1,132930,132930,132930,132930,0,0,0,0,0,0,132930,132930,35280,35280,35280,35280,0,0,0,0,0,0,35280,35280,170620,112390,38190,2120,86670,71830,63830,61230,85600,125130,41360,131490,456.20320855614972,300.50802139037432,102.11229946524064,5.6684491978609621,231.73796791443851,192.05882352941177,170.66844919786095,163.71657754010695,228.87700534759358,334.57219251336898,110.58823529411765,351.57754010695186,18613.090909090908,12260.727272727272,4166.181818181818,231.27272727272725,9454.9090909090901,7836,6963.2727272727261,6679.6363636363631,9338.181818181818,13650.545454545454,4512,14344.363636363634,319730.18181818182,797.58,740,4980000,680000,1992000,1650000,9302000,398790,3037436.7272727275,3436226.7272727275,2939588.4,2113587,0,590209.20000000007,0,0,5643384.6000000006,-9302000,-7094842.127272726,-4887684.254545453,-2680526.38181818,-473368.50909090694,1733789.3636363661,3940947.2363636391,6148105.1090909122,8355262.9818181852,10562420.854545459,12769578.727272732,14976736.600000005,17183894.47272728,19391052.345454555,21598210.21818183,23805368.090909105,26012525.96363638,28219683.836363655,30426841.709090929,32633999.581818204,34841157.454545476,-9302000,-7189887.2031317959,-5168726.6319660507,-3234601.6834820835,-1383764.4122055597,387371.73255666415,2082238.8567310411,3704121.2722089142,5256161.8611829551,6741368.1664212719,8162618.2192809051,9522666.1167542394,10824147.358355515,12069583.953189272,13261389.307097174,14401872.89935354,15493244.757972071,16537619.742296025,17537021.641170621,18493387.094639134,19408569.346762113]
["KJ 10","Kotel 9",21,6,3780,168210,168210,168210,168210,0,0,0,0,0,0,168210,168210,1,1,1,1,0,0,0,0,0,0,1,1,132930,132930,132930,132930,0,0,0,0,0,0,132930,132930,35280,35280,35280,35280,0,0,0,0,0,0,35280,35280,170620,112390,38190,2120,86670,71830,63830,61230,85600,125130,41360,131490,379.15555555555557,249.75555555555556,84.86666666666666,4.7111111111111112,192.6,159.62222222222223,141.84444444444443,136.06666666666666,190.22222222222223,278.06666666666666,91.911111111111111,292.2,18654.453333333335,12287.973333333333,4175.4399999999996,231.78666666666669,9475.92,7853.4133333333348,6978.7466666666669,6694.4800000000005,9358.9333333333343,13680.880000000001,4522.0266666666666,14376.24,319970.29333333333,797.58,740,4980000,746000,1992000,1650000,9368000,398790,3039717.7866666666,3438507.7866666666,2939588.4,2113587,0,590209.20000000007,0,0,5643384.6000000006,-9368000,-7163123.1866666665,-4958246.3733333321,-2753369.5599999977,-548492.74666666333,1656384.0666666706,3861260.8800000045,6066137.6933333389,8271014.5066666733,10475891.320000008,12680768.13333334,14885644.946666673,17090521.760000005,19295398.573333338,21500275.38666667,23705152.200000007,25910029.013333343,28114905.826666679,30319782.640000015,32524659.453333352,34729536.266666688,-9368000,-7258070.0350877186,-5238998.2983295545,-3306872.2344461437,-1457947.7713998174,311357.93486460974,2004473.4432516214,3624679.6713731638,5175116.2533076545,6658787.6235798942,8078568.839151416,9437211.1507031117,10737347.33400617,11981496.791712444,13172070.435450507,14311375.357687889,15401619.302412655,16444914.943297599,17443283.977637257,18398661.043990999,19312897.471123766]
["KJ 10","Kotel 10",21,6,3780,168210,168210,168210,168210,0,0,0,0,0,0,168210,168210,1,1,1,1,0,0,0,0,0,0,1,1,132930,132930,132930,132930,0,0,0,0,0,0,132930,132930,35280,35280,35280,35280,0,0,0,0,0,0,35280,35280,170620,112390,38190,2120,86670,71830,63830,61230,85600,125130,41360,131490,324.37262357414448,213.66920152091254,72.604562737642581,4.0304182509505706,164.77186311787071,136.55893536121673,121.34980988593156,116.40684410646388,162.73764258555133,237.88973384030419,78.631178707224336,249.9809885931559,18618.988593155893,12264.61216730038,4167.5019011406839,231.34600760456274,9457.9049429657789,7838.4828897338402,6965.4790874524715,6681.7528517110268,9341.1406844106459,13654.870722433459,4513.429657794677,14348.908745247149,319764.41825095052,797.58,740,4980000,793000,1992000,1650000,9415000,398790,3037761.9733840302,3436551.9733840302,2939588.4,2113587,0,590209.20000000007,0,0,5643384.6000000006,-9415000,-7208167.3733840296,-5001334.7467680583,-2794502.120152087,-587669.49353611656,1619163.1330798538,3825995.7596958242,6032828.3863117946,8239661.012927765,10446493.639543734,12653326.266159706,14860158.892775677,17066991.519391648,19273824.14600762,21480656.772623591,23687489.399239562,25894322.025855534,28101154.652471505,30307987.279087476,32514819.905703448,34721652.532319419,-9415000,-7303198.4434296936,-5282335.7098695915,-3348495.7734484407,-1497931.2409880094,272943.90969182923,1967561.2787634453,3589204.6941429824,5141016.5748889511,6626004.0205788733,8047044.6384639665,9406892.1196937207,10708181.575415973,11953434.64309277,13145064.372927025,14285379.903868897,15376590.938263033,16420812.02380766,17420066.651123092,18376291.174869917,19291338.566015206]
["KJ 10","Kotel 11",21,6,3780,168210,168210,168210,168210,0,0,0,0,0,0,168210,168210,1,1,1,1,0,0,0,0,0,0,1,1,132930,132930,132930,132930,0,0,0,0,0,0,132930,132930,35280,35280,35280,35280,0,0,0,0,0,0,35280,35280,170620,112390,38190,2120,86670,71830,63830,61230,85600,125130,41360,131490,162.18631178707224,106.83460076045627,36.302281368821291,2.0152091254752853,82.385931558935354,68.279467680608363,60.674904942965782,58.20342205323194,81.368821292775664,118.94486692015209,39.315589353612168,124.99049429657795,18618.988593155893,12264.61216730038,4167.5019011406839,231.34600760456274,9457.9049429657789,7838.4828897338402,6965.4790874524715,6681.7528517110268,9341.1406844106459,13654.870722433459,4513.429657794677,14348.908745247149,319764.41825095052,797.58,740,4980000,1586000,1992000,1650000,10208000,398790,3037761.9733840302,3436551.9733840302,2939588.4,2113587,0,590209.20000000007,0,0,5643384.6000000006,-10208000,-8001167.3733840296,-5794334.7467680583,-3587502.120152087,-1380669.4935361166,826163.13307985384,3032995.7596958242,5239828.3863117946,7446661.012927765,9653493.6395437345,11860326.266159706,14067158.892775677,16273991.519391648,18480824.14600762,20687656.772623591,22894489.399239562,25101322.025855534,27308154.652471505,29514987.279087476,31721819.905703448,33928652.532319419,-10208000,-8096198.4434296936,-6075335.7098695915,-4141495.7734484407,-2290931.2409880096,-520056.090308171,1174561.2787634451,2796204.6941429824,4348016.5748889511,5833004.0205788733,7254044.6384639665,8613892.1196937207,9915181.5754159726,11160434.64309277,12352064.372927025,13492379.903868897,14583590.938263033,15627812.02380766,16627066.651123093,17583291.174869921,18498338.56601521]
["KJ 10","Kotel 6",22,6,3960,176220,176220,176220,170330,0,0,0,0,0,0,176220,176220,1,1,1,0.96015963203463206,0,0,0,0,0,0,1,1,139260,139260,139260,133685.53571428571,0,0,0,0,0,0,139260,139260,36960,36960,36960,35613.71428571429,0,0,0,0,0,0,36960,36960,162610,104380,30180,0,86670,71830,63830,61230,85600,125130,33350,123480,618.28897338403044,396.88212927756655,114.75285171102662,0,329.54372623574142,273.11787072243345,242.69961977186313,232.81368821292776,325.47528517110266,475.77946768060838,126.80608365019012,469.50570342205322,17744.893536121672,11390.517110266159,3293.4068441064642,0,9457.9049429657789,7838.4828897338402,6965.4790874524715,6681.7528517110268,9341.1406844106459,13654.870722433459,3639.3346007604564,13474.813688212927,323896.31124388921,829.98553571428567,740,4980000,352000,1992000,1650000,8974000,414992.76785714284,3077014.9568169476,3492007.7246740903,2939588.4,2199461.6696428568,0,614189.29642857146,0,0,5753239.3660714282,-8974000,-6712768.3586026626,-4451536.7172053242,-2190305.0758079858,70926.565589352511,2332158.2069866904,4593389.8483840283,6854621.4897813667,9115853.131178705,11377084.772576042,13638316.41397338,15899548.055370718,18160779.696768057,20422011.338165395,22683242.979562733,24944474.620960072,27205706.26235741,29466937.903754748,31728169.545152087,33989401.186549425,36250632.82794676,-8974000,-6810141.9699547002,-4739464.4292414952,-2757954.8209034996,-861773.37751785759,952754.31950189569,2689144.4601906547,4350761.8197014295,5940826.2785634147,7462419.0621634005,8918488.711541377,10311856.797070542,11645223.386093667,12921172.27511101,14142175.996658709,15310600.610579951,16428710.288973484,17498671.703704137,18522558.22497749,19502353.939114667,20439957.493312925]
["KJ 10","Kotel 7",22,6,3960,176220,176220,176220,170330,0,0,0,0,0,0,176220,176220,1,1,1,0.96015963203463206,0,0,0,0,0,0,1,1,139260,139260,139260,133685.53571428571,0,0,0,0,0,0,139260,139260,36960,36960,36960,35613.71428571429,0,0,0,0,0,0,36960,36960,162610,104380,30180,0,86670,71830,63830,61230,85600,125130,33350,123480,542.0333333333333,347.93333333333334,100.6,0,288.89999999999998,239.43333333333334,212.76666666666668,204.1,285.33333333333331,417.1,111.16666666666667,411.6,17778.693333333329,11412.213333333333,3299.6799999999994,0,9475.9199999999983,7853.413333333333,6978.7466666666669,6694.48,9358.9333333333325,13680.88,3646.2666666666664,13500.48,324093.42095238093,829.98553571428567,740,4980000,579000,1992000,1650000,9201000,414992.76785714284,3078887.4990476188,3493880.2669047615,2939588.4,2199461.6696428568,0,614189.29642857146,0,0,5753239.3660714282,-9201000,-6941640.9008333338,-4682281.8016666668,-2422922.7024999997,-163563.60333333258,2095795.495833334,4355154.5950000007,6614513.6941666678,8873872.7933333348,11133231.892500002,13392590.991666667,15651950.090833332,17911309.189999998,20170668.289166663,22430027.388333328,24689386.487499997,26948745.586666666,29208104.685833335,31467463.785000004,33726822.884166673,35986181.983333342,-9201000,-7038933.8763955347,-4969971.0786879119,-2990102.3727476029,-1095491.1708908475,717533.90265628695,2452486.1261463678,4112727.4883378325,5701475.2033535885,7221807.9449954601,8676671.8125953376,10068886.039963642,11401148.458497904,12676040.725037869,13896033.324597644,15063490.357669199,16180674.121374035,17249749.493340388,18272788.12680101,19251772.46504084,20188599.582973693]
["KJ 10","Kotel 8",22,6,3960,176220,176220,176220,170330,0,0,0,0,0,0,176220,176220,1,1,1,0.96015963203463206,0,0,0,0,0,0,1,1,139260,139260,139260,133685.53571428571,0,0,0,0,0,0,139260,139260,36960,36960,36960,35613.71428571429,0,0,0,0,0,0,36960,36960,162610,104380,30180,0,86670,71830,63830,61230,85600,125130,33350,123480,434.78609625668452,279.09090909090907,80.695187165775394,0,231.73796791443851,192.05882352941177,170.66844919786095,163.71657754010695,228.87700534759358,334.57219251336898,89.171122994652407,330.16042780748666,17739.272727272728,11386.909090909088,3292.363636363636,0,9454.9090909090901,7836,6963.2727272727261,6679.6363636363631,9338.181818181818,13650.545454545454,3638.181818181818,13470.545454545454,323863.5324675325,829.98553571428567,740,4980000,680000,1992000,1650000,9302000,414992.76785714284,3076703.5584415589,3491696.3262987016,2939588.4,2199461.6696428568,0,614189.29642857146,0,0,5753239.3660714282,-9302000,-7040456.9602272743,-4778913.9204545477,-2517370.8806818211,-255827.84090909455,2005715.198863632,4267258.2386363586,6528801.2784090852,8790344.3181818128,11051887.357954539,13313430.397727266,15574973.437499993,17836516.477272719,20098059.517045446,22359602.556818172,24621145.596590899,26882688.636363626,29144231.676136352,31405774.715909079,33667317.755681805,35928860.795454532,-9302000,-7137843.9810787309,-5066881.2835464152,-3085098.797869558,-1188656.2278438571,626121.35112810531,2362750.6133022322,4024596.7972009182,5614880.2267690394,7136682.5517146094,8592952.719126638,9986512.6879419778,11320062.897334646,12596187.499624282,13817359.367844028,14985944.887671538,16104208.543008868,17174317.30409722,18198344.826669808,19178275.470279939,20116008.143591069]
["KJ 10","Kotel 9",22,6,3960,176220,176220,176220,170330,0,0,0,0,0,0,176220,176220,1,1,1,0.96015963203463206,0,0,0,0,0,0,1,1,139260,139260,139260,133685.53571428571,0,0,0,0,0,0,139260,139260,36960,36960,36960,35613.71428571429,0,0,0,0,0,0,36960,36960,162610,104380,30180,0,86670,71830,63830,61230,85600,125130,33350,123480,361.35555555555555,231.95555555555555,67.066666666666663,0,192.6,159.62222222222223,141.84444444444443,136.06666666666666,190.22222222222223,278.06666666666666,74.111111111111114,274.39999999999998,17778.693333333333,11412.213333333333,3299.68,0,9475.92,7853.4133333333348,6978.7466666666669,6694.4800000000005,9358.9333333333343,13680.880000000001,3646.2666666666669,13500.48,324093.42095238098,829.98553571428567,740,4980000,746000,1992000,1650000,9368000,414992.76785714284,3078887.4990476193,3493880.266904762,2939588.4,2199461.6696428568,0,614189.29642857146,0,0,5753239.3660714282,-9368000,-7108640.9008333338,-4849281.8016666668,-2589922.7025000006,-330563.60333333444,1928795.4958333317,4188154.5949999979,6447513.694166664,8706872.7933333293,10966231.892499994,13225590.99166666,15484950.090833325,17744309.18999999,20003668.289166655,22263027.388333321,24522386.487499986,26781745.586666655,29041104.685833324,31300463.784999993,33559822.884166658,35819181.983333319,-9368000,-7205933.8763955347,-5136971.0786879119,-3157102.3727476029,-1262491.1708908479,550533.90265628602,2285486.1261463668,3945727.4883378316,5534475.2033535875,7054807.9449954592,8509671.8125953358,9901886.0399636403,11234148.458497902,12509040.725037865,13729033.32459764,14896490.357669193,16013674.12137403,17082749.49334038,18105788.126801003,19084772.465040833,20021599.582973685]
["KJ 10","Kotel 10",22,6,3960,176220,176220,176220,170330,0,0,0,0,0,0,176220,176220,1,1,1,0.96015963203463206,0,0,0,0,0,0,1,1,139260,139260,139260,133685.53571428571,0,0,0,0,0,0,139260,139260,36960,36960,36960,35613.71428571429,0,0,0,0,0,0,36960,36960,162610,104380,30180,0,86670,71830,63830,61230,85600,125130,33350,123480,309.14448669201522,198.44106463878327,57.376425855513311,0,164.77186311787071,136.55893536121673,121.34980988593156,116.40684410646388,162.73764258555133,237.88973384030419,63.403041825095059,234.75285171102661,17744.893536121672,11390.517110266159,3293.4068441064642,0,9457.9049429657789,7838.4828897338402,6965.4790874524715,6681.7528517110268,9341.1406844106459,13654.870722433459,3639.3346007604564,13474.813688212927,323896.31124388921,829.98553571428567,740,4980000,793000,1992000,1650000,9415000,414992.76785714284,3077014.9568169476,3492007.7246740903,2939588.4,2199461.6696428568,0,614189.29642857146,0,0,5753239.3660714282,-9415000,-7153768.3586026626,-4892536.7172053242,-2631305.0758079858,-370073.43441064749,1891158.2069866904,4152389.8483840283,6413621.4897813667,8674853.131178705,10936084.772576042,13197316.41397338,15458548.055370718,17719779.696768057,19981011.338165395,22242242.979562733,24503474.620960072,26764706.26235741,29025937.903754748,31287169.545152087,33548401.186549425,35809632.82794676,-9415000,-7251141.9699547002,-5180464.4292414952,-3198954.8209034996,-1302773.3775178576,511754.31950189569,2248144.4601906547,3909761.8197014295,5499826.2785634147,7021419.0621634005,8477488.711541377,9870856.7970705424,11204223.386093667,12480172.27511101,13701175.996658709,14869600.610579951,15987710.288973484,17057671.703704137,18081558.22497749,19061353.939114667,19998957.493312925]
["KJ 10","Kotel 11",22,6,3960,176220,176220,176220,170330,0,0,0,0,0,0,176220,176220,1,1,1,0.96015963203463206,0,0,0,0,0,0,1,1,139260,139260,139260,133685.53571428571,0,0,0,0,0,0,139260,139260,36960,36960,36960,35613.71428571429,0,0,0,0,0,0,36960,36960,162610,104380,30180,0,86670,71830,63830,61230,85600,125130,33350,123480,154.57224334600761,99.220532319391637,28.688212927756656,0,82.385931558935354,68.279467680608363,60.674904942965782,58.20342205323194,81.368821292775664,118.94486692015209,31.701520912547529,117.3764258555133,17744.893536121672,11390.517110266159,3293.4068441064642,0,9457.9049429657789,7838.4828897338402,6965.4790874524715,6681.7528517110268,9341.1406844106459,13654.870722433459,3639.3346007604564,13474.813688212927,323896.31124388921,829.98553571428567,740,4980000,1586000,1992000,1650000,10208000,414992.76785714284,3077014.9568169476,3492007.7246740903,2939588.4,2199461.6696428568,0,614189.29642857146,0,0,5753239.3660714282,-10208000,-7946768.3586026626,-5685536.7172053242,-3424305.0758079858,-1163073.4344106475,1098158.2069866909,3359389.8483840288,5620621.4897813667,7881853.131178705,10143084.772576042,12404316.41397338,14665548.055370718,16926779.696768057,19188011.338165395,21449242.979562733,23710474.620960072,25971706.26235741,28232937.903754748,30494169.545152087,32755401.186549425,35016632.82794676,-10208000,-8044141.9699547002,-5973464.4292414952,-3991954.8209034996,-2095773.3775178576,-281245.68049810431,1455144.460190655,3116761.8197014295,4706826.2785634147,6228419.0621634005,7684488.711541377,9077856.7970705424,10411223.386093667,11687172.27511101,12908175.996658709,14076600.610579951,15194710.288973484,16264671.703704137,17288558.22497749,18268353.939114667,19205957.493312925]
["KJ 10","Kotel 6",23,6,4140,184230,184230,184230,170330,0,0,0,0,0,0,184230,184230,1,1,1,0.91006728778467916,0,0,0,0,0,0,1,1,145590,145590,145590,132434.64285714287,0,0,0,0,0,0,145590,145590,38640,38640,38640,35462.857142857145,0,0,0,0,0,0,38640,38640,154600,96370,22170,0,86670,71830,63830,61230,85600,125130,25340,115470,587.83269961977192,366.42585551330797,84.296577946768068,0,329.54372623574142,273.11787072243345,242.69961977186313,232.81368821292776,325.47528517110266,475.77946768060838,96.349809885931563,439.04942965779469,16870.798479087454,10516.422053231938,2419.3117870722435,0,9457.9049429657789,7838.4828897338402,6965.4790874524715,6681.7528517110268,9341.1406844106459,13654.870722433459,2765.2395437262358,12600.718631178708,327774.97881586099,860.38464285714281,740,4980000,352000,1992000,1650000,8974000,430192.32142857142,3113862.2987506795,3544054.6201792508,2939588.4,2280019.3035714286,0,636684.63571428566,0,0,5856292.3392857146,-8974000,-6661762.2808935363,-4349524.5617870726,-2037286.8426806089,274950.87642585486,2587188.5955323186,4899426.3146387823,7211664.033745246,9523901.7528517097,11836139.471958173,14148377.191064637,16460614.910171101,18772852.629277565,21085090.34838403,23397328.067490496,25709565.786596961,28021803.505703427,30334041.224809892,32646278.943916358,34958516.663022824,37270754.382129289,-8974000,-6761332.3262139102,-4643946.9924473166,-2617740.9314266527,-678787.76298582624,1176669.8144695102,2952227.3048573919,4651325.3817835944,6277256.5558756553,7833171.5550068133,9322085.4297734722,10746883.396057356,12110326.425994087,13415056.598182347,14663602.217501255,15858382.714457149,17001713.333553698,18095809.61977049,19142791.711843975,20144688.45067028,21103441.310791142]
["KJ 10","Kotel 7",23,6,4140,184230,184230,184230,170330,0,0,0,0,0,0,184230,184230,1,1,1,0.91006728778467916,0,0,0,0,0,0,1,1,145590,145590,145590,132434.64285714287,0,0,0,0,0,0,145590,145590,38640,38640,38640,35462.857142857145,0,0,0,0,0,0,38640,38640,154600,96370,22170,0,86670,71830,63830,61230,85600,125130,25340,115470,515.33333333333337,321.23333333333335,73.900000000000006,0,288.89999999999998,239.43333333333334,212.76666666666668,204.1,285.33333333333331,417.1,84.466666666666669,384.9,16902.933333333334,10536.453333333333,2423.92,0,9475.9199999999983,7853.413333333333,6978.7466666666669,6694.48,9358.9333333333325,13680.88,2770.5066666666667,12624.719999999998,327963.76380952372,860.38464285714281,740,4980000,579000,1992000,1650000,9201000,430192.32142857142,3115655.7561904755,3545848.0776190469,2939588.4,2280019.3035714286,0,636684.63571428566,0,0,5856292.3392857146,-9201000,-6890555.7383333314,-4580111.4766666647,-2269667.2149999971,40777.046666670591,2351221.3083333382,4661665.5700000059,6972109.8316666735,9282554.0933333412,11592998.355000008,13903442.616666675,16213886.878333343,18524331.140000008,20834775.401666678,23145219.663333349,25455663.925000019,27766108.18666669,30076552.44833336,32386996.710000031,34697440.971666701,37007885.233333372,-9201000,-6990048.5534290262,-4874305.5423563235,-2849671.0819996698,-912221.83763923589,941796.57801668183,2715976.8800797611,4413757.0734415594,6038427.114936104,7593135.2886150936,9080894.3064897247,10504587.146561142,11866972.63945245,13170690.814468056,14418268.015439928,15612121.796274256,16754565.605685096,17847813.270193078,18893983.284076314,19895102.914586589,20853112.130385894]
["KJ 10","Kotel 8",23,6,4140,184230,184230,184230,170330,0,0,0,0,0,0,184230,184230,1,1,1,0.91006728778467916,0,0,0,0,0,0,1,1,145590,145590,145590,132434.64285714287,0,0,0,0,0,0,145590,145590,38640,38640,38640,35462.857142857145,0,0,0,0,0,0,38640,38640,154600,96370,22170,0,86670,71830,63830,61230,85600,125130,25340,115470,413.36898395721926,257.67379679144386,59.278074866310163,0,231.73796791443851,192.05882352941177,170.66844919786095,163.71657754010695,228.87700534759358,334.57219251336898,67.754010695187162,308.7433155080214,16865.454545454544,10513.090909090908,2418.5454545454545,0,9454.9090909090901,7836,6963.2727272727261,6679.6363636363631,9338.181818181818,13650.545454545454,2764.363636363636,12596.727272727272,327743.58441558445,860.38464285714281,740,4980000,680000,1992000,1650000,9302000,430192.32142857142,3113564.0519480524,3543756.3733766237,2939588.4,2280019.3035714286,0,636684.63571428566,0,0,5856292.3392857146,-9302000,-6989464.0340909082,-4676928.0681818184,-2364392.1022727275,-51856.136363636702,2260679.8295454541,4573215.7954545449,6885751.7613636358,9198287.7272727266,11510823.693181816,13823359.659090906,16135895.624999998,18448431.590909086,20760967.55681818,23073503.522727273,25386039.488636367,27698575.454545461,30011111.420454554,32323647.386363648,34636183.352272741,36948719.318181835,-9302000,-7089046.9225750323,-4971388.4752784129,-2944921.0615974367,-1005717.7949170768,849979.1109971432,2625765.6238337178,4325082.8609979041,5951223.7578057377,7507339.4485309375,8996445.3726698849,10421427.118257394,11785046.013556447,13089944.477957454,14338651.142456025,15533585.749631692,16677063.842622761,17771301.252183594,18818418.390519317,19820444.360218573,20779320.886246569]
["KJ 10","Kotel 9",23,6,4140,184230,184230,184230,170330,0,0,0,0,0,0,184230,184230,1,1,1,0.91006728778467916,0,0,0,0,0,0,1,1,145590,145590,145590,132434.64285714287,0,0,0,0,0,0,145590,145590,38640,38640,38640,35462.857142857145,0,0,0,0,0,0,38640,38640,154600,96370,22170,0,86670,71830,63830,61230,85600,125130,25340,115470,343.55555555555554,214.15555555555557,49.266666666666666,0,192.6,159.62222222222223,141.84444444444443,136.06666666666666,190.22222222222223,278.06666666666666,56.31111111111111,256.60000000000002,16902.933333333334,10536.453333333335,2423.92,0,9475.92,7853.4133333333348,6978.7466666666669,6694.4800000000005,9358.9333333333343,13680.880000000001,2770.5066666666667,12624.720000000001,327963.76380952378,860.38464285714281,740,4980000,746000,1992000,1650000,9368000,430192.32142857142,3115655.756190476,3545848.0776190474,2939588.4,2280019.3035714286,0,636684.63571428566,0,0,5856292.3392857146,-9368000,-7057555.7383333333,-4747111.4766666666,-2436667.2149999999,-126222.95333333313,2184221.308333334,4494665.5700000012,6805109.8316666689,9115554.0933333356,11425998.355000002,13736442.616666669,16046886.878333336,18357331.140000001,20667775.401666667,22978219.663333334,25288663.925000004,27599108.186666675,29909552.448333345,32219996.710000016,34530440.971666686,36840885.233333357,-9368000,-7157048.5534290262,-5041305.5423563235,-3016671.0819996707,-1079221.8376392373,774796.57801667997,2548976.8800797588,4246757.0734415567,5871427.1149361003,7426135.2886150898,8913894.3064897209,10337587.146561138,11699972.639452446,13003690.814468052,14251268.015439924,15445121.796274252,16587565.605685093,17680813.270193074,18726983.284076311,19728102.914586585,20686112.130385891]
["KJ 10","Kotel 10",23,6,4140,184230,184230,184230,170330,0,0,0,0,0,0,184230,184230,1,1,1,0.91006728778467916,0,0,0,0,0,0,1,1,145590,145590,145590,132434.64285714287,0,0,0,0,0,0,145590,145590,38640,38640,38640,35462.857142857145,0,0,0,0,0,0,38640,38640,154600,96370,22170,0,86670,71830,63830,61230,85600,125130,25340,115470,293.91634980988596,183.21292775665398,42.148288973384034,0,164.77186311787071,136.55893536121673,121.34980988593156,116.40684410646388,162.73764258555133,237.88973384030419,48.174904942965782,219.52471482889734,16870.798479087454,10516.422053231938,2419.3117870722435,0,9457.9049429657789,7838.4828897338402,6965.4790874524715,6681.7528517110268,9341.1406844106459,13654.870722433459,2765.2395437262358,12600.718631178708,327774.97881586099,860.38464285714281,740,4980000,793000,1992000,1650000,9415000,430192.32142857142,3113862.2987506795,3544054.6201792508,2939588.4,2280019.3035714286,0,636684.63571428566,0,0,5856292.3392857146,-9415000,-7102762.2808935363,-4790524.5617870726,-2478286.8426806089,-166049.12357414514,2146188.5955323186,4458426.3146387823,6770664.033745246,9082901.7528517097,11395139.471958173,13707377.191064637,16019614.910171101,18331852.629277565,20644090.34838403,22956328.067490496,25268565.786596961,27580803.505703427,29893041.224809892,32205278.943916358,34517516.663022824,36829754.382129289,-9415000,-7202332.3262139102,-5084946.9924473166,-3058740.9314266527,-1119787.7629858262,735669.81446951022,2511227.3048573919,4210325.3817835944,5836256.5558756553,7392171.5550068133,8881085.4297734722,10305883.396057356,11669326.425994087,12974056.598182347,14222602.217501255,15417382.714457149,16560713.333553698,17654809.61977049,18701791.711843975,19703688.45067028,20662441.310791142]
["KJ 10","Kotel 11",23,6,4140,184230,184230,184230,170330,0,0,0,0,0,0,184230,184230,1,1,1,0.91006728778467916,0,0,0,0,0,0,1,1,145590,145590,145590,132434.64285714287,0,0,0,0,0,0,145590,145590,38640,38640,38640,35462.857142857145,0,0,0,0,0,0,38640,38640,154600,96370,22170,0,86670,71830,63830,61230,85600,125130,25340,115470,146.95817490494298,91.606463878326991,21.074144486692017,0,82.385931558935354,68.279467680608363,60.674904942965782,58.20342205323194,81.368821292775664,118.94486692015209,24.087452471482891,109.76235741444867,16870.798479087454,10516.422053231938,2419.3117870722435,0,9457.9049429657789,7838.4828897338402,6965.4790874524715,6681.7528517110268,9341.1406844106459,13654.870722433459,2765.2395437262358,12600.718631178708,327774.97881586099,860.38464285714281,740,4980000,1586000,1992000,1650000,10208000,430192.32142857142,3113862.2987506795,3544054.6201792508,2939588.4,2280019.3035714286,0,636684.63571428566,0,0,5856292.3392857146,-10208000,-7895762.2808935363,-5583524.5617870726,-3271286.8426806089,-959049.12357414514,1353188.5955323186,3665426.3146387823,5977664.033745246,8289901.7528517097,10602139.471958173,12914377.191064637,15226614.910171101,17538852.629277565,19851090.34838403,22163328.067490496,24475565.786596961,26787803.505703427,29100041.224809892,31412278.943916358,33724516.663022824,36036754.382129289,-10208000,-7995332.3262139102,-5877946.9924473166,-3851740.9314266527,-1912787.7629858262,-57330.185530489776,1718227.3048573921,3417325.3817835948,5043256.5558756553,6599171.5550068133,8088085.4297734722,9512883.3960573561,10876326.425994087,12181056.598182347,13429602.217501255,14624382.714457149,15767713.333553698,16861809.61977049,17908791.711843975,18910688.45067028,19869441.310791142]
["KJ 10","Kotel 5",24,6,4320,192240,192240,192240,170330,0,0,0,0,0,0,192240,192240,1,1,1,0.86414930555555558,0,0,0,0,0,0,1,1,151920,151920,151920,131183.75,0,0,0,0,0,0,151920,151920,40320,40320,40320,35312,0,0,0,0,0,0,40320,40320,146590,88360,14160,0,86670,71830,63830,61230,85600,125130,17330,107460,651.51111111111106,392.71111111111111,62.93333333333333,0,385.2,319.24444444444447,283.68888888888887,272.13333333333333,380.44444444444446,556.13333333333333,77.022222222222226,477.6,16027.173333333332,9660.6933333333345,1548.16,0,9475.92,7853.4133333333348,6978.7466666666669,6694.4800000000005,9358.9333333333343,13680.880000000001,1894.7466666666669,11748.960000000001,331834.10666666669,890.78375000000005,740,4980000,329000,1992000,1650000,8951000,445391.875,3152424.0133333337,3597815.8883333337,2939588.4,2360576.9375,0,659179.97500000009,0.6,69000,6028345.3125,-8951000,-6520470.5758333337,-4089941.1516666673,-1659411.727500001,771117.69666666538,3201647.1208333317,5632176.5449999981,8062705.9691666644,10493235.393333331,12923764.817499997,15354294.241666663,17784823.665833332,20215353.089999996,22645882.514166661,25076411.938333325,27506941.36249999,29937470.786666654,32368000.210833319,34798529.634999983,37229059.059166647,39659588.483333312,-8951000,-6625134.5223285481,-4399425.931255389,-2269561.2508026049,-231413.23123056255,1718967.6487426837,3585360.835319953,5371383.0234321728,7080495.1651663547,8716009.1763952374,10281094.354604693,11778783.52035537,13211978.894279461,14583457.721001081,15895877.650878228,17151781.889995117,18353604.128384482,19503673.256029811,20604217.875786103,21657370.621964376,22665172.292948369]
["KJ 10","Kotel 6",24,6,4320,192240,192240,192240,170330,0,0,0,0,0,0,192240,192240,1,1,1,0.86414930555555558,0,0,0,0,0,0,1,1,151920,151920,151920,131183.75,0,0,0,0,0,0,151920,151920,40320,40320,40320,35312,0,0,0,0,0,0,40320,40320,146590,88360,14160,0,86670,71830,63830,61230,85600,125130,17330,107460,557.37642585551328,335.96958174904944,53.840304182509506,0,329.54372623574142,273.11787072243345,242.69961977186313,232.81368821292776,325.47528517110266,475.77946768060838,65.893536121673009,408.59315589353611,15996.703422053231,9642.3269961977185,1545.2167300380229,0,9457.9049429657789,7838.4828897338402,6965.4790874524715,6681.7528517110268,9341.1406844106459,13654.870722433459,1891.1444866920153,11726.623574144485,331653.6463878327,890.78375000000005,740,4980000,352000,1992000,1650000,8974000,445391.875,3150709.6406844109,3596101.5156844109,2939588.4,2360576.9375,0,659179.97500000009,0.6,69000,6028345.3125,-8974000,-6541756.2031844109,-4109512.4063688219,-1677268.6095532328,754975.18726235628,3187218.9840779454,5619462.7808935344,8051706.5777091235,10483950.374524713,12916194.171340302,15348437.968155891,17780681.76497148,20212925.561787069,22645169.358602658,25077413.155418247,27509656.952233836,29941900.749049425,32374144.545865014,34806388.342680603,37238632.139496192,39670875.936311781,-8974000,-6646493.974339149,-4419215.4808837892,-2287848.5015006694,-248262.87529672706,1703493.7048027394,3571203.3508309373,5358485.3087526578,7068802.971835644,8705470.5920107514,10271659.702226164,11770405.262240913,13204611.53976699,14577057.738356536,15890403.382939834,17147193.473450169,18349863.416522257,19500743.744820908,20602064.633144975,21655960.220057957,22664472.743419662]
["KJ 10","Kotel 7",24,6,4320,192240,192240,192240,170330,0,0,0,0,0,0,192240,192240,1,1,1,0.86414930555555558,0,0,0,0,0,0,1,1,151920,151920,151920,131183.75,0,0,0,0,0,0,151920,151920,40320,40320,40320,35312,0,0,0,0,0,0,40320,40320,146590,88360,14160,0,86670,71830,63830,61230,85600,125130,17330,107460,488.63333333333333,294.53333333333336,47.2,0,288.89999999999998,239.43333333333334,212.76666666666668,204.1,285.33333333333331,417.1,57.766666666666666,358.2,16027.173333333332,9660.6933333333327,1548.1599999999999,0,9475.9199999999983,7853.413333333333,6978.7466666666669,6694.48,9358.9333333333325,13680.88,1894.7466666666664,11748.96,331834.10666666669,890.78375000000005,740,4980000,579000,1992000,1650000,9201000,445391.875,3152424.0133333337,3597815.8883333337,2939588.4,2360576.9375,0,659179.97500000009,0.6,69000,6028345.3125,-9201000,-6770470.5758333337,-4339941.1516666673,-1909411.727500001,521117.69666666538,2951647.1208333317,5382176.5449999981,7812705.9691666644,10243235.393333331,12673764.817499997,15104294.241666663,17534823.665833332,19965353.089999996,22395882.514166661,24826411.938333325,27256941.36249999,29687470.786666654,32118000.210833319,34548529.634999983,36979059.059166647,39409588.483333312,-9201000,-6875134.5223285481,-4649425.931255389,-2519561.2508026049,-481413.23123056255,1468967.6487426837,3335360.835319953,5121383.0234321728,6830495.1651663547,8466009.1763952374,10031094.354604693,11528783.52035537,12961978.894279461,14333457.721001081,15645877.650878228,16901781.889995117,18103604.128384482,19253673.256029811,20354217.875786103,21407370.621964376,22415172.292948369]
["KJ 10","Kotel 8",24,6,4320,192240,192240,192240,170330,0,0,0,0,0,0,192240,192240,1,1,1,0.86414930555555558,0,0,0,0,0,0,1,1,151920,151920,151920,131183.75,0,0,0,0,0,0,151920,151920,40320,40320,40320,35312,0,0,0,0,0,0,40320,40320,146590,88360,14160,0,86670,71830,63830,61230,85600,125130,17330,107460,391.951871657754,236.2566844919786,37.860962566844918,0,231.73796791443851,192.05882352941177,170.66844919786095,163.71657754010695,228.87700534759358,334.57219251336898,46.336898395721924,287.32620320855614,15991.636363636362,9639.2727272727261,1544.7272727272725,0,9454.9090909090901,7836,6963.2727272727261,6679.6363636363631,9338.181818181818,13650.545454545454,1890.5454545454543,11722.90909090909,331623.63636363635,890.78375000000005,740,4980000,680000,1992000,1650000,9302000,445391.875,3150424.5454545454,3595816.4204545454,2939588.4,2360576.9375,0,659179.97500000009,0.6,69000,6028345.3125,-9302000,-6869471.1079545449,-4436942.2159090899,-2004413.3238636348,428115.56818182021,2860644.4602272748,5293173.3522727294,7725702.2443181835,10158231.136363639,12590760.028409094,15023288.920454549,17455817.812500004,19888346.704545461,22320875.596590914,24753404.488636367,27185933.38068182,29618462.272727273,32050991.164772727,34483520.05681818,36916048.948863633,39348577.840909086,-9302000,-6974221.1559373643,-4746681.5922410619,-2615064.7848761785,-575240.08883322799,1376745.2662317965,3244673.8356720116,5032165.2896817867,6742683.4274901841,8379542.8895077892,9945915.5804337263,11444836.815769553,12879211.203650726,14251818.273393476,15565317.861664051,16822255.266707662,18025066.180624995,19176081.409254022,20277531.388803329,21331550.507989269,22340181.244052369]
["KJ 10","Kotel 9",24,6,4320,192240,192240,192240,170330,0,0,0,0,0,0,192240,192240,1,1,1,0.86414930555555558,0,0,0,0,0,0,1,1,151920,151920,151920,131183.75,0,0,0,0,0,0,151920,151920,40320,40320,40320,35312,0,0,0,0,0,0,40320,40320,146590,88360,14160,0,86670,71830,63830,61230,85600,125130,17330,107460,325.75555555555553,196.35555555555555,31.466666666666665,0,192.6,159.62222222222223,141.84444444444443,136.06666666666666,190.22222222222223,278.06666666666666,38.511111111111113,238.8,16027.173333333332,9660.6933333333345,1548.16,0,9475.92,7853.4133333333348,6978.7466666666669,6694.4800000000005,9358.9333333333343,13680.880000000001,1894.7466666666669,11748.960000000001,331834.10666666669,890.78375000000005,740,4980000,746000,1992000,1650000,9368000,445391.875,3152424.0133333337,3597815.8883333337,2939588.4,2360576.9375,0,659179.97500000009,0.6,69000,6028345.3125,-9368000,-6937470.5758333337,-4506941.1516666673,-2076411.727500001,354117.69666666538,2784647.1208333317,5215176.5449999981,7645705.9691666644,10076235.393333331,12506764.817499997,14937294.241666663,17367823.665833332,19798353.089999996,22228882.514166661,24659411.938333325,27089941.36249999,29520470.786666654,31951000.210833319,34381529.634999983,36812059.059166647,39242588.483333312,-9368000,-7042134.5223285481,-4816425.931255389,-2686561.2508026049,-648413.23123056255,1301967.6487426837,3168360.835319953,4954383.0234321728,6663495.1651663547,8299009.1763952365,9864094.3546046931,11361783.52035537,12794978.894279461,14166457.721001081,15478877.650878228,16734781.889995117,17936604.128384482,19086673.256029811,20187217.875786103,21240370.621964376,22248172.292948369]
["KJ 10","Kotel 10",24,6,4320,192240,192240,192240,170330,0,0,0,0,0,0,192240,192240,1,1,1,0.86414930555555558,0,0,0,0,0,0,1,1,151920,151920,151920,131183.75,0,0,0,0,0,0,151920,151920,40320,40320,40320,35312,0,0,0,0,0,0,40320,40320,146590,88360,14160,0,86670,71830,63830,61230,85600,125130,17330,107460,278.68821292775664,167.98479087452472,26.920152091254753,0,164.77186311787071,136.55893536121673,121.34980988593156,116.40684410646388,162.73764258555133,237.88973384030419,32.946768060836504,204.29657794676805,15996.703422053231,9642.3269961977185,1545.2167300380229,0,9457.9049429657789,7838.4828897338402,6965.4790874524715,6681.7528517110268,9341.1406844106459,13654.870722433459,1891.1444866920153,11726.623574144485,331653.6463878327,890.78375000000005,740,4980000,793000,1992000,1650000,9415000,445391.875,3150709.6406844109,3596101.5156844109,2939588.4,2360576.9375,0,659179.97500000009,0.6,69000,6028345.3125,-9415000,-6982756.2031844109,-4550512.4063688219,-2118268.6095532328,313975.18726235628,2746218.9840779454,5178462.7808935344,7610706.5777091235,10042950.374524713,12475194.171340302,14907437.968155891,17339681.76497148,19771925.561787069,22204169.358602658,24636413.155418247,27068656.952233836,29500900.749049425,31933144.545865014,34365388.342680603,36797632.139496192,39229875.936311781,-9415000,-7087493.974339149,-4860215.4808837892,-2728848.5015006694,-689262.87529672706,1262493.7048027394,3130203.3508309373,4917485.3087526578,6627802.971835644,8264470.5920107504,9830659.7022261638,11329405.262240913,12763611.53976699,14136057.738356536,15449403.382939834,16706193.473450167,17908863.416522257,19059743.744820908,20161064.633144975,21214960.220057957,22223472.743419662]
["KJ 10","Kotel 11",24,6,4320,192240,192240,192240,170330,0,0,0,0,0,0,192240,192240,1,1,1,0.86414930555555558,0,0,0,0,0,0,1,1,151920,151920,151920,131183.75,0,0,0,0,0,0,151920,151920,40320,40320,40320,35312,0,0,0,0,0,0,40320,40320,146590,88360,14160,0,86670,71830,63830,61230,85600,125130,17330,107460,139.34410646387832,83.99239543726236,13.460076045627376,0,82.385931558935354,68.279467680608363,60.674904942965782,58.20342205323194,81.368821292775664,118.94486692015209,16.473384030418252,102.14828897338403,15996.703422053231,9642.3269961977185,1545.2167300380229,0,9457.9049429657789,7838.4828897338402,6965.4790874524715,6681.7528517110268,9341.1406844106459,13654.870722433459,1891.1444866920153,11726.623574144485,331653.6463878327,890.78375000000005,740,4980000,1586000,1992000,1650000,10208000,445391.875,3150709.6406844109,3596101.5156844109,2939588.4,2360576.9375,0,659179.97500000009,0.6,69000,6028345.3125,-10208000,-7775756.2031844109,-5343512.4063688219,-2911268.6095532328,-479024.81273764372,1953218.9840779454,4385462.7808935344,6817706.5777091235,9249950.3745247126,11682194.171340302,14114437.968155891,16546681.76497148,18978925.561787069,21411169.358602658,23843413.155418247,26275656.952233836,28707900.749049425,31140144.545865014,33572388.342680603,36004632.139496192,38436875.936311781,-10208000,-7880493.974339149,-5653215.4808837892,-3521848.5015006694,-1482262.8752967271,469493.70480273943,2337203.3508309373,4124485.3087526578,5834802.971835644,7471470.5920107504,9037659.7022261638,10536405.262240913,11970611.53976699,13343057.738356536,14656403.382939834,15913193.473450167,17115863.416522257,18266743.744820908,19368064.633144975,20421960.220057957,21430472.743419662]