{"text_format":"1","workbook":"xlsx","n_sheets":14,"sheets":["Náklady","solver","CitlivostniAnalyza","NákladypouzeFV","NákladybezFV","Cenaelektriny","MakroSOUHRN","TechData","Spotřeba","Výroba","vyroba & spotřeba-Grafy","TDD-spotřeba","Tabulka Dotace","Porovnanibaterii"],"not_rendered":{"charts":31,"images":1,"macros":1,"external_links":0,"defined_names":9,"comments":1,"pivot_tables":0},"unopened":[],"bounds":{"document_bytes":16777216,"sheet_cells":100000,"rows_first":2000,"rows_last":500,"rows_between":2000,"halvings":0,"cell_chars":16384,"cell_head_chars":4096},"cells_cut":0,"cells_raw":0,"read":"whole","date_system":"1900"}

{"sheet":"Náklady","index":0,"n_rows":42,"n_cols":16,"rows_kept":42,"cut":false,"hidden":false,"merged":[[10,14,10,15],[8,14,8,15],[6,10,8,10],[6,5,8,5],[6,6,8,6],[6,7,8,7],[6,8,8,8],[6,9,8,9],[7,14,7,15],[6,11,8,11]]}
[]
[null,"cena panelů",{"$f":"5000*Náklady!O2*10^3/250","v":50000},null,null,"NPV přes ADCF",{"$f":"H42","v":-376265.81520099676},null,null,null,null,null,null,"Instalovaný výkon",2.5,"kWp"]
[null,"cena konstrukce",{"$f":"1000*O2*10^3/250","v":10000},null,null,"NPV fcí",{"$f":"NPV(C13,F18:F42)+F17","v":-376265.81520099659}]
[null,"životnost",25,null,null,null,null,null,null,null,null,null,null,"Akumulace",3.24,"kWh"]
[null,"cena měniče",{"$f":"D5","v":50000},{"$f":"IF(O4>0,10000*O2+25000,IF(O2>0,ROUND(3000*O2 + 20000,-2),0))","v":50000}]
[null,"cena baterii",{"$f":"O4*O12","v":50696.999928000005}]
[null,"živostnost baterii",{"$f":"O14","v":5000},null,null,"Roční výroba","Minimální míra využití vyrobené elektřiny 70%","Využitý energetický zisk","Měrná kapacita akumulátorů ","Nárok na dotace","Max. výše dotace","Vyše dotace",null,"nominální napětí ",12,"V"]
[null,"investice bez dot.",{"$f":"C6+C5+C2+C3","v":160696.999928},null,null,null,null,null,null,null,null,null,null,"účinnost akumulace",0.9]
[null,"dotace",0,null,null,null,null,null,null,null,null,null,null,"DOD",0.8]
[null,"investice",{"$f":"C8-C9","v":160696.999928},null,null,{"$f":"MakroSOUHRN!C6","v":2363.375},{"$f":"MakroSOUHRN!C6*0.7","v":1654.3625},{"$f":"MakroSOUHRN!C6-MakroSOUHRN!N6","v":1770.4327782363366},{"$f":"IFERROR(O4/O2,0)","v":1.296},{"$f":"IF(H10>G10,IF(O4/O2>1.25,TRUE,FALSE),FALSE)","v":true},{"$f":"IF(J10=TRUE,IF(H10>3000,100000,IF(H10>1700,70000,0)),0)","v":70000},{"$f":"IF(0.5*C8>K10,K10,0.5*C8)","v":70000},null,"kapacita baterii",{"$f":"1000*O4/O7","v":270},"Ah"]
[null,"cena elektřiny ",{"$f":"Cenaelektriny!B30","v":3.3588700000000005},"za kWh",null,null,null,null,null,null,null,null,null,"typ akumulátoru","LiFePo4"]
[null,"inflace",0.02,null,null,null,null,null,null,null,null,null,null,"cena za jednotku",{"$f":"K14","v":15647.2222},"Kč/KWh"]
[null,"diskont",0.03,null,null,null,null,null,null,"typ baterii","LiFePo4",null,null,"min měr. Kapacita",1.25,"kWp/kWh"]
[null,"cena přebytků",0.4,"za kWh",null,null,null,null,null," cena za jednotku",15647.2222,null,null,"počet cyklu",5000]
[null,null,null,null,null,null,null,null,null,"kapacita Ah",90]
[null,"rok","investice","výdaje na spotřebu","prodej přebytků","CF","DCF","ADCF",null,"nominální napětí",12]
[null,0,{"$f":"-C10","v":-160696.999928},null,null,{"$f":"C17+D17+E17","v":-160696.999928},{"$f":"F17*(1+$C$13)^B17","v":-160696.999928},{"$f":"SUM($G$17:G17)","v":-160696.999928},null,"zivotnost při 80",5000]
[null,1,{"$f":"-IF(MakroSOUHRN!P6>Náklady!$O$14,$C$6*((1+$C$12)^B18),0)","v":0},{"$f":"((MakroSOUHRN!$M$6*Náklady!$C$11-Cenaelektriny!$D$31))*((1+Náklady!$C$12)^Náklady!B18)*1.21","v":-5806.7104377838341},{"$f":"MakroSOUHRN!N6*Náklady!$C$14*((1+Náklady!$C$12)^Náklady!B18)","v":241.92042647957464},-5564.7900113042597,{"$f":"F18/(1+$C$13)^B18","v":-5402.7087488390871},{"$f":"SUM($G$17:G18)","v":-166099.7086768391},null,"zivotnost při 50",7000]
[null,2,{"$f":"-IF(MakroSOUHRN!P7>Náklady!$O$14,$C$6*((1+$C$12)^B19),0)","v":0},{"$f":"((MakroSOUHRN!M7*Náklady!$C$11-Cenaelektriny!$D$31))*((1+Náklady!$C$12)^Náklady!B19)*1.21","v":-5942.710575537737},{"$f":"MakroSOUHRN!N7*Náklady!$C$14*((1+Náklady!$C$12)^Náklady!B19)","v":240.84569390914066},-5701.8648816285968,-5374.5545118565342,{"$f":"SUM($G$17:G19)","v":-171474.26318869562},null,"min. měr.kap",1.25]
[null,3,{"$f":"-IF(MakroSOUHRN!P8>Náklady!$O$14,$C$6*((1+$C$12)^B20),0)","v":0},{"$f":"((MakroSOUHRN!M8*Náklady!$C$11-Cenaelektriny!$D$31))*((1+Náklady!$C$12)^Náklady!B20)*1.21","v":-6092.9183358557211},{"$f":"MakroSOUHRN!N8*Náklady!$C$14*((1+Náklady!$C$12)^Náklady!B20)","v":240.72270644870429},-5852.1956294070169,-5355.5880191548458,{"$f":"SUM($G$17:G20)","v":-176829.85120785047}]
[null,4,{"$f":"-IF(MakroSOUHRN!P9>Náklady!$O$14,$C$6*((1+$C$12)^B21),0)","v":0},{"$f":"((MakroSOUHRN!M9*Náklady!$C$11-Cenaelektriny!$D$31))*((1+Náklady!$C$12)^Náklady!B21)*1.21","v":-6236.9552792617724},{"$f":"MakroSOUHRN!N9*Náklady!$C$14*((1+Náklady!$C$12)^Náklady!B21)","v":239.53374842953292},-5997.4215308322391,-5328.6313510351283,{"$f":"SUM($G$17:G21)","v":-182158.48255888559}]
[null,5,{"$f":"-IF(MakroSOUHRN!P10>Náklady!$O$14,$C$6*((1+$C$12)^B22),0)","v":0},{"$f":"((MakroSOUHRN!M10*Náklady!$C$11-Cenaelektriny!$D$31))*((1+Náklady!$C$12)^Náklady!B22)*1.21","v":-6385.0004696178366},{"$f":"MakroSOUHRN!N10*Náklady!$C$14*((1+Náklady!$C$12)^Náklady!B22)","v":238.26825574214655},-6146.7322138756899,-5302.2252029462907,{"$f":"SUM($G$17:G22)","v":-187460.70776183187}]
[null,6,{"$f":"-IF(MakroSOUHRN!P11>Náklady!$O$14,$C$6*((1+$C$12)^B23),0)","v":0},{"$f":"((MakroSOUHRN!M11*Náklady!$C$11-Cenaelektriny!$D$31))*((1+Náklady!$C$12)^Náklady!B23)*1.21","v":-6536.9350686761227},{"$f":"MakroSOUHRN!N11*Náklady!$C$14*((1+Náklady!$C$12)^Náklady!B23)","v":236.90183739963123},-6300.0332312764913,-5276.1786477779142,{"$f":"SUM($G$17:G23)","v":-192736.88640960978}]
[null,7,{"$f":"-IF(MakroSOUHRN!P12>Náklady!$O$14,$C$6*((1+$C$12)^B24),0)","v":0},{"$f":"((MakroSOUHRN!M12*Náklady!$C$11-Cenaelektriny!$D$31))*((1+Náklady!$C$12)^Náklady!B24)*1.21","v":-6705.6375813031318},{"$f":"MakroSOUHRN!N12*Náklady!$C$14*((1+Náklady!$C$12)^Náklady!B24)","v":236.68897583519382},-6468.9486054679383,-5259.8471984224061,{"$f":"SUM($G$17:G24)","v":-197996.7336080322}]
[null,8,{"$f":"-IF(MakroSOUHRN!P13>Náklady!$O$14,$C$6*((1+$C$12)^B25),0)","v":0},{"$f":"((MakroSOUHRN!M13*Náklady!$C$11-Cenaelektriny!$D$31))*((1+Náklady!$C$12)^Náklady!B25)*1.21","v":-6866.8931099347583},{"$f":"MakroSOUHRN!N13*Náklady!$C$14*((1+Náklady!$C$12)^Náklady!B25)","v":235.23310999491173},-6631.6599999398468,-5235.0936427828701,{"$f":"SUM($G$17:G25)","v":-203231.82725081505}]
[null,9,{"$f":"-IF(MakroSOUHRN!P14>Náklady!$O$14,$C$6*((1+$C$12)^B26),0)","v":0},{"$f":"((MakroSOUHRN!M14*Náklady!$C$11-Cenaelektriny!$D$31))*((1+Náklady!$C$12)^Náklady!B26)*1.21","v":-7031.9166046791233},{"$f":"MakroSOUHRN!N14*Náklady!$C$14*((1+Náklady!$C$12)^Náklady!B26)","v":233.6243339306842},-6798.2922707484395,-5210.3249476639548,{"$f":"SUM($G$17:G26)","v":-208442.15219847902}]
[null,10,{"$f":"-IF(MakroSOUHRN!P15>Náklady!$O$14,$C$6*((1+$C$12)^B27),0)","v":0},{"$f":"((MakroSOUHRN!M15*Náklady!$C$11-Cenaelektriny!$D$31))*((1+Náklady!$C$12)^Náklady!B27)*1.21","v":-7200.8530327347135},{"$f":"MakroSOUHRN!N15*Náklady!$C$14*((1+Náklady!$C$12)^Náklady!B27)","v":231.86289580445774},-6968.9901369302561,-5185.5831538650991,{"$f":"SUM($G$17:G27)","v":-213627.73535234411}]
[null,11,{"$f":"-IF(MakroSOUHRN!P16>Náklady!$O$14,$C$6*((1+$C$12)^B28),0)","v":0},{"$f":"((MakroSOUHRN!M16*Náklady!$C$11-Cenaelektriny!$D$31))*((1+Náklady!$C$12)^Náklady!B28)*1.21","v":-7373.7907590084487},{"$f":"MakroSOUHRN!N16*Náklady!$C$14*((1+Náklady!$C$12)^Náklady!B28)","v":229.94312172833892},-7143.8476372801097,-5160.8675299509487,{"$f":"SUM($G$17:G28)","v":-218788.60288229506}]
[null,12,{"$f":"-IF(MakroSOUHRN!P17>Náklady!$O$14,$C$6*((1+$C$12)^B29),0)","v":0},{"$f":"((MakroSOUHRN!M17*Náklady!$C$11-Cenaelektriny!$D$31))*((1+Náklady!$C$12)^Náklady!B29)*1.21","v":-7585.1242638369931},{"$f":"MakroSOUHRN!N17*Náklady!$C$14*((1+Náklady!$C$12)^Náklady!B29)","v":231.23537092994511},-7353.8888929070481,-5157.8697106595819,{"$f":"SUM($G$17:G29)","v":-223946.47259295464}]
[null,13,{"$f":"-IF(MakroSOUHRN!P18>Náklady!$O$14,$C$6*((1+$C$12)^B30),0)","v":0},{"$f":"((MakroSOUHRN!M18*Náklady!$C$11-Cenaelektriny!$D$31))*((1+Náklady!$C$12)^Náklady!B30)*1.21","v":-7770.1912541227921},{"$f":"MakroSOUHRN!N18*Náklady!$C$14*((1+Náklady!$C$12)^Náklady!B30)","v":229.36051007502547},-7540.8307440477665,-5134.9387998210796,{"$f":"SUM($G$17:G30)","v":-229081.41139277571}]
[null,14,{"$f":"-IF(MakroSOUHRN!P19>Náklady!$O$14,$C$6*((1+$C$12)^B31),0)","v":0},{"$f":"((MakroSOUHRN!M19*Náklady!$C$11-Cenaelektriny!$D$31))*((1+Náklady!$C$12)^Náklady!B31)*1.21","v":-7960.5900212725419},{"$f":"MakroSOUHRN!N19*Náklady!$C$14*((1+Náklady!$C$12)^Náklady!B31)","v":227.41295313876867},-7733.177068133773,-5112.5410552914627,{"$f":"SUM($G$17:G31)","v":-234193.95244806717}]
[null,15,{"$f":"-IF(MakroSOUHRN!P20>Náklady!$O$14,$C$6*((1+$C$12)^B32),0)-$D$5*((1+$C$12)^B32)","v":-135524.90396732232},{"$f":"((MakroSOUHRN!M20*Náklady!$C$11-Cenaelektriny!$D$31))*((1+Náklady!$C$12)^Náklady!B32)*1.21","v":-8155.6183092265619},{"$f":"MakroSOUHRN!N20*Náklady!$C$14*((1+Náklady!$C$12)^Náklady!B32)","v":225.30772212801844},-143455.21455442085,-92078.44337811452,{"$f":"SUM($G$17:G32)","v":-326272.39582618169}]
[null,16,{"$f":"-IF(MakroSOUHRN!P21>Náklady!$O$14,$C$6*((1+$C$12)^B33),0)","v":0},{"$f":"((MakroSOUHRN!M21*Náklady!$C$11-Cenaelektriny!$D$31))*((1+Náklady!$C$12)^Náklady!B33)*1.21","v":-8388.9034289546689},{"$f":"MakroSOUHRN!N21*Náklady!$C$14*((1+Náklady!$C$12)^Náklady!B33)","v":226.33814447022544},-8162.5652844844435,-5086.640824516533,{"$f":"SUM($G$17:G33)","v":-331359.03665069822}]
[null,17,{"$f":"-IF(MakroSOUHRN!P22>Náklady!$O$14,$C$6*((1+$C$12)^B34),0)","v":0},{"$f":"((MakroSOUHRN!M22*Náklady!$C$11-Cenaelektriny!$D$31))*((1+Náklady!$C$12)^Náklady!B34)*1.21","v":-8598.3716683778348},{"$f":"MakroSOUHRN!N22*Náklady!$C$14*((1+Náklady!$C$12)^Náklady!B34)","v":224.37828988617233},-8373.993378491663,-5066.4037113826744,{"$f":"SUM($G$17:G34)","v":-336425.44036208087}]
[null,18,{"$f":"-IF(MakroSOUHRN!P23>Náklady!$O$14,$C$6*((1+$C$12)^B35),0)","v":0},{"$f":"((MakroSOUHRN!M23*Náklady!$C$11-Cenaelektriny!$D$31))*((1+Náklady!$C$12)^Náklady!B35)*1.21","v":-8813.4450727351796},{"$f":"MakroSOUHRN!N23*Náklady!$C$14*((1+Náklady!$C$12)^Náklady!B35)","v":222.30678572379139},-8591.1382870113885,-5046.3883030762781,{"$f":"SUM($G$17:G35)","v":-341471.82866515714}]
[null,19,{"$f":"-IF(MakroSOUHRN!P24>Náklady!$O$14,$C$6*((1+$C$12)^B36),0)","v":0},{"$f":"((MakroSOUHRN!M24*Náklady!$C$11-Cenaelektriny!$D$31))*((1+Náklady!$C$12)^Náklady!B36)*1.21","v":-9036.3121795736643},{"$f":"MakroSOUHRN!N24*Náklady!$C$14*((1+Náklady!$C$12)^Náklady!B36)","v":220.32152484130683},-8815.9906547323571,-5027.6362828983774,{"$f":"SUM($G$17:G36)","v":-346499.46494805551}]
[null,20,{"$f":"-IF(MakroSOUHRN!P25>Náklady!$O$14,$C$6*((1+$C$12)^B37),0)","v":0},{"$f":"((MakroSOUHRN!M25*Náklady!$C$11-Cenaelektriny!$D$31))*((1+Náklady!$C$12)^Náklady!B37)*1.21","v":-9264.5685926565948},{"$f":"MakroSOUHRN!N25*Náklady!$C$14*((1+Náklady!$C$12)^Náklady!B37)","v":218.16793080923358},-9046.4006618473613,-5008.7727091200977,{"$f":"SUM($G$17:G37)","v":-351508.23765717563}]
[null,21,{"$f":"-IF(MakroSOUHRN!P26>Náklady!$O$14,$C$6*((1+$C$12)^B38),0)","v":0},{"$f":"((MakroSOUHRN!M26*Náklady!$C$11-Cenaelektriny!$D$31))*((1+Náklady!$C$12)^Náklady!B38)*1.21","v":-9498.3407373910122},{"$f":"MakroSOUHRN!N26*Náklady!$C$14*((1+Náklady!$C$12)^Náklady!B38)","v":215.84006440594072},-9282.500672985072,-4989.8015153885171,{"$f":"SUM($G$17:G38)","v":-356498.03917256417}]
[null,22,{"$f":"-IF(MakroSOUHRN!P27>Náklady!$O$14,$C$6*((1+$C$12)^B39),0)","v":0},{"$f":"((MakroSOUHRN!M27*Náklady!$C$11-Cenaelektriny!$D$31))*((1+Náklady!$C$12)^Náklady!B39)*1.21","v":-9737.7579404777462},{"$f":"MakroSOUHRN!N27*Náklady!$C$14*((1+Náklady!$C$12)^Náklady!B39)","v":213.33181617419228},-9524.4261243035544,-4970.7265694842135,{"$f":"SUM($G$17:G39)","v":-361468.76574204839}]
[null,23,{"$f":"-IF(MakroSOUHRN!P28>Náklady!$O$14,$C$6*((1+$C$12)^B40),0)","v":0},{"$f":"((MakroSOUHRN!M28*Náklady!$C$11-Cenaelektriny!$D$31))*((1+Náklady!$C$12)^Náklady!B40)*1.21","v":-9982.9524953929867},{"$f":"MakroSOUHRN!N28*Náklady!$C$14*((1+Náklady!$C$12)^Náklady!B40)","v":210.63690198741193},-9772.315593405574,-4951.5516742294394,{"$f":"SUM($G$17:G40)","v":-366420.31741627783}]
[null,24,{"$f":"-IF(MakroSOUHRN!P29>Náklady!$O$14,$C$6*((1+$C$12)^B41),0)","v":0},{"$f":"((MakroSOUHRN!M29*Náklady!$C$11-Cenaelektriny!$D$31))*((1+Náklady!$C$12)^Náklady!B41)*1.21","v":-10234.081474215898},{"$f":"MakroSOUHRN!N29*Náklady!$C$14*((1+Náklady!$C$12)^Náklady!B41)","v":207.75099862895723},-10026.330475586941,-4932.2902126301751,{"$f":"SUM($G$17:G41)","v":-371352.60762890801}]
[null,25,{"$f":"-IF(MakroSOUHRN!P30>Náklady!$O$14,$C$6*((1+$C$12)^B42),0)","v":0},{"$f":"((MakroSOUHRN!M30*Náklady!$C$11-Cenaelektriny!$D$31))*((1+Náklady!$C$12)^Náklady!B42)*1.21","v":-10491.893047616553},{"$f":"MakroSOUHRN!N30*Náklady!$C$14*((1+Náklady!$C$12)^Náklady!B42)","v":204.72746936716817},-10287.165578249385,-4913.2075720887478,{"$f":"SUM($G$17:G42)","v":-376265.81520099676}]

{"sheet":"solver","index":1,"n_rows":51,"n_cols":53,"rows_kept":51,"cut":false,"hidden":false,"merged":[[5,42,5,52],[7,40,25,40],[30,42,30,52],[32,40,50,40],[32,24,50,24],[30,26,30,36],[0,2,0,12],[2,0,20,0],[3,15,3,16],[27,25,28,27],[1,25,2,27],[6,24,24,24],[4,26,4,36]]}
[null,null,"Instalovaný výkon FVE [kWp]"]
[null,null,0,0.5,1,1.5,2,2.5,3,3.5,4,4.5,5,null,null,null,null,null,null,null,null,null,null,null,null,"Výsledky solvru bez dotační podpory"]
["Akumulační systém [kWh]",0,-284530.17910000001,-301207.4755,-293548.62479999999,-290954.1923,-291790.40360000002,-294530.96789999999,-300098.72590000002,-307683.25329999998,-316030.63549999997,-324969.5281,-334318.4632]
[null,0.5,null,-329193.82789999997,-322767.34080000001,-325279.00949999999,-331688.09480000002,-340293.38569999998,-352109.41379999998,-366157.26919999998,-380867.06449999998,-396118.98550000001,-411808.63870000001,null," min NPV",-290954.19]
[null,1,null,-343581.01169999997,-332948.766,-332425.49479999999,-337919.11070000002,-345953.6948,-356816.9019,-370261.0748,-384615.70929999999,-399623.78200000001,-415122.81079999998,null,"FVE",1.5,"kWp",null,null,null,null,null,null,null,null,null,"Instalovaný výkon FVE [kWp]"]
[null,1.5,null,-357968.19549999997,-345522.32040000003,-341044.79470000003,-344990.09029999998,-352226.16830000002,-362833.12209999998,-375846.57439999998,-389448.28499999997,-403904.94559999998,-418933.80780000001,null,"Bat",0,"kWh",null,null,null,null,null,null,null,null,null,0,0.5,1,1.5,2,2.5,3,3.5,4,4.5,5,null,null,null,null,null,"Instalovaný výkon FVE [kWp]"]
[null,2,null,-372355.37929999997,-360171.87199999997,-351597.22580000001,-352987.75530000002,-359337.89640000003,-369155.74200000003,-381888.43770000001,-395358.26160000003,-409411.88309999998,-423850.8615,null,null,null,null,null,null,null,null,null,null,null,"Akumulační systém [kWh]",0,-284530.17910000001,-301207.4755,-293548.62479999999,-290954.1923,-291790.40360000002,-294530.96789999999,-300098.72590000002,-307683.25329999998,-316030.63549999997,-324969.5281,-334318.4632,null,null,null,null,null,0,0.5,1,1.5,2,2.5,3,3.5,4,4.5,5]
[null,2.5,null,-386742.56310000003,-374688.38419999997,-363750.9068,-361635.7501,-367033.76250000001,-376237.15820000001,-388369.33539999998,-401388.42670000001,-415302.37050000002,-429693.94280000002,null,null,null,null,null,null,null,null,null,null,null,null,0.5,null,-329193.82789999997,-322767.34080000001,-325279.00949999999,-331688.09480000002,-340293.38569999998,-352109.41379999998,-366157.26919999998,-380867.06449999998,-396118.98550000001,-411808.63870000001,null,null,null,"Akumulační systém [kWh]",0,-284530.17910000001,-301207.4755,-293548.62479999999,-290954.1923,-291790.40360000002,-294530.96789999999,-300098.72590000002,-307683.25329999998,-316030.63549999997,-324969.5281,-334318.4632]
[null,3,null,-401129.74699999997,-389204.89640000003,-378192.77250000002,-371769.55170000001,-374972.48759999999,-383864.00780000002,-395419.40179999999,-407941.64189999999,-421360.08620000002,-435539.17690000002,null,null,null,null,null,null,null,null,null,null,null,null,1,null,-343581.01169999997,-332948.766,-332425.49479999999,-337919.11070000002,-345953.6948,-356816.9019,-370261.0748,-384615.70929999999,-399623.78200000001,-415122.81079999998,null,null,null,null,0.5,null,-329193.82789999997,-322767.34080000001,-325279.00949999999,-331688.09480000002,-340293.38569999998,-352109.41379999998,-366157.26919999998,-380867.06449999998,-396118.98550000001,-411808.63870000001]
[null,3.5,null,-415516.93079999997,-403721.40850000002,-392895.7745,-383036.64909999998,-313848.52220000001,-391573.14600000001,-403012.59360000002,-414935.24400000001,-427928.20799999998,-441617.33789999998,null,null,null,null,null,null,null,null,null,null,null,null,1.5,null,-357968.19549999997,-345522.32040000003,-341044.79470000003,-344990.09029999998,-352226.16830000002,-362833.12209999998,-375846.57439999998,-389448.28499999997,-403904.94559999998,-418933.80780000001,null,null,null,null,1,null,-343581.01169999997,-332948.766,-332425.49479999999,-337919.11070000002,-345953.6948,-356816.9019,-370261.0748,-384615.70929999999,-399623.78200000001,-415122.81079999998]
[null,4,null,-429904.11459999997,-418237.92070000002,-407477.90330000001,-396643.14970000001,-323719.60960000003,-399644.94839999999,-410829.64140000002,-422308.56469999999,-434806.37599999999,-448103.0981,null,null,null,null,null,null,null,null,null,null,null,null,2,null,-372355.37929999997,-360171.87199999997,-351597.22580000001,-352987.75530000002,-359337.89640000003,-369155.74200000003,-381888.43770000001,-395358.26160000003,-409411.88309999998,-423850.8615,null,null,null,null,1.5,null,-357968.19549999997,-345522.32040000003,-341044.79470000003,-344990.09029999998,-352226.16830000002,-362833.12209999998,-375846.57439999998,-389448.28499999997,-403904.94559999998,-418933.80780000001]
[null,4.5,null,-444291.29840000003,-432754.43290000001,-422060.03220000002,-411637.25410000002,-334154.9167,-338534.01409999997,-418563.29509999999,-430057.72029999999,-441965.97289999999,-454895.2292,null,null,null,null,null,null,null,null,null,null,null,null,2.5,null,-386742.56310000003,-374688.38419999997,-363750.9068,-361635.7501,-367033.76250000001,-376237.15820000001,-388369.33539999998,-401388.42670000001,-415302.37050000002,-429693.94280000002,null,null,null,null,2,null,-372355.37929999997,-360171.87199999997,-351597.22580000001,-352987.75530000002,-359337.89640000003,-369155.74200000003,-381888.43770000001,-395358.26160000003,-409411.88309999998,-423850.8615]
[null,5,null,-458678.48220000003,-447270.94510000001,-436642.16110000003,-426308.92869999999,-346356.23420000001,-348126.18650000001,-426634.4754,-437853.46470000001,-449479.28350000002,-461883.40669999999,null,null,null,null,null,null,null,null,null,null,null,null,3,null,-401129.74699999997,-389204.89640000003,-378192.77250000002,-371769.55170000001,-374972.48759999999,-383864.00780000002,-395419.40179999999,-407941.64189999999,-421360.08620000002,-435539.17690000002,null,null,null,null,2.5,null,-386742.56310000003,-374688.38419999997,-363750.9068,-361635.7501,-367033.76250000001,-376237.15820000001,-388369.33539999998,-401388.42670000001,-415302.37050000002,-429693.94280000002]
[null,5.5,null,-473065.66609999997,-461787.45730000001,-451224.28989999997,-440891.0576,-360274.3112,-358099.7635,-435393.23509999999,-445577.33840000001,-457309.40909999999,-469200.98389999999,null,null,null,null,null,null,null,null,null,null,null,null,3.5,null,-415516.93079999997,-403721.40850000002,-392895.7745,-383036.64909999998,-383848.52220000001,-391573.14600000001,-403012.59360000002,-414935.24400000001,-427928.20799999998,-441617.33789999998,null,null,null,null,3,null,-401129.74699999997,-389204.89640000003,-378192.77250000002,-371769.55170000001,-374972.48759999999,-383864.00780000002,-395419.40179999999,-407941.64189999999,-421360.08620000002,-435539.17690000002]
[null,6,null,-487452.84989999997,-476303.96950000001,-465806.41879999998,-455473.18650000001,-375416.0514,-368920.2732,-374667.6972,-453518.41269999999,-465098.50780000002,-476833.8812,null,null,null,null,null,null,null,null,null,null,null,null,4,null,-429904.11459999997,-418237.92070000002,-407477.90330000001,-396643.14970000001,-393719.60960000003,-399644.94839999999,-410829.64140000002,-422308.56469999999,-434806.37599999999,-448103.0981,null,null,null,null,3.5,null,-415516.93079999997,-403721.40850000002,-392895.7745,-383036.64909999998,-383848.52220000001,-391573.14600000001,-403012.59360000002,-414935.24400000001,-427928.20799999998,-441617.33789999998]
[null,6.5,null,-501840.03370000003,-490820.4817,-480388.5477,-470055.31530000002,-390254.43489999999,-381231.67800000001,-384617.13370000001,-462105.53899999999,-472822.38140000001,-484707.74369999999,null,null,null,null,null,null,null,null,null,null,null,null,4.5,null,-444291.29840000003,-432754.43290000001,-422060.03220000002,-411637.25410000002,-404154.9167,-408534.01409999997,-418563.29509999999,-430057.72029999999,-441965.97289999999,-454895.2292,null,null,null,null,4,null,-429904.11459999997,-418237.92070000002,-407477.90330000001,-396643.14970000001,-393719.60960000003,-399644.94839999999,-410829.64140000002,-422308.56469999999,-434806.37599999999,-448103.0981]
[null,7,null,-516227.21750000003,-505336.9939,-494970.6765,-484637.44420000003,-404836.5638,-394704.50660000002,-394689.56209999998,-471167.6508,-480699.01500000001,-492472.53110000002,null,null,null,null,null,null,null,null,null,null,null,null,5,null,-458678.48220000003,-447270.94510000001,-436642.16110000003,-426308.92869999999,-416356.23420000001,-418126.18650000001,-426634.4754,-437853.46470000001,-449479.28350000002,-461883.40669999999,null,null,null,null,4.5,null,-444291.29840000003,-432754.43290000001,-422060.03220000002,-411637.25410000002,-404154.9167,-408534.01409999997,-418563.29509999999,-430057.72029999999,-441965.97289999999,-454895.2292]
[null,7.5,null,-530614.40130000003,-519853.5061,-509552.80540000001,-499219.57309999998,-419418.69270000001,-409543.72899999999,-405571.05930000002,-410748.2648,-489069.89840000001,-500196.40480000002,null,null,null,null,null,null,null,null,null,null,null,null,5.5,null,-473065.66609999997,-461787.45730000001,-451224.28989999997,-440891.0576,-430274.3112,-428099.7635,-435393.23509999999,-445577.33840000001,-457309.40909999999,-469200.98389999999,null,null,null,null,5,null,-458678.48220000003,-447270.94510000001,-436642.16110000003,-426308.92869999999,-416356.23420000001,-418126.18650000001,-426634.4754,-437853.46470000001,-449479.28350000002,-461883.40669999999]
[null,8,null,-545001.58519999997,-534370.0183,-524134.93430000002,-513801.70199999999,-434000.82160000002,-424865.00280000002,-417810.93900000001,-420758.49910000002,-497935.08689999999,-508002.18719999999,null,null,null,null,null,null,null,null,null,null,null,null,6,null,-487452.84989999997,-476303.96950000001,-465806.41879999998,-455473.18650000001,-445416.0514,-438920.2732,-444667.6972,-453518.41269999999,-465098.50780000002,-476833.8812,null,null,null,null,5.5,null,-473065.66609999997,-461787.45730000001,-451224.28989999997,-440891.0576,-430274.3112,-428099.7635,-435393.23509999999,-445577.33840000001,-457309.40909999999,-469200.98389999999]
[null,8.5,null,-559388.76899999997,-548886.53049999999,-538717.06319999998,-528383.8308,-448582.95039999997,-439573.68430000002,-430981.39010000002,-430908.81430000003,-507267.54729999998,-516269.62439999997,null,null,null,null,null,null,null,null,null,null,null,null,6.5,null,-501840.03370000003,-490820.4817,-480388.5477,-470055.31530000002,-460254.43489999999,-451231.67800000001,-454617.13370000001,-462105.53899999999,-472822.38140000001,-484707.74369999999,null,null,null,null,6,null,-487452.84989999997,-476303.96950000001,-465806.41879999998,-455473.18650000001,-445416.0514,-438920.2732,-444667.6972,-453518.41269999999,-465098.50780000002,-476833.8812]
[null,9,null,-573775.95279999997,-563403.04269999999,-553299.19200000004,-542965.95970000001,-463165.07929999998,-454155.81310000003,-445396.8015,-441766.1617,-417074.09039999999,-524963.63989999995,null,null,null,null,null,null,null,null,null,null,null,null,7,null,-516227.21750000003,-505336.9939,-494970.6765,-484637.44420000003,-474836.5638,-464704.50660000002,-464689.56209999998,-471167.6508,-480699.01500000001,-492472.53110000002,null,null,null,null,6.5,null,-501840.03370000003,-490820.4817,-480388.5477,-470055.31530000002,-460254.43489999999,-451231.67800000001,-454617.13370000001,-462105.53899999999,-472822.38140000001,-484707.74369999999]
[null,null,null,null,null,null,null,null,null,null,null,null,null,null,null,null,null,null,null,null,null,null,null,null,null,7.5,null,-530614.40130000003,-519853.5061,-509552.80540000001,-499219.57309999998,-489418.69270000001,-479543.72899999999,-475571.05930000002,-480748.2648,-489069.89840000001,-500196.40480000002,null,null,null,null,7,null,-516227.21750000003,-505336.9939,-494970.6765,-484637.44420000003,-474836.5638,-464704.50660000002,-464689.56209999998,-471167.6508,-480699.01500000001,-492472.53110000002]
[null,null,null,null,null,null,null,null,null,null,null,null,null,null,null,null,null,null,null,null,null,null,null,null,null,8,null,-545001.58519999997,-534370.0183,-524134.93430000002,-513801.70199999999,-504000.82160000002,-494865.00280000002,-487810.93900000001,-490758.49910000002,-497935.08689999999,-508002.18719999999,null,null,null,null,7.5,null,-530614.40130000003,-519853.5061,-509552.80540000001,-499219.57309999998,-489418.69270000001,-479543.72899999999,-475571.05930000002,-480748.2648,-489069.89840000001,-500196.40480000002]
[null,null,null,null,null,null,null,null,null,null,null,null,null,null,null,null,null,null,null,null,null,null,null,null,null,8.5,null,-559388.76899999997,-548886.53049999999,-538717.06319999998,-528383.8308,-518582.95039999997,-509573.68430000002,-500981.39010000002,-500908.81430000003,-507267.54729999998,-516269.62439999997,null,null,null,null,8,null,-545001.58519999997,-534370.0183,-524134.93430000002,-513801.70199999999,-504000.82160000002,-494865.00280000002,-487810.93900000001,-490758.49910000002,-497935.08689999999,-508002.18719999999]
[null,null,null,null,null,null,null,null,null,null,null,null,null,null,null,null,null,null,null,null,null,null,null,null,null,9,null,-573775.95279999997,-563403.04269999999,-553299.19200000004,-542965.95970000001,-533165.07929999998,-524155.81310000003,-515396.8015,-511766.1617,-517074.09039999999,-524963.63989999995,null,null,null,null,8.5,null,-559388.76899999997,-548886.53049999999,-538717.06319999998,-528383.8308,-518582.95039999997,-509573.68430000002,-500981.39010000002,-500908.81430000003,-507267.54729999998,-516269.62439999997]
[null,null,null,null,null,null,null,null,null,null,null,null,null,null,null,null,null,null,null,null,null,null,null,null,null,null,null,null,null,null,null,null,null,null,null,null,null,null,null,null,null,9,null,-573775.95279999997,-563403.04269999999,-553299.19200000004,-542965.95970000001,-533165.07929999998,-524155.81310000003,-515396.8015,-511766.1617,-517074.09039999999,-524963.63989999995]
[]
[null,null,null,null,null,null,null,null,null,null,null,null,null,null,null,null,null,null,null,null,null,null,null,null,null,"Výsledky solvru s dotační podporou"]
[]
[]
[null,null,null,null,null,null,null,null,null,null,null,null,null,null,null,null,null,null,null,null,null,null,null,null,null,null,"Instalovaný výkon FVE [kWp]",null,null,null,null,null,null,null,null,null,null,null,null,null,null,null,"Instalovaný výkon FVE [kWp]"]
[null,null,null,null,null,null,null,null,null,null,null,null,null,null,null,null,null,null,null,null,null,null,null,null,null,null,0,0.5,1,1.5,2,2.5,3,3.5,4,4.5,5,null,null,null,null,null,0,0.5,1,1.5,2,2.5,3,3.5,4,4.5,5]
[null,null,null,null,null,null,null,null,null,null,null,null,null,null,null,null,null,null,null,null,null,null,null,null,"Velikost akumulačního systému [kWh]",0,-284530.17910000001,-301207.4755,-293548.62479999999,-290954.1923,-291790.40360000002,-294530.96789999999,-300098.72590000002,-307683.25329999998,-316030.63549999997,-324969.5281,-334318.4632,null,null,null,"Velikost akumulačního systému [kWh]",0,-284530.17910000001,-301207.4755,-293548.62479999999,-290954.1923,-291790.40360000002,-294530.96789999999,-300098.72590000002,-307683.25329999998,-316030.63549999997,-324969.5281,-334318.4632]
[null,null,null,null,null,null,null,null,null,null,null,null,null,null,null,null,null,null,null,null,null,null,null,null,null,0.5,null,-329193.82789999997,-322767.34080000001,-325279.00949999999,-331688.09480000002,-340293.38569999998,-352109.41379999998,-366157.26919999998,-380867.06449999998,-396118.98550000001,-411808.63870000001,null,null,null,null,0.5,null,-329193.82789999997,-322767.34080000001,-325279.00949999999,-331688.09480000002,-340293.38569999998,-352109.41379999998,-366157.26919999998,-380867.06449999998,-396118.98550000001,-411808.63870000001]
[null,null,null,null,null,null,null,null,null,null,null,null,null,null,null,null,null,null,null,null,null,null,null,null,null,1,null,-343581.01169999997,-332948.766,-332425.49479999999,-337919.11070000002,-345953.6948,-356816.9019,-370261.0748,-384615.70929999999,-399623.78200000001,-415122.81079999998,null,null,null,null,1,null,-343581.01169999997,-332948.766,-332425.49479999999,-337919.11070000002,-345953.6948,-356816.9019,-370261.0748,-384615.70929999999,-399623.78200000001,-415122.81079999998]
[null,null,null,null,null,null,null,null,null,null,null,null,null,null,null,null,null,null,null,null,null,null,null,null,null,1.5,null,-357968.19549999997,-345522.32040000003,-341044.79470000003,-344990.09029999998,-352226.16830000002,-362833.12209999998,-375846.57439999998,-389448.28499999997,-403904.94559999998,-418933.80780000001,null,null,null,null,1.5,null,-357968.19549999997,-345522.32040000003,-341044.79470000003,-344990.09029999998,-352226.16830000002,-362833.12209999998,-375846.57439999998,-389448.28499999997,-403904.94559999998,-418933.80780000001]
[null,null,null,null,null,null,null,null,null,null,null,null,null,null,null,null,null,null,null,null,null,null,null,null,null,2,null,-372355.37929999997,-360171.87199999997,-351597.22580000001,-352987.75530000002,-359337.89640000003,-369155.74200000003,-381888.43770000001,-395358.26160000003,-409411.88309999998,-423850.8615,null,null,null,null,2,null,-372355.37929999997,-360171.87199999997,-351597.22580000001,-352987.75530000002,-359337.89640000003,-369155.74200000003,-381888.43770000001,-395358.26160000003,-409411.88309999998,-423850.8615]
[null,null,null,null,null,null,null,null,null,null,null,null,null,null,null,null,null,null,null,null,null,null,null,null,null,2.5,null,-386742.56310000003,-374688.38419999997,-363750.9068,-361635.7501,-367033.76250000001,-376237.15820000001,-388369.33539999998,-401388.42670000001,-415302.37050000002,-429693.94280000002,null,null,null,null,2.5,null,-386742.56310000003,-374688.38419999997,-363750.9068,-361635.7501,-367033.76250000001,-376237.15820000001,-388369.33539999998,-401388.42670000001,-415302.37050000002,-429693.94280000002]
[null,null,null,null,null,null,null,null,null,null,null,null,null,null,null,null,null,null,null,null,null,null,null,null,null,3,null,-401129.74699999997,-389204.89640000003,-378192.77250000002,-371769.55170000001,-374972.48759999999,-383864.00780000002,-395419.40179999999,-407941.64189999999,-421360.08620000002,-435539.17690000002,null,null,null,null,3,null,-401129.74699999997,-389204.89640000003,-378192.77250000002,-371769.55170000001,-374972.48759999999,-383864.00780000002,-395419.40179999999,-407941.64189999999,-421360.08620000002,-435539.17690000002]
[null,null,null,null,null,null,null,null,null,null,null,null,null,null,null,null,null,null,null,null,null,null,null,null,null,3.5,null,-415516.93079999997,-403721.40850000002,-392895.7745,-383036.64909999998,-313848.52220000001,-391573.14600000001,-403012.59360000002,-414935.24400000001,-427928.20799999998,-441617.33789999998,null,null,null,null,3.5,null,-415516.93079999997,-403721.40850000002,-392895.7745,-383036.64909999998,-313848.52220000001,-391573.14600000001,-403012.59360000002,-414935.24400000001,-427928.20799999998,-441617.33789999998]
[null,null,null,null,null,null,null,null,null,null,null,null,null,null,null,null,null,null,null,null,null,null,null,null,null,4,null,-429904.11459999997,-418237.92070000002,-407477.90330000001,-396643.14970000001,-323719.60960000003,-399644.94839999999,-410829.64140000002,-422308.56469999999,-434806.37599999999,-448103.0981,null,null,null,null,4,null,-429904.11459999997,-418237.92070000002,-407477.90330000001,-396643.14970000001,-323719.60960000003,-399644.94839999999,-410829.64140000002,-422308.56469999999,-434806.37599999999,-448103.0981]
[null,null,null,null,null,null,null,null,null,null,null,null,null,null,null,null,null,null,null,null,null,null,null,null,null,4.5,null,-444291.29840000003,-432754.43290000001,-422060.03220000002,-411637.25410000002,-334154.9167,-338534.01409999997,-418563.29509999999,-430057.72029999999,-441965.97289999999,-454895.2292,null,null,null,null,4.5,null,-444291.29840000003,-432754.43290000001,-422060.03220000002,-411637.25410000002,-334154.9167,-338534.01409999997,-418563.29509999999,-430057.72029999999,-441965.97289999999,-454895.2292]
[null,null,null,null,null,null,null,null,null,null,null,null,null,null,null,null,null,null,null,null,null,null,null,null,null,5,null,-458678.48220000003,-447270.94510000001,-436642.16110000003,-426308.92869999999,-346356.23420000001,-348126.18650000001,-426634.4754,-437853.46470000001,-449479.28350000002,-461883.40669999999,null,null,null,null,5,null,-458678.48220000003,-447270.94510000001,-436642.16110000003,-426308.92869999999,-346356.23420000001,-348126.18650000001,-426634.4754,-437853.46470000001,-449479.28350000002,-461883.40669999999]
[null,null,null,null,null,null,null,null,null,null,null,null,null,null,null,null,null,null,null,null,null,null,null,null,null,5.5,null,-473065.66609999997,-461787.45730000001,-451224.28989999997,-440891.0576,-360274.3112,-358099.7635,-435393.23509999999,-445577.33840000001,-457309.40909999999,-469200.98389999999,null,null,null,null,5.5,null,-473065.66609999997,-461787.45730000001,-451224.28989999997,-440891.0576,-360274.3112,-358099.7635,-435393.23509999999,-445577.33840000001,-457309.40909999999,-469200.98389999999]
[null,null,null,null,null,null,null,null,null,null,null,null,null,null,null,null,null,null,null,null,null,null,null,null,null,6,null,-487452.84989999997,-476303.96950000001,-465806.41879999998,-455473.18650000001,-375416.0514,-368920.2732,-374667.6972,-453518.41269999999,-465098.50780000002,-476833.8812,null,null,null,null,6,null,-487452.84989999997,-476303.96950000001,-465806.41879999998,-455473.18650000001,-375416.0514,-368920.2732,-374667.6972,-453518.41269999999,-465098.50780000002,-476833.8812]
[null,null,null,null,null,null,null,null,null,null,null,null,null,null,null,null,null,null,null,null,null,null,null,null,null,6.5,null,-501840.03370000003,-490820.4817,-480388.5477,-470055.31530000002,-390254.43489999999,-381231.67800000001,-384617.13370000001,-462105.53899999999,-472822.38140000001,-484707.74369999999,null,null,null,null,6.5,null,-501840.03370000003,-490820.4817,-480388.5477,-470055.31530000002,-390254.43489999999,-381231.67800000001,-384617.13370000001,-462105.53899999999,-472822.38140000001,-484707.74369999999]
[null,null,null,null,null,null,null,null,null,null,null,null,null,null,null,null,null,null,null,null,null,null,null,null,null,7,null,-516227.21750000003,-505336.9939,-494970.6765,-484637.44420000003,-404836.5638,-394704.50660000002,-394689.56209999998,-471167.6508,-480699.01500000001,-492472.53110000002,null,null,null,null,7,null,-516227.21750000003,-505336.9939,-494970.6765,-484637.44420000003,-404836.5638,-394704.50660000002,-394689.56209999998,-471167.6508,-480699.01500000001,-492472.53110000002]
[null,null,null,null,null,null,null,null,null,null,null,null,null,null,null,null,null,null,null,null,null,null,null,null,null,7.5,null,-530614.40130000003,-519853.5061,-509552.80540000001,-499219.57309999998,-419418.69270000001,-409543.72899999999,-405571.05930000002,-410748.2648,-489069.89840000001,-500196.40480000002,null,null,null,null,7.5,null,-530614.40130000003,-519853.5061,-509552.80540000001,-499219.57309999998,-419418.69270000001,-409543.72899999999,-405571.05930000002,-410748.2648,-489069.89840000001,-500196.40480000002]
[null,null,null,null,null,null,null,null,null,null,null,null,null,null,null,null,null,null,null,null,null,null,null,null,null,8,null,-545001.58519999997,-534370.0183,-524134.93430000002,-513801.70199999999,-434000.82160000002,-424865.00280000002,-417810.93900000001,-420758.49910000002,-497935.08689999999,-508002.18719999999,null,null,null,null,8,null,-545001.58519999997,-534370.0183,-524134.93430000002,-513801.70199999999,-434000.82160000002,-424865.00280000002,-417810.93900000001,-420758.49910000002,-497935.08689999999,-508002.18719999999]
[null,null,null,null,null,null,null,null,null,null,null,null,null,null,null,null,null,null,null,null,null,null,null,null,null,8.5,null,-559388.76899999997,-548886.53049999999,-538717.06319999998,-528383.8308,-448582.95039999997,-439573.68430000002,-430981.39010000002,-430908.81430000003,-507267.54729999998,-516269.62439999997,null,null,null,null,8.5,null,-559388.76899999997,-548886.53049999999,-538717.06319999998,-528383.8308,-448582.95039999997,-439573.68430000002,-430981.39010000002,-430908.81430000003,-507267.54729999998,-516269.62439999997]
[null,null,null,null,null,null,null,null,null,null,null,null,null,null,null,null,null,null,null,null,null,null,null,null,null,9,null,-573775.95279999997,-563403.04269999999,-553299.19200000004,-542965.95970000001,-463165.07929999998,-454155.81310000003,-445396.8015,-441766.1617,-417074.09039999999,-524963.63989999995,null,null,null,null,9,null,-573775.95279999997,-563403.04269999999,-553299.19200000004,-542965.95970000001,-463165.07929999998,-454155.81310000003,-445396.8015,-441766.1617,-417074.09039999999,-524963.63989999995]

{"sheet":"CitlivostniAnalyza","index":2,"n_rows":133,"n_cols":6,"rows_kept":133,"cut":false,"hidden":false,"merged":[[0,0,0,8]]}
["Nutné předem nastavit do listu volený instalovaný výkon a kapacitu systému"]
["Citlivostní analýza"]
["cena elektřiny","FVE s aku","FVE s aku bez dotace","pouze FVE","bez FVE"]
[1,-251922.8977,-321922.89769999997,-197584.29459999999,-123473.1373]
[1.5,-263441.74300000002,-333441.74300000002,-218133.6833,-157611.73800000001]
[2,-274960.58840000001,-344960.58840000001,-238683.07209999999,-191750.33859999999]
[2.5,-286479.4338,-356479.4338,-259232.46090000001,-225888.93919999999]
[3,-297998.27909999999,-367998.27909999999,-279781.84960000002,-260027.5399]
[3.5,-309517.12449999998,-379517.12449999998,-300331.23839999997,-294166.14049999998]
[4,-321035.96990000003,-391035.96990000003,-320880.62719999999,-328304.74109999998]
[4.5,-332554.81520000001,-402554.81520000001,-341430.0159,-362443.34179999999]
[5,-344073.6606,-414073.6606,-361979.40470000001,-396581.9424]
[5.5,-355592.50589999999,-425592.50589999999,-382528.79350000003,-430720.54300000001]
[6,-367111.35129999998,-437111.35129999998,-403078.18219999998,-464859.14370000002]
[6.5,-378630.19669999997,-448630.19669999997,-423627.571,-498997.74430000002]
[7,-390149.04200000002,-460149.04200000002,-444176.95980000001,-533136.34490000003]
[7.5,-401667.88740000001,-471667.88740000001,-464726.34850000002,-567274.94559999998]
[8,-413186.73269999999,-483186.73269999999,-485275.73729999998,-601413.54619999998]
[8.5,-424705.57809999998,-494705.57809999998,-505825.12609999999,-635552.14679999999]
[9,-436224.42349999998,-506224.42349999998,-526374.5148,-669690.74750000006]
[9.5,-447743.26880000002,-517743.26880000002,-546923.90359999996,-703829.34809999994]
[10,-459262.11420000001,-529262.11419999995,-567473.29229999997,-737967.94869999995]
[3.36,null,null,null,null,0]
[3.36,null,null,null,null,-800000]
["diskont","FVE s aku","FVE s aku bez dotace","pouze FVE","bez FVE"]
[0.02,-337437.95610000001,-407437.95610000001,-322815.6556,-322207.60399999999]
[0.03,-306265.81520000001,-376265.81520000001,-294530.96789999999,-284530.17910000001]
[0.04,-279848.22690000001,-349848.22690000001,-270669.47769999999,-252786.5246]
[0.05,-257379.9167,-327379.9167,-250445.2059,-225904.0441]
[0.06,-238203.47640000001,-308203.47639999999,-233224.3616,-203021.68090000001]
[7.0000000000000007E-2,-221780.28909999999,-291780.28909999999,-218493.86960000001,-183445.4424]
[0.08,-207667.524,-277667.52399999998,-205836.7659,-166613.7653]
[0.09,-195499.86309999999,-265499.86310000002,-194912.8928,-152070.4491]
[0.1,-184974.935,-254974.935,-185443.69779999999,-139443.42879999999]
[0.03,null,null,null,null,0]
[0.03,null,null,null,null,-450000]
[]
["vykupní cena","FVE s aku","FVE s aku bez dotace","pouze FVE","bez FVE"]
[0.1,-309262.821,-379262.821,-302005.92920000001,-284530.17910000001]
[0.2,-308263.81910000002,-378263.81910000002,-299514.27539999998,-284530.17910000001]
[0.3,-307264.81709999999,-377264.81709999999,-297022.62170000002,-284530.17910000001]
[0.4,-306265.81520000001,-376265.81520000001,-294530.96789999999,-284530.17910000001]
[0.5,-305266.81329999998,-375266.81329999998,-292039.31420000002,-284530.17910000001]
[0.6,-304267.8113,-374267.8113,-289547.66039999999,-284530.17910000001]
[0.7,-303268.80940000003,-373268.80940000003,-287056.00670000003,-284530.17910000001]
[0.8,-302269.80739999999,-372269.80739999999,-284564.3529,-284530.17910000001]
[0.9,-301270.80550000002,-371270.80550000002,-282072.69919999997,-284530.17910000001]
[1,-300271.80349999998,-370271.80349999998,-279581.0454,-284530.17910000001]
[1.1000000000000001,-299272.80160000001,-369272.80160000001,-277089.39169999998,-284530.17910000001]
[1.2,-298273.79960000003,-368273.79960000003,-274597.73790000001,-284530.17910000001]
[1.3,-297274.7977,-367274.7977,-272106.08419999998,-284530.17910000001]
[1.4,-296275.79570000002,-366275.79570000002,-269614.43040000001,-284530.17910000001]
[1.5,-295276.79379999998,-365276.79379999998,-267122.77669999999,-284530.17910000001]
[1.6,-294277.79180000001,-364277.79180000001,-264631.12290000002,-284530.17910000001]
[1.7,-293278.78989999997,-363278.78989999997,-262139.46919999999,-284530.17910000001]
[1.8,-292279.7879,-362279.7879,-259647.81539999999,-284530.17910000001]
[1.9,-291280.78600000002,-361280.78600000002,-257156.1617,-284530.17910000001]
[2,-290281.78399999999,-360281.78399999999,-254664.5079,-284530.17910000001]
[0.4,null,null,null,null,0]
[0.4,null,null,null,null,-400000]
["cena akumulatoru","FVE s aku","FVE s aku bez dotace","pouze FVE","bez FVE"]
[1000,-231192.5319,-287812.5319,-294530.96789999999,-284530.17910000001]
[2000,-235611.44380000001,-293851.44380000001,-294530.96789999999,-284530.17910000001]
[3000,-240030.35560000001,-299890.35560000001,-294530.96789999999,-284530.17910000001]
[4000,-244449.26740000001,-305929.26740000001,-294530.96789999999,-284530.17910000001]
[5000,-248868.17920000001,-311968.17920000001,-294530.96789999999,-284530.17910000001]
[6000,-253287.09099999999,-318007.09100000001,-294530.96789999999,-284530.17910000001]
[7000,-257706.00289999999,-324046.00290000002,-294530.96789999999,-284530.17910000001]
[8000,-262124.91469999999,-330084.91470000002,-294530.96789999999,-284530.17910000001]
[9000,-266543.82650000002,-336123.82650000002,-294530.96789999999,-284530.17910000001]
[10000,-272162.73830000003,-342162.73830000003,-294530.96789999999,-284530.17910000001]
[11000,-278201.65010000003,-348201.65010000003,-294530.96789999999,-284530.17910000001]
[12000,-284240.56199999998,-354240.56199999998,-294530.96789999999,-284530.17910000001]
[13000,-290279.47379999998,-360279.47379999998,-294530.96789999999,-284530.17910000001]
[14000,-296318.38559999998,-366318.38559999998,-294530.96789999999,-284530.17910000001]
[15000,-302357.29739999998,-372357.29739999998,-294530.96789999999,-284530.17910000001]
[16000,-308396.20919999998,-378396.20919999998,-294530.96789999999,-284530.17910000001]
[17000,-314435.12099999998,-384435.12099999998,-294530.96789999999,-284530.17910000001]
[18000,-320474.03289999999,-390474.03289999999,-294530.96789999999,-284530.17910000001]
[19000,-326512.94469999999,-396512.94469999999,-294530.96789999999,-284530.17910000001]
[20000,-332551.85649999999,-402551.85649999999,-294530.96789999999,-284530.17910000001]
[16899,null,null,null,null,0]
[16899,null,null,null,null,-450000]
[]
["cena panelu","FVE s aku","FVE s aku bez dotace","pouze FVE","bez FVE"]
[1000,-275917.31520000001,-336265.81520000001,-254530.96789999999,-284530.17910000001]
[1500,-278417.31520000001,-341265.81520000001,-259530.96789999999,-284530.17910000001]
[2000,-280917.31520000001,-346265.81520000001,-264530.96789999999,-284530.17910000001]
[2500,-283417.31520000001,-351265.81520000001,-269530.96789999999,-284530.17910000001]
[3000,-286265.81520000001,-356265.81520000001,-274530.96789999999,-284530.17910000001]
[3500,-291265.81520000001,-361265.81520000001,-279530.96789999999,-284530.17910000001]
[4000,-296265.81520000001,-366265.81520000001,-284530.96789999999,-284530.17910000001]
[4500,-301265.81520000001,-371265.81520000001,-289530.96789999999,-284530.17910000001]
[5000,-306265.81520000001,-376265.81520000001,-294530.96789999999,-284530.17910000001]
[5500,-311265.81520000001,-381265.81520000001,-299530.96789999999,-284530.17910000001]
[6000,-316265.81520000001,-386265.81520000001,-304530.96789999999,-284530.17910000001]
[6500,-321265.81520000001,-391265.81520000001,-309530.96789999999,-284530.17910000001]
[7000,-326265.81520000001,-396265.81520000001,-314530.96789999999,-284530.17910000001]
[7500,-331265.81520000001,-401265.81520000001,-319530.96789999999,-284530.17910000001]
[8000,-336265.81520000001,-406265.81520000001,-324530.96789999999,-284530.17910000001]
[8500,-341265.81520000001,-411265.81520000001,-329530.96789999999,-284530.17910000001]
[9000,-346265.81520000001,-416265.81520000001,-334530.96789999999,-284530.17910000001]
[9500,-351265.81520000001,-421265.81520000001,-339530.96789999999,-284530.17910000001]
[10000,-356265.81520000001,-426265.81520000001,-344530.96789999999,-284530.17910000001]
[]
[]
[]
[]
["cena investice","FVE s aku","FVE s aku bez dotace","pouze FVE","bez FVE"]
[10000,-179498.94760000001,-184498.94760000001,-217030.96789999999,-284530.17910000001]
[20000,-187224.2751,-197224.2751,-227030.96789999999,-284530.17910000001]
[30000,-194949.60260000001,-209949.60260000001,-237030.96789999999,-284530.17910000001]
[40000,-202674.9301,-222674.9301,-247030.96789999999,-284530.17910000001]
[50000,-210400.25760000001,-235400.25760000001,-257030.96789999999,-284530.17910000001]
[60000,-218125.5851,-248125.5851,-267030.96789999999,-284530.17910000001]
[70000,-225850.91260000001,-260850.91260000001,-277030.96789999999,-284530.17910000001]
[80000,-233576.2401,-273576.2401,-287030.96789999999,-284530.17910000001]
[90000,-241301.56760000001,-286301.56760000001,-297030.96789999999,-284530.17910000001]
[100000,-249026.89509999999,-299026.89510000002,-307030.96789999999,-284530.17910000001]
[110000,-256752.22260000001,-311752.22259999998,-317030.96789999999,-284530.17910000001]
[120000,-264477.55009999999,-324477.55009999999,-327030.96789999999,-284530.17910000001]
[130000,-272202.8775,-337202.8775,-337030.96789999999,-284530.17910000001]
[140000,-279928.20500000002,-349928.20500000002,-347030.96789999999,-284530.17910000001]
[150000,-292653.53249999997,-362653.53249999997,-357030.96789999999,-284530.17910000001]
[160000,-305378.86,-375378.86,-367030.96789999999,-284530.17910000001]
[170000,-318104.1875,-388104.1875,-377030.96789999999,-284530.17910000001]
[180000,-330829.51500000001,-400829.51500000001,-387030.96789999999,-284530.17910000001]
[190000,-343554.84250000003,-413554.84250000003,-397030.96789999999,-284530.17910000001]
[200000,-356280.17,-426280.17,-407030.96789999999,-284530.17910000001]
[160933,null,null,null,null,0]
[160933,null,null,null,null,-500000]
[87500,null,null,null,null,0]
[87500,null,null,null,null,-350000]

{"sheet":"NákladypouzeFV","index":3,"n_rows":42,"n_cols":8,"rows_kept":42,"cut":false,"hidden":false,"merged":[]}
[]
[null,"cena",{"$f":"Náklady!C2","v":50000},null,"NPV přes ADCF",{"$f":"H42","v":-294530.96792594279}]
[null,"cena konstrukce",{"$f":"Náklady!C3","v":10000},null,"NPV fcí",{"$f":"NPV(C10,F18:F42)+F17","v":-294530.96792594268}]
[null,"zivostnost",{"$f":"Náklady!C4","v":25}]
[null,"cena měniče",{"$f":"D5","v":27500},{"$f":"IF(Náklady!O2>0,ROUND(3000*Náklady!O2+20000,-2),0)","v":27500}]
[null,"dotace",0]
[null,"investice",{"$f":"C2+C3+C5","v":87500}]
[null,"cena elektřiny ",{"$f":"Náklady!C11","v":3.3588700000000005}]
[null,"inflace",{"$f":"Náklady!C12","v":0.02}]
[null,"diskont",{"$f":"Náklady!C13","v":0.03}]
[null,"výkupní cena",{"$f":"Náklady!C14","v":0.4},"za kWh"]
[]
[]
[]
[]
[null,"rok","investice","výdaje na spotřebu","prodej přebytků","CF","DCF","ADCF"]
[null,0,{"$f":"-C7","v":-87500},null,null,{"$f":"C17+D17+E17","v":-87500},{"$f":"F17/(1+$C$10)^B17","v":-87500},{"$f":"SUM($G$17:G17)","v":-87500}]
[null,1,null,{"$f":"(MakroSOUHRN!J6*$C$8-Cenaelektriny!$D$31)*((1+$C$9)^B18)*1.21","v":-8759.6156894542728},{"$f":"MakroSOUHRN!K6*$C$11*((1+$C$9)^B18)","v":532.54406637799264},-8227.071623076281,-7987.4481777439623,{"$f":"SUM($G$17:G18)","v":-95487.448177743965}]
[null,2,null,{"$f":"(MakroSOUHRN!J7*$C$8-Cenaelektriny!$D$31)*((1+$C$9)^B19)*1.21","v":-8948.0320767375342},{"$f":"MakroSOUHRN!K7*$C$11*((1+$C$9)^B19)","v":536.62811809954655},-8411.4039586379877,-7928.5549614836345,{"$f":"SUM($G$17:G19)","v":-103416.0031392276}]
[null,3,null,{"$f":"(MakroSOUHRN!J8*$C$8-Cenaelektriny!$D$31)*((1+$C$9)^B20)*1.21","v":-9140.5257706522716},{"$f":"MakroSOUHRN!K8*$C$11*((1+$C$9)^B20)","v":540.66689367957326},-8599.8588769726975,-7870.0891228757937,{"$f":"SUM($G$17:G20)","v":-111286.0922621034}]
[null,4,null,{"$f":"(MakroSOUHRN!J9*$C$8-Cenaelektriny!$D$31)*((1+$C$9)^B21)*1.21","v":-9337.2260372783639},{"$f":"MakroSOUHRN!K9*$C$11*((1+$C$9)^B21)","v":544.66103683667473},-8792.5650004416893,-7812.0801208492448,{"$f":"SUM($G$17:G21)","v":-119098.17238295265}]
[null,5,null,{"$f":"(MakroSOUHRN!J10*$C$8-Cenaelektriny!$D$31)*((1+$C$9)^B22)*1.21","v":-9538.9320080772122},{"$f":"MakroSOUHRN!K10*$C$11*((1+$C$9)^B22)","v":548.67681462799715},-8990.2551934492149,-7755.0731037246451,{"$f":"SUM($G$17:G22)","v":-126853.24548667729}]
[null,6,null,{"$f":"(MakroSOUHRN!J11*$C$8-Cenaelektriny!$D$31)*((1+$C$9)^B23)*1.21","v":-9745.4461078681779},{"$f":"MakroSOUHRN!K11*$C$11*((1+$C$9)^B23)","v":552.68208681222575},-9192.764021055953,-7698.7951430422872,{"$f":"SUM($G$17:G23)","v":-134552.04062971959}]
[null,7,null,{"$f":"(MakroSOUHRN!J12*$C$8-Cenaelektriny!$D$31)*((1+$C$9)^B24)*1.21","v":-9956.4480813845457},{"$f":"MakroSOUHRN!K12*$C$11*((1+$C$9)^B24)","v":556.63231963845726},-9399.8157617460893,-7642.9104040672055,{"$f":"SUM($G$17:G24)","v":-142194.95103378678}]
[null,8,null,{"$f":"(MakroSOUHRN!J13*$C$8-Cenaelektriny!$D$31)*((1+$C$9)^B25)*1.21","v":-10171.991955398425},{"$f":"MakroSOUHRN!K13*$C$11*((1+$C$9)^B25)","v":560.51948894301347},-9611.4724664554124,-7587.3851203740433,{"$f":"SUM($G$17:G25)","v":-149782.33615416082}]
[null,9,null,{"$f":"(MakroSOUHRN!J14*$C$8-Cenaelektriny!$D$31)*((1+$C$9)^B26)*1.21","v":-10392.175005140303},{"$f":"MakroSOUHRN!K14*$C$11*((1+$C$9)^B26)","v":564.33949209189666},-9827.8355130484069,-7532.2175799212127,{"$f":"SUM($G$17:G26)","v":-157314.55373408203}]
[null,10,null,{"$f":"(MakroSOUHRN!J15*$C$8-Cenaelektriny!$D$31)*((1+$C$9)^B27)*1.21","v":-10617.306404251922},{"$f":"MakroSOUHRN!K15*$C$11*((1+$C$9)^B27)","v":568.10873837318729},-10049.197665878735,-7477.5468327747412,{"$f":"SUM($G$17:G27)","v":-164792.10056685677}]
[null,11,null,{"$f":"(MakroSOUHRN!J16*$C$8-Cenaelektriny!$D$31)*((1+$C$9)^B28)*1.21","v":-10847.488359818059},{"$f":"MakroSOUHRN!K16*$C$11*((1+$C$9)^B28)","v":571.82291624006655},-10275.665443577993,-7423.3593476514006,{"$f":"SUM($G$17:G28)","v":-172215.45991450816}]
[null,12,null,{"$f":"(MakroSOUHRN!J17*$C$8-Cenaelektriny!$D$31)*((1+$C$9)^B29)*1.21","v":-11082.76705927828},{"$f":"MakroSOUHRN!K17*$C$11*((1+$C$9)^B29)","v":575.4718409963649},-10507.295218281915,-7369.6054613507704,{"$f":"SUM($G$17:G29)","v":-179585.06537585892}]
[null,13,null,{"$f":"(MakroSOUHRN!J18*$C$8-Cenaelektriny!$D$31)*((1+$C$9)^B30)*1.21","v":-11323.149777723194},{"$f":"MakroSOUHRN!K18*$C$11*((1+$C$9)^B30)","v":579.04112984863229},-10744.108647874562,-7316.2151808024737,{"$f":"SUM($G$17:G30)","v":-186901.2805566614}]
[null,14,null,{"$f":"(MakroSOUHRN!J19*$C$8-Cenaelektriny!$D$31)*((1+$C$9)^B31)*1.21","v":-11569.67784504024},{"$f":"MakroSOUHRN!K19*$C$11*((1+$C$9)^B31)","v":582.61779401982346},-10987.060051020417,-7263.741033328025,{"$f":"SUM($G$17:G31)","v":-194165.02158998942}]
[null,15,{"$f":"-$D$5*((1+$C$9)^B32)","v":-37011.379303913556},{"$f":"(MakroSOUHRN!J20*$C$8-Cenaelektriny!$D$31)*((1+$C$9)^B32)*1.21","v":-11821.659421758812},{"$f":"MakroSOUHRN!K20*$C$11*((1+$C$9)^B32)","v":586.11788071290948},-48246.920844959459,-30967.862569440971,{"$f":"SUM($G$17:G32)","v":-225132.8841594304}]
[null,16,null,{"$f":"(MakroSOUHRN!J21*$C$8-Cenaelektriny!$D$31)*((1+$C$9)^B33)*1.21","v":-12079.132365497713},{"$f":"MakroSOUHRN!K21*$C$11*((1+$C$9)^B33)","v":589.52885808689848},-11489.603507410815,-7159.941050565888,{"$f":"SUM($G$17:G33)","v":-232292.82520999628}]
[null,17,null,{"$f":"(MakroSOUHRN!J22*$C$8-Cenaelektriny!$D$31)*((1+$C$9)^B34)*1.21","v":-12343.067749971016},{"$f":"MakroSOUHRN!K22*$C$11*((1+$C$9)^B34)","v":592.92963603258579},-11750.13811393843,-7109.0267998802128,{"$f":"SUM($G$17:G34)","v":-239401.85200987649}]
[null,18,null,{"$f":"(MakroSOUHRN!J23*$C$8-Cenaelektriny!$D$31)*((1+$C$9)^B35)*1.21","v":-12613.394836389525},{"$f":"MakroSOUHRN!K23*$C$11*((1+$C$9)^B35)","v":596.29617502764154},-12017.098661361884,-7058.7789528768208,{"$f":"SUM($G$17:G35)","v":-246460.63096275332}]
[null,19,null,{"$f":"(MakroSOUHRN!J24*$C$8-Cenaelektriny!$D$31)*((1+$C$9)^B36)*1.21","v":-12892.469994507575},{"$f":"MakroSOUHRN!K24*$C$11*((1+$C$9)^B36)","v":599.84288590253857},-12292.627108605036,-7010.3134728469277,{"$f":"SUM($G$17:G36)","v":-253470.94443560025}]
[null,20,null,{"$f":"(MakroSOUHRN!J25*$C$8-Cenaelektriny!$D$31)*((1+$C$9)^B37)*1.21","v":-13177.662801015795},{"$f":"MakroSOUHRN!K25*$C$11*((1+$C$9)^B37)","v":603.29294674242067},-12574.369854273375,-6962.1237124827258,{"$f":"SUM($G$17:G37)","v":-260433.06814808297}]
[null,21,null,{"$f":"(MakroSOUHRN!J26*$C$8-Cenaelektriny!$D$31)*((1+$C$9)^B38)*1.21","v":-13469.106331786539},{"$f":"MakroSOUHRN!K26*$C$11*((1+$C$9)^B38)","v":606.64107286153694},-12862.465258925002,-6914.2088863406152,{"$f":"SUM($G$17:G38)","v":-267347.27703442361}]
[null,22,null,{"$f":"(MakroSOUHRN!J27*$C$8-Cenaelektriny!$D$31)*((1+$C$9)^B39)*1.21","v":-13766.936538667707},{"$f":"MakroSOUHRN!K27*$C$11*((1+$C$9)^B39)","v":609.88180684672068},-13157.054731820986,-6866.5681982391106,{"$f":"SUM($G$17:G39)","v":-274213.84523266274}]
[null,23,null,{"$f":"(MakroSOUHRN!J28*$C$8-Cenaelektriny!$D$31)*((1+$C$9)^B40)*1.21","v":-14071.292311291401},{"$f":"MakroSOUHRN!K28*$C$11*((1+$C$9)^B40)","v":613.00951376216744},-13458.282797529235,-6819.2008415413702,{"$f":"SUM($G$17:G40)","v":-281033.04607420409}]
[null,24,null,{"$f":"(MakroSOUHRN!J29*$C$8-Cenaelektriny!$D$31)*((1+$C$9)^B41)*1.21","v":-14382.393200516175},{"$f":"MakroSOUHRN!K29*$C$11*((1+$C$9)^B41)","v":616.0260195253029},-13766.367180990872,-6772.1404431664396,{"$f":"SUM($G$17:G41)","v":-287805.18651737052}]
[null,25,null,{"$f":"(MakroSOUHRN!J30*$C$8-Cenaelektriny!$D$31)*((1+$C$9)^B42)*1.21","v":-14701.3090159111},{"$f":"MakroSOUHRN!K30*$C$11*((1+$C$9)^B42)","v":619.01634296385464},-14082.292672947246,-6725.7814085722684,{"$f":"SUM($G$17:G42)","v":-294530.96792594279}]

{"sheet":"NákladybezFV","index":4,"n_rows":34,"n_cols":8,"rows_kept":34,"cut":false,"hidden":false,"merged":[]}
[]
[null,"cena elektřiny ",{"$f":"Náklady!C11","v":3.3588700000000005},null,"NPV přes ADCF",{"$f":"H34","v":-284530.17907291942}]
[null,"inflace",{"$f":"Náklady!C12","v":0.02},null,"NPV fcí",{"$f":"NPV(C4,F10:F34,F9)","v":-284530.1790729193}]
[null,"diskont",{"$f":"Náklady!C13","v":0.03}]
[null,"investice",0]
[null,"výkupní cena",{"$f":"Náklady!C14","v":0.4},"za kWh"]
[]
[null,"rok","investice","výdaje na spotřebu","prodej přebytků","CF","DCF","ADCF"]
[null,0,0,null,null,0,0,0]
[null,1,0,{"$f":"(-TechData!$AB$90*$C$2-Cenaelektriny!$D$31)*((1+$C$3)^B10)*1.21","v":-13146.070244053},0,{"$f":"E10+D10+C10","v":-13146.070244053},{"$f":"F10/((1+$C$4)^B10)","v":-12763.174994226214},{"$f":"SUM($G$9:G10)","v":-12763.174994226214}]
[null,2,0,{"$f":"(-TechData!$AB$90*$C$2-Cenaelektriny!$D$31)*((1+$C$3)^B11)*1.21","v":-13408.991648934061},0,-13408.991648934061,-12639.260673893921,{"$f":"SUM($G$9:G11)","v":-25402.435668120135}]
[null,3,0,{"$f":"(-TechData!$AB$90*$C$2-Cenaelektriny!$D$31)*((1+$C$3)^B12)*1.21","v":-13677.171481912741},0,-13677.171481912741,-12516.549405215339,{"$f":"SUM($G$9:G12)","v":-37918.985073335476}]
[null,4,0,{"$f":"(-TechData!$AB$90*$C$2-Cenaelektriny!$D$31)*((1+$C$3)^B13)*1.21","v":-13950.714911550996},0,-13950.714911550996,-12395.029508077327,{"$f":"SUM($G$9:G13)","v":-50314.014581412805}]
[null,5,0,{"$f":"(-TechData!$AB$90*$C$2-Cenaelektriny!$D$31)*((1+$C$3)^B14)*1.21","v":-14229.729209782017},0,-14229.729209782017,-12274.689415765897,{"$f":"SUM($G$9:G14)","v":-62588.703997178702}]
[null,6,0,{"$f":"(-TechData!$AB$90*$C$2-Cenaelektriny!$D$31)*((1+$C$3)^B15)*1.21","v":-14514.323793977659},0,-14514.323793977659,-12155.517673865259,{"$f":"SUM($G$9:G15)","v":-74744.221671043953}]
[null,7,0,{"$f":"(-TechData!$AB$90*$C$2-Cenaelektriny!$D$31)*((1+$C$3)^B16)*1.21","v":-14804.610269857207},0,-14804.610269857207,-12037.502939167533,{"$f":"SUM($G$9:G16)","v":-86781.724610211488}]
[null,8,0,{"$f":"(-TechData!$AB$90*$C$2-Cenaelektriny!$D$31)*((1+$C$3)^B17)*1.21","v":-15100.702475254353},0,-15100.702475254353,-11920.633978593094,{"$f":"SUM($G$9:G17)","v":-98702.358588804578}]
[null,9,0,{"$f":"(-TechData!$AB$90*$C$2-Cenaelektriny!$D$31)*((1+$C$3)^B18)*1.21","v":-15402.71652475944},0,-15402.71652475944,-11804.899668121316,{"$f":"SUM($G$9:G18)","v":-110507.2582569259}]
[null,10,0,{"$f":"(-TechData!$AB$90*$C$2-Cenaelektriny!$D$31)*((1+$C$3)^B19)*1.21","v":-15710.77085525463},0,-15710.77085525463,-11690.28899173179,{"$f":"SUM($G$9:G19)","v":-122197.54724865769}]
[null,11,0,{"$f":"(-TechData!$AB$90*$C$2-Cenaelektriny!$D$31)*((1+$C$3)^B20)*1.21","v":-16024.98627235972},0,-16024.98627235972,-11576.791040355751,{"$f":"SUM($G$9:G20)","v":-133774.33828901345}]
[null,12,0,{"$f":"(-TechData!$AB$90*$C$2-Cenaelektriny!$D$31)*((1+$C$3)^B21)*1.21","v":-16345.485997806916},0,-16345.485997806916,-11464.395010837736,{"$f":"SUM($G$9:G21)","v":-145238.73329985118}]
[null,13,0,{"$f":"(-TechData!$AB$90*$C$2-Cenaelektriny!$D$31)*((1+$C$3)^B22)*1.21","v":-16672.395717763055},0,-16672.395717763055,-11353.090204907274,{"$f":"SUM($G$9:G22)","v":-156591.82350475845}]
[null,14,0,{"$f":"(-TechData!$AB$90*$C$2-Cenaelektriny!$D$31)*((1+$C$3)^B23)*1.21","v":-17005.843632118314},0,-17005.843632118314,-11242.866028160599,{"$f":"SUM($G$9:G23)","v":-167834.68953291903}]
[null,15,0,{"$f":"(-TechData!$AB$90*$C$2-Cenaelektriny!$D$31)*((1+$C$3)^B24)*1.21","v":-17345.960504760678},0,-17345.960504760678,-11133.711989052241,{"$f":"SUM($G$9:G24)","v":-178968.40152197127}]
[null,16,0,{"$f":"(-TechData!$AB$90*$C$2-Cenaelektriny!$D$31)*((1+$C$3)^B25)*1.21","v":-17692.879714855895},0,-17692.879714855895,-11025.617697896398,{"$f":"SUM($G$9:G25)","v":-189994.01921986768}]
[null,17,0,{"$f":"(-TechData!$AB$90*$C$2-Cenaelektriny!$D$31)*((1+$C$3)^B26)*1.21","v":-18046.737309153013},0,-18046.737309153013,-10918.572865877986,{"$f":"SUM($G$9:G26)","v":-200912.59208574568}]
[null,18,0,{"$f":"(-TechData!$AB$90*$C$2-Cenaelektriny!$D$31)*((1+$C$3)^B27)*1.21","v":-18407.672055336072},0,-18407.672055336072,-10812.567304073345,{"$f":"SUM($G$9:G27)","v":-211725.15938981902}]
[null,19,0,{"$f":"(-TechData!$AB$90*$C$2-Cenaelektriny!$D$31)*((1+$C$3)^B28)*1.21","v":-18775.825496442794},0,-18775.825496442794,-10707.5909224804,{"$f":"SUM($G$9:G28)","v":-222432.75031229941}]
[null,20,0,{"$f":"(-TechData!$AB$90*$C$2-Cenaelektriny!$D$31)*((1+$C$3)^B29)*1.21","v":-19151.342006371651},0,-19151.342006371651,-10603.633729058261,{"$f":"SUM($G$9:G29)","v":-233036.38404135767}]
[null,21,0,{"$f":"(-TechData!$AB$90*$C$2-Cenaelektriny!$D$31)*((1+$C$3)^B30)*1.21","v":-19534.368846499081},0,-19534.368846499081,-10500.685828776142,{"$f":"SUM($G$9:G30)","v":-243537.06987013383}]
[null,22,0,{"$f":"(-TechData!$AB$90*$C$2-Cenaelektriny!$D$31)*((1+$C$3)^B31)*1.21","v":-19925.056223429066},0,-19925.056223429066,-10398.73742267152,{"$f":"SUM($G$9:G31)","v":-253935.80729280534}]
[null,23,0,{"$f":"(-TechData!$AB$90*$C$2-Cenaelektriny!$D$31)*((1+$C$3)^B32)*1.21","v":-20323.557347897644},0,-20323.557347897644,-10297.778806917426,{"$f":"SUM($G$9:G32)","v":-264233.58609972277}]
[null,24,0,{"$f":"(-TechData!$AB$90*$C$2-Cenaelektriny!$D$31)*((1+$C$3)^B33)*1.21","v":-20730.028494855596},0,-20730.028494855596,-10197.800371898811,{"$f":"SUM($G$9:G33)","v":-274431.38647162158}]
[null,25,0,{"$f":"(-TechData!$AB$90*$C$2-Cenaelektriny!$D$31)*((1+$C$3)^B34)*1.21","v":-21144.629064752709},0,-21144.629064752709,-10098.792601297851,{"$f":"SUM($G$9:G34)","v":-284530.17907291942}]

{"sheet":"Cenaelektriny","index":5,"n_rows":33,"n_cols":7,"rows_kept":33,"cut":false,"hidden":false,"merged":[[6,5,6,6],[8,5,8,6]]}
[]
[]
[]
[]
[null,null,null,null,null,"měsíců"]
[null,null,null,null,null,12]
["tarif","Pre Klasik","sazba","D02d",null,"Spotřeba energie s aku"]
["Cena silové elekřiny","kč/kWh","kWh","celkem",null,{"$f":"-MakroSOUHRN!M6","v":785.54915676366375}," kWh"]
["ve vysokém ",1.1919999999999999,{"$f":"F8","v":785.54915676366375},{"$f":"B9*C9","v":936.37459486228715},null,"Cena elektřiny v prvním roce"]
["v nizkém",0,0,{"$f":"B10*C10","v":0},null,{"$f":"$D$29","v":5692.8533703763078}]
["Měsíční poplatek za odběrné místo","Kč/měsíc","měsíců","celkem"]
[null,79,{"$f":"F6","v":12},{"$f":"B12*C12","v":948}]
["Daň z elektřiny","Kč/kWh","kWh","celkem"]
[null,2.8299999999999999E-2,{"$f":"F8","v":785.54915676366375},{"$f":"B14*C14","v":22.231041136411683}]
["Obchod s elektřinou",null,null,{"$f":"SUM(D14+D12+D9+D10)","v":1906.6056359986987}]
["Plat za distrubované množství ","kč/kWh","kWh","celkem"]
[null,1.51556,{"$f":"F8","v":785.54915676366375},{"$f":"B17*C17","v":1190.5468800247381}]
["Hl.jistic / Plat za príkon","Kč/měsíc","měsíců","celkem"]
["od 3x20 A do 3x25 A",89,{"$f":"F6","v":12},{"$f":"B19*C19","v":1068}]
["Distribuční služby",null,null,{"$f":"SUM(D19+D17)","v":2258.5468800247381}]
[null,"kč/kWh","kWh","celkem"]
["Systémové služby",0.12801000000000001,{"$f":"F8","v":785.54915676366375},{"$f":"B22*C22","v":100.5581475573166}]
["Cena na podporu elektřiny z podporovaných zdrojů energie",0.495,{"$f":"F8","v":785.54915676366375},{"$f":"B23*C23","v":388.84683259801358}]
["Cinnosti OTE","kč/měsíc","měsíců","celkem"]
[null,4.1900000000000004,{"$f":"F6","v":12},{"$f":"B25*C25","v":50.28}]
["Regulované služby",null,null,{"$f":"SUM(D25+D23+D22+D20)","v":2798.2318601800685}]
["Elektrina a regulované služby celkem bez DPH",null,null,{"$f":"D26+D15","v":4704.8374961787667}]
["Daň z elektřiny",0.21,null,{"$f":"D27*0.21","v":988.01587419754094}]
["Elektrina a regulované služby celkem",null,null,{"$f":"SUM(D28+D27)","v":5692.8533703763078}]
["Cena za kWh",{"$f":"B22+B23+B17+B14+B9","v":3.3588700000000005},null,{"$f":"B30*F8","v":2638.5574961787675}]
["Měsíční platba",{"$f":"B25+B19+B12","v":172.19},null,{"$f":"12*B31","v":2066.2799999999997}]
["Celkem",null,null,{"$f":"D30+D31","v":4704.8374961787667}]
["Celkem s DPH",null,null,{"$f":"1.21*D32","v":5692.8533703763078}]

{"sheet":"MakroSOUHRN","index":6,"n_rows":30,"n_cols":18,"rows_kept":30,"cut":false,"hidden":false,"merged":[[3,6,4,6],[3,1,4,1],[3,2,4,2],[3,3,4,3],[3,4,4,4],[3,5,4,5],[3,15,4,15],[3,14,4,14],[3,13,4,13],[3,7,4,7],[3,8,4,8],[3,9,4,9],[3,10,4,10],[3,11,4,11],[3,12,4,12]]}
[]
[null,"rok","roční výroba","přebytky všední dny","přebytky víkendy","spotřeba všední dny","spotřeba víkendy","akumulace všední dny","akumulace víkendy","suma spotřeba","suma přebytek","suma aku","spotřeba s aku","přebytek s aku","Počet cyklu"]
[null,null,{"$f":"SUMPRODUCT(TechData!L11:L22,TechData!AA46:AA57)","v":2382.2820000000006},{"$f":"SUMPRODUCT(TechData!$M$11:$M$22,TechData!$AC$94:$AC$105)","v":951.95443936127208},{"$f":"SUMPRODUCT(TechData!$N$11:$N$22,TechData!$AC$110:$AC$121)","v":369.22233240788631},{"$f":"SUMPRODUCT(TechData!$M$11:$M$22,TechData!$AB$94:$AB$105)","v":-1088.203739361272},{"$f":"SUMPRODUCT(TechData!$N$11:$N$22,TechData!$AB$110:$AB$121)","v":-406.67296740788629},{"$f":"SUMPRODUCT(TechData!M11:M22,TechData!AD94:AD105)","v":481.77082659418187},{"$f":"SUMPRODUCT(TechData!N11:N22,TechData!AD110:AD121)","v":187.60077875560367},{"$f":"$F$3+$G$3","v":-1494.8767067691583},{"$f":"D3+E3","v":1321.1767717691584},{"$f":"H3+I3","v":669.37160534978557},{"$f":"J3+L3","v":-825.50510141937275},{"$f":"K3-L3","v":651.80516641937288},{"$f":"TechData!AE122","v":345}]
[null,"rok","roční výroba","přebytky všední dny","přebytky víkendy","spotřeba všední dny","spotřeba víkendy","akumulace všední dny","akumulace víkendy","suma spotřeba","suma přebytek","suma aku","spotřeba s aku","přebytek s aku","Počet cyklu","Aktuální počet bat"]
[null,null,null,null,null,null,null,null,null,null,null,null,null,null,null,null,null,5000]
[null,1,2363.375,941.14640158856344,364.1086630633792,-1090.4906215885637,-407.37137806337927,511.4032813450217,200.90956154325758,-1497.8619996519431,1305.2550646519426,712.31284288827931,-785.54915676366375,592.94222176366327,345,345,{"$f":"(C6+J6)+L6","v":1577.8258432363364}]
[null,2,2344.4680000000008,930.48049191056498,358.99499371887219,-1092.9196319105652,-408.0697887188723,510.25173609586159,200.49034433091154,-1500.9894206294375,1289.4754856294371,710.7420804267731,-790.24734020266442,578.73340520266402,690,690]
[null,3,2325.5609999999997,919.81538294354448,353.89084071754087,-1095.3494429435445,-408.77771571754096,509.10019084670125,197.51007601631943,-1504.1271586610856,1273.7062236610855,706.61026686302068,-797.51689179806488,567.09595679806478,1035,1035]
[null,4,2306.6539999999995,909.15027397652341,348.8062450645283,-1097.7792539765237,-409.50520006452842,507.94864559754114,196.77747877948624,-1507.2844540410522,1257.9565190410517,704.72612437702742,-802.55832966402477,553.23039466402429,1380,1380]
[null,5,2287.7470000000003,898.6389813713605,343.74475774842563,-1100.3628813713603,-410.25579274842568,506.80496899931842,196.06151954522815,-1510.618674119786,1242.3837391197862,702.86648854454654,-807.75218557523942,539.5172505752397,1725,1725]
[null,6,2268.84,888.23142090817953,338.6832704323229,-1103.0502409081796,-411.00638543232299,505.66400103403481,195.34556031097009,-1514.0566263405026,1226.9146913405025,701.00956134500484,-813.04706499549775,525.90512999549765,2070,2070]
[null,7,2249.9329999999995,877.8330459006113,333.62178311622017,-1105.7467859006115,-411.75697811622024,504.52303306875109,191.80180325050367,-1517.5037640168316,1211.4548290168314,696.3248363192547,-821.17892769757691,515.12999269757665,2415,2415]
[null,8,2231.0259999999994,867.43467089304306,328.56029580011756,-1108.4433308930434,-412.50757080011761,503.38206510346748,190.68991567528937,-1520.9509016931611,1195.9949666931607,694.07198077875682,-826.87892091440426,501.92298591440385,2760,2760]
[null,9,2212.1190000000001,857.03629588547506,323.49880848401483,-1111.1398758854752,-413.25816348401497,502.24109713818399,189.57802810007504,-1524.3980393694901,1180.53510436949,691.81912523825906,-832.57891413123104,488.71597913123094,3105,3105]
[null,10,2193.212,846.63792087790659,318.4796732937524,-1113.8364208779067,-414.05110829375252,501.10012917290032,188.49663405546571,-1527.8875291716593,1165.117594171659,689.59676322836606,-838.2907659432932,475.52083094329294,3450,3450]
[null,11,2174.3049999999998,836.23954587033882,313.50054522571975,-1116.5329658703388,-414.88406022571985,499.9591612076166,187.44404513886181,-1531.4170260960586,1149.7400910960587,687.40320634647844,-844.01381974958019,462.33688474958024,3795,3795]
[null,12,2155.3980000000001,825.8411708627707,308.54787754984392,-1119.2295108627707,-415.743472549844,492.15976087961707,186.41050770461086,-1534.9729834126147,1134.3890484126146,678.57026858422796,-856.40271482838671,455.8187798283866,4140,4140]
[null,13,2136.491,815.4471194406326,303.59694738960837,-1121.9303794406328,-416.60462238960844,490.4092609175151,185.37697027035989,-1538.5350018302413,1119.044066830241,675.78623118787505,-862.74877064236625,443.25783564236599,4485,4485]
[null,14,2117.5840000000003,805.22976157895891,298.64892584191261,-1124.8079415789589,-417.46868084191277,488.65876095541313,184.34343283610889,-1542.2766224208717,1103.8786874208715,673.00219379152202,-869.2744286293497,430.87649362934951,4830,4830]
[null,15,2098.6770000000001,795.03464290414695,293.70090429421697,-1127.7077429041467,-418.33273929421716,486.90826099331122,183.30989540185791,-1546.0404821983639,1088.735547198364,670.2181563951691,-875.82232580319476,418.51739080319487,5175,5175]
[null,16,2079.77,784.84668909631421,288.75288274652132,-1130.6147090963145,-419.19679774652144,479.13552931727031,182.27635796760697,-1549.811506842836,1073.5995718428355,661.41188728487725,-888.39961955795877,412.18768455795828,5520,520]
[null,17,2060.8629999999998,774.81550937725694,283.80486119882568,-1133.678449377257,-420.06085619882583,476.7711138762042,181.24282053335597,-1553.7393055760829,1058.6203705760827,658.01393440956019,-895.72537116652268,400.60643616652249,5865,865]
[null,18,2041.9560000000001,764.88583995194597,278.87005305241763,-1136.8436999519461,-420.93812805241765,474.41164589886517,180.21879674803208,-1557.7818280043637,1043.7558930043635,654.63044264689722,-903.15138535746644,389.12545035746632,6210,1210]
[null,19,2023.0489999999995,755.41543023016845,273.96108955193228,-1140.4682102301686,-421.84124455193239,472.07445944794978,179.21338110777251,-1562.3094547821011,1029.3765197821008,651.28784055572225,-911.0216142263788,378.08867922637853,6555,1555]
[null,20,2004.1419999999998,745.94502050839139,269.05212605144698,-1144.0927205083913,-422.74436105144702,469.73727299703438,178.20796546751291,-1566.8370815598382,1014.9971465598384,647.94523846454729,-918.89184309529094,367.05190809529108,6900,1900]
[null,21,1985.2349999999999,736.47461078661411,264.14316255096156,-1147.717230786614,-423.64747755096164,467.40008654611893,177.20254982725339,-1571.3647083375756,1000.6177733375757,644.60263637337232,-926.7620719642033,356.01513696420341,7245,2245]
[null,22,1966.3280000000002,727.00420106483659,259.23419905047615,-1151.3417410648369,-424.55059405047632,465.06290009520353,176.19713418699385,-1575.8923351153132,986.23840011531274,641.26003428219735,-934.63230083311589,344.97836583311539,7590,2590]
[null,23,1947.421,717.53379134305953,254.32523554999094,-1154.9662513430594,-425.45371054999094,462.72571364428813,175.19171854673428,-1580.4199618930504,971.85902689305044,637.91743219102239,-942.50252970202803,333.94159470202806,7935,2935]
[null,24,1928.5140000000004,708.06338162128236,249.4281520495056,-1158.5907616212824,-426.36870704950564,460.38852719337274,174.19485650647471,-1584.9594686707881,957.49153367078793,634.58338369984745,-950.37608497094061,322.90814997094049,8280,3280]
[null,25,1909.607,698.69487472694493,244.57905126803055,-1162.317174726945,-427.33168626803058,458.07210241001872,173.23254202390262,-1589.6488609949756,943.27392599497546,631.30464443392134,-958.34421656105428,311.96928156105412,8625,3625]

{"sheet":"TechData","index":7,"n_rows":122,"n_cols":51,"rows_kept":122,"cut":false,"hidden":false,"merged":[[12,17,12,19],[13,17,13,19],[11,17,11,19],[7,1,7,5],[7,9,8,15],[10,17,10,19],[8,1,8,5],[106,1,107,5],[26,1,27,5],[42,1,43,5],[58,1,59,5],[74,1,75,5],[90,1,91,5]]}
[]
[]
[]
[]
[]
[]
[]
[null,"pro špičkovém výkonu 1 kWp",null,null,null,null,null,null,null,"Přepočet pro zadané kWp"]
[null,"Fixed system: inclination=33°, orientation=10° (optimum)"]
[null,"Měsíc","Ed","Em","Hd","Hm",null,null,null,"Měsíc","Ed","Počet dnů v měsíci","počet prac. dnů","počet dnů volna","východ slunce","západ slunce"]
[null,"leden",0.85,26.4,1.04,32.299999999999997,null,null,null,"leden",{"$f":"$U$11*C11","v":2.125},{"$f":"SUM(M11+N11)","v":31},{"$f":"(21+20+22+22+22)/5","v":21.4},9.6000000000000014,"07:50:00","15:58:00",null,"špičkový výkon systemu",null,null,{"$f":"Náklady!O2","v":2.5},"kWp"]
[null,"únor",1.52,42.6,1.88,52.6,null,null,null,"únor",3.8,{"$f":"SUM(M12+N12)","v":28.25},{"$f":"(4*20+21)/5","v":20.2},8.0500000000000007,"07:11:00","16:42:00",null,"akumulace",null,null,{"$f":"Náklady!O4","v":3.24},"kWh"]
[null,"březen",2.78,86.3,3.47,108,null,null,null,"březen",6.9499999999999993,31,{"$f":"(22+22+23+22+21)/5","v":22},9,"06:13:00","17:36:00",null,"roční pokles učinnost panelů",null,null,8.0000000000000002E-3,"%"]
[null,"duben",3.86,116,5.01,150,null,null,null,"duben",9.65,30,{"$f":"(21+21+19+20+21)/5","v":20.399999999999999},9.6000000000000014,"06:05:00","19:34:00",null,"aktuální rok",null,null,{"$f":"MakroSOUHRN!B3","v":0},"rok"]
[null,"květen",3.9,121,5.2,161,null,null,null,"květen",9.75,31,{"$f":"(19+22+21+21+21)/5","v":20.8},10.199999999999999,"05:11:00","20:23:00"]
[null,"červen",4.0199999999999996,121,5.44,163,null,null,null,"červen",10.049999999999999,30,{"$f":"(22+22+22+21+20)/5","v":21.4},8.6000000000000014,"04:46:00","20:52:00"]
[null,"červenec",3.89,121,5.31,165,null,null,null,"červenec",9.7249999999999996,31,{"$f":"(22+19+20+20+22)/5","v":20.6},10.399999999999999,"05:03:00","20:42:00"]
[null,"srpen",3.66,113,4.9400000000000004,153,null,null,null,"srpen",9.15,31,{"$f":"(21+23+23+23+22)/5","v":22.4},8.6000000000000014,"05:45:00","19:59:00"]
[null,"září",2.93,87.9,3.84,115,null,null,null,"září",7.3250000000000002,30,{"$f":"(21+21+20+19+21)/5","v":20.399999999999999},9.6000000000000014,"06:31:00","19:03:00"]
[null,"říjen",1.92,59.7,2.46,76.099999999999994,null,null,null,"říjen",4.8,31,{"$f":"(21+22+23+23+22)/5","v":22.2},8.8000000000000007,"07:16:00","18:08:00"]
[null,"listopad",0.97,29.1,1.22,36.700000000000003,null,null,null,"listopad",2.4249999999999998,30,{"$f":"(20+21+21+22+21)/5","v":21},9,"07:08:00","16:15:00"]
[null,"prosinec",0.71,22,0.88,27.2,null,null,null,"prosinec",1.7749999999999999,31,{"$f":"(21+21+19+18+19)/5","v":19.600000000000001},11.399999999999999,"07:48:00","15:45:00"]
[]
[null,"Roční průměr",2.59,78.8,3.4,103,null,null,null,null,null,null,null,null,null,null,null,null,null,null,null,null,null,null,null,null,null,null,null,null,null,null,null,null,null,null,null,null,null,null,null,null,null,null,null,null,null,null,null,null," "]
[null,"Celkově ročně",945,null,1240]
[]
[null,"Poměrná doba výroby v hodinách "]
[]
[null,null,1,2,3,4,5,6,7,8,9,10,11,12,13,14,15,16,17,18,19,20,21,22,23,24,"celkem"]
[null,"leden",0,0,0,0,0,0,0,0,3.3737864077669905E-2,7.3058252427184472E-2,0.15703883495145632,0.17839805825242719,0.18155339805825244,0.16601941747572815,0.13106796116504854,7.4999999999999997E-2,4.1262135922330101E-3,0,0,0,0,0,0,0,{"$f":"SUM(C30:Z30)","v":0.99999999999999989}]
[null,"únor",0,0,0,0,0,0,0,1.5557939914163091E-2,3.6346566523605149E-2,8.4495708154506438E-2,0.14310622317596566,0.15960300429184548,0.16255364806866954,0.15128755364806867,0.12593884120171675,8.6775751072961371E-2,3.4334763948497854E-2,0,0,0,0,0,0,0,{"$f":"SUM(C31:Z31)","v":1}]
[null,"březen",0,0,0,0,0,0,6.9419336177597799E-3,2.4296767662159231E-2,6.594836936871791E-2,0.10289970352158508,0.12488249331115771,0.13760937161038397,0.14021259671704389,0.13225829778002748,0.11381878660785306,8.5978740328295611E-2,5.0979825005423383E-2,1.4173114469592884E-2,0,0,0,0,0,0,1]
[null,"duben",0,0,0,0,0,4.7065892249148807E-3,2.0528740236330865E-2,4.5964350090126178E-2,7.2201081514119761E-2,9.4882835970358501E-2,0.11185659923893451,0.1217204085720008,0.12397356298818346,0.11846585219307029,0.10514720608852393,8.4568395754055684E-2,5.8481874624474267E-2,3.0442619667534549E-2,7.0598838373723211E-3,0,0,0,0,0,1]
[null,"květen",0,0,0,0,2.0363636363636365E-3,1.4545454545454545E-2,2.7830303030303032E-2,5.0909090909090911E-2,7.2436363636363632E-2,9.0521212121212127E-2,0.10395151515151516,0.11175757575757576,0.11364848484848485,0.10938181818181818,9.9054545454545451E-2,8.2860606060606065E-2,6.1963636363636367E-2,3.8642424242424242E-2,1.7066666666666667E-2,3.393939393939394E-3,0,0,0,0,1]
[null,"červen",0,0,0,0,6.7194958061077897E-3,1.7238982343945504E-2,3.0863339357708883E-2,5.1716947031836505E-2,7.1643727698225121E-2,8.841929653830112E-2,0.1008387784420038,0.10811437045275499,0.10992168311784606,0.10593632698456833,9.6343667454469623E-2,8.1421752629871641E-2,6.2190092219287271E-2,4.0641364289355393E-2,2.0251170119097269E-2,7.7390055146206961E-3,0,0,0,0,0.99999999999999989]
[null,"červenec",0,0,0,0,4.3154550196803721E-3,1.5886565182339829E-2,2.9733959311424099E-2,5.1311234409825962E-2,7.1940057855550812E-2,8.9391568264807708E-2,0.10229051074121497,0.10987812396263101,0.11172760468535116,0.10760183999620619,9.7595675060463793E-2,8.2183335704462471E-2,6.2123583250343811E-2,3.9692701664532648E-2,1.8826765305638545E-2,5.5010195855266274E-3,0,0,0,0,1.0000000000000002]
[null,"srpen",0,0,0,0,0,8.817269686834904E-3,2.0725651160433768E-2,4.6772068511198944E-2,7.180500658761528E-2,9.3797506840985104E-2,0.11026654504915374,0.11999594608290261,0.12222560048647005,0.11670213844126888,0.10357758183845141,8.3561366170061824E-2,5.8629776021080368E-2,3.2228640924293096E-2,1.0388162562075606E-2,5.0673963717441975E-4,0,0,0,0,1]
[null,"září",0,0,0,0,0,0,1.3371600026090927E-2,3.1635248842215122E-2,7.2924140630095891E-2,9.9602113365077294E-2,0.11956167242841302,0.13130258952449286,0.13371600026090927,0.12660622268606092,0.11003848411714826,8.4991194312177942E-2,5.3747309373165485E-2,2.1394560041745482E-2,1.1088643924075403E-3,0,0,0,0,0,1]
[null,"říjen",0,0,0,0,0,0,0,2.042483660130719E-2,3.5130718954248366E-2,0.10876225490196079,0.1358251633986928,0.15124591503267973,0.15410539215686275,0.14389297385620914,0.12050653594771242,8.5273692810457519E-2,4.1462418300653593E-2,3.3700980392156864E-3,0,0,0,0,0,0,0.99999999999999989]
[null,"listopad",0,0,0,0,0,0,0,5.3685731984307247E-3,3.5308692958909767E-2,7.1030353086929593E-2,0.15238488540161058,0.17158785876522817,0.17468511253355359,0.1614701631220318,0.13091059260788768,8.2799917406566184E-2,1.4453850918851952E-2,0,0,0,0,0,0,0,1]
[null,"prosinec",0,0,0,0,0,0,0,0,2.5670608595327372E-2,5.2783386212864145E-2,0.16469570233631381,0.18805884049610613,0.19123161234496683,0.17479088549177962,0.13614075569656764,6.6628208826074412E-2,0,0,0,0,0,0,0,0,1]
[]
[null,"Výroba v hodinách"]
[]
[null,null,1,2,3,4,5,6,7,8,9,10,11,12,13,14,15,16,17,18,19,20,21,22,23,24,"celkem"]
[null,"leden",{"$f":"$K$11*C30*(1-$U$13*($U$14-1))","v":0},0,0,0,0,0,0,0,7.2266504854368932E-2,0.15649077669902914,0.33637718446601944,0.38212864077669906,0.38888737864077672,0.3556135922330097,0.28074757281553397,0.16064999999999999,8.838349514563108E-3,0,0,0,0,0,0,0,{"$f":"SUM(C46:Z46)","v":2.1419999999999999},null,{"$f":"AA46*SUM(M11:N11)","v":66.402000000000001},{"$f":"AC46/$AC$59","v":2.7873274448616907E-2}]
[null,"únor",{"$f":"$K$12*C31*(1-$U$13*($U$14-1))","v":0},0,0,0,0,0,0,5.9593133047210298E-2,0.13922188841201716,0.32365236051502144,0.54815407725321885,0.61134334763948495,0.62264549356223176,0.57949184549356214,0.48239613733905584,0.33238583690987122,0.13151587982832619,0,0,0,0,0,0,0,{"$f":"SUM(C47:Z47)","v":3.8303999999999996},null,108.20879999999998,4.5422330353837186E-2]
[null,"březen",{"$f":"$K$13*C32*(1-$U$13*($U$14-1))","v":0},0,0,0,0,0,4.863241015257791E-2,0.17021343553402271,0.46200789644949014,0.72087416299081641,0.87487679514064642,0.96403621375370585,0.98227336756092254,0.92654873092776047,0.79736889145997536,0.60233266324390766,0.35714426205799399,9.9291170728179903E-2,0,0,0,0,0,0,7.0055999999999994,null,217.17359999999999,9.1162003490770582E-2]
[null,"duben",{"$f":"$K$14*C33*(1-$U$13*($U$14-1))","v":0},0,0,0,0,4.5781934708592029E-2,0.19968716202683759,0.4471044261966754,0.70231436010414583,0.92294432205087118,1.0880515121169638,1.1839987582615663,1.2059156418986581,1.1523410374524334,1.0227879030642901,0.82261369917885041,0.56886489084718606,0.29612145003004209,6.867290206288805E-2,0,0,0,0,0,9.7271999999999998,null,291.81599999999997,0.12249431427513616]
[null,"květen",{"$f":"$K$15*C34*(1-$U$13*($U$14-1))","v":0},0,0,0,2.0013381818181818E-2,0.14295272727272726,0.2735162181818182,0.50033454545454548,0.71190458181818184,0.88964247272727282,1.021635490909091,1.0983534545454547,1.1169373090909092,1.0750045090909091,0.97350807272727269,0.81435403636363635,0.6089786181818182,0.37977774545454546,0.16773120000000002,3.3355636363636365E-2,0,0,0,0,9.8280000000000012,null,304.66800000000006,0.12788914158777173]
[null,"červen",{"$f":"$K$16*C35*(1-$U$13*($U$14-1))","v":0},0,0,0,6.8071180314194346E-2,0.17463778673710553,0.31265797302933401,0.52391336021131651,0.72577961907409971,0.89572284165160565,1.0215371611288753,1.0952418184345891,1.1135506186570274,1.0731773668844709,0.97599988878075894,0.82483492284165161,0.63001051021826771,0.4117132767968858,0.20515245377450295,7.8399221465313487E-2,0,0,0,0,10.130399999999998,null,303.91199999999992,0.12757179880467545]
[null,"červenec",{"$f":"$K$17*C36*(1-$U$13*($U$14-1))","v":0},0,0,0,4.230354246692275E-2,0.15573282116944087,0.29147605633802814,0.50299376867264189,0.70521399914639349,0.87628766538625702,1.002733418693982,1.0771132735808793,1.0952433632095602,1.05479931711481,0.95671088348271438,0.80562680324370461,0.60898506188647028,0.38909961587708058,0.18455501493811352,5.3925394793000417E-2,0,0,0,0,9.8027999999999995,null,303.88679999999999,0.12756122071190562]
[null,"srpen",{"$f":"$K$18*C37*(1-$U$13*($U$14-1))","v":0},0,0,0,0,8.1323441775615679E-2,0.19115682578291274,0.43138814229249017,0.66227193675889329,0.86511316509577385,1.0170103982973548,1.1067466099118275,1.1273111584068105,1.0763671632715113,0.95531675281240502,0.77070319245971419,0.54075415019762851,0.29725120097294011,9.5812100942535727E-2,4.6737610215871082E-3,0,0,0,0,9.2232000000000021,null,285.91920000000005,0.12001904056698576]
[null,"září",{"$f":"$K$19*C38*(1-$U$13*($U$14-1))","v":0},0,0,0,0,0,9.873054595264498E-2,0.23358202335137956,0.53844268475637602,0.73542216424238482,0.88279556454243036,0.96948580001304552,0.98730545952644977,0.9348097058247995,0.81248015132737583,0.62754098232339706,0.39684863348770466,0.15796887352423195,8.1874111277803144E-3,0,0,0,0,0,7.3836000000000013,null,221.50800000000004,9.298143544718887E-2]
[null,"říjen",{"$f":"$K$20*C39*(1-$U$13*($U$14-1))","v":0},0,0,0,0,0,0,9.8823529411764699E-2,0.16997647058823528,0.52623529411764713,0.65717647058823525,0.73178823529411763,0.7456235294117648,0.6962117647058822,0.58305882352941174,0.41258823529411764,0.20061176470588235,1.6305882352941177E-2,0,0,0,0,0,0,4.8384,null,149.99039999999999,6.2960808166287602E-2]
[null,"listopad",{"$f":"$K$21*C40*(1-$U$13*($U$14-1))","v":0},0,0,0,0,0,0,1.3122940326244063E-2,8.6308569068759028E-2,0.1736265950856907,0.37248961387569685,0.41942936196572367,0.42700028907701837,0.3946976667354945,0.31999785257072061,0.20239611810861036,3.5330993186041708E-2,0,0,0,0,0,0,0,2.4443999999999995,null,73.331999999999979,3.0782249960332134E-2]
[null,"prosinec",{"$f":"$K$22*C41*(1-$U$13*($U$14-1))","v":0},0,0,0,0,0,0,0,4.5929852898759733E-2,9.4440034612056523E-2,0.29467355062013262,0.33647487741563309,0.34215160080761464,0.3127358523218921,0.24358304009229881,0.11921119123161233,0,0,0,0,0,0,0,0,1.7891999999999997,null,55.465199999999989,2.3282382186491764E-2]
[]
[null,"Spotřeba pracovní dny",null,null,null,null,null,null,null,null,null,null,null,null,null,null,null,null,null,null,null,null,null,null,null,null,null,null,{"$f":"SUM(AC46:AC57)","v":2382.2820000000006},{"$f":"SUM(AD46:AD57)","v":0.99999999999999989},null,{"$f":"122/AC59","v":5.1211401504943563E-2}]
[]
[null,null,1,2,3,4,5,6,7,8,9,10,11,12,13,14,15,16,17,18,19,20,21,22,23,24,"celkem","měsíčně"]
[null,"leden",{"$f":"Spotřeba!F32","v":0.10625},{"$f":"Spotřeba!G32","v":9.1249999999999998E-2},{"$f":"Spotřeba!H32","v":6.1250000000000006E-2},{"$f":"Spotřeba!I32","v":6.1250000000000006E-2},{"$f":"Spotřeba!J32","v":6.1250000000000006E-2},{"$f":"Spotřeba!K32","v":0.10625},{"$f":"Spotřeba!L32","v":0.26355000000000001},{"$f":"Spotřeba!M32","v":0.23354999999999998},{"$f":"Spotřeba!N32","v":0.17054999999999998},{"$f":"Spotřeba!O32","v":9.1249999999999998E-2},{"$f":"Spotřeba!P32","v":0.87575000000000003},{"$f":"Spotřeba!Q32","v":1.0607500000000001},{"$f":"Spotřeba!R32","v":6.1350000000000009E-2},{"$f":"Spotřeba!S32","v":0.17354999999999998},{"$f":"Spotřeba!T32","v":0.14054999999999998},{"$f":"Spotřeba!U32","v":9.1249999999999998E-2},{"$f":"Spotřeba!V32","v":0.36835000000000001},{"$f":"Spotřeba!W32","v":0.39835000000000004},{"$f":"Spotřeba!X32","v":0.97205000000000008},{"$f":"Spotřeba!Y32","v":1.03935},{"$f":"Spotřeba!Z32","v":0.33085000000000003},{"$f":"Spotřeba!AA32","v":0.26785000000000003},{"$f":"Spotřeba!AB32","v":0.20054999999999998},{"$f":"Spotřeba!AC32","v":0.10625},{"$f":"SUM(C62:Z62)","v":7.3332000000000006},{"$f":"AA62*M11","v":156.93047999999999},null,{"$f":"AB62/$AB$90","v":6.1397335345408068E-2}]
[null,"únor",{"$f":"Spotřeba!F32","v":0.10625},{"$f":"Spotřeba!G32","v":9.1249999999999998E-2},{"$f":"Spotřeba!H32","v":6.1250000000000006E-2},{"$f":"Spotřeba!I32","v":6.1250000000000006E-2},{"$f":"Spotřeba!J32","v":6.1250000000000006E-2},{"$f":"Spotřeba!K32","v":0.10625},{"$f":"Spotřeba!L32","v":0.26355000000000001},{"$f":"Spotřeba!M32","v":0.23354999999999998},{"$f":"Spotřeba!N32","v":0.17054999999999998},{"$f":"Spotřeba!O32","v":9.1249999999999998E-2},{"$f":"Spotřeba!P32","v":0.87575000000000003},{"$f":"Spotřeba!Q32","v":1.0607500000000001},{"$f":"Spotřeba!R32","v":6.1350000000000009E-2},{"$f":"Spotřeba!S32","v":0.17354999999999998},{"$f":"Spotřeba!T32","v":0.14054999999999998},{"$f":"Spotřeba!U32","v":9.1249999999999998E-2},{"$f":"Spotřeba!V32","v":0.36835000000000001},{"$f":"Spotřeba!W32","v":0.39835000000000004},{"$f":"Spotřeba!X32","v":0.97205000000000008},{"$f":"Spotřeba!Y32","v":1.03935},{"$f":"Spotřeba!Z32","v":0.33085000000000003},{"$f":"Spotřeba!AA32","v":0.26785000000000003},{"$f":"Spotřeba!AB32","v":0.20054999999999998},{"$f":"Spotřeba!AC32","v":0.10625},{"$f":"SUM(C63:Z63)","v":7.3332000000000006},148.13064,null,5.7954494111086122E-2]
[null,"březen",{"$f":"Spotřeba!F69","v":0.10625},{"$f":"Spotřeba!G69","v":9.1249999999999998E-2},{"$f":"Spotřeba!H69","v":6.1250000000000006E-2},{"$f":"Spotřeba!I69","v":6.1250000000000006E-2},{"$f":"Spotřeba!J69","v":6.1250000000000006E-2},{"$f":"Spotřeba!K69","v":0.10625},{"$f":"Spotřeba!L69","v":0.26355000000000001},{"$f":"Spotřeba!M69","v":0.20054999999999998},{"$f":"Spotřeba!N69","v":0.17054999999999998},{"$f":"Spotřeba!O69","v":0.14054999999999998},{"$f":"Spotřeba!P69","v":0.87575000000000003},{"$f":"Spotřeba!Q69","v":1.0607500000000001},{"$f":"Spotřeba!R69","v":0.14054999999999998},{"$f":"Spotřeba!S69","v":0.17354999999999998},{"$f":"Spotřeba!T69","v":0.14054999999999998},{"$f":"Spotřeba!U69","v":6.1250000000000006E-2},{"$f":"Spotřeba!V69","v":9.1249999999999998E-2},{"$f":"Spotřeba!W69","v":0.15125},{"$f":"Spotřeba!X69","v":1.0020500000000001},{"$f":"Spotřeba!Y69","v":1.03935},{"$f":"Spotřeba!Z69","v":0.57795000000000007},{"$f":"Spotřeba!AA69","v":0.26785000000000003},{"$f":"Spotřeba!AB69","v":0.20054999999999998},{"$f":"Spotřeba!AC69","v":0.10625},{"$f":"SUM(C64:Z64)","v":7.1516000000000002},157.33520000000001,null,6.1555677622580705E-2]
[null,"duben",{"$f":"Spotřeba!F69","v":0.10625},{"$f":"Spotřeba!G69","v":9.1249999999999998E-2},{"$f":"Spotřeba!H69","v":6.1250000000000006E-2},{"$f":"Spotřeba!I69","v":6.1250000000000006E-2},{"$f":"Spotřeba!J69","v":6.1250000000000006E-2},{"$f":"Spotřeba!K69","v":0.10625},{"$f":"Spotřeba!L69","v":0.26355000000000001},{"$f":"Spotřeba!M69","v":0.20054999999999998},{"$f":"Spotřeba!N69","v":0.17054999999999998},{"$f":"Spotřeba!O69","v":0.14054999999999998},{"$f":"Spotřeba!P69","v":0.87575000000000003},{"$f":"Spotřeba!Q69","v":1.0607500000000001},{"$f":"Spotřeba!R69","v":0.14054999999999998},{"$f":"Spotřeba!S69","v":0.17354999999999998},{"$f":"Spotřeba!T69","v":0.14054999999999998},{"$f":"Spotřeba!U69","v":6.1250000000000006E-2},{"$f":"Spotřeba!V69","v":9.1249999999999998E-2},{"$f":"Spotřeba!W69","v":0.15125},{"$f":"Spotřeba!X69","v":1.0020500000000001},{"$f":"Spotřeba!Y69","v":1.03935},{"$f":"Spotřeba!Z69","v":0.57795000000000007},{"$f":"Spotřeba!AA69","v":0.26785000000000003},{"$f":"Spotřeba!AB69","v":0.20054999999999998},{"$f":"Spotřeba!AC69","v":0.10625},{"$f":"SUM(C65:Z65)","v":7.1516000000000002},145.89264,null,5.7078901068211195E-2]
[null,"květen",{"$f":"Spotřeba!F69","v":0.10625},{"$f":"Spotřeba!G69","v":9.1249999999999998E-2},{"$f":"Spotřeba!H69","v":6.1250000000000006E-2},{"$f":"Spotřeba!I69","v":6.1250000000000006E-2},{"$f":"Spotřeba!J69","v":6.1250000000000006E-2},{"$f":"Spotřeba!K69","v":0.10625},{"$f":"Spotřeba!L69","v":0.26355000000000001},{"$f":"Spotřeba!M69","v":0.20054999999999998},{"$f":"Spotřeba!N69","v":0.17054999999999998},{"$f":"Spotřeba!O69","v":0.14054999999999998},{"$f":"Spotřeba!P69","v":0.87575000000000003},{"$f":"Spotřeba!Q69","v":1.0607500000000001},{"$f":"Spotřeba!R69","v":0.14054999999999998},{"$f":"Spotřeba!S69","v":0.17354999999999998},{"$f":"Spotřeba!T69","v":0.14054999999999998},{"$f":"Spotřeba!U69","v":6.1250000000000006E-2},{"$f":"Spotřeba!V69","v":9.1249999999999998E-2},{"$f":"Spotřeba!W69","v":0.15125},{"$f":"Spotřeba!X69","v":1.0020500000000001},{"$f":"Spotřeba!Y69","v":1.03935},{"$f":"Spotřeba!Z69","v":0.57795000000000007},{"$f":"Spotřeba!AA69","v":0.26785000000000003},{"$f":"Spotřeba!AB69","v":0.20054999999999998},{"$f":"Spotřeba!AC69","v":0.10625},7.1516000000000002,148.75328000000002,null,5.819809520680358E-2]
[null,"červen",{"$f":"Spotřeba!F107","v":0.10625},{"$f":"Spotřeba!G107","v":9.1249999999999998E-2},{"$f":"Spotřeba!H107","v":6.1250000000000006E-2},{"$f":"Spotřeba!I107","v":6.1250000000000006E-2},{"$f":"Spotřeba!J107","v":6.1250000000000006E-2},{"$f":"Spotřeba!K107","v":9.1249999999999998E-2},{"$f":"Spotřeba!L107","v":0.23354999999999998},{"$f":"Spotřeba!M107","v":0.20354999999999998},{"$f":"Spotřeba!N107","v":0.14054999999999998},{"$f":"Spotřeba!O107","v":0.14054999999999998},{"$f":"Spotřeba!P107","v":0.87575000000000003},{"$f":"Spotřeba!Q107","v":1.1504000000000001},{"$f":"Spotřeba!R107","v":0.14054999999999998},{"$f":"Spotřeba!S107","v":0.14054999999999998},{"$f":"Spotřeba!T107","v":0.14054999999999998},{"$f":"Spotřeba!U107","v":6.1250000000000006E-2},{"$f":"Spotřeba!V107","v":6.1250000000000006E-2},{"$f":"Spotřeba!W107","v":6.1250000000000006E-2},{"$f":"Spotřeba!X107","v":0.85205000000000009},{"$f":"Spotřeba!Y107","v":0.88934999999999997},{"$f":"Spotřeba!Z107","v":0.51795000000000002},{"$f":"Spotřeba!AA107","v":0.29785},{"$f":"Spotřeba!AB107","v":0.20054999999999998},{"$f":"Spotřeba!AC107","v":0.10625},6.6862500000000002,143.08574999999999,null,5.5980736029732546E-2]
[null,"červenec",{"$f":"Spotřeba!F107","v":0.10625},{"$f":"Spotřeba!G107","v":9.1249999999999998E-2},{"$f":"Spotřeba!H107","v":6.1250000000000006E-2},{"$f":"Spotřeba!I107","v":6.1250000000000006E-2},{"$f":"Spotřeba!J107","v":6.1250000000000006E-2},{"$f":"Spotřeba!K107","v":9.1249999999999998E-2},{"$f":"Spotřeba!L107","v":0.23354999999999998},{"$f":"Spotřeba!M107","v":0.20354999999999998},{"$f":"Spotřeba!N107","v":0.14054999999999998},{"$f":"Spotřeba!O107","v":0.14054999999999998},{"$f":"Spotřeba!P107","v":0.87575000000000003},{"$f":"Spotřeba!Q107","v":1.1504000000000001},{"$f":"Spotřeba!R107","v":0.14054999999999998},{"$f":"Spotřeba!S107","v":0.14054999999999998},{"$f":"Spotřeba!T107","v":0.14054999999999998},{"$f":"Spotřeba!U107","v":6.1250000000000006E-2},{"$f":"Spotřeba!V107","v":6.1250000000000006E-2},{"$f":"Spotřeba!W107","v":6.1250000000000006E-2},{"$f":"Spotřeba!X107","v":0.85205000000000009},{"$f":"Spotřeba!Y107","v":0.88934999999999997},{"$f":"Spotřeba!Z107","v":0.51795000000000002},{"$f":"Spotřeba!AA107","v":0.29785},{"$f":"Spotřeba!AB107","v":0.20054999999999998},{"$f":"Spotřeba!AC107","v":0.10625},6.6862500000000002,137.73675,null,5.3887998234228525E-2]
[null,"srpen",{"$f":"Spotřeba!F107","v":0.10625},{"$f":"Spotřeba!G107","v":9.1249999999999998E-2},{"$f":"Spotřeba!H107","v":6.1250000000000006E-2},{"$f":"Spotřeba!I107","v":6.1250000000000006E-2},{"$f":"Spotřeba!J107","v":6.1250000000000006E-2},{"$f":"Spotřeba!K107","v":9.1249999999999998E-2},{"$f":"Spotřeba!L107","v":0.23354999999999998},{"$f":"Spotřeba!M107","v":0.20354999999999998},{"$f":"Spotřeba!N107","v":0.14054999999999998},{"$f":"Spotřeba!O107","v":0.14054999999999998},{"$f":"Spotřeba!P107","v":0.87575000000000003},{"$f":"Spotřeba!Q107","v":1.1504000000000001},{"$f":"Spotřeba!R107","v":0.14054999999999998},{"$f":"Spotřeba!S107","v":0.14054999999999998},{"$f":"Spotřeba!T107","v":0.14054999999999998},{"$f":"Spotřeba!U107","v":6.1250000000000006E-2},{"$f":"Spotřeba!V107","v":6.1250000000000006E-2},{"$f":"Spotřeba!W107","v":6.1250000000000006E-2},{"$f":"Spotřeba!X107","v":0.85205000000000009},{"$f":"Spotřeba!Y107","v":0.88934999999999997},{"$f":"Spotřeba!Z107","v":0.51795000000000002},{"$f":"Spotřeba!AA107","v":0.29785},{"$f":"Spotřeba!AB107","v":0.20054999999999998},{"$f":"Spotřeba!AC107","v":0.10625},6.6862500000000002,149.77199999999999,null,5.8596658274112569E-2]
[null,"září",{"$f":"Spotřeba!F145","v":0.10625},{"$f":"Spotřeba!G145","v":9.1249999999999998E-2},{"$f":"Spotřeba!H145","v":6.1250000000000006E-2},{"$f":"Spotřeba!I145","v":6.1250000000000006E-2},{"$f":"Spotřeba!J145","v":6.1250000000000006E-2},{"$f":"Spotřeba!K145","v":0.10625},{"$f":"Spotřeba!L145","v":0.26355000000000001},{"$f":"Spotřeba!M145","v":0.20054999999999998},{"$f":"Spotřeba!N145","v":0.17054999999999998},{"$f":"Spotřeba!O145","v":0.14054999999999998},{"$f":"Spotřeba!P145","v":0.87575000000000003},{"$f":"Spotřeba!Q145","v":1.0607500000000001},{"$f":"Spotřeba!R145","v":0.14054999999999998},{"$f":"Spotřeba!S145","v":0.17354999999999998},{"$f":"Spotřeba!T145","v":0.14054999999999998},{"$f":"Spotřeba!U145","v":6.1250000000000006E-2},{"$f":"Spotřeba!V145","v":9.1249999999999998E-2},{"$f":"Spotřeba!W145","v":0.15125},{"$f":"Spotřeba!X145","v":1.0020500000000001},{"$f":"Spotřeba!Y145","v":1.03935},{"$f":"Spotřeba!Z145","v":0.57795000000000007},{"$f":"Spotřeba!AA145","v":0.26785000000000003},{"$f":"Spotřeba!AB145","v":0.20054999999999998},{"$f":"Spotřeba!AC145","v":0.10625},7.1516000000000002,145.89264,null,5.7078901068211195E-2]
[null,"říjen",{"$f":"Spotřeba!F145","v":0.10625},{"$f":"Spotřeba!G145","v":9.1249999999999998E-2},{"$f":"Spotřeba!H145","v":6.1250000000000006E-2},{"$f":"Spotřeba!I145","v":6.1250000000000006E-2},{"$f":"Spotřeba!J145","v":6.1250000000000006E-2},{"$f":"Spotřeba!K145","v":0.10625},{"$f":"Spotřeba!L145","v":0.26355000000000001},{"$f":"Spotřeba!M145","v":0.20054999999999998},{"$f":"Spotřeba!N145","v":0.17054999999999998},{"$f":"Spotřeba!O145","v":0.14054999999999998},{"$f":"Spotřeba!P145","v":0.87575000000000003},{"$f":"Spotřeba!Q145","v":1.0607500000000001},{"$f":"Spotřeba!R145","v":0.14054999999999998},{"$f":"Spotřeba!S145","v":0.17354999999999998},{"$f":"Spotřeba!T145","v":0.14054999999999998},{"$f":"Spotřeba!U145","v":6.1250000000000006E-2},{"$f":"Spotřeba!V145","v":9.1249999999999998E-2},{"$f":"Spotřeba!W145","v":0.15125},{"$f":"Spotřeba!X145","v":1.0020500000000001},{"$f":"Spotřeba!Y145","v":1.03935},{"$f":"Spotřeba!Z145","v":0.57795000000000007},{"$f":"Spotřeba!AA145","v":0.26785000000000003},{"$f":"Spotřeba!AB145","v":0.20054999999999998},{"$f":"Spotřeba!AC145","v":0.10625},7.1516000000000002,158.76552000000001,null,6.2115274691876887E-2]
[null,"listopad",{"$f":"Spotřeba!F145","v":0.10625},{"$f":"Spotřeba!G145","v":9.1249999999999998E-2},{"$f":"Spotřeba!H145","v":6.1250000000000006E-2},{"$f":"Spotřeba!I145","v":6.1250000000000006E-2},{"$f":"Spotřeba!J145","v":6.1250000000000006E-2},{"$f":"Spotřeba!K145","v":0.10625},{"$f":"Spotřeba!L145","v":0.26355000000000001},{"$f":"Spotřeba!M145","v":0.20054999999999998},{"$f":"Spotřeba!N145","v":0.17054999999999998},{"$f":"Spotřeba!O145","v":0.14054999999999998},{"$f":"Spotřeba!P145","v":0.87575000000000003},{"$f":"Spotřeba!Q145","v":1.0607500000000001},{"$f":"Spotřeba!R145","v":0.14054999999999998},{"$f":"Spotřeba!S145","v":0.17354999999999998},{"$f":"Spotřeba!T145","v":0.14054999999999998},{"$f":"Spotřeba!U145","v":6.1250000000000006E-2},{"$f":"Spotřeba!V145","v":9.1249999999999998E-2},{"$f":"Spotřeba!W145","v":0.15125},{"$f":"Spotřeba!X145","v":1.0020500000000001},{"$f":"Spotřeba!Y145","v":1.03935},{"$f":"Spotřeba!Z145","v":0.57795000000000007},{"$f":"Spotřeba!AA145","v":0.26785000000000003},{"$f":"Spotřeba!AB145","v":0.20054999999999998},{"$f":"Spotřeba!AC145","v":0.10625},7.1516000000000002,150.18360000000001,null,5.8757692276099761E-2]
[null,"prosinec",{"$f":"Spotřeba!F32","v":0.10625},{"$f":"Spotřeba!G32","v":9.1249999999999998E-2},{"$f":"Spotřeba!H32","v":6.1250000000000006E-2},{"$f":"Spotřeba!I32","v":6.1250000000000006E-2},{"$f":"Spotřeba!J32","v":6.1250000000000006E-2},{"$f":"Spotřeba!K32","v":0.10625},{"$f":"Spotřeba!L32","v":0.26355000000000001},{"$f":"Spotřeba!M32","v":0.23354999999999998},{"$f":"Spotřeba!N32","v":0.17054999999999998},{"$f":"Spotřeba!O32","v":9.1249999999999998E-2},{"$f":"Spotřeba!P32","v":0.87575000000000003},{"$f":"Spotřeba!Q32","v":1.0607500000000001},{"$f":"Spotřeba!R32","v":6.1350000000000009E-2},{"$f":"Spotřeba!S32","v":0.17354999999999998},{"$f":"Spotřeba!T32","v":0.14054999999999998},{"$f":"Spotřeba!U32","v":9.1249999999999998E-2},{"$f":"Spotřeba!V32","v":0.36835000000000001},{"$f":"Spotřeba!W32","v":0.39835000000000004},{"$f":"Spotřeba!X32","v":0.97205000000000008},{"$f":"Spotřeba!Y32","v":1.03935},{"$f":"Spotřeba!Z32","v":0.33085000000000003},{"$f":"Spotřeba!AA32","v":0.26785000000000003},{"$f":"Spotřeba!AB32","v":0.20054999999999998},{"$f":"Spotřeba!AC32","v":0.10625},{"$f":"SUM(C73:Z73)","v":7.3332000000000006},143.73072000000002,null,5.6233073493925159E-2]
[]
[null,"Spotřeba víkendový den"]
[]
[null,null,1,2,3,4,5,6,7,8,9,10,11,12,13,14,15,16,17,18,19,20,21,22,23,24,"celkem","měsíčně"]
[null,"leden",{"$f":"Spotřeba!F48","v":0.15125},{"$f":"Spotřeba!G48","v":0.12125},{"$f":"Spotřeba!H48","v":6.1250000000000006E-2},{"$f":"Spotřeba!I48","v":6.1250000000000006E-2},{"$f":"Spotřeba!J48","v":6.1250000000000006E-2},{"$f":"Spotřeba!K48","v":6.1250000000000006E-2},{"$f":"Spotřeba!L48","v":6.1250000000000006E-2},{"$f":"Spotřeba!M48","v":0.15425},{"$f":"Spotřeba!N48","v":0.20354999999999998},{"$f":"Spotřeba!O48","v":0.17054999999999998},{"$f":"Spotřeba!P48","v":0.38765000000000005},{"$f":"Spotřeba!Q48","v":0.52565000000000006},{"$f":"Spotřeba!R48","v":0.6049500000000001},{"$f":"Spotřeba!S48","v":0.45365000000000005},{"$f":"Spotřeba!T48","v":0.38765000000000005},{"$f":"Spotřeba!U48","v":0.33835000000000004},{"$f":"Spotřeba!V48","v":0.36835000000000001},{"$f":"Spotřeba!W48","v":0.39835000000000004},{"$f":"Spotřeba!X48","v":0.72495000000000009},{"$f":"Spotřeba!Y48","v":0.79225000000000001},{"$f":"Spotřeba!Z48","v":0.36385000000000001},{"$f":"Spotřeba!AA48","v":0.26785000000000003},{"$f":"Spotřeba!AB48","v":0.23785000000000001},{"$f":"Spotřeba!AC48","v":0.22284999999999999},{"$f":"SUM(C78:Z78)","v":7.1813000000000011},{"$f":"AA78*N11","v":68.940480000000022},null,{"$f":"AB78/$AB$90","v":2.6972209410392422E-2}]
[null,"únor",{"$f":"Spotřeba!F48","v":0.15125},{"$f":"Spotřeba!G48","v":0.12125},{"$f":"Spotřeba!H48","v":6.1250000000000006E-2},{"$f":"Spotřeba!I48","v":6.1250000000000006E-2},{"$f":"Spotřeba!J48","v":6.1250000000000006E-2},{"$f":"Spotřeba!K48","v":6.1250000000000006E-2},{"$f":"Spotřeba!L48","v":6.1250000000000006E-2},{"$f":"Spotřeba!M48","v":0.15425},{"$f":"Spotřeba!N48","v":0.20354999999999998},{"$f":"Spotřeba!O48","v":0.17054999999999998},{"$f":"Spotřeba!P48","v":0.38765000000000005},{"$f":"Spotřeba!Q48","v":0.52565000000000006},{"$f":"Spotřeba!R48","v":0.6049500000000001},{"$f":"Spotřeba!S48","v":0.45365000000000005},{"$f":"Spotřeba!T48","v":0.38765000000000005},{"$f":"Spotřeba!U48","v":0.33835000000000004},{"$f":"Spotřeba!V48","v":0.36835000000000001},{"$f":"Spotřeba!W48","v":0.39835000000000004},{"$f":"Spotřeba!X48","v":0.72495000000000009},{"$f":"Spotřeba!Y48","v":0.79225000000000001},{"$f":"Spotřeba!Z48","v":0.36385000000000001},{"$f":"Spotřeba!AA48","v":0.26785000000000003},{"$f":"Spotřeba!AB48","v":0.23785000000000001},{"$f":"Spotřeba!AC48","v":0.22284999999999999},{"$f":"SUM(C79:Z79)","v":7.1813000000000011},57.809465000000017,null,2.261732143267281E-2]
[null,"březen",{"$f":"Spotřeba!F85","v":0.15125},{"$f":"Spotřeba!G85","v":0.12125},{"$f":"Spotřeba!H85","v":6.1250000000000006E-2},{"$f":"Spotřeba!I85","v":6.1250000000000006E-2},{"$f":"Spotřeba!J85","v":6.1250000000000006E-2},{"$f":"Spotřeba!K85","v":6.1250000000000006E-2},{"$f":"Spotřeba!L85","v":6.1250000000000006E-2},{"$f":"Spotřeba!M85","v":6.1250000000000006E-2},{"$f":"Spotřeba!N85","v":0.23354999999999998},{"$f":"Spotřeba!O85","v":0.17054999999999998},{"$f":"Spotřeba!P85","v":0.14054999999999998},{"$f":"Spotřeba!Q85","v":0.30835000000000001},{"$f":"Spotřeba!R85","v":0.6049500000000001},{"$f":"Spotřeba!S85","v":0.63795000000000002},{"$f":"Spotřeba!T85","v":0.38765000000000005},{"$f":"Spotřeba!U85","v":0.30835000000000001},{"$f":"Spotřeba!V85","v":0.36835000000000001},{"$f":"Spotřeba!W85","v":0.39835000000000004},{"$f":"Spotřeba!X85","v":0.72495000000000009},{"$f":"Spotřeba!Y85","v":0.79225000000000001},{"$f":"Spotřeba!Z85","v":0.33085000000000003},{"$f":"Spotřeba!AA85","v":0.26785000000000003},{"$f":"Spotřeba!AB85","v":0.23785000000000001},{"$f":"Spotřeba!AC85","v":0.22284999999999999},6.7751999999999999,60.976799999999997,null,2.3856506638416441E-2]
[null,"duben",{"$f":"Spotřeba!F85","v":0.15125},{"$f":"Spotřeba!G85","v":0.12125},{"$f":"Spotřeba!H85","v":6.1250000000000006E-2},{"$f":"Spotřeba!I85","v":6.1250000000000006E-2},{"$f":"Spotřeba!J85","v":6.1250000000000006E-2},{"$f":"Spotřeba!K85","v":6.1250000000000006E-2},{"$f":"Spotřeba!L85","v":6.1250000000000006E-2},{"$f":"Spotřeba!M85","v":6.1250000000000006E-2},{"$f":"Spotřeba!N85","v":0.23354999999999998},{"$f":"Spotřeba!O85","v":0.17054999999999998},{"$f":"Spotřeba!P85","v":0.14054999999999998},{"$f":"Spotřeba!Q85","v":0.30835000000000001},{"$f":"Spotřeba!R85","v":0.6049500000000001},{"$f":"Spotřeba!S85","v":0.63795000000000002},{"$f":"Spotřeba!T85","v":0.38765000000000005},{"$f":"Spotřeba!U85","v":0.30835000000000001},{"$f":"Spotřeba!V85","v":0.36835000000000001},{"$f":"Spotřeba!W85","v":0.39835000000000004},{"$f":"Spotřeba!X85","v":0.72495000000000009},{"$f":"Spotřeba!Y85","v":0.79225000000000001},{"$f":"Spotřeba!Z85","v":0.33085000000000003},{"$f":"Spotřeba!AA85","v":0.26785000000000003},{"$f":"Spotřeba!AB85","v":0.23785000000000001},{"$f":"Spotřeba!AC85","v":0.22284999999999999},6.7751999999999999,65.041920000000005,null,2.5446940414310875E-2]
[null,"květen",{"$f":"Spotřeba!F85","v":0.15125},{"$f":"Spotřeba!G85","v":0.12125},{"$f":"Spotřeba!H85","v":6.1250000000000006E-2},{"$f":"Spotřeba!I85","v":6.1250000000000006E-2},{"$f":"Spotřeba!J85","v":6.1250000000000006E-2},{"$f":"Spotřeba!K85","v":6.1250000000000006E-2},{"$f":"Spotřeba!L85","v":6.1250000000000006E-2},{"$f":"Spotřeba!M85","v":6.1250000000000006E-2},{"$f":"Spotřeba!N85","v":0.23354999999999998},{"$f":"Spotřeba!O85","v":0.17054999999999998},{"$f":"Spotřeba!P85","v":0.14054999999999998},{"$f":"Spotřeba!Q85","v":0.30835000000000001},{"$f":"Spotřeba!R85","v":0.6049500000000001},{"$f":"Spotřeba!S85","v":0.63795000000000002},{"$f":"Spotřeba!T85","v":0.38765000000000005},{"$f":"Spotřeba!U85","v":0.30835000000000001},{"$f":"Spotřeba!V85","v":0.36835000000000001},{"$f":"Spotřeba!W85","v":0.39835000000000004},{"$f":"Spotřeba!X85","v":0.72495000000000009},{"$f":"Spotřeba!Y85","v":0.79225000000000001},{"$f":"Spotřeba!Z85","v":0.33085000000000003},{"$f":"Spotřeba!AA85","v":0.26785000000000003},{"$f":"Spotřeba!AB85","v":0.23785000000000001},{"$f":"Spotřeba!AC85","v":0.22284999999999999},6.7751999999999999,69.107039999999998,null,2.7037374190205302E-2]
[null,"červen",{"$f":"Spotřeba!F123","v":0.15125},{"$f":"Spotřeba!G123","v":0.12125},{"$f":"Spotřeba!H123","v":6.1250000000000006E-2},{"$f":"Spotřeba!I123","v":6.1250000000000006E-2},{"$f":"Spotřeba!J123","v":6.1250000000000006E-2},{"$f":"Spotřeba!K123","v":6.1250000000000006E-2},{"$f":"Spotřeba!L123","v":6.1250000000000006E-2},{"$f":"Spotřeba!M123","v":6.1250000000000006E-2},{"$f":"Spotřeba!N123","v":0.17354999999999998},{"$f":"Spotřeba!O123","v":0.14054999999999998},{"$f":"Spotřeba!P123","v":0.38765000000000005},{"$f":"Spotřeba!Q123","v":0.30835000000000001},{"$f":"Spotřeba!R123","v":0.63795000000000002},{"$f":"Spotřeba!S123","v":0.6049500000000001},{"$f":"Spotřeba!T123","v":0.38765000000000005},{"$f":"Spotřeba!U123","v":0.30835000000000001},{"$f":"Spotřeba!V123","v":0.30835000000000001},{"$f":"Spotřeba!W123","v":0.30835000000000001},{"$f":"Spotřeba!X123","v":0.6049500000000001},{"$f":"Spotřeba!Y123","v":0.64224999999999999},{"$f":"Spotřeba!Z123","v":0.27085000000000004},{"$f":"Spotřeba!AA123","v":0.29785},{"$f":"Spotřeba!AB123","v":0.23785000000000001},{"$f":"Spotřeba!AC123","v":0.22284999999999999},6.4823000000000013,55.74778000000002,null,2.1810709706756994E-2]
[null,"červenec",{"$f":"Spotřeba!F123","v":0.15125},{"$f":"Spotřeba!G123","v":0.12125},{"$f":"Spotřeba!H123","v":6.1250000000000006E-2},{"$f":"Spotřeba!I123","v":6.1250000000000006E-2},{"$f":"Spotřeba!J123","v":6.1250000000000006E-2},{"$f":"Spotřeba!K123","v":6.1250000000000006E-2},{"$f":"Spotřeba!L123","v":6.1250000000000006E-2},{"$f":"Spotřeba!M123","v":6.1250000000000006E-2},{"$f":"Spotřeba!N123","v":0.17354999999999998},{"$f":"Spotřeba!O123","v":0.14054999999999998},{"$f":"Spotřeba!P123","v":0.38765000000000005},{"$f":"Spotřeba!Q123","v":0.30835000000000001},{"$f":"Spotřeba!R123","v":0.63795000000000002},{"$f":"Spotřeba!S123","v":0.6049500000000001},{"$f":"Spotřeba!T123","v":0.38765000000000005},{"$f":"Spotřeba!U123","v":0.30835000000000001},{"$f":"Spotřeba!V123","v":0.30835000000000001},{"$f":"Spotřeba!W123","v":0.30835000000000001},{"$f":"Spotřeba!X123","v":0.6049500000000001},{"$f":"Spotřeba!Y123","v":0.64224999999999999},{"$f":"Spotřeba!Z123","v":0.27085000000000004},{"$f":"Spotřeba!AA123","v":0.29785},{"$f":"Spotřeba!AB123","v":0.23785000000000001},{"$f":"Spotřeba!AC123","v":0.22284999999999999},6.4823000000000013,67.41592,null,2.6375741970961937E-2]
[null,"srpen",{"$f":"Spotřeba!F123","v":0.15125},{"$f":"Spotřeba!G123","v":0.12125},{"$f":"Spotřeba!H123","v":6.1250000000000006E-2},{"$f":"Spotřeba!I123","v":6.1250000000000006E-2},{"$f":"Spotřeba!J123","v":6.1250000000000006E-2},{"$f":"Spotřeba!K123","v":6.1250000000000006E-2},{"$f":"Spotřeba!L123","v":6.1250000000000006E-2},{"$f":"Spotřeba!M123","v":6.1250000000000006E-2},{"$f":"Spotřeba!N123","v":0.17354999999999998},{"$f":"Spotřeba!O123","v":0.14054999999999998},{"$f":"Spotřeba!P123","v":0.38765000000000005},{"$f":"Spotřeba!Q123","v":0.30835000000000001},{"$f":"Spotřeba!R123","v":0.63795000000000002},{"$f":"Spotřeba!S123","v":0.6049500000000001},{"$f":"Spotřeba!T123","v":0.38765000000000005},{"$f":"Spotřeba!U123","v":0.30835000000000001},{"$f":"Spotřeba!V123","v":0.30835000000000001},{"$f":"Spotřeba!W123","v":0.30835000000000001},{"$f":"Spotřeba!X123","v":0.6049500000000001},{"$f":"Spotřeba!Y123","v":0.64224999999999999},{"$f":"Spotřeba!Z123","v":0.27085000000000004},{"$f":"Spotřeba!AA123","v":0.29785},{"$f":"Spotřeba!AB123","v":0.23785000000000001},{"$f":"Spotřeba!AC123","v":0.22284999999999999},6.4823000000000013,55.74778000000002,null,2.1810709706756994E-2]
[null,"září",{"$f":"Spotřeba!F161","v":0.15125},{"$f":"Spotřeba!G161","v":0.12125},{"$f":"Spotřeba!H161","v":6.1250000000000006E-2},{"$f":"Spotřeba!I161","v":6.1250000000000006E-2},{"$f":"Spotřeba!J161","v":6.1250000000000006E-2},{"$f":"Spotřeba!K161","v":6.1250000000000006E-2},{"$f":"Spotřeba!L161","v":6.1250000000000006E-2},{"$f":"Spotřeba!M161","v":6.1250000000000006E-2},{"$f":"Spotřeba!N161","v":0.2082},{"$f":"Spotřeba!O161","v":0.17054999999999998},{"$f":"Spotřeba!P161","v":0.14054999999999998},{"$f":"Spotřeba!Q161","v":0.38765000000000005},{"$f":"Spotřeba!R161","v":0.6049500000000001},{"$f":"Spotřeba!S161","v":0.63795000000000002},{"$f":"Spotřeba!T161","v":0.38765000000000005},{"$f":"Spotřeba!U161","v":0.30835000000000001},{"$f":"Spotřeba!V161","v":0.36835000000000001},{"$f":"Spotřeba!W161","v":0.39835000000000004},{"$f":"Spotřeba!X161","v":0.72495000000000009},{"$f":"Spotřeba!Y161","v":0.79225000000000001},{"$f":"Spotřeba!Z161","v":0.33085000000000003},{"$f":"Spotřeba!AA161","v":0.26785000000000003},{"$f":"Spotřeba!AB161","v":0.23785000000000001},{"$f":"Spotřeba!AC161","v":0.22284999999999999},6.8291500000000003,65.559840000000008,null,2.5649570954420699E-2]
[null,"říjen",{"$f":"Spotřeba!F161","v":0.15125},{"$f":"Spotřeba!G161","v":0.12125},{"$f":"Spotřeba!H161","v":6.1250000000000006E-2},{"$f":"Spotřeba!I161","v":6.1250000000000006E-2},{"$f":"Spotřeba!J161","v":6.1250000000000006E-2},{"$f":"Spotřeba!K161","v":6.1250000000000006E-2},{"$f":"Spotřeba!L161","v":6.1250000000000006E-2},{"$f":"Spotřeba!M161","v":6.1250000000000006E-2},{"$f":"Spotřeba!N161","v":0.2082},{"$f":"Spotřeba!O161","v":0.17054999999999998},{"$f":"Spotřeba!P161","v":0.14054999999999998},{"$f":"Spotřeba!Q161","v":0.38765000000000005},{"$f":"Spotřeba!R161","v":0.6049500000000001},{"$f":"Spotřeba!S161","v":0.63795000000000002},{"$f":"Spotřeba!T161","v":0.38765000000000005},{"$f":"Spotřeba!U161","v":0.30835000000000001},{"$f":"Spotřeba!V161","v":0.36835000000000001},{"$f":"Spotřeba!W161","v":0.39835000000000004},{"$f":"Spotřeba!X161","v":0.72495000000000009},{"$f":"Spotřeba!Y161","v":0.79225000000000001},{"$f":"Spotřeba!Z161","v":0.33085000000000003},{"$f":"Spotřeba!AA161","v":0.26785000000000003},{"$f":"Spotřeba!AB161","v":0.23785000000000001},{"$f":"Spotřeba!AC161","v":0.22284999999999999},6.8291500000000003,60.096520000000005,null,2.3512106708218971E-2]
[null,"listopad",{"$f":"Spotřeba!F161","v":0.15125},{"$f":"Spotřeba!G161","v":0.12125},{"$f":"Spotřeba!H161","v":6.1250000000000006E-2},{"$f":"Spotřeba!I161","v":6.1250000000000006E-2},{"$f":"Spotřeba!J161","v":6.1250000000000006E-2},{"$f":"Spotřeba!K161","v":6.1250000000000006E-2},{"$f":"Spotřeba!L161","v":6.1250000000000006E-2},{"$f":"Spotřeba!M161","v":6.1250000000000006E-2},{"$f":"Spotřeba!N161","v":0.2082},{"$f":"Spotřeba!O161","v":0.17054999999999998},{"$f":"Spotřeba!P161","v":0.14054999999999998},{"$f":"Spotřeba!Q161","v":0.38765000000000005},{"$f":"Spotřeba!R161","v":0.6049500000000001},{"$f":"Spotřeba!S161","v":0.63795000000000002},{"$f":"Spotřeba!T161","v":0.38765000000000005},{"$f":"Spotřeba!U161","v":0.30835000000000001},{"$f":"Spotřeba!V161","v":0.36835000000000001},{"$f":"Spotřeba!W161","v":0.39835000000000004},{"$f":"Spotřeba!X161","v":0.72495000000000009},{"$f":"Spotřeba!Y161","v":0.79225000000000001},{"$f":"Spotřeba!Z161","v":0.33085000000000003},{"$f":"Spotřeba!AA161","v":0.26785000000000003},{"$f":"Spotřeba!AB161","v":0.23785000000000001},{"$f":"Spotřeba!AC161","v":0.22284999999999999},6.8291500000000003,61.462350000000001,null,2.40464727697694E-2]
[null,"prosinec",{"$f":"Spotřeba!F48","v":0.15125},{"$f":"Spotřeba!G48","v":0.12125},{"$f":"Spotřeba!H48","v":6.1250000000000006E-2},{"$f":"Spotřeba!I48","v":6.1250000000000006E-2},{"$f":"Spotřeba!J48","v":6.1250000000000006E-2},{"$f":"Spotřeba!K48","v":6.1250000000000006E-2},{"$f":"Spotřeba!L48","v":6.1250000000000006E-2},{"$f":"Spotřeba!M48","v":0.15425},{"$f":"Spotřeba!N48","v":0.20354999999999998},{"$f":"Spotřeba!O48","v":0.17054999999999998},{"$f":"Spotřeba!P48","v":0.38765000000000005},{"$f":"Spotřeba!Q48","v":0.52565000000000006},{"$f":"Spotřeba!R48","v":0.6049500000000001},{"$f":"Spotřeba!S48","v":0.45365000000000005},{"$f":"Spotřeba!T48","v":0.38765000000000005},{"$f":"Spotřeba!U48","v":0.33835000000000004},{"$f":"Spotřeba!V48","v":0.36835000000000001},{"$f":"Spotřeba!W48","v":0.39835000000000004},{"$f":"Spotřeba!X48","v":0.72495000000000009},{"$f":"Spotřeba!Y48","v":0.79225000000000001},{"$f":"Spotřeba!Z48","v":0.36385000000000001},{"$f":"Spotřeba!AA48","v":0.26785000000000003},{"$f":"Spotřeba!AB48","v":0.23785000000000001},{"$f":"Spotřeba!AC48","v":0.22284999999999999},7.1813000000000011,81.866820000000004,null,3.2029498674840992E-2]
[null,null,null,null,null,null,null,null,null,null,null,null,null,null,null,null,null,null,null,null,null,null,null,null,null,"Roční spotřeba",null,{"$f":"SUM(AB62:AB89)","v":2555.9819349999998}]
[null,"Přebytky pracovní dny",null,null,null,null,null,null,null,null,null,null,null,null,null,null,null,null,null,null,null,null,null,null,null,null,null,null,null,{"$f":"SUM(AD62:AD89)","v":1.0000000000000004}]
[]
[null,null,1,2,3,4,5,6,7,8,9,10,11,12,13,14,15,16,17,18,19,20,21,22,23,24,"celkem","celkem","celkem","akumulace","Počet cyklů"]
[null,"leden",{"$f":"C46-C62","v":-0.10625},{"$f":"D46-D62","v":-9.1249999999999998E-2},-6.1250000000000006E-2,-6.1250000000000006E-2,-6.1250000000000006E-2,-0.10625,-0.26355000000000001,-0.23354999999999998,-9.8283495145631047E-2,6.524077669902914E-2,-0.53937281553398053,-0.67862135922330102,0.3275373786407767,0.18206359223300972,0.14019757281553399,6.9399999999999989E-2,-0.35951165048543693,-0.39835000000000004,-0.97205000000000008,-1.03935,-0.33085000000000003,-0.26785000000000003,-0.20054999999999998,-0.10625,{"$f":"SUM(C94:Z94)","v":-5.1912000000000003},{"$f":"SUMIF(C94:Z94,\"<0\")","v":-5.9756393203883498},{"$f":"SUMIF(C94:Z94,\">0\")","v":0.78443932038834963},{"$f":"IF(AC94<$U$12,AC94*0.95,$U$12)*Náklady!$O$9","v":0.59617388349514566},{"$f":"SUMPRODUCT(IF(AD94>0,1,0),M11)","v":21.4}]
[null,"únor",{"$f":"C47-C63","v":-0.10625},-9.1249999999999998E-2,-6.1250000000000006E-2,-6.1250000000000006E-2,-6.1250000000000006E-2,-0.10625,-0.26355000000000001,-0.17395686695278967,-3.1328111587982821E-2,0.23240236051502144,-0.32759592274678118,-0.44940665236051514,0.56129549356223174,0.40594184549356216,0.34184613733905589,0.24113583690987123,-0.23683412017167382,-0.39835000000000004,-0.97205000000000008,-1.03935,-0.33085000000000003,-0.26785000000000003,-0.20054999999999998,-0.10625,{"$f":"SUM(C95:Z95)","v":-3.5028000000000006},{"$f":"SUMIF(C95:Z95,\"<0\")","v":-5.2854216738197426},{"$f":"SUMIF(C95:Z95,\">0\")","v":1.7826216738197427},{"$f":"IF(AC95<$U$12,AC95*Náklady!$O$8,$U$12)*Náklady!$O$9","v":1.2834876051502149},{"$f":"SUMPRODUCT(IF(AD95>0,1,0),M12)","v":20.2}]
[null,"březen",{"$f":"C48-C64","v":-0.10625},-9.1249999999999998E-2,-6.1250000000000006E-2,-6.1250000000000006E-2,-6.1250000000000006E-2,-0.10625,-0.2149175898474221,-3.0336564465977267E-2,0.29145789644949016,0.58032416299081646,-8.7320485935360459E-4,-9.6713786246294231E-2,0.84172336756092259,0.75299873092776048,0.65681889145997541,0.54108266324390764,0.26589426205799399,-5.1958829271820092E-2,-1.0020500000000001,-1.03935,-0.57795000000000007,-0.26785000000000003,-0.20054999999999998,-0.10625,-0.14600000000000102,-4.0762999746908672,3.9302999746908664,{"$f":"IF(AC96<$U$12,AC96*Náklady!$O$8,$U$12)*Náklady!$O$9","v":2.5920000000000005},22]
[null,"duben",{"$f":"C49-C65","v":-0.10625},-9.1249999999999998E-2,-6.1250000000000006E-2,-6.1250000000000006E-2,-6.1250000000000006E-2,-6.0468065291407969E-2,-6.3862837973162417E-2,0.24655442619667542,0.53176436010414585,0.78239432205087123,0.2123015121169638,0.12324875826156623,1.0653656418986581,0.97879103745243345,0.88223790306429017,0.76136369917885038,0.47761489084718606,0.14487145003004209,-0.9333770979371121,-1.03935,-0.57795000000000007,-0.26785000000000003,-0.20054999999999998,-0.10625,{"$f":"SUM(C97:Z97)","v":2.5756000000000001},-3.6309080012016826,6.2065080012016827,{"$f":"IF(AC97<$U$12,AC97*Náklady!$O$8,$U$12)*Náklady!$O$9","v":2.5920000000000005},20.399999999999999]
[null,"květen",{"$f":"C50-C66","v":-0.10625},-9.1249999999999998E-2,-6.1250000000000006E-2,-6.1250000000000006E-2,-4.1236618181818188E-2,3.6702727272727262E-2,9.9662181818181983E-3,0.29978454545454547,0.54135458181818186,0.74909247272727286,0.14588549090909098,3.7603454545454662E-2,0.97638730909090921,0.90145450909090907,0.83295807272727274,0.75310403636363632,0.51772861818181815,0.22852774545454546,-0.83431880000000014,-1.0059943636363635,-0.57795000000000007,-0.26785000000000003,-0.20054999999999998,-0.10625,2.6764000000000001,-3.3541497818181818,6.0305497818181824,{"$f":"IF(AC98<$U$12,AC98*Náklady!$O$8,$U$12)*Náklady!$O$9","v":2.5920000000000005},20.8]
[null,"červen",{"$f":"C51-C67","v":-0.10625},-9.1249999999999998E-2,-6.1250000000000006E-2,-6.1250000000000006E-2,6.8211803141943403E-3,8.3387786737105535E-2,7.9107973029334033E-2,0.32036336021131651,0.58522961907409976,0.7551728416516057,0.14578716112887524,-5.5158181565410969E-2,0.97300061865702747,0.9326273668844709,0.83544988878075899,0.76358492284165158,0.56876051021826768,0.35046327679688577,-0.64689754622549711,-0.81095077853468645,-0.51795000000000002,-0.29785,-0.20054999999999998,-0.10625,3.4441499999999992,-2.9556065063255943,6.3997565063255939,{"$f":"IF(AC99<$U$12,AC99*Náklady!$O$8,$U$12)*Náklady!$O$9","v":2.5920000000000005},21.4]
[null,"červenec",{"$f":"C52-C68","v":-0.10625},-9.1249999999999998E-2,-6.1250000000000006E-2,-6.1250000000000006E-2,-1.8946457533077256E-2,6.4482821169440874E-2,5.7926056338028165E-2,0.29944376867264189,0.56466399914639354,0.73573766538625707,0.126983418693982,-7.3286726419120818E-2,0.95469336320956022,0.91424931711481006,0.81616088348271443,0.74437680324370459,0.54773506188647025,0.32784961587708056,-0.66749498506188654,-0.83542460520699957,-0.51795000000000002,-0.29785,-0.20054999999999998,-0.10625,3.1165499999999988,-3.0377527742210844,6.1543027742210832,{"$f":"IF(AC100<$U$12,AC100*Náklady!$O$8,$U$12)*Náklady!$O$9","v":2.5920000000000005},20.6]
[null,"srpen",{"$f":"C53-C69","v":-0.10625},-9.1249999999999998E-2,-6.1250000000000006E-2,-6.1250000000000006E-2,-6.1250000000000006E-2,-9.9265582243843187E-3,-4.2393174217087243E-2,0.22783814229249019,0.52172193675889333,0.7245631650957739,0.14126039829735482,-4.3653390088172594E-2,0.98676115840681056,0.93581716327151132,0.81476675281240507,0.70945319245971417,0.47950415019762849,0.23600120097294011,-0.7562378990574643,-0.88467623897841285,-0.51795000000000002,-0.29785,-0.20054999999999998,-0.10625,2.5369499999999996,-3.2407372605655214,5.7776872605655223,{"$f":"IF(AC101<$U$12,AC101*Náklady!$O$8,$U$12)*Náklady!$O$9","v":2.5920000000000005},22.4]
[null,"září",{"$f":"C54-C70","v":-0.10625},-9.1249999999999998E-2,-6.1250000000000006E-2,-6.1250000000000006E-2,-6.1250000000000006E-2,-0.10625,-0.16481945404735504,3.3032023351379586E-2,0.36789268475637604,0.59487216424238487,7.045564542430327E-3,-9.1264199986954564E-2,0.84675545952644982,0.76125970582479952,0.67193015132737588,0.56629098232339703,0.30559863348770466,6.7188735242319497E-3,-0.99386258887221979,-1.03935,-0.57795000000000007,-0.26785000000000003,-0.20054999999999998,-0.10625,0.23199999999999993,-3.9293962429065297,4.1613962429065294,{"$f":"IF(AC102<$U$12,AC102*Náklady!$O$8,$U$12)*Náklady!$O$9","v":2.5920000000000005},20.399999999999999]
[null,"říjen",{"$f":"C55-C71","v":-0.10625},-9.1249999999999998E-2,-6.1250000000000006E-2,-6.1250000000000006E-2,-6.1250000000000006E-2,-0.10625,-0.26355000000000001,-0.10172647058823528,-5.7352941176469496E-4,0.38568529411764718,-0.21857352941176478,-0.32896176470588245,0.60507352941176484,0.52266176470588221,0.44250882352941179,0.35133823529411762,0.10936176470588235,-0.13494411764705883,-1.0020500000000001,-1.03935,-0.57795000000000007,-0.26785000000000003,-0.20054999999999998,-0.10625,-2.3132000000000001,-4.7298294117647064,2.4166294117647062,{"$f":"IF(AC103<$U$12,AC103*Náklady!$O$8,$U$12)*Náklady!$O$9","v":1.7399731764705888},22.2]
[null,"listopad",{"$f":"C56-C72","v":-0.10625},-9.1249999999999998E-2,-6.1250000000000006E-2,-6.1250000000000006E-2,-6.1250000000000006E-2,-0.10625,-0.26355000000000001,-0.18742705967375592,-8.4241430931240951E-2,3.3076595085690719E-2,-0.50326038612430324,-0.64132063803427641,0.28645028907701842,0.22114766673549452,0.17944785257072063,0.14114611810861036,-5.591900681395829E-2,-0.15125,-1.0020500000000001,-1.03935,-0.57795000000000007,-0.26785000000000003,-0.20054999999999998,-0.10625,-4.7072000000000012,-5.5684685215775351,0.86126852157753453,{"$f":"IF(AC104<$U$12,AC104*Náklady!$O$8,$U$12)*Náklady!$O$9","v":0.62011333553582493},21]
[null,"prosinec",{"$f":"C57-C73","v":-0.10625},-9.1249999999999998E-2,-6.1250000000000006E-2,-6.1250000000000006E-2,-6.1250000000000006E-2,-0.10625,-0.26355000000000001,-0.23354999999999998,-0.12462014710124025,3.1900346120565248E-3,-0.58107644937986747,-0.72427512258436699,0.28080160080761463,0.13918585232189212,0.10303304009229883,2.7961191231612337E-2,-0.36835000000000001,-0.39835000000000004,-0.97205000000000008,-1.03935,-0.33085000000000003,-0.26785000000000003,-0.20054999999999998,-0.10625,-5.5440000000000005,-6.0981717190654745,0.55417171906547447,{"$f":"IF(AC105<$U$12,AC105*Náklady!$O$8,$U$12)*Náklady!$O$9","v":0.39900363772714165},19.600000000000001]
[]
[null,"Přebytky víkendové dny"]
[]
[null,null,1,2,3,4,5,6,7,8,9,10,11,12,13,14,15,16,17,18,19,20,21,22,23,24,"celkem","celkem","celkem","akumulace","Počet cyklu "]
[null,"leden",{"$f":"C46-C78","v":-0.15125},{"$f":"D46-D78","v":-0.12125},-6.1250000000000006E-2,-6.1250000000000006E-2,-6.1250000000000006E-2,-6.1250000000000006E-2,-6.1250000000000006E-2,-0.15425,-0.13128349514563104,-1.4059223300970841E-2,-5.1272815533980609E-2,-0.143521359223301,-0.21606262135922338,-9.8036407766990352E-2,-0.10690242718446608,-0.17770000000000005,-0.35951165048543693,-0.39835000000000004,-0.72495000000000009,-0.79225000000000001,-0.36385000000000001,-0.26785000000000003,-0.23785000000000001,-0.22284999999999999,{"$f":"SUM(C110:Z110)","v":-5.0393000000000008},{"$f":"SUMIF(C110:Z110,\"<0\")","v":-5.0393000000000008},{"$f":"SUMIF(C110:Z110,\">0\")","v":0},{"$f":"IF(AC110<$U$12,AC110*Náklady!$O$8,$U$12)*Náklady!$O$9","v":0},{"$f":"SUMPRODUCT(IF(AD110>0,1,0),N11)","v":0}]
[null,"únor",{"$f":"C47-C79","v":-0.15125},-0.12125,-6.1250000000000006E-2,-6.1250000000000006E-2,-6.1250000000000006E-2,-6.1250000000000006E-2,-6.1250000000000006E-2,-9.4656866952789701E-2,-6.4328111587982822E-2,0.15310236051502146,0.1605040772532188,8.5693347639484885E-2,1.7695493562231657E-2,0.12584184549356209,9.4746137339055791E-2,-5.9641630901288156E-3,-0.23683412017167382,-0.39835000000000004,-0.72495000000000009,-0.79225000000000001,-0.36385000000000001,-0.26785000000000003,-0.23785000000000001,-0.22284999999999999,{"$f":"SUM(C111:Z111)","v":-3.3509000000000011},{"$f":"SUMIF(C111:Z111,\"<0\")","v":-3.9884832618025756},{"$f":"SUMIF(C111:Z111,\">0\")","v":0.63758326180257463},{"$f":"IF(AC111<$U$12,AC111*Náklady!$O$8,$U$12)*Náklady!$O$9","v":0.45905994849785375},{"$f":"SUMPRODUCT(IF(AD111>0,1,0),N12)","v":8.0500000000000007}]
[null,"březen",{"$f":"C48-C80","v":-0.15125},-0.12125,-6.1250000000000006E-2,-6.1250000000000006E-2,-6.1250000000000006E-2,-6.1250000000000006E-2,-1.2617589847422096E-2,0.10896343553402271,0.22845789644949016,0.55032416299081643,0.73432679514064647,0.65568621375370584,0.37732336756092244,0.28859873092776045,0.40971889145997531,0.29398266324390765,-1.1205737942006022E-2,-0.29905882927182015,-0.72495000000000009,-0.79225000000000001,-0.33085000000000003,-0.26785000000000003,-0.23785000000000001,-0.22284999999999999,0.23039999999999861,-3.4169821570612484,3.6473821570612475,{"$f":"IF(AC112<$U$12,AC112*Náklady!$O$8,$U$12)*Náklady!$O$9","v":2.5920000000000005},9]
[null,"duben",{"$f":"C49-C81","v":-0.15125},-0.12125,-6.1250000000000006E-2,-6.1250000000000006E-2,-6.1250000000000006E-2,-1.5468065291407977E-2,0.13843716202683759,0.38585442619667537,0.46876436010414585,0.7523943220508712,0.94750151211696387,0.8756487582615663,0.60096564189865798,0.51439103745243342,0.63513790306429008,0.5142636991788504,0.20051489084718604,-0.10222854996995795,-0.65627709793711209,-0.79225000000000001,-0.33085000000000003,-0.26785000000000003,-0.23785000000000001,-0.22284999999999999,2.952,-3.0818737131984779,6.0338737131984788,{"$f":"IF(AC113<$U$12,AC113*Náklady!$O$8,$U$12)*Náklady!$O$9","v":2.5920000000000005},9.6000000000000014]
[null,"květen",{"$f":"C50-C82","v":-0.15125},-0.12125,-6.1250000000000006E-2,-6.1250000000000006E-2,-4.1236618181818188E-2,8.170272727272726E-2,0.21226621818181821,0.43908454545454545,0.47835458181818186,0.71909247272727284,0.88108549090909105,0.79000345454545473,0.51198730909090906,0.43705450909090904,0.58585807272727264,0.50600403636363633,0.24062861818181819,-1.8572254545454581E-2,-0.55721880000000001,-0.75889436363636364,-0.33085000000000003,-0.26785000000000003,-0.23785000000000001,-0.22284999999999999,3.0527999999999995,-2.8303220363636363,5.8831220363636358,{"$f":"IF(AC114<$U$12,AC114*Náklady!$O$8,$U$12)*Náklady!$O$9","v":2.5920000000000005},10.199999999999999]
[null,"červen",{"$f":"C51-C83","v":-0.15125},-0.12125,-6.1250000000000006E-2,-6.1250000000000006E-2,6.8211803141943403E-3,0.11338778673710553,0.25140797302933399,0.46266336021131649,0.55222961907409973,0.7551728416516057,0.63388716112887522,0.78689181843458911,0.47560061865702741,0.46822736688447075,0.58834988878075889,0.51648492284165159,0.32166051021826769,0.10336327679688578,-0.39979754622549712,-0.56385077853468646,-0.27085000000000004,-0.29785,-0.23785000000000001,-0.22284999999999999,3.6480999999999977,-2.3880483247601836,6.0361483247601821,{"$f":"IF(AC115<$U$12,AC115*Náklady!$O$8,$U$12)*Náklady!$O$9","v":2.5920000000000005},8.6000000000000014]
[null,"červenec",{"$f":"C52-C84","v":-0.15125},-0.12125,-6.1250000000000006E-2,-6.1250000000000006E-2,-1.8946457533077256E-2,9.4482821169440873E-2,0.23022605633802815,0.44174376867264187,0.53166399914639351,0.73573766538625707,0.61508341869398198,0.76876327358087926,0.45729336320956016,0.44984931711480991,0.56906088348271433,0.4972768032437046,0.30063506188647027,8.0749615877080572E-2,-0.42039498506188655,-0.58832460520699958,-0.27085000000000004,-0.29785,-0.23785000000000001,-0.22284999999999999,3.3205,-2.4520660478019636,5.7725660478019627,{"$f":"IF(AC116<$U$12,AC116*Náklady!$O$8,$U$12)*Náklady!$O$9","v":2.5920000000000005},10.399999999999999]
[null,"srpen",{"$f":"C53-C85","v":-0.15125},-0.12125,-6.1250000000000006E-2,-6.1250000000000006E-2,-6.1250000000000006E-2,2.0073441775615673E-2,0.12990682578291274,0.37013814229249015,0.4887219367588933,0.7245631650957739,0.6293603982973548,0.79839660991182748,0.48936115840681049,0.47141716327151117,0.56766675281240497,0.46235319245971418,0.2324041501976285,-1.1098799027059902E-2,-0.50913789905746443,-0.63757623897841287,-0.27085000000000004,-0.29785,-0.23785000000000001,-0.22284999999999999,2.7408999999999999,-2.643462937062937,5.3843629370629378,{"$f":"IF(AC117<$U$12,AC117*Náklady!$O$8,$U$12)*Náklady!$O$9","v":2.5920000000000005},8.6000000000000014]
[null,"září",{"$f":"C54-C86","v":-0.15125},-0.12125,-6.1250000000000006E-2,-6.1250000000000006E-2,-6.1250000000000006E-2,-6.1250000000000006E-2,3.7480545952644974E-2,0.17233202335137957,0.33024268475637603,0.56487216424238484,0.7422455645424304,0.58183580001304547,0.38235545952644967,0.29685970582479948,0.42483015132737578,0.31919098232339704,2.849863348770465E-2,-0.24038112647576809,-0.71676258887221977,-0.79225000000000001,-0.33085000000000003,-0.26785000000000003,-0.23785000000000001,-0.22284999999999999,0.55444999999999933,-3.3262937153479877,3.8807437153479878,{"$f":"IF(AC118<$U$12,AC118*Náklady!$O$8,$U$12)*Náklady!$O$9","v":2.5920000000000005},9.6000000000000014]
[null,"říjen",{"$f":"C55-C87","v":-0.15125},-0.12125,-6.1250000000000006E-2,-6.1250000000000006E-2,-6.1250000000000006E-2,-6.1250000000000006E-2,-6.1250000000000006E-2,3.7573529411764693E-2,-3.8223529411764712E-2,0.35568529411764715,0.5166264705882353,0.34413823529411758,0.1406735294117647,5.826176470588218E-2,0.19540882352941169,0.10423823529411763,-0.16773823529411766,-0.38204411764705887,-0.72495000000000009,-0.79225000000000001,-0.33085000000000003,-0.26785000000000003,-0.23785000000000001,-0.22284999999999999,-1.9907500000000005,-3.7433558823529411,1.7526058823529409,{"$f":"IF(AC119<$U$12,AC119*Náklady!$O$8,$U$12)*Náklady!$O$9","v":1.2618762352941175},8.8000000000000007]
[null,"listopad",{"$f":"C56-C88","v":-0.15125},-0.12125,-6.1250000000000006E-2,-6.1250000000000006E-2,-6.1250000000000006E-2,-6.1250000000000006E-2,-6.1250000000000006E-2,-4.812705967375594E-2,-0.12189143093124097,3.0765950856907198E-3,0.23193961387569687,3.1779361965723618E-2,-0.17794971092298173,-0.24325233326450552,-6.7652147429279441E-2,-0.10595388189138966,-0.3330190068139583,-0.39835000000000004,-0.72495000000000009,-0.79225000000000001,-0.33085000000000003,-0.26785000000000003,-0.23785000000000001,-0.22284999999999999,-4.3847500000000013,-4.6515455709271123,0.2667955709271112,{"$f":"IF(AC120<$U$12,AC120*Náklady!$O$8,$U$12)*Náklady!$O$9","v":0.19209281106752008},9]
[null,"prosinec",{"$f":"C57-C89","v":-0.15125},-0.12125,-6.1250000000000006E-2,-6.1250000000000006E-2,-6.1250000000000006E-2,-6.1250000000000006E-2,-6.1250000000000006E-2,-0.15425,-0.15762014710124025,-7.6109965387943457E-2,-9.2976449379867432E-2,-0.18917512258436697,-0.26279839919238546,-0.14091414767810795,-0.14406695990770124,-0.21913880876838771,-0.36835000000000001,-0.39835000000000004,-0.72495000000000009,-0.79225000000000001,-0.36385000000000001,-0.26785000000000003,-0.23785000000000001,-0.22284999999999999,-5.3921000000000019,-5.3921000000000019,0,{"$f":"IF(AC121<$U$12,AC121*Náklady!$O$8,$U$12)*Náklady!$O$9","v":0},{"$f":"SUMPRODUCT(IF(AD121>0,1,0),N22)","v":0}]
[null,null,null,null,null,null,null,null,null,null,null,null,null,null,null,null,null,null,null,null,null,null,null,null,null,null,null,null,"Roční spotřeba",null,{"$f":"ROUNDUP(SUM(AE94:AE121),0)","v":345}]

{"sheet":"Spotřeba","index":8,"n_rows":162,"n_cols":31,"rows_kept":162,"cut":false,"hidden":false,"merged":[[17,4,18,7],[48,26,48,28],[32,26,32,28],[92,4,93,7],[108,4,109,7],[70,4,71,8],[54,4,55,7],[33,4,34,7],[146,4,147,7],[130,4,131,7],[107,26,107,28],[85,26,85,28],[69,26,69,28],[161,26,161,28],[145,26,145,28],[123,26,123,28],[163,26,163,27],[163,30,163,31]]}
[]
[]
[]
["Seznam spotřebičů","Příkon [W]","Standby [W]"]
["Stolní počítač HP ",500,2.9]
["Televize Samsung ",80,0.7]
["Myčka Bosh Silencplus",930,0.6]
["Televize Sencor",38,0.7]
["Led žárovka",15,"-"]
["Varná konvice Sencor",2000,"-"]
["Microvlná trouba Whirlpool",900,0.35]
["Pračka Gorenje",1630,0.5]
["Sušička Gorenje",2000,0.5]
["Seznam cyklických spotřebičů","[kWh/rok]"]
["Lednička Lg ",200,"-"]
["Mrazák Zanussi ",300,"-"]
[]
[null,null,null,null,"zimní pracovní den"]
[null,"pracovni","vikendove dny"]
[null,{"$f":"(21+20+22+22+22)/5","v":21.4},9.6000000000000014,null,"hodiny",1,2,3,4,5,6,7,8,9,10,11,12,13,14,15,16,17,18,19,20,21,22,23,24,"celkem"]
[null,{"$f":"(4*20+21)/5","v":20.2},8.0500000000000007,null,"Stolní počítač HP ",2.9,2.9,2.9,2.9,2.9,2.9,2.9,2.9,2.9,2.9,2.9,2.9,2.9,2.9,2.9,2.9,250,250,250,250,2.9,2.9,2.9,2.9,{"$f":"SUM(F21:AC21)","v":1058.0000000000005}]
[null,{"$f":"(22+22+23+22+21)/5","v":22},9,null,"Televize Samsung ",0.7,0.7,0.7,0.7,0.7,0.7,80,80,80,0.7,0.7,0.7,0.7,80,80,0.7,0.7,0.7,80,80,80,80,80,0.7,809.8]
[null,{"$f":"(21+21+19+20+21)/5","v":20.399999999999999},9.6000000000000014,null,"Lednička Lg ",20,20,20,20,20,20,20,20,20,20,20,20,20,20,20,20,20,20,20,20,20,20,20,20,480]
[null,{"$f":"(19+22+21+21+21)/5","v":20.8},10.199999999999999,null,"Mrazák Zanussi",35,35,35,35,35,35,35,35,35,35,35,35,35,35,35,35,35,35,35,35,35,35,35,35,840]
[null,{"$f":"(22+22+22+21+20)/5","v":21.4},8.6000000000000014,null,"Myčka Bosh Silencplus",0.6,0.6,0.6,0.6,0.6,0.6,0.6,0.6,0.6,0.6,0.6,0.6,0.7,0.6,0.6,0.6,0.6,0.6,465,465,0.6,0.6,0.6,0.6,943.30000000000007]
[null,{"$f":"(22+19+20+20+22)/5","v":20.6},10.399999999999999,null,"Televize Sencor",0.7,0.7,0.7,0.7,0.7,0.7,0.7,0.7,0.7,0.7,0.7,0.7,0.7,0.7,0.7,0.7,0.7,0.7,0.7,38,38,38,0.7,0.7,128.69999999999999]
[null,{"$f":"(21+23+23+23+22)/5","v":22.4},8.6000000000000014,null,"Led žárovka",45,30,0,0,0,45,90,60,30,30,0,0,0,0,0,30,60,90,120,150,120,90,60,45,1095]
[null,{"$f":"(21+21+20+19+21)/5","v":20.399999999999999},9.6000000000000014,null,"Varná konvice Sencor",0,0,0,0,0,0,33,33,0,0,0,0,0,33,0,0,0,0,0,0,33,0,0,0,132]
[null,{"$f":"(21+22+23+23+22)/5","v":22.2},8.8000000000000007,null,"Microvlná trouba Whirlpool",0.35,0.35,0.35,0.35,0.35,0.35,0.35,0.35,0.35,0.35,0.35,0.35,0.35,0.35,0.35,0.35,0.35,0.35,0.35,0.35,0.35,0.35,0.35,0.35,8.3999999999999968]
[null,{"$f":"(20+21+21+22+21)/5","v":21},9,null,"Pračka Gorenje",0.5,0.5,0.5,0.5,0.5,0.5,0.5,0.5,0.5,0.5,815,0.5,0.5,0.5,0.5,0.5,0.5,0.5,0.5,0.5,0.5,0.5,0.5,0.5,826.5]
[null,{"$f":"(21+21+19+18+19)/5","v":19.600000000000001},11.399999999999999,null,"Sušička Gorenje",0.5,0.5,0.5,0.5,0.5,0.5,0.5,0.5,0.5,0.5,0.5,1000,0.5,0.5,0.5,0.5,0.5,0.5,0.5,0.5,0.5,0.5,0.5,0.5,1011.5]
[null,null,null,null,"celkem",{"$f":"SUM(F21:F31)/1000","v":0.10625},9.1249999999999998E-2,6.1250000000000006E-2,6.1250000000000006E-2,6.1250000000000006E-2,0.10625,0.26355000000000001,0.23354999999999998,0.17054999999999998,9.1249999999999998E-2,0.87575000000000003,1.0607500000000001,6.1350000000000009E-2,0.17354999999999998,0.14054999999999998,9.1249999999999998E-2,0.36835000000000001,0.39835000000000004,0.97205000000000008,1.03935,0.33085000000000003,0.26785000000000003,0.20054999999999998,0.10625]
[null,null,null,null,null,null,null,null,null,null,null,null,null,null,null,null,null,null,null,null,null,null,null,null,null,null,"denni celkem",null,null,{"$f":"SUM(AD21:AD31)/1000","v":7.3331999999999997},"kWh"]
[null,null,null,null,"zimní víkendový den"]
[]
[null,null,null,null,"hodiny",1,2,3,4,5,6,7,8,9,10,11,12,13,14,15,16,17,18,19,20,21,22,23,24,"celkem"]
[null,null,null,null,"Stolní počítač HP ",2.9,2.9,2.9,2.9,2.9,2.9,2.9,2.9,2.9,2.9,250,2.9,2.9,250,250,250,250,250,2.9,2.9,2.9,2.9,2.9,2.9,{"$f":"SUM(F37:AC37)","v":1552.2000000000005}]
[null,null,null,null,"Televize Samsung ",0.7,0.7,0.7,0.7,0.7,0.7,0.7,0.7,80,80,80,0.7,80,80,80,0.7,0.7,0.7,80,80,80,80,80,80,968.39999999999986]
[null,null,null,null,"Lednička Lg ",20,20,20,20,20,20,20,20,20,20,20,20,20,20,20,20,20,20,20,20,20,20,20,20,{"$f":"SUM(F39:AC39)","v":480}]
[null,null,null,null,"Mrazák Zanussi",35,35,35,35,35,35,35,35,35,35,35,35,35,35,35,35,35,35,35,35,35,35,35,35,840]
[null,null,null,null,"Myčka Bosh Silencplus",0.6,0.6,0.6,0.6,0.6,0.6,0.6,0.6,0.6,0.6,0.6,465,465,0.6,0.6,0.6,0.6,0.6,465,465,0.6,0.6,0.6,0.6,1871.9999999999998]
[null,null,null,null,"Televize Sencor",0.7,0.7,0.7,0.7,0.7,0.7,0.7,0.7,0.7,0.7,0.7,0.7,0.7,0.7,0.7,0.7,0.7,0.7,0.7,38,38,38,38,38,203.3]
[null,null,null,null,"Led žárovka",90,60,0,0,0,0,0,60,30,30,0,0,0,0,0,30,60,90,120,150,120,90,60,45,1035]
[null,null,null,null,"Varná konvice Sencor",0,0,0,0,0,0,0,33,33,0,0,0,0,66,0,0,0,0,0,0,66,0,0,0,198]
[null,null,null,null,"Microvlná trouba Whirlpool",0.35,0.35,0.35,0.35,0.35,0.35,0.35,0.35,0.35,0.35,0.35,0.35,0.35,0.35,0.35,0.35,0.35,0.35,0.35,0.35,0.35,0.35,0.35,0.35,8.3999999999999968]
[null,null,null,null,"Pračka Gorenje",0.5,0.5,0.5,0.5,0.5,0.5,0.5,0.5,0.5,0.5,0.5,0.5,0.5,0.5,0.5,0.5,0.5,0.5,0.5,0.5,0.5,0.5,0.5,0.5,12]
[null,null,null,null,"Sušička Gorenje",0.5,0.5,0.5,0.5,0.5,0.5,0.5,0.5,0.5,0.5,0.5,0.5,0.5,0.5,0.5,0.5,0.5,0.5,0.5,0.5,0.5,0.5,0.5,0.5,12]
[null,null,null,null,"celkem",{"$f":"SUM(F37:F47)/1000","v":0.15125},0.12125,6.1250000000000006E-2,6.1250000000000006E-2,6.1250000000000006E-2,6.1250000000000006E-2,6.1250000000000006E-2,0.15425,0.20354999999999998,0.17054999999999998,0.38765000000000005,0.52565000000000006,0.6049500000000001,0.45365000000000005,0.38765000000000005,0.33835000000000004,0.36835000000000001,0.39835000000000004,0.72495000000000009,0.79225000000000001,0.36385000000000001,0.26785000000000003,0.23785000000000001,0.22284999999999999]
[null,null,null,null,null,null,null,null,null,null,null,null,null,null,null,null,null,null,null,null,null,null,null,null,null,null,"denni celkem",null,null,{"$f":"SUM(AD37:AD47)/1000","v":7.1813000000000002},"kWh"]
[]
[]
[]
[]
[]
[null,null,null,null,"jarní pracovní den"]
[]
[null,null,null,null,"hodiny",1,2,3,4,5,6,7,8,9,10,11,12,13,14,15,16,17,18,19,20,21,22,23,24,"celkem"]
[null,null,null,null,"Stolní počítač HP ",2.9,2.9,2.9,2.9,2.9,2.9,2.9,2.9,2.9,2.9,2.9,2.9,2.9,2.9,2.9,2.9,2.9,2.9,250,250,250,2.9,2.9,2.9,{"$f":"SUM(F58:AC58)","v":810.9}]
[null,null,null,null,"Televize Samsung ",0.7,0.7,0.7,0.7,0.7,0.7,80,80,80,80,0.7,0.7,80,80,80,0.7,0.7,0.7,80,80,80,80,80,0.7,968.40000000000009]
[null,null,null,null,"Lednička Lg ",20,20,20,20,20,20,20,20,20,20,20,20,20,20,20,20,20,20,20,20,20,20,20,20,{"$f":"SUM(F60:AC60)","v":480}]
[null,null,null,null,"Mrazák Zanussi",35,35,35,35,35,35,35,35,35,35,35,35,35,35,35,35,35,35,35,35,35,35,35,35,840]
[null,null,null,null,"Myčka Bosh Silencplus",0.6,0.6,0.6,0.6,0.6,0.6,0.6,0.6,0.6,0.6,0.6,0.6,0.6,0.6,0.6,0.6,0.6,0.6,465,465,0.6,0.6,0.6,0.6,943.2]
[null,null,null,null,"Televize Sencor",0.7,0.7,0.7,0.7,0.7,0.7,0.7,0.7,0.7,0.7,0.7,0.7,0.7,0.7,0.7,0.7,0.7,0.7,0.7,38,38,38,0.7,0.7,128.69999999999999]
[null,null,null,null,"Led žárovka",45,30,0,0,0,45,90,60,30,0,0,0,0,0,0,0,30,90,150,150,120,90,60,45,1035]
[null,null,null,null,"Varná konvice Sencor",0,0,0,0,0,0,33,0,0,0,0,0,0,33,0,0,0,0,0,0,33,0,0,0,99]
[null,null,null,null,"Microvlná trouba Whirlpool",0.35,0.35,0.35,0.35,0.35,0.35,0.35,0.35,0.35,0.35,0.35,0.35,0.35,0.35,0.35,0.35,0.35,0.35,0.35,0.35,0.35,0.35,0.35,0.35,8.3999999999999968]
[null,null,null,null,"Pračka Gorenje",0.5,0.5,0.5,0.5,0.5,0.5,0.5,0.5,0.5,0.5,815,0.5,0.5,0.5,0.5,0.5,0.5,0.5,0.5,0.5,0.5,0.5,0.5,0.5,826.5]
[null,null,null,null,"Sušička Gorenje",0.5,0.5,0.5,0.5,0.5,0.5,0.5,0.5,0.5,0.5,0.5,1000,0.5,0.5,0.5,0.5,0.5,0.5,0.5,0.5,0.5,0.5,0.5,0.5,1011.5]
[null,null,null,null,"celkem [kWh]",{"$f":"SUM(F58:F68)/1000","v":0.10625},9.1249999999999998E-2,6.1250000000000006E-2,6.1250000000000006E-2,6.1250000000000006E-2,0.10625,0.26355000000000001,0.20054999999999998,0.17054999999999998,0.14054999999999998,0.87575000000000003,1.0607500000000001,0.14054999999999998,0.17354999999999998,0.14054999999999998,6.1250000000000006E-2,9.1249999999999998E-2,0.15125,1.0020500000000001,1.03935,0.57795000000000007,0.26785000000000003,0.20054999999999998,0.10625]
[null,null,null,null,null,null,null,null,null,null,null,null,null,null,null,null,null,null,null,null,null,null,null,null,null,null,"denni celkem",null,null,{"$f":"SUM(AD58:AD68)/1000","v":7.1515999999999993},"kWh"]
[null,null,null,null,"jarní víkendový den"]
[]
[null,null,null,null,"hodiny",1,2,3,4,5,6,7,8,9,10,11,12,13,14,15,16,17,18,19,20,21,22,23,24,"celkem"]
[null,null,null,null,"Stolní počítač HP ",2.9,2.9,2.9,2.9,2.9,2.9,2.9,2.9,2.9,2.9,2.9,250,2.9,2.9,250,250,250,250,2.9,2.9,2.9,2.9,2.9,2.9,{"$f":"SUM(F74:AC74)","v":1305.1000000000004}]
[null,null,null,null,"Televize Samsung ",0.7,0.7,0.7,0.7,0.7,0.7,0.7,0.7,80,80,80,0.7,80,80,80,0.7,0.7,0.7,80,80,80,80,80,80,968.39999999999986]
[null,null,null,null,"Lednička Lg ",20,20,20,20,20,20,20,20,20,20,20,20,20,20,20,20,20,20,20,20,20,20,20,20,{"$f":"SUM(F76:AC76)","v":480}]
[null,null,null,null,"Mrazák Zanussi",35,35,35,35,35,35,35,35,35,35,35,35,35,35,35,35,35,35,35,35,35,35,35,35,840]
[null,null,null,null,"Myčka Bosh Silencplus",0.6,0.6,0.6,0.6,0.6,0.6,0.6,0.6,0.6,0.6,0.6,0.6,465,465,0.6,0.6,0.6,0.6,465,465,0.6,0.6,0.6,0.6,1871.9999999999998]
[null,null,null,null,"Televize Sencor",0.7,0.7,0.7,0.7,0.7,0.7,0.7,0.7,0.7,0.7,0.7,0.7,0.7,0.7,0.7,0.7,0.7,0.7,0.7,38,38,38,38,38,203.3]
[null,null,null,null,"Led žárovka",90,60,0,0,0,0,0,0,60,30,0,0,0,0,0,0,60,90,120,150,120,90,60,45,975]
[null,null,null,null,"Varná konvice Sencor",0,0,0,0,0,0,0,0,33,0,0,0,0,33,0,0,0,0,0,0,33,0,0,0,99]
[null,null,null,null,"Microvlná trouba Whirlpool",0.35,0.35,0.35,0.35,0.35,0.35,0.35,0.35,0.35,0.35,0.35,0.35,0.35,0.35,0.35,0.35,0.35,0.35,0.35,0.35,0.35,0.35,0.35,0.35,8.3999999999999968]
[null,null,null,null,"Pračka Gorenje",0.5,0.5,0.5,0.5,0.5,0.5,0.5,0.5,0.5,0.5,0.5,0.5,0.5,0.5,0.5,0.5,0.5,0.5,0.5,0.5,0.5,0.5,0.5,0.5,12]
[null,null,null,null,"Sušička Gorenje",0.5,0.5,0.5,0.5,0.5,0.5,0.5,0.5,0.5,0.5,0.5,0.5,0.5,0.5,0.5,0.5,0.5,0.5,0.5,0.5,0.5,0.5,0.5,0.5,12]
[null,null,null,null,"celkem [kWh]",{"$f":"SUM(F74:F84)/1000","v":0.15125},0.12125,6.1250000000000006E-2,6.1250000000000006E-2,6.1250000000000006E-2,6.1250000000000006E-2,6.1250000000000006E-2,6.1250000000000006E-2,0.23354999999999998,0.17054999999999998,0.14054999999999998,0.30835000000000001,0.6049500000000001,0.63795000000000002,0.38765000000000005,0.30835000000000001,0.36835000000000001,0.39835000000000004,0.72495000000000009,0.79225000000000001,0.33085000000000003,0.26785000000000003,0.23785000000000001,0.22284999999999999]
[null,null,null,null,null,null,null,null,null,null,null,null,null,null,null,null,null,null,null,null,null,null,null,null,null,null,"denni celkem",null,null,{"$f":"SUM(AD74:AD84)/1000","v":6.7751999999999999},"kWh"]
[]
[]
[]
[]
[]
[]
[null,null,null,null,"letní pracovní den"]
[]
[null,null,null,null,"hodiny",1,2,3,4,5,6,7,8,9,10,11,12,13,14,15,16,17,18,19,20,21,22,23,24,"celkem"]
[null,null,null,null,"Stolní počítač HP ",2.9,2.9,2.9,2.9,2.9,2.9,2.9,2.9,2.9,2.9,2.9,2.9,2.9,2.9,2.9,2.9,2.9,2.9,250,250,250,2.9,2.9,2.9,{"$f":"SUM(F96:AC96)","v":810.9}]
[null,null,null,null,"Televize Samsung ",0.7,0.7,0.7,0.7,0.7,0.7,80,80,80,80,0.7,0.7,80,80,80,0.7,0.7,0.7,80,80,80,80,80,0.7,968.40000000000009]
[null,null,null,null,"Lednička Lg ",20,20,20,20,20,20,20,20,20,20,20,20,20,20,20,20,20,20,20,20,20,20,20,20,{"$f":"SUM(F98:AC98)","v":480}]
[null,null,null,null,"Mrazák Zanussi",35,35,35,35,35,35,35,35,35,35,35,35,35,35,35,35,35,35,35,35,35,35,35,35,840]
[null,null,null,null,"Myčka Bosh Silencplus",0.6,0.6,0.6,0.6,0.6,0.6,0.6,0.6,0.6,0.6,0.6,0.6,0.6,0.6,0.6,0.6,0.6,0.6,465,465,0.6,0.6,0.6,0.6,943.2]
[null,null,null,null,"Televize Sencor",0.7,0.7,0.7,0.7,0.7,0.7,0.7,0.7,0.7,0.7,0.7,0.7,0.7,0.7,0.7,0.7,0.7,0.7,0.7,38,38,38,0.7,0.7,128.69999999999999]
[null,null,null,null,"Led žárovka",45,30,0,0,0,30,60,30,0,0,0,0,0,0,0,0,0,0,0,0,60,120,60,45,480]
[null,null,null,null,"Varná konvice Sencor",0,0,0,0,0,0,33,33,0,0,0,0,0,0,0,0,0,0,0,0,33,0,0,0,99]
[null,null,null,null,"Microvlná trouba Whirlpool",0.35,0.35,0.35,0.35,0.35,0.35,0.35,0.35,0.35,0.35,0.35,{"$f":"B11*0.1","v":90},0.35,0.35,0.35,0.35,0.35,0.35,0.35,0.35,0.35,0.35,0.35,0.35,98.049999999999926]
[null,null,null,null,"Pračka Gorenje",0.5,0.5,0.5,0.5,0.5,0.5,0.5,0.5,0.5,0.5,815,0.5,0.5,0.5,0.5,0.5,0.5,0.5,0.5,0.5,0.5,0.5,0.5,0.5,826.5]
[null,null,null,null,"Sušička Gorenje",0.5,0.5,0.5,0.5,0.5,0.5,0.5,0.5,0.5,0.5,0.5,1000,0.5,0.5,0.5,0.5,0.5,0.5,0.5,0.5,0.5,0.5,0.5,0.5,1011.5]
[null,null,null,null,"celkem [kWh]",{"$f":"SUM(F96:F106)/1000","v":0.10625},9.1249999999999998E-2,6.1250000000000006E-2,6.1250000000000006E-2,6.1250000000000006E-2,9.1249999999999998E-2,0.23354999999999998,0.20354999999999998,0.14054999999999998,0.14054999999999998,0.87575000000000003,1.1504000000000001,0.14054999999999998,0.14054999999999998,0.14054999999999998,6.1250000000000006E-2,6.1250000000000006E-2,6.1250000000000006E-2,0.85205000000000009,0.88934999999999997,0.51795000000000002,0.29785,0.20054999999999998,0.10625]
[null,null,null,null,null,null,null,null,null,null,null,null,null,null,null,null,null,null,null,null,null,null,null,null,null,null,"denni celkem",null,null,{"$f":"SUM(AD96:AD106)/1000","v":6.6862500000000002},"kWh"]
[null,null,null,null,"letní víkendový den"]
[]
[null,null,null,null,"hodiny",1,2,3,4,5,6,7,8,9,10,11,12,13,14,15,16,17,18,19,20,21,22,23,24,"celkem"]
[null,null,null,null,"Stolní počítač HP ",2.9,2.9,2.9,2.9,2.9,2.9,2.9,2.9,2.9,2.9,250,250,2.9,2.9,250,250,250,250,2.9,2.9,2.9,2.9,2.9,2.9,{"$f":"SUM(F112:AC112)","v":1552.2000000000005}]
[null,null,null,null,"Televize Samsung ",0.7,0.7,0.7,0.7,0.7,0.7,0.7,0.7,80,80,80,0.7,80,80,80,0.7,0.7,0.7,80,80,80,80,80,80,968.39999999999986]
[null,null,null,null,"Lednička Lg ",20,20,20,20,20,20,20,20,20,20,20,20,20,20,20,20,20,20,20,20,20,20,20,20,{"$f":"SUM(F114:AC114)","v":480}]
[null,null,null,null,"Mrazák Zanussi",35,35,35,35,35,35,35,35,35,35,35,35,35,35,35,35,35,35,35,35,35,35,35,35,840]
[null,null,null,null,"Myčka Bosh Silencplus",0.6,0.6,0.6,0.6,0.6,0.6,0.6,0.6,0.6,0.6,0.6,0.6,465,465,0.6,0.6,0.6,0.6,465,465,0.6,0.6,0.6,0.6,1871.9999999999998]
[null,null,null,null,"Televize Sencor",0.7,0.7,0.7,0.7,0.7,0.7,0.7,0.7,0.7,0.7,0.7,0.7,0.7,0.7,0.7,0.7,0.7,0.7,0.7,38,38,38,38,38,203.3]
[null,null,null,null,"Led žárovka",90,60,0,0,0,0,0,0,0,0,0,0,0,0,0,0,0,0,0,0,60,120,60,45,435]
[null,null,null,null,"Varná konvice Sencor",0,0,0,0,0,0,0,0,33,0,0,0,33,0,0,0,0,0,0,0,33,0,0,0,99]
[null,null,null,null,"Microvlná trouba Whirlpool",0.35,0.35,0.35,0.35,0.35,0.35,0.35,0.35,0.35,0.35,0.35,0.35,0.35,0.35,0.35,0.35,0.35,0.35,0.35,0.35,0.35,0.35,0.35,0.35,8.3999999999999968]
[null,null,null,null,"Pračka Gorenje",0.5,0.5,0.5,0.5,0.5,0.5,0.5,0.5,0.5,0.5,0.5,0.5,0.5,0.5,0.5,0.5,0.5,0.5,0.5,0.5,0.5,0.5,0.5,0.5,12]
[null,null,null,null,"Sušička Gorenje",0.5,0.5,0.5,0.5,0.5,0.5,0.5,0.5,0.5,0.5,0.5,0.5,0.5,0.5,0.5,0.5,0.5,0.5,0.5,0.5,0.5,0.5,0.5,0.5,12]
[null,null,null,null,"celkem [kWh]",{"$f":"SUM(F112:F122)/1000","v":0.15125},0.12125,6.1250000000000006E-2,6.1250000000000006E-2,6.1250000000000006E-2,6.1250000000000006E-2,6.1250000000000006E-2,6.1250000000000006E-2,0.17354999999999998,0.14054999999999998,0.38765000000000005,0.30835000000000001,0.63795000000000002,0.6049500000000001,0.38765000000000005,0.30835000000000001,0.30835000000000001,0.30835000000000001,0.6049500000000001,0.64224999999999999,0.27085000000000004,0.29785,0.23785000000000001,0.22284999999999999]
[null,null,null,null,null,null,null,null,null,null,null,null,null,null,null,null,null,null,null,null,null,null,null,null,null,null,"denni celkem",null,null,{"$f":"SUM(AD112:AD122)/1000","v":6.4823000000000004},"kWh"]
[]
[]
[]
[]
[]
[]
[null,null,null,null,"podzimní pracovní den"]
[]
[null,null,null,null,"hodiny",1,2,3,4,5,6,7,8,9,10,11,12,13,14,15,16,17,18,19,20,21,22,23,24,"celkem"]
[null,null,null,null,"Stolní počítač HP ",2.9,2.9,2.9,2.9,2.9,2.9,2.9,2.9,2.9,2.9,2.9,2.9,2.9,2.9,2.9,2.9,2.9,2.9,250,250,250,2.9,2.9,2.9,{"$f":"SUM(F134:AC134)","v":810.9}]
[null,null,null,null,"Televize Samsung ",0.7,0.7,0.7,0.7,0.7,0.7,80,80,80,80,0.7,0.7,80,80,80,0.7,0.7,0.7,80,80,80,80,80,0.7,968.40000000000009]
[null,null,null,null,"Lednička Lg ",20,20,20,20,20,20,20,20,20,20,20,20,20,20,20,20,20,20,20,20,20,20,20,20,{"$f":"SUM(F136:AC136)","v":480}]
[null,null,null,null,"Mrazák Zanussi",35,35,35,35,35,35,35,35,35,35,35,35,35,35,35,35,35,35,35,35,35,35,35,35,840]
[null,null,null,null,"Myčka Bosh Silencplus",0.6,0.6,0.6,0.6,0.6,0.6,0.6,0.6,0.6,0.6,0.6,0.6,0.6,0.6,0.6,0.6,0.6,0.6,465,465,0.6,0.6,0.6,0.6,943.2]
[null,null,null,null,"Televize Sencor",0.7,0.7,0.7,0.7,0.7,0.7,0.7,0.7,0.7,0.7,0.7,0.7,0.7,0.7,0.7,0.7,0.7,0.7,0.7,38,38,38,0.7,0.7,128.69999999999999]
[null,null,null,null,"Led žárovka",45,30,0,0,0,45,90,60,30,0,0,0,0,0,0,0,30,90,150,150,120,90,60,45,1035]
[null,null,null,null,"Varná konvice Sencor",0,0,0,0,0,0,33,0,0,0,0,0,0,33,0,0,0,0,0,0,33,0,0,0,99]
[null,null,null,null,"Microvlná trouba Whirlpool",0.35,0.35,0.35,0.35,0.35,0.35,0.35,0.35,0.35,0.35,0.35,0.35,0.35,0.35,0.35,0.35,0.35,0.35,0.35,0.35,0.35,0.35,0.35,0.35,8.3999999999999968]
[null,null,null,null,"Pračka Gorenje",0.5,0.5,0.5,0.5,0.5,0.5,0.5,0.5,0.5,0.5,815,0.5,0.5,0.5,0.5,0.5,0.5,0.5,0.5,0.5,0.5,0.5,0.5,0.5,826.5]
[null,null,null,null,"Sušička Gorenje",0.5,0.5,0.5,0.5,0.5,0.5,0.5,0.5,0.5,0.5,0.5,1000,0.5,0.5,0.5,0.5,0.5,0.5,0.5,0.5,0.5,0.5,0.5,0.5,1011.5]
[null,null,null,null,"celkem [kWh]",{"$f":"SUM(F134:F144)/1000","v":0.10625},9.1249999999999998E-2,6.1250000000000006E-2,6.1250000000000006E-2,6.1250000000000006E-2,0.10625,0.26355000000000001,0.20054999999999998,0.17054999999999998,0.14054999999999998,0.87575000000000003,1.0607500000000001,0.14054999999999998,0.17354999999999998,0.14054999999999998,6.1250000000000006E-2,9.1249999999999998E-2,0.15125,1.0020500000000001,1.03935,0.57795000000000007,0.26785000000000003,0.20054999999999998,0.10625]
[null,null,null,null,null,null,null,null,null,null,null,null,null,null,null,null,null,null,null,null,null,null,null,null,null,null,"denni celkem",null,null,{"$f":"SUM(AD134:AD144)/1000","v":7.1515999999999993},"Wh"]
[null,null,null,null,"podzimní víkendový den"]
[]
[null,null,null,null,"hodiny",1,2,3,4,5,6,7,8,9,10,11,12,13,14,15,16,17,18,19,20,21,22,23,24,"celkem"]
[null,null,null,null,"Stolní počítač HP ",2.9,2.9,2.9,2.9,2.9,2.9,2.9,2.9,2.9,2.9,2.9,250,2.9,2.9,250,250,250,250,2.9,2.9,2.9,2.9,2.9,2.9,{"$f":"SUM(F150:AC150)","v":1305.1000000000004}]
[null,null,null,null,"Televize Samsung ",0.7,0.7,0.7,0.7,0.7,0.7,0.7,0.7,0.7,80,80,80,80,80,80,0.7,0.7,0.7,80,80,80,80,80,80,968.4]
[null,null,null,null,"Lednička Lg ",20,20,20,20,20,20,20,20,20,20,20,20,20,20,20,20,20,20,20,20,20,20,20,20,{"$f":"SUM(F152:AC152)","v":480}]
[null,null,null,null,"Mrazák Zanussi",35,35,35,35,35,35,35,35,35,35,35,35,35,35,35,35,35,35,35,35,35,35,35,35,840]
[null,null,null,null,"Myčka Bosh Silencplus",0.6,0.6,0.6,0.6,0.6,0.6,0.6,0.6,0.6,0.6,0.6,0.6,465,465,0.6,0.6,0.6,0.6,465,465,0.6,0.6,0.6,0.6,1871.9999999999998]
[null,null,null,null,"Televize Sencor",0.7,0.7,0.7,0.7,0.7,0.7,0.7,0.7,0.7,0.7,0.7,0.7,0.7,0.7,0.7,0.7,0.7,0.7,0.7,38,38,38,38,38,203.3]
[null,null,null,null,"Led žárovka",90,60,0,0,0,0,0,0,60,30,0,0,0,0,0,0,60,90,120,150,120,90,60,45,975]
[null,null,null,null,"Varná konvice Sencor",0,0,0,0,0,0,0,0,33,0,0,0,0,33,0,0,0,0,0,0,33,0,0,0,99]
[null,null,null,null,"Microvlná trouba Whirlpool",0.35,0.35,0.35,0.35,0.35,0.35,0.35,0.35,54.3,0.35,0.35,0.35,0.35,0.35,0.35,0.35,0.35,0.35,0.35,0.35,0.35,0.35,0.35,0.35,62.350000000000016]
[null,null,null,null,"Pračka Gorenje",0.5,0.5,0.5,0.5,0.5,0.5,0.5,0.5,0.5,0.5,0.5,0.5,0.5,0.5,0.5,0.5,0.5,0.5,0.5,0.5,0.5,0.5,0.5,0.5,12]
[null,null,null,null,"Sušička Gorenje",0.5,0.5,0.5,0.5,0.5,0.5,0.5,0.5,0.5,0.5,0.5,0.5,0.5,0.5,0.5,0.5,0.5,0.5,0.5,0.5,0.5,0.5,0.5,0.5,12]
[null,null,null,null,"celkem [kWh]",{"$f":"SUM(F150:F160)/1000","v":0.15125},{"$f":"SUM(G150:G160)/1000","v":0.12125},6.1250000000000006E-2,6.1250000000000006E-2,6.1250000000000006E-2,6.1250000000000006E-2,6.1250000000000006E-2,6.1250000000000006E-2,0.2082,0.17054999999999998,0.14054999999999998,0.38765000000000005,0.6049500000000001,0.63795000000000002,0.38765000000000005,0.30835000000000001,0.36835000000000001,0.39835000000000004,0.72495000000000009,0.79225000000000001,0.33085000000000003,0.26785000000000003,0.23785000000000001,0.22284999999999999]
[null,null,null,null,null,null,null,null,null,null,null,null,null,null,null,null,null,null,null,null,null,null,null,null,null,null,"denni celkem",null,null,{"$f":"SUM(AD150:AD160)/1000","v":6.8291500000000003},"kWh"]

{"sheet":"Výroba","index":9,"n_rows":113,"n_cols":60,"rows_kept":113,"cut":false,"hidden":false,"merged":[[81,0,81,6],[80,0,80,6],[35,59,38,59],[11,59,14,59],[15,59,18,59],[19,59,22,59],[23,59,26,59],[27,59,30,59],[31,59,34,59],[21,53,24,53],[25,53,28,53],[29,53,32,53],[33,53,36,53],[37,53,40,53],[8,49,11,49],[12,49,15,49],[16,49,19,49],[20,49,23,49],[24,49,27,49],[28,49,31,49],[32,49,35,49],[36,49,39,49],[40,49,43,49],[52,44,55,44],[8,59,10,59],[86,0,86,6],[33,54,36,54],[35,58,38,58],[11,58,14,58],[15,58,18,58],[19,58,22,58],[23,58,26,58],[27,58,30,58],[31,58,34,58],[41,53,42,53],[41,54,42,54],[37,54,40,54],[9,54,12,54],[13,54,16,54],[17,54,20,54],[21,54,24,54],[25,54,28,54],[29,54,32,54],[8,58,10,58],[44,49,47,49],[9,53,12,53],[13,53,16,53],[17,53,20,53],[32,44,35,44],[36,44,39,44],[40,44,43,44],[44,44,47,44],[48,44,51,44],[44,48,47,48],[8,48,11,48],[12,48,15,48],[16,48,19,48],[20,48,23,48],[24,48,27,48],[28,48,31,48],[32,48,35,48],[36,48,39,48],[8,44,11,44],[12,44,15,44],[16,44,19,44],[20,44,23,44],[24,44,27,44],[28,44,31,44],[40,48,43,48],[28,43,31,43],[40,39,43,39],[44,39,47,39],[48,39,51,39],[32,43,35,43],[36,43,39,43],[40,43,43,43],[44,43,47,43],[48,43,51,43],[52,39,55,39],[56,39,59,39],[52,43,55,43],[60,38,63,38],[60,39,63,39],[8,39,11,39],[12,39,15,39],[16,39,19,39],[20,39,23,39],[24,39,27,39],[28,39,31,39],[32,39,35,39],[36,39,39,39],[36,38,39,38],[40,38,43,38],[44,38,47,38],[48,38,51,38],[52,38,55,38],[56,38,59,38],[8,43,11,43],[12,43,15,43],[16,43,19,43],[20,43,23,43],[24,43,27,43],[8,34,9,34],[6,36,6,39],[8,38,11,38],[12,38,15,38],[16,38,19,38],[20,38,23,38],[24,38,27,38],[28,38,31,38],[32,38,35,38],[34,34,37,34],[66,33,68,33],[66,34,68,34],[62,34,65,34],[10,34,13,34],[14,34,17,34],[18,34,21,34],[22,34,25,34],[26,34,29,34],[30,34,33,34],[54,33,57,33],[58,33,61,33],[62,33,65,33],[30,33,33,33],[34,33,37,33],[38,33,41,33],[42,33,45,33],[46,33,49,33],[50,33,53,33],[58,34,61,34],[38,34,41,34],[42,34,45,34],[46,34,49,34],[50,34,53,34],[54,34,57,34],[8,33,9,33],[10,33,13,33],[14,33,17,33],[18,33,21,33],[22,33,25,33],[26,33,29,33],[41,24,44,24],[45,24,48,24],[49,24,52,24],[27,28,30,28],[53,24,56,24],[57,24,60,24],[65,24,66,24],[65,23,66,23],[61,24,64,24],[9,24,12,24],[13,24,16,24],[17,24,20,24],[21,24,24,24],[25,24,28,24],[29,24,32,24],[33,24,36,24],[37,24,40,24],[41,23,44,23],[45,23,48,23],[49,23,52,23],[53,23,56,23],[57,23,60,23],[61,23,64,23],[17,23,20,23],[21,23,24,23],[25,23,28,23],[29,23,32,23],[33,23,36,23],[42,13,45,13],[46,13,49,13],[50,13,52,13],[50,14,52,14],[46,14,49,14],[37,23,40,23],[58,19,60,19],[54,19,57,19],[34,19,37,19],[38,19,41,19],[6,16,6,19],[8,18,9,18],[10,18,13,18],[14,18,17,18],[18,18,21,18],[22,18,25,18],[26,18,29,18],[30,18,33,18],[34,18,37,18],[10,19,13,19],[14,19,17,19],[18,19,21,19],[22,19,25,19],[26,19,29,19],[30,19,33,19],[6,56,6,59],[8,8,10,8],[11,8,14,8],[15,8,18,8],[19,8,22,8],[23,8,26,8],[8,19,9,19],[6,21,6,24],[9,23,12,23],[13,23,16,23],[6,31,6,34],[6,41,6,44],[6,46,6,49],[6,51,6,54],[19,28,22,28],[23,28,26,28],[26,14,29,14],[22,14,25,14],[18,14,21,14],[14,14,17,14],[10,14,13,14],[8,9,10,9],[11,9,14,9],[15,9,18,9],[6,1,6,4],[6,11,6,14],[6,26,6,29],[6,6,6,9],[27,8,30,8],[31,8,34,8],[42,19,45,19],[46,19,49,19],[50,19,53,19],[43,29,46,29],[47,29,50,29],[8,29,10,29],[51,29,54,29],[11,29,14,29],[15,29,18,29],[19,29,22,29],[23,29,26,29],[27,29,30,29],[31,29,34,29],[35,29,38,29],[39,29,42,29],[8,28,10,28],[11,28,14,28],[15,28,18,28],[67,29,70,29],[63,29,66,29],[59,29,62,29],[55,29,58,29],[31,28,34,28],[35,28,38,28],[39,28,42,28],[43,28,46,28],[47,28,50,28],[51,28,54,28],[22,13,25,13],[26,13,29,13],[30,13,33,13],[55,28,58,28],[59,28,62,28],[63,28,66,28],[67,28,70,28],[43,8,46,8],[19,9,22,9],[23,9,26,9],[27,9,30,9],[31,9,34,9],[35,9,38,9],[39,9,42,9],[38,18,41,18],[42,18,45,18],[46,18,49,18],[50,18,53,18],[54,18,57,18],[58,18,60,18],[43,9,46,9],[30,14,33,14],[34,13,37,13],[38,13,41,13],[8,3,11,3],[12,3,15,3],[16,3,19,3],[20,3,23,3],[24,3,27,3],[28,3,31,3],[42,14,45,14],[38,14,41,14],[34,14,37,14],[28,4,31,4],[32,4,35,4],[36,4,39,4],[8,13,9,13],[10,13,13,13],[14,13,17,13],[8,14,9,14],[35,8,38,8],[39,8,42,8],[8,4,11,4],[12,4,15,4],[16,4,19,4],[20,4,23,4],[24,4,27,4],[18,13,21,13],[93,0,93,4],[94,6,96,9],[104,6,109,9],[101,6,103,9],[97,6,100,9],[107,0,107,4],[109,1,109,2],[32,3,35,3],[36,3,39,3],[87,0,87,6],[82,0,83,6],[84,0,85,6],[57,0,57,11],[56,0,56,11],[59,0,59,11],[60,0,60,11],[58,0,58,11],[72,8,73,11],[61,0,61,4],[62,0,62,4],[76,0,76,4],[78,1,78,2],[78,3,78,4],[79,0,79,4]]}
[]
[]
["Zeměpisná šířka:","50°7'52\" N, ",null,null,"G: Celkové množství dopadajícího záření  (W/m2)"]
["Zeměpisná délka:","14°24'19\" E"]
["Natočení panelů",33,"stupňů","Azimuth",10,"stupňů"]
[]
[null,"Leden",null,null,null,null,"Únor",null,null,null,null,"Březen",null,null,null,null,"Duben",null,null,null,null,"Květen",null,null,null,null,"Červen",null,null,null,null,"Červenec",null,null,null,null,"Srpen",null,null,null,null,"Září",null,null,null,null,"Říjen",null,null,null,null,"Listopad",null,null,null,null,"Prosinec"]
[null,"Time","G",null,null,null,"Time","G",null,null,null,"Time","G",null,null,null,"Time","G",null,null,null,"Time","G",null,null,null,"Time","G",null,null,null,"Time","G",null,null,null,"Time","G",null,null,null,"Time","G",null,null,null,"Time","G",null,null,null,"Time","G",null,null,null,"Time","G"]
[null,"08:07:00",25,{"$f":"SUM(C9:C12)","v":139},{"$f":"D9/$D$42","v":3.3737864077669905E-2},null,"07:22:00",29,{"$f":"SUM(H9:H11)","v":116},{"$f":"I9/$I$48","v":1.5557939914163091E-2},null,"06:37:00",41,{"$f":"SUM(M9:M10)","v":96},{"$f":"N9/$N$54","v":6.9419336177597799E-3},null,"05:37:00",40,{"$f":"SUM(R9:R10)","v":94},{"$f":"S9/S62","v":4.7065892249148807E-3},null,"04:52:00",42,{"$f":"W9","v":42},{"$f":"X9/X68","v":2.0363636363636365E-3},null,"04:22:00",35,{"$f":"SUM(AB9:AB11)","v":145},{"$f":"AC9/$AC$72","v":6.7194958061077897E-3},null,"04:37:00",39,{"$f":"SUM(AG9:AG10)","v":91},{"$f":"AH9/AH70","v":4.3154550196803721E-3},null,"05:07:00",24,{"$f":"SUM(AL9:AL12)","v":174},{"$f":"AM9/$AM$66","v":8.817269686834904E-3},null,"06:07:00",31,{"$f":"SUM(AQ9:AQ12)","v":205},{"$f":"AR9/$AR$58","v":1.3371600026090927E-2},null,"07:07:00",34,{"$f":"SUM(AV9:AV12)","v":200},{"$f":"AW9/$AW$50","v":2.042483660130719E-2},null,"07:52:00",26,{"$f":"BA9","v":26},{"$f":"BB9/BB44","v":5.3685731984307247E-3},null,"08:22:00",24,{"$f":"SUM(BF9:BF11)","v":89},{"$f":"BG9/BG40","v":2.5670608595327372E-2}]
[null,"08:22:00",32,null,null,null,"07:37:00",39,null,null,null,"06:52:00",55,null,null,null,"05:52:00",54,null,null,null,"05:07:00",55,{"$f":"SUM(W10:W13)","v":300},{"$f":"X10/$X$68","v":1.4545454545454545E-2},null,"04:37:00",48,null,null,null,"04:52:00",52,null,null,null,"05:22:00",37,null,null,null,"06:22:00",45,null,null,null,"07:22:00",45,null,null,null,"08:07:00",33,{"$f":"SUM(BA10:BA13)","v":171},{"$f":"BB10/$BB$44","v":3.5308692958909767E-2},null,"08:37:00",30]
[null,"08:37:00",38,null,null,null,"07:52:00",48,null,null,null,"07:07:00",67,{"$f":"SUM(M11:M14)","v":336},{"$f":"N11/$N$54","v":2.4296767662159231E-2},null,"06:07:00",67,{"$f":"SUM(R11:R14)","v":410},{"$f":"S11/$S$62","v":2.0528740236330865E-2},null,"05:22:00",69,null,null,null,"04:52:00",62,null,null,null,"05:07:00",65,{"$f":"+SUM(AG11:AG14)","v":335},{"$f":"AH11/$AH$70","v":1.5886565182339829E-2},null,"05:37:00",50,null,null,null,"06:37:00",58,null,null,null,"07:37:00",56,null,null,null,"08:22:00",40,null,null,null,"08:52:00",35]
[null,"08:52:00",44,null,null,null,"08:07:00",57,{"$f":"SUM(H12:H15)","v":271},{"$f":"I12/$I$48","v":3.6346566523605149E-2},null,"07:22:00",79,null,null,null,"06:22:00",80,null,null,null,"05:37:00",82,null,null,null,"05:07:00",75,{"$f":"SUM(AB12:AB15)","v":372},{"$f":"AC12/$AC$72","v":1.7238982343945504E-2},null,"05:22:00",78,null,null,null,"05:52:00",63,null,null,null,"06:52:00",71,null,null,null,"07:52:00",65,null,null,null,"08:37:00",46,null,null,null,"09:07:00",40,{"$f":"SUM(BF12:BF15)","v":183},{"$f":"BG12/$BG$40","v":5.2783386212864145E-2}]
[null,"09:07:00",49,{"$f":"SUM(C13:C16)","v":301},{"$f":"D13/$D$42","v":7.3058252427184472E-2},null,"08:22:00",64,null,null,null,"07:37:00",90,null,null,null,"06:37:00",116,null,null,null,"05:52:00",94,null,null,null,"05:22:00",87,null,null,null,"05:37:00",90,null,null,null,"06:07:00",74,{"$f":"SUM(AL13:AL16)","v":409},{"$f":"AM13/$AM$66","v":2.0725651160433768E-2},null,"07:07:00",82,485,{"$f":"AR13/$AR$58","v":3.1635248842215122E-2},null,"08:07:00",74,{"$f":"SUM(AV13:AV16)","v":344},{"$f":"AW13/$AW$50","v":3.5130718954248366E-2},null,"08:52:00",52,null,null,null,"09:22:00",44]
[null,"09:22:00",54,null,null,null,"08:37:00",72,null,null,null,"07:52:00",100,null,null,null,"06:52:00",147,null,null,null,"06:07:00",106,{"$f":"SUM(W14:W17)","v":574},{"$f":"X14/$X$68","v":2.7830303030303032E-2},null,"05:37:00",99,null,null,null,"05:52:00",102,null,null,null,"06:22:00",86,null,null,null,"07:22:00",93,null,null,null,"08:22:00",83,null,null,null,"09:07:00",57,{"$f":"SUM(BA14:BA17)","v":344},{"$f":"BB14/$BB$44","v":7.1030353086929593E-2},null,"09:37:00",48]
[null,"09:37:00",58,null,null,null,"08:52:00",78,null,null,null,"08:07:00",109,{"$f":"SUM(M15:M18)","v":912},{"$f":"N15/$N$54","v":6.594836936871791E-2},null,"07:07:00",179,{"$f":"SUM(R15:R18)","v":918},4.5964350090126178E-2,null,"06:22:00",116,null,null,null,"05:52:00",111,null,null,null,"06:07:00",113,{"$f":"+SUM(AG15:AG18)","v":627},{"$f":"AH15/$AH$70","v":2.9733959311424099E-2},null,"06:37:00",96,null,null,null,"07:37:00",103,null,null,null,"08:37:00",90,null,null,null,"09:22:00",61,null,null,null,"09:52:00",51]
[null,"09:52:00",140,null,null,null,"09:07:00",84,{"$f":"SUM(H16:H19)","v":630},{"$f":"I16/$I$48","v":8.4495708154506438E-2},null,"08:22:00",240,null,null,null,"07:22:00",213,null,null,null,"06:37:00",162,null,null,null,"06:07:00",122,{"$f":"SUM(AB16:AB19)","v":666},{"$f":"AC16/$AC$72","v":3.0863339357708883E-2},null,"06:22:00",144,null,null,null,"06:52:00",153,null,null,null,"07:52:00",207,null,null,null,"08:52:00",97,null,null,null,"09:37:00",65,null,null,null,"10:07:00",131,{"$f":"SUM(BF16:BF19)","v":571},{"$f":"BG16/$BG$40","v":0.16469570233631381}]
[null,"10:07:00",150,{"$f":"SUM(C17:C20)","v":647},{"$f":"D17/$D$42","v":0.15703883495145632},null,"09:22:00",89,null,null,null,"08:37:00",268,null,null,null,"07:37:00",246,null,null,null,"06:52:00",190,null,null,null,"06:22:00",154,null,null,null,"06:37:00",171,null,null,null,"07:07:00",184,{"$f":"SUM(AL17:AL20)","v":923},{"$f":"AM17/$AM$66","v":4.6772068511198944E-2},null,"08:07:00",237,1118,{"$f":"AR17/$AR$58","v":7.2924140630095891E-2},null,"09:07:00",236,{"$f":"SUM(AV17:AV20)","v":1065},{"$f":"AW17/$AW$50","v":0.10876225490196079},null,"09:52:00",161,null,null,null,"10:22:00",140]
[null,"10:22:00",158,null,null,null,"09:37:00",221,null,null,null,"08:52:00",295,null,null,null,"07:52:00",280,null,null,null,"07:07:00",219,{"$f":"SUM(W18:W21)","v":1050},{"$f":"X18/$X$68","v":5.0909090909090911E-2},null,"06:37:00",181,null,null,null,"06:52:00",199,null,null,null,"07:22:00",215,null,null,null,"08:22:00",266,null,null,null,"09:22:00",257,null,null,null,"10:07:00",172,{"$f":"SUM(BA18:BA21)","v":738},{"$f":"BB18/$BB$44","v":0.15238488540161058},null,"10:37:00",147]
[null,"10:37:00",166,null,null,null,"09:52:00",236,null,null,null,"09:07:00",321,{"$f":"SUM(M19:M22)","v":1423},{"$f":"N19/$N$54","v":0.10289970352158508},null,"08:07:00",313,{"$f":"SUM(R19:R22)","v":1442},7.2201081514119761E-2,null,"07:22:00",248,null,null,null,"06:52:00",209,null,null,null,"07:07:00",228,{"$f":"+SUM(AG19:AG22)","v":1082},{"$f":"AH19/$AH$70","v":5.1311234409825962E-2},null,"07:37:00",246,null,null,null,"08:37:00",294,null,null,null,"09:37:00",277,null,null,null,"10:22:00",181,null,null,null,"10:52:00",153]
[null,"10:52:00",173,null,null,null,"10:07:00",250,{"$f":"SUM(H20:H23)","v":1067},0.14310622317596566,null,"09:22:00",345,null,null,null,"08:22:00",345,null,null,null,"07:37:00",277,null,null,null,"07:07:00",237,{"$f":"SUM(AB20:AB23)","v":1116},{"$f":"AC20/$AC$72","v":5.1716947031836505E-2},null,"07:22:00",256,null,null,null,"07:52:00",278,null,null,null,"08:52:00",321,null,null,null,"09:52:00",295,null,null,null,"10:37:00",189,null,null,null,"11:07:00",158,{"$f":"SUM(BF20:BF23)","v":652},{"$f":"BG20/$BG$40","v":0.18805884049610613}]
[null,"11:07:00",178,{"$f":"SUM(C21:C24)","v":735},{"$f":"D21/$D$42","v":0.17839805825242719},null,"10:22:00",262,null,null,null,"09:37:00",368,null,null,null,"08:37:00",377,null,null,null,"07:52:00",306,null,null,null,"07:22:00",265,null,null,null,"07:37:00",285,null,null,null,"08:07:00",309,{"$f":"SUM(AL21:AL24)","v":1417},{"$f":"AM21/$AM$66","v":7.180500658761528E-2},null,"09:07:00",347,1527,{"$f":"AR21/$AR$58","v":9.9602113365077294E-2},null,"10:07:00",312,{"$f":"SUM(AV21:AV24)","v":1330},{"$f":"AW21/$AW$50","v":0.1358251633986928},null,"10:52:00",196,null,null,null,"11:22:00",162]
[null,"11:22:00",183,null,null,null,"10:37:00",273,null,null,null,"09:52:00",389,null,null,null,"08:52:00",407,null,null,null,"08:07:00",334,{"$f":"SUM(W22:W25)","v":1494},{"$f":"X22/$X$68","v":7.2436363636363632E-2},null,"07:37:00",293,null,null,null,"07:52:00",313,null,null,null,"08:22:00",340,null,null,null,"09:22:00",371,null,null,null,"10:22:00",327,null,null,null,"11:07:00",202,{"$f":"SUM(BA22:BA25)","v":831},{"$f":"BB22/$BB$44","v":0.17158785876522817},null,"11:37:00",165]
[null,"11:37:00",186,null,null,null,"10:52:00",282,null,null,null,"10:07:00",408,{"$f":"SUM(M23:M26)","v":1727},{"$f":"N23/$N$54","v":0.12488249331115771},null,"09:07:00",435,{"$f":"SUM(R23:R26)","v":1895},9.4882835970358501E-2,null,"08:22:00",361,null,null,null,"07:52:00",321,null,null,null,"08:07:00",340,{"$f":"+SUM(AG23:AG26)","v":1517},{"$f":"AH23/$AH$70","v":7.1940057855550812E-2},null,"08:37:00",370,null,null,null,"09:37:00",394,null,null,null,"10:37:00",340,null,null,null,"11:22:00",207,null,null,null,"11:52:00",167]
[null,"11:52:00",188,null,null,null,"11:07:00",290,{"$f":"SUM(H24:H27)","v":1190},0.15960300429184548,null,"10:22:00",425,null,null,null,"09:22:00",462,null,null,null,"08:37:00",387,null,null,null,"08:07:00",348,{"$f":"SUM(AB24:AB27)","v":1546},{"$f":"AC24/$AC$72","v":7.1643727698225121E-2},null,"08:22:00",367,null,null,null,"08:52:00",398,null,null,null,"09:52:00",415,null,null,null,"10:52:00",351,null,null,null,"11:37:00",210,null,null,null,"12:07:00",167,{"$f":"SUM(BF24:BF27)","v":663},{"$f":"BG24/$BG$40","v":0.19123161234496683}]
[null,"12:07:00",189,{"$f":"SUM(C25:C28)","v":748},{"$f":"D25/$D$42","v":0.18155339805825244},null,"11:22:00",296,null,null,null,"10:37:00",440,null,null,null,"09:37:00",487,null,null,null,"08:52:00",412,null,null,null,"08:22:00",374,null,null,null,"08:37:00",393,null,null,null,"09:07:00",426,{"$f":"SUM(AL25:AL28)","v":1851},{"$f":"AM25/$AM$66","v":9.3797506840985104E-2},null,"10:07:00",434,1833,{"$f":"AR25/$AR$58","v":0.11956167242841302},null,"11:07:00",361,{"$f":"SUM(AV25:AV28)","v":1481},{"$f":"AW25/$AW$50","v":0.15124591503267973},null,"11:52:00",212,null,null,null,"12:22:00",167]
[null,"12:22:00",188,null,null,null,"11:37:00",300,null,null,null,"10:52:00",454,null,null,null,"09:52:00",511,null,null,null,"09:07:00",435,{"$f":"SUM(W26:W29)","v":1867},{"$f":"X26/$X$68","v":9.0521212121212127E-2},null,"08:37:00",400,null,null,null,"08:52:00",417,null,null,null,"09:22:00",451,null,null,null,"10:22:00",452,null,null,null,"11:22:00",368,null,null,null,"12:07:00",213,{"$f":"SUM(BA26:BA29)","v":846},{"$f":"BB26/$BB$44","v":0.17468511253355359},null,"12:37:00",166]
[null,"12:37:00",187,null,null,null,"11:52:00",304,null,null,null,"11:07:00",465,{"$f":"SUM(M27:M30)","v":1903},{"$f":"N27/$N$54","v":0.13760937161038397},null,"10:07:00",532,{"$f":"SUM(R27:R30)","v":2234},0.11185659923893451,null,"09:22:00",457,null,null,null,"08:52:00",424,null,null,null,"09:07:00",440,{"$f":"+SUM(AG27:AG30)","v":1885},{"$f":"AH27/$AH$70","v":8.9391568264807708E-2},null,"09:37:00",476,null,null,null,"10:37:00",467,null,null,null,"11:37:00",374,null,null,null,"12:22:00",213,null,null,null,"12:52:00",163]
[null,"12:52:00",184,null,null,null,"12:07:00",305,{"$f":"SUM(H28:H31)","v":1212},0.16255364806866954,null,"11:22:00",473,null,null,null,"10:22:00",551,null,null,null,"09:37:00",478,null,null,null,"09:07:00",446,{"$f":"SUM(AB28:AB31)","v":1908},{"$f":"AC28/$AC$72","v":8.841929653830112E-2},null,"09:22:00",462,null,null,null,"09:52:00",498,null,null,null,"10:52:00",480,null,null,null,"11:52:00",378,null,null,null,"12:37:00",211,null,null,null,"13:07:00",160,{"$f":"SUM(BF28:BF31)","v":606},{"$f":"BG28/$BG$40","v":0.17479088549177962}]
[null,"13:07:00",180,{"$f":"SUM(C29:C32)","v":684},{"$f":"D29/$D$42","v":0.16601941747572815},null,"12:22:00",305,null,null,null,"11:37:00",480,null,null,null,"10:37:00",568,null,null,null,"09:52:00",497,null,null,null,"09:22:00",468,null,null,null,"09:37:00",482,null,null,null,"10:07:00",518,{"$f":"SUM(AL29:AL32)","v":2176},{"$f":"AM29/$AM$66","v":0.11026654504915374},null,"11:07:00",492,2013,{"$f":"AR29/$AR$58","v":0.13130258952449286},null,"12:07:00",380,{"$f":"SUM(AV29:AV32)","v":1509},{"$f":"AW29/$AW$50","v":0.15410539215686275},null,"12:52:00",209,null,null,null,"13:22:00",155]
[null,"13:22:00",175,null,null,null,"12:37:00",303,null,null,null,"11:52:00",485,null,null,null,"10:52:00",583,null,null,null,"10:07:00",514,{"$f":"SUM(W30:W33)","v":2144},{"$f":"X30/$X$68","v":0.10395151515151516},null,"09:37:00",488,null,null,null,"09:52:00",501,null,null,null,"10:22:00",537,null,null,null,"11:22:00",501,null,null,null,"12:22:00",379,null,null,null,"13:07:00",205,{"$f":"SUM(BA30:BA33)","v":782},{"$f":"BB30/$BB$44","v":0.1614701631220318},null,"13:37:00",149]
[null,"13:37:00",168,null,null,null,"12:52:00",299,null,null,null,"12:07:00",487,{"$f":"SUM(M31:M34)","v":1939},{"$f":"N31/$N$54","v":0.14021259671704389},null,"11:07:00",595,{"$f":"SUM(R31:R34)","v":2431},0.1217204085720008,null,"10:22:00",530,null,null,null,"09:52:00",506,null,null,null,"10:07:00",518,{"$f":"+SUM(AG31:AG34)","v":2157},{"$f":"AH31/$AH$70","v":0.10229051074121497},null,"10:37:00",553,null,null,null,"11:37:00",508,null,null,null,"12:37:00",377,null,null,null,"13:22:00",199,null,null,null,"13:52:00",142]
[null,"13:52:00",161,null,null,null,"13:07:00",294,{"$f":"SUM(H32:H35)","v":1128},0.15128755364806867,null,"12:22:00",487,null,null,null,"11:22:00",605,null,null,null,"10:37:00",544,null,null,null,"10:07:00",523,{"$f":"SUM(AB32:AB35)","v":2176},{"$f":"AC32/$AC$72","v":0.1008387784420038},null,"10:22:00",533,null,null,null,"10:52:00",568,null,null,null,"11:52:00",512,null,null,null,"12:52:00",373,null,null,null,"13:37:00",193,null,null,null,"14:07:00",134,{"$f":"SUM(BF32:BF35)","v":472},{"$f":"BG32/$BG$40","v":0.13614075569656764}]
[null,"14:07:00",152,{"$f":"SUM(C33:C36)","v":540},{"$f":"D33/$D$42","v":0.13106796116504854},null,"13:22:00",287,null,null,null,"12:37:00",485,null,null,null,"11:37:00",613,null,null,null,"10:52:00",556,null,null,null,"10:22:00",538,null,null,null,"10:37:00",547,null,null,null,"11:07:00",580,{"$f":"SUM(AL33:AL36)","v":2368},{"$f":"AM33/$AM$66","v":0.11999594608290261},null,"12:07:00",515,2050,{"$f":"AR33/$AR$58","v":0.13371600026090927},null,"13:07:00",367,{"$f":"SUM(AV33:AV36)","v":1409},{"$f":"AW33/$AW$50","v":0.14389297385620914},null,"13:52:00",185,null,null,null,"14:22:00",124]
[null,"14:22:00",141,null,null,null,"13:37:00",279,null,null,null,"12:52:00",480,null,null,null,"11:52:00",618,null,null,null,"11:07:00",566,{"$f":"SUM(W34:W37)","v":2305},{"$f":"X34/$X$68","v":0.11175757575757576},null,"10:37:00",552,null,null,null,"10:52:00",559,null,null,null,"11:22:00",589,null,null,null,"12:22:00",515,null,null,null,"13:22:00",358,null,null,null,"14:07:00",176,{"$f":"SUM(BA34:BA37)","v":634},{"$f":"BB34/$BB$44","v":0.13091059260788768},null,"14:37:00",113]
[null,"14:37:00",130,null,null,null,"13:52:00",268,null,null,null,"13:07:00",473,{"$f":"SUM(M35:M38)","v":1829},{"$f":"N35/$N$54","v":0.13225829778002748},null,"12:07:00",621,{"$f":"SUM(R35:R38)","v":2476},0.12397356298818346,null,"11:22:00",574,null,null,null,"10:52:00",563,null,null,null,"11:07:00",569,{"$f":"+SUM(AG35:AG38)","v":2317},{"$f":"AH35/$AH$70","v":0.10987812396263101},null,"11:37:00",597,null,null,null,"12:37:00",512,null,null,null,"13:37:00",348,null,null,null,"14:22:00",165,null,null,null,"14:52:00",101]
[null,"14:52:00",117,null,null,null,"14:07:00",257,{"$f":"SUM(H36:H39)","v":939},0.12593884120171675,null,"13:22:00",464,null,null,null,"12:22:00",621,null,null,null,"11:37:00",580,null,null,null,"11:07:00",573,{"$f":"SUM(AB36:AB39)","v":2333},{"$f":"AC36/$AC$72","v":0.10811437045275499},null,"11:22:00",577,null,null,null,"11:52:00",602,null,null,null,"12:52:00",508,null,null,null,"13:52:00",336,null,null,null,"14:37:00",153,null,null,null,"15:07:00",88,{"$f":"SUM(BF36:BF39)","v":231},{"$f":"BG36/$BG$40","v":6.6628208826074412E-2}]
[null,"15:07:00",103,{"$f":"SUM(C37:C40)","v":309},{"$f":"D37/$D$42","v":7.4999999999999997E-2},null,"14:22:00",243,null,null,null,"13:37:00",453,null,null,null,"12:37:00",619,null,null,null,"11:52:00",585,null,null,null,"11:22:00",581,null,null,null,"11:37:00",583,null,null,null,"12:07:00",605,{"$f":"SUM(AL37:AL40)","v":2412},{"$f":"AM37/$AM$66","v":0.12222560048647005},null,"13:07:00",501,1941,{"$f":"AR37/$AR$58","v":0.12660622268606092},null,"14:07:00",321,{"$f":"SUM(AV37:AV40)","v":1180},{"$f":"AW37/$AW$50","v":0.12050653594771242},null,"14:52:00",140,null,null,null,"15:22:00",71]
[null,"15:22:00",88,null,null,null,"14:37:00",228,null,null,null,"13:52:00",439,null,null,null,"12:52:00",615,null,null,null,"12:07:00",587,{"$f":"SUM(W38:W41)","v":2344},{"$f":"X38/$X$68","v":0.11364848484848485},null,"11:37:00",587,null,null,null,"11:52:00",588,null,null,null,"12:22:00",605,null,null,null,"13:22:00",492,null,null,null,"14:22:00",305,null,null,null,"15:07:00",126,{"$f":"SUM(BA38:BA41)","v":401},{"$f":"BB38/$BB$44","v":8.2799917406566184E-2},null,"15:37:00",54]
[null,"15:37:00",68,null,null,null,"14:52:00",211,null,null,null,"14:07:00",423,{"$f":"SUM(M39:M42)","v":1574},{"$f":"N39/$N$54","v":0.11381878660785306},null,"13:07:00",608,{"$f":"SUM(R39:R42)","v":2366},0.11846585219307029,null,"12:22:00",588,null,null,null,"11:52:00",592,null,null,null,"12:07:00",590,{"$f":"+SUM(AG39:AG42)","v":2356},{"$f":"AH39/$AH$70","v":0.11172760468535116},null,"12:37:00",603,null,null,null,"13:37:00",481,null,null,null,"14:37:00",287,null,null,null,"15:22:00",110,null,null,null,"15:52:00",18]
[null,"15:52:00",50,null,null,null,"15:07:00",193,{"$f":"SUM(H40:H43)","v":647},8.6775751072961371E-2,null,"14:22:00",405,null,null,null,"13:22:00",599,null,null,null,"12:37:00",586,null,null,null,"12:07:00",594,{"$f":"SUM(AB40:AB43)","v":2372},{"$f":"AC40/$AC$72","v":0.10992168311784606},null,"12:22:00",591,null,null,null,"12:52:00",599,null,null,null,"13:52:00",467,null,null,null,"14:52:00",267,null,null,null,"15:37:00",93,null,null,null,"Celkem",{"$f":"SUM(BF9:BF39)","v":3467},{"$f":"SUM(BG9:BG39)","v":3467},1]
[null,"16:07:00",17,{"$f":"C41","v":17},{"$f":"D41/$D$42","v":4.1262135922330101E-3},null,"15:22:00",173,null,null,null,"14:37:00",384,null,null,null,"13:37:00",587,null,null,null,"12:52:00",583,null,null,null,"12:22:00",595,null,null,null,"12:37:00",589,null,null,null,"13:07:00",592,{"$f":"SUM(AL41:AL44)","v":2303},{"$f":"AM41/$AM$66","v":0.11670213844126888},null,"14:07:00",451,1687,{"$f":"AR41/$AR$58","v":0.11003848411714826},null,"15:07:00",245,{"$f":"SUM(AV41:AV44)","v":835},{"$f":"AW41/$AW$50","v":8.5273692810457519E-2},null,"15:52:00",72]
[null,"celkem",{"$f":"SUM(C9:C41)","v":4120},{"$f":"SUM(D9:D41)","v":4120},{"$f":"SUM(E9:E41)","v":0.99999999999999989},null,"15:37:00",152,null,null,null,"14:52:00",362,null,null,null,"13:52:00",572,null,null,null,"13:07:00",577,{"$f":"SUM(W42:W45)","v":2256},{"$f":"X42/$X$68","v":0.10938181818181818},null,"12:37:00",593,null,null,null,"12:52:00",586,null,null,null,"13:22:00",583,null,null,null,"14:22:00",433,null,null,null,"15:22:00",222,null,null,null,"16:07:00",52,{"$f":"SUM(BA42:BA43)","v":70},{"$f":"BB42/BB44","v":1.4453850918851952E-2}]
[null,null,null,null,null,null,"15:52:00",129,null,null,null,"15:07:00",338,{"$f":"SUM(M43:M46)","v":1189},{"$f":"N43/$N$54","v":8.5978740328295611E-2},null,"14:07:00",556,{"$f":"SUM(R43:R46)","v":2100},0.10514720608852393,null,"13:22:00",570,null,null,null,"12:52:00",590,null,null,null,"13:07:00",580,{"$f":"+SUM(AG43:AG46)","v":2269},{"$f":"AH43/$AH$70","v":0.10760183999620619},null,"13:37:00",571,null,null,null,"14:37:00",413,null,null,null,"15:37:00",197,null,null,null,"16:22:00",18]
[null,null,null,null,null,null,"16:07:00",106,{"$f":"SUM(H44:H47)","v":256},3.4334763948497854E-2,null,"15:22:00",312,null,null,null,"14:22:00",537,null,null,null,"13:37:00",560,null,null,null,"13:07:00",584,{"$f":"SUM(AB44:AB47)","v":2286},{"$f":"AC44/$AC$72","v":0.10593632698456833},null,"13:22:00",573,null,null,null,"13:52:00",557,null,null,null,"14:52:00",390,null,null,null,"15:52:00",171,null,null,null,"Celkem",{"$f":"SUM(BA9:BA43)","v":4843},{"$f":"SUM(BB9:BB43)","v":4843},{"$f":"SUM(BC9:BC43)","v":1}]
[null,null,null,null,null,null,"16:22:00",78,null,null,null,"15:37:00",284,null,null,null,"14:37:00",515,null,null,null,"13:52:00",549,null,null,null,"13:22:00",577,null,null,null,"13:37:00",564,null,null,null,"14:07:00",541,{"$f":"SUM(AL45:AL48)","v":2044},{"$f":"AM45/$AM$66","v":0.10357758183845141},null,"15:07:00",366,1303,{"$f":"AR45/$AR$58","v":8.4991194312177942E-2},null,"16:07:00",144,{"$f":"SUM(AV45:AV48)","v":406},{"$f":"AW45/$AW$50","v":4.1462418300653593E-2}]
[null,null,null,null,null,null,"16:37:00",53,null,null,null,"15:52:00",255,null,null,null,"14:52:00",492,null,null,null,"14:07:00",536,{"$f":"SUM(W46:W49)","v":2043},{"$f":"X46/$X$68","v":9.9054545454545451E-2},null,"13:37:00",568,null,null,null,"13:52:00",552,null,null,null,"14:22:00",522,null,null,null,"15:22:00",340,null,null,null,"16:22:00",116]
[null,null,null,null,null,null,"16:52:00",19,null,null,null,"16:07:00",224,{"$f":"SUM(M47:M50)","v":705},{"$f":"N47/$N$54","v":5.0979825005423383E-2},null,"15:07:00",466,{"$f":"SUM(R47:R50)","v":1689},8.4568395754055684E-2,null,"14:22:00",520,null,null,null,"13:52:00",557,null,null,null,"14:07:00",539,{"$f":"+SUM(AG47:AG50)","v":2058},{"$f":"AH47/$AH$70","v":9.7595675060463793E-2},null,"14:37:00",502,null,null,null,"15:37:00",313,null,null,null,"16:37:00",88]
[null,null,null,null,null,null,"Celkem",{"$f":"SUM(H9:H47)","v":7456},{"$f":"SUM(I9:I47)","v":7456},{"$f":"SUM(J9:J47)","v":1},null,"16:22:00",193,null,null,null,"15:22:00",438,null,null,null,"14:37:00",503,null,null,null,"14:07:00",544,{"$f":"SUM(AB48:AB51)","v":2079},{"$f":"AC48/$AC$72","v":9.6343667454469623E-2},null,"14:22:00",524,null,null,null,"14:52:00",479,null,null,null,"15:52:00",284,null,null,null,"16:52:00",58]
[null,null,null,null,null,null,null,null,null,null,null,"16:37:00",160,null,null,null,"15:37:00",408,null,null,null,"14:52:00",484,null,null,null,"14:22:00",529,null,null,null,"14:37:00",507,null,null,null,"15:07:00",454,{"$f":"SUM(AL49:AL52)","v":1649},{"$f":"AM49/$AM$66","v":8.3561366170061824E-2},null,"16:07:00",253,824,{"$f":"AR49/$AR$58","v":5.3747309373165485E-2},null,"17:07:00",33,{"$f":"AV49","v":33},{"$f":"AW49/AW50","v":3.3700980392156864E-3}]
[null,null,null,null,null,null,null,null,null,null,null,"16:52:00",128,null,null,null,"15:52:00",377,null,null,null,"15:07:00",463,{"$f":"SUM(W50:W53)","v":1709},{"$f":"X50/$X$68","v":8.2860606060606065E-2},null,"14:37:00",512,null,null,null,"14:52:00",488,null,null,null,"15:22:00",427,null,null,null,"16:22:00",222,null,null,null,"Celkem",{"$f":"SUM(AV9:AV49)","v":9792},{"$f":"SUM(AW9:AW49)","v":9792},0.99999999999999989]
[null,null,null,null,null,null,null,null,null,null,null,"17:07:00",96,{"$f":"SUM(M51:M53)","v":196},{"$f":"N51/$N$54","v":1.4173114469592884E-2},null,"16:07:00",344,{"$f":"SUM(R51:R54)","v":1168},5.8481874624474267E-2,null,"15:22:00",440,null,null,null,"14:52:00",494,null,null,null,"15:07:00",468,{"$f":"+SUM(AG51:AG54)","v":1733},{"$f":"AH51/$AH$70","v":8.2183335704462471E-2},null,"15:37:00",399,null,null,null,"16:37:00",190]
[null,null,null,null,null,null,null,null,null,null,null,"17:22:00",63,null,null,null,"16:22:00",310,null,null,null,"15:37:00",416,null,null,null,"15:07:00",474,{"$f":"SUM(AB52:AB55)","v":1757},{"$f":"AC52/$AC$72","v":8.1421752629871641E-2},null,"15:22:00",446,null,null,null,"15:52:00",369,null,null,null,"16:52:00",159]
[null,null,null,null,null,null,null,null,null,null,null,"17:37:00",37,null,null,null,"16:37:00",275,null,null,null,"15:52:00",390,null,null,null,"15:22:00",452,null,null,null,"15:37:00",422,null,null,null,"16:07:00",338,{"$f":"SUM(AL53:AL56)","v":1157},{"$f":"AM53/$AM$66","v":5.8629776021080368E-2},null,"17:07:00",127,{"$f":"SUM(AQ53:AQ56)","v":328},{"$f":"AR53/$AR$58","v":2.1394560041745482E-2}]
[null,null,null,null,null,null,null,null,null,null,null,"Celkem",{"$f":"SUM(M9:M53)","v":13829},{"$f":"SUM(N9:N53)","v":13829},{"$f":"SUM(O9:O53)","v":1},null,"16:52:00",239,null,null,null,"16:07:00",363,{"$f":"SUM(W54:W57)","v":1278},{"$f":"X54/$X$68","v":6.1963636363636367E-2},null,"15:37:00",428,null,null,null,"15:52:00",397,null,null,null,"16:22:00",306,null,null,null,"17:22:00",96]
[null,null,null,null,null,null,null,null,null,null,null,null,null,null,null,null,"17:07:00",204,{"$f":"SUM(R55:R58)","v":608},{"$f":"S55/$S$62","v":3.0442619667534549E-2},null,"16:22:00",335,null,null,null,"15:52:00",403,null,null,null,"16:07:00",370,{"$f":"+SUM(AG55:AG58)","v":1310},{"$f":"AH55/$AH$70","v":6.2123583250343811E-2},null,"16:37:00",273,null,null,null,"17:37:00",65]
[null,null,null,null,null,null,null,null,null,null,null,null,null,null,null,null,"17:22:00",168,null,null,null,"16:37:00",305,null,null,null,"16:07:00",377,{"$f":"SUM(AB56:AB59)","v":1342},{"$f":"AC56/$AC$72","v":6.2190092219287271E-2},null,"16:22:00",342,null,null,null,"16:52:00",240,null,null,null,"17:52:00",40]
["Nominální výkon FVE: 1.0 kW (crystalline silicon)",null,null,null,null,null,null,null,null,null,null,null,null,null,null,null,"17:37:00",134,null,null,null,"16:52:00",275,null,null,null,"16:22:00",350,null,null,null,"16:37:00",314,null,null,null,"17:07:00",207,{"$f":"SUM(AL57:AL60)","v":636},{"$f":"AM57/$AM$66","v":3.2228640924293096E-2},null,"18:07:00",17,{"$f":"AQ57","v":17},{"$f":"AR57/AR58","v":1.1088643924075403E-3}]
["Odhadované ztráty důsledkem teploty a slabého ozáření: 8.4% (pomocí místní okolní teplotu)",null,null,null,null,null,null,null,null,null,null,null,null,null,null,null,"17:52:00",102,null,null,null,"17:07:00",245,{"$f":"SUM(W58:W61)","v":797},{"$f":"X58/$X$68","v":3.8642424242424242E-2},null,"16:37:00",322,null,null,null,"16:52:00",284,null,null,null,"17:22:00",174,null,null,null,null,{"$f":"SUM(AQ9:AQ57)","v":15331},{"$f":"SUM(AR9:AR57)","v":15331},1]
["Odhadované ztráty způsobené odrazem: 3.0%",null,null,null,null,null,null,null,null,null,null,null,null,null,null,null,"18:07:00",72,{"$f":"SUM(R59:R61)","v":141},{"$f":"S59/$S$62","v":7.0598838373723211E-3},null,"17:22:00",214,null,null,null,"16:52:00",293,null,null,null,"17:07:00",254,{"$f":"+SUM(AG59:AG62)","v":837},{"$f":"AH59/$AH$70","v":3.9692701664532648E-2},null,"17:37:00",143]
["Jiné ztráty(kabely, měniče): 14.0%",null,null,null,null,null,null,null,null,null,null,null,null,null,null,null,"18:22:00",44,null,null,null,"17:37:00",184,null,null,null,"17:07:00",263,{"$f":"SUM(AB60:AB63)","v":877},{"$f":"AC60/$AC$72","v":4.0641364289355393E-2},null,"17:22:00",224,null,null,null,"17:52:00",112]
["Kombinované ztráty FVE : 23.6%",null,null,null,null,null,null,null,null,null,null,null,null,null,null,null,"18:37:00",25,null,null,null,"17:52:00",154,null,null,null,"17:22:00",234,null,null,null,"17:37:00",194,null,null,null,"18:07:00",84,{"$f":"SUM(AL61:AL64)","v":205},{"$f":"AM61/$AM$66","v":1.0388162562075606E-2}]
[null,null,null,null,null,null,null,null,null,null,null,null,null,null,null,null,"Celkem",{"$f":"SUM(R9:R61)","v":19972},{"$f":"SUM(S9:S61)","v":19972},{"$f":"SUM(T9:T61)","v":1},null,"18:07:00",125,{"$f":"SUM(W62:W65)","v":352},{"$f":"X62/$X$68","v":1.7066666666666667E-2},null,"17:37:00",204,null,null,null,"17:52:00",165,null,null,null,"18:22:00",60]
["Fixed system: inclination=33°, orientation=10° (optimum)",null,null,null,null,null,null,null,null,null,null,null,null,null,null,null,null,null,null,null,null,"18:22:00",98,null,null,null,"17:52:00",176,null,null,null,"18:07:00",137,{"$f":"+SUM(AG63:AG66)","v":397},{"$f":"AH63/$AH$70","v":1.8826765305638545E-2},null,"18:37:00",37]
["Měsíc","Ed","Em","Hd","Hm",null,null,null,null,null,null,null,null,null,null,null,null,null,null,null,null,"18:37:00",74,null,null,null,"18:07:00",147,{"$f":"SUM(AB64:AB67)","v":437},{"$f":"AC64/$AC$72","v":2.0251170119097269E-2},null,"18:22:00",110,null,null,null,"18:52:00",24]
["leden",0.85,26.4,1.04,32.299999999999997,null,null,null,null,null,null,null,null,null,null,null,null,null,null,null,null,"18:52:00",55,null,null,null,"18:22:00",121,null,null,null,"18:37:00",85,null,null,null,"19:07:00",10,{"$f":"AL65","v":10},{"$f":"AM65/AM66","v":5.0673963717441975E-4}]
["únor",1.52,42.6,1.88,52.6,null,null,null,null,null,null,null,null,null,null,null,null,null,null,null,null,"19:07:00",42,{"$f":"SUM(W66:W67)","v":70},{"$f":"X66/X68","v":3.393939393939394E-3},null,"18:37:00",96,null,null,null,"18:52:00",65,null,null,null,"Celkem",{"$f":"SUM(AL9:AL65)","v":19734},{"$f":"SUM(AM9:AM65)","v":19734},1]
["březen",2.78,86.3,3.47,108,null,null,null,null,null,null,null,null,null,null,null,null,null,null,null,null,"19:22:00",28,null,null,null,"18:52:00",73,null,null,null,"19:07:00",52,{"$f":"SUM(AG67:AG69)","v":116},{"$f":"AH67/AH70","v":5.5010195855266274E-3}]
["duben",3.86,116,5.01,150,null,null,null,null,null,null,null,null,null,null,null,null,null,null,null,null,null,{"$f":"SUM(W9:W67)","v":20625},{"$f":"SUM(X9:X67)","v":20625},{"$f":"SUM(Y9:Y67)","v":1},null,"19:07:00",62,{"$f":"SUM(AB68:AB71)","v":167},{"$f":"AC68/$AC$72","v":7.7390055146206961E-3},null,"19:22:00",39]
["květen",3.9,121,5.2,161,null,null,null,null,null,null,null,null,null,null,null,null,null,null,null,null,null,null,null,null,null,"19:22:00",48,null,null,null,"19:37:00",25]
["červen",4.0199999999999996,121,5.44,163,null,null,null,null,null,null,null,null,null,null,null,null,null,null,null,null,null,null,null,null,null,"19:37:00",35,null,null,null,"Cellkem",{"$f":"SUM(AG9:AG69)","v":21087},{"$f":"SUM(AH9:AH69)","v":21087},1.0000000000000002]
["červenec",3.89,121,5.31,165,null,null,null,null,null,null,null,null,null,null,null,null,null,null,null,null,null,null,null,null,null,"19:52:00",22]
["srpen",3.66,113,4.9400000000000004,153,null,null,null,null,null,null,null,null,null,null,null,null,null,null,null,null,null,null,null,null,null,"Celkem",{"$f":"SUM(AB9:AB71)","v":21579},{"$f":"SUM(AC9:AC71)","v":21579},{"$f":"AC72/$AC$72","v":1}]
["září",2.93,87.9,3.84,115,null,null,null,"Poměrná doba výroby v hodinách "]
["říjen",1.92,59.7,2.46,76.099999999999994]
["listopad",0.97,29.1,1.22,36.700000000000003,null,null,null,null,1,2,3,4,5,6,7,8,9,10,11,12,13,14,15,16,17,18,19,20,21,22,23,24]
["prosinec",0.71,22,0.88,27.2,null,null,null,"leden",0,0,0,0,0,0,0,0,{"$f":"E9","v":3.3737864077669905E-2},{"$f":"E13","v":7.3058252427184472E-2},{"$f":"E17","v":0.15703883495145632},{"$f":"E21","v":0.17839805825242719},{"$f":"E25","v":0.18155339805825244},{"$f":"E29","v":0.16601941747572815},{"$f":"E33","v":0.13106796116504854},{"$f":"E37","v":7.4999999999999997E-2},{"$f":"E41","v":4.1262135922330101E-3},0,0,0,0,0,0,0,{"$f":"SUM(J76:AG76)","v":0.99999999999999989}]
[null,null,null,null,null,null,null,null,"únor",0,0,0,0,0,0,0,{"$f":"J9","v":1.5557939914163091E-2},{"$f":"J12","v":3.6346566523605149E-2},{"$f":"J16","v":8.4495708154506438E-2},{"$f":"J20","v":0.14310622317596566},{"$f":"J24","v":0.15960300429184548},{"$f":"J28","v":0.16255364806866954},{"$f":"J32","v":0.15128755364806867},{"$f":"J36","v":0.12593884120171675},{"$f":"J40","v":8.6775751072961371E-2},{"$f":"J44","v":3.4334763948497854E-2},0,0,0,0,0,0,0,1]
["Roční průměr",2.59,78.8,3.4,103,null,null,null,"březen",0,0,0,0,0,0,{"$f":"O9","v":6.9419336177597799E-3},{"$f":"O11","v":2.4296767662159231E-2},{"$f":"O15","v":6.594836936871791E-2},{"$f":"O19","v":0.10289970352158508},{"$f":"O23","v":0.12488249331115771},{"$f":"O27","v":0.13760937161038397},{"$f":"O31","v":0.14021259671704389},{"$f":"O35","v":0.13225829778002748},{"$f":"O39","v":0.11381878660785306},{"$f":"O43","v":8.5978740328295611E-2},{"$f":"O47","v":5.0979825005423383E-2},{"$f":"O51","v":1.4173114469592884E-2},0,0,0,0,0,0,1]
["Celkově ročně",945,null,1240,null,null,null,null,"duben",0,0,0,0,0,{"$f":"T9","v":4.7065892249148807E-3},{"$f":"T11","v":2.0528740236330865E-2},{"$f":"T15","v":4.5964350090126178E-2},{"$f":"T19","v":7.2201081514119761E-2},{"$f":"T23","v":9.4882835970358501E-2},{"$f":"T27","v":0.11185659923893451},{"$f":"T31","v":0.1217204085720008},{"$f":"T35","v":0.12397356298818346},{"$f":"T39","v":0.11846585219307029},{"$f":"T43","v":0.10514720608852393},{"$f":"T47","v":8.4568395754055684E-2},{"$f":"T51","v":5.8481874624474267E-2},{"$f":"T55","v":3.0442619667534549E-2},{"$f":"T59","v":7.0598838373723211E-3},0,0,0,0,0,1]
[null,null,null,null,null,null,null,null,"květen",0,0,0,0,{"$f":"Y9","v":2.0363636363636365E-3},{"$f":"Y10","v":1.4545454545454545E-2},{"$f":"Y14","v":2.7830303030303032E-2},{"$f":"Y18","v":5.0909090909090911E-2},{"$f":"Y22","v":7.2436363636363632E-2},{"$f":"Y26","v":9.0521212121212127E-2},{"$f":"Y30","v":0.10395151515151516},{"$f":"Y34","v":0.11175757575757576},{"$f":"Y38","v":0.11364848484848485},{"$f":"Y42","v":0.10938181818181818},{"$f":"Y46","v":9.9054545454545451E-2},{"$f":"Y50","v":8.2860606060606065E-2},{"$f":"Y54","v":6.1963636363636367E-2},{"$f":"Y58","v":3.8642424242424242E-2},{"$f":"Y62","v":1.7066666666666667E-2},{"$f":"Y66","v":3.393939393939394E-3},0,0,0,0,1]
["Ed:Průměrná denní produkce elektřiny z daného systému (kWh)",null,null,null,null,null,null,null,"červen",0,0,0,0,{"$f":"AD9","v":6.7194958061077897E-3},{"$f":"AD12","v":1.7238982343945504E-2},{"$f":"AD16","v":3.0863339357708883E-2},{"$f":"AD20","v":5.1716947031836505E-2},{"$f":"AD24","v":7.1643727698225121E-2},{"$f":"AD28","v":8.841929653830112E-2},{"$f":"AD32","v":0.1008387784420038},{"$f":"AD36","v":0.10811437045275499},{"$f":"AD40","v":0.10992168311784606},{"$f":"AD44","v":0.10593632698456833},{"$f":"AD48","v":9.6343667454469623E-2},{"$f":"AD52","v":8.1421752629871641E-2},{"$f":"AD56","v":6.2190092219287271E-2},{"$f":"AD60","v":4.0641364289355393E-2},{"$f":"AD64","v":2.0251170119097269E-2},{"$f":"AD68","v":7.7390055146206961E-3},0,0,0,0,0.99999999999999989]
["Em: Průměrná měsíční výroba elektřiny z daného systému (kWh)",null,null,null,null,null,null,null,"červenec",0,0,0,0,{"$f":"AI9","v":4.3154550196803721E-3},{"$f":"AI11","v":1.5886565182339829E-2},{"$f":"AI15","v":2.9733959311424099E-2},{"$f":"AI19","v":5.1311234409825962E-2},{"$f":"AI23","v":7.1940057855550812E-2},{"$f":"AI27","v":8.9391568264807708E-2},{"$f":"AI31","v":0.10229051074121497},{"$f":"AI35","v":0.10987812396263101},{"$f":"AI39","v":0.11172760468535116},{"$f":"AI43","v":0.10760183999620619},{"$f":"AI47","v":9.7595675060463793E-2},{"$f":"AI51","v":8.2183335704462471E-2},{"$f":"AI55","v":6.2123583250343811E-2},{"$f":"AI59","v":3.9692701664532648E-2},{"$f":"AI63","v":1.8826765305638545E-2},{"$f":"AI67","v":5.5010195855266274E-3},0,0,0,0,1.0000000000000002]
["Hd: Průměrný denní součet záření na metr čtvereční obdržené z moduly daného systému (kWh/m2)",null,null,null,null,null,null,null,"srpen",0,0,0,0,0,{"$f":"AN9","v":8.817269686834904E-3},{"$f":"AN13","v":2.0725651160433768E-2},{"$f":"AN17","v":4.6772068511198944E-2},{"$f":"AN21","v":7.180500658761528E-2},{"$f":"AN25","v":9.3797506840985104E-2},{"$f":"AN29","v":0.11026654504915374},{"$f":"AN33","v":0.11999594608290261},{"$f":"AN37","v":0.12222560048647005},{"$f":"AN41","v":0.11670213844126888},{"$f":"AN45","v":0.10357758183845141},{"$f":"AN49","v":8.3561366170061824E-2},{"$f":"AN53","v":5.8629776021080368E-2},{"$f":"AN57","v":3.2228640924293096E-2},{"$f":"AN61","v":1.0388162562075606E-2},{"$f":"AN65","v":5.0673963717441975E-4},0,0,0,0,1]
[null,null,null,null,null,null,null,null,"září",0,0,0,0,0,0,{"$f":"AS9","v":1.3371600026090927E-2},{"$f":"AS13","v":3.1635248842215122E-2},{"$f":"AS17","v":7.2924140630095891E-2},{"$f":"AS21","v":9.9602113365077294E-2},{"$f":"AS25","v":0.11956167242841302},{"$f":"AS29","v":0.13130258952449286},{"$f":"AS33","v":0.13371600026090927},{"$f":"AS37","v":0.12660622268606092},{"$f":"AS41","v":0.11003848411714826},{"$f":"AS45","v":8.4991194312177942E-2},{"$f":"AS49","v":5.3747309373165485E-2},{"$f":"AS53","v":2.1394560041745482E-2},{"$f":"AS57","v":1.1088643924075403E-3},0,0,0,0,0,1]
["Hm: Průměrný součet záření na metr čtvereční obdržené moduly daného systému (kWh/m2)",null,null,null,null,null,null,null,"říjen",0,0,0,0,0,0,0,{"$f":"AX9","v":2.042483660130719E-2},{"$f":"AX13","v":3.5130718954248366E-2},{"$f":"AX17","v":0.10876225490196079},{"$f":"AX21","v":0.1358251633986928},{"$f":"AX25","v":0.15124591503267973},{"$f":"AX29","v":0.15410539215686275},{"$f":"AX33","v":0.14389297385620914},{"$f":"AX37","v":0.12050653594771242},{"$f":"AX41","v":8.5273692810457519E-2},{"$f":"AX45","v":4.1462418300653593E-2},{"$f":"AX49","v":3.3700980392156864E-3},0,0,0,0,0,0,0.99999999999999989]
[null,null,null,null,null,null,null,null,"listopad",0,0,0,0,0,0,0,{"$f":"BC9","v":5.3685731984307247E-3},{"$f":"BC10","v":3.5308692958909767E-2},{"$f":"BC14","v":7.1030353086929593E-2},{"$f":"BC18","v":0.15238488540161058},{"$f":"BC22","v":0.17158785876522817},{"$f":"BC26","v":0.17468511253355359},{"$f":"BC30","v":0.1614701631220318},{"$f":"BC34","v":0.13091059260788768},{"$f":"BC38","v":8.2799917406566184E-2},{"$f":"BC42","v":1.4453850918851952E-2},0,0,0,0,0,0,0,1]
[null,null,null,null,null,null,null,null,"prosinec",0,0,0,0,0,0,0,0,{"$f":"BH9","v":2.5670608595327372E-2},{"$f":"BH12","v":5.2783386212864145E-2},{"$f":"BH16","v":0.16469570233631381},{"$f":"BH20","v":0.18805884049610613},{"$f":"BH24","v":0.19123161234496683},{"$f":"BH28","v":0.17479088549177962},{"$f":"BH32","v":0.13614075569656764},{"$f":"BH36","v":6.6628208826074412E-2},0,0,0,0,0,0,0,0,{"$f":"SUM(J87:AG87)","v":1}]
[]
[]
[]
[]
[]
[]
["Systém instalovaný na střeše RD, sklon střechy 33°, orientace 10° JZ"]
["Měsíc","Ed","Em","Hd","Hm",null,"Ed - průměrná denní produkce elektrické energie (kWh)"]
["leden",{"$f":"2.5*B65","v":2.125},{"$f":"2.5*C65","v":66},1.04,32.299999999999997]
["únor",{"$f":"2.5*B66","v":3.8},106.5,1.88,52.6]
["březen",{"$f":"2.5*B67","v":6.9499999999999993},215.75,3.47,108,null,"Hd – množství vyrobené elektrické energie za jeden den ze slunečního záření dopadajícího na 1 m² FV panelů (kWh/m²)"]
["duben",{"$f":"2.5*B68","v":9.65},290,5.01,150]
["květen",{"$f":"2.5*B69","v":9.75},302.5,5.2,161]
["červen",{"$f":"2.5*B70","v":10.049999999999999},302.5,5.44,163]
["červenec",{"$f":"2.5*B71","v":9.7249999999999996},302.5,5.31,165,null,"Em - průměrná měsiční produkce elektrické energie (kWh)"]
["srpen",{"$f":"2.5*B72","v":9.15},282.5,4.9400000000000004,153]
["září",{"$f":"2.5*B73","v":7.3250000000000002},219.75,3.84,115]
["říjen",{"$f":"2.5*B74","v":4.8},149.25,2.46,76.099999999999994,null,"Hm - množství vyrobené elektrické energie za jeden měsíc ze slunečního záření dopadajícího\nna 1 m² FV panelů (kWh/m²)\n"]
["listopad",{"$f":"2.5*B75","v":2.4249999999999998},72.75,1.22,36.700000000000003]
["prosinec",{"$f":"2.5*B76","v":1.7749999999999999},55,0.88,27.2]
[]
["Roční průměr",{"$f":"AVERAGE(B96:B107)","v":6.4604166666666663},{"$f":"AVERAGE(C96:C107)","v":197.08333333333334},3.4,103]
["Celkově ročně",{"$f":"SUM(C96:C107)","v":2365},{"$f":"SUM(C96:C107)","v":2365},null,1240]
[]
[]
["Obr.č. 3 Tabulka teoretické roční produkce elektrické energie, vytvořená na základě dat z [4]"]

{"sheet":"vyroba & spotřeba-Grafy","index":10,"n_rows":0,"n_cols":0,"rows_kept":0,"cut":false,"hidden":false,"merged":[]}

{"sheet":"TDD-spotřeba","index":11,"n_rows":8766,"n_cols":18,"rows_kept":8766,"cut":false,"hidden":false,"merged":[[34,17,35,18],[4,0,5,0],[4,1,5,1],[4,2,5,2],[4,3,5,3],[10,14,10,15],[4,4,5,4],[1,0,2,4],[4,9,5,9],[4,10,5,10],[4,11,5,11],[4,17,5,18]]}
[]
["Normalizované TDD - 2017"]
[null,null,null,null,null,null,"TDD celkem:",{"$f":"SUM(D7:D8766)","v":3919.628089999992}]
[null,null,null,null,null,null,"počet hodin v roce",{"$f":"MAX(C:C)","v":8760}]
["Den","Hodina","Poř. č. hod. v roce","TDD4 ČR","hodinová spotřeba [kWh]",null,"počet dní v roce",{"$f":"H4/24","v":365},null,"poř. č. dne v roce","den","denní spotřeba [kWh]",null,null,null,null,null,"MAXIMUM"]
[null,null,null,null,null,null,null,null,null,null,null,null,null,null,"hodnota","den"]
[42736,1,1,0.47815999999999997,{"$f":"$H$7*(D7/$H$3)","v":0.30497791437146338},null,"celková roční spotřeba z faktur [kWh]",2500,null,1,"2017-01-01",8.2563955704277188,null,"maximální spotřeba",{"$f":"MAX(L7:L371)","v":16.471690302637906},"2017-12-31"]
[42736,2,2,0.42856,0.2733422598775187,null,"kontrola",{"$f":"SUM(E7:E8766)","v":2500.0000000000032},null,2,"2017-01-02",7.8523904037028318,null,"minimální spotřeba",{"$f":"MIN(L7:L371)","v":5.661889212555379},"2017-06-23"]
[42736,3,3,0.34875,0.22243819566054843,null,null,null,null,3,"2017-01-03",7.7531271595719327]
[42736,4,4,0.31430000000000002,0.20046544773078245,null,null,null,null,4,"2017-01-04",7.8517462099318882]
[42736,5,5,0.29346,0.18717337031840731,null,null,null,null,5,"2017-01-05",8.0290461945332332,null,null,"Spotřeba v hodinách dne [kWh]"]
[42736,6,6,0.27754000000000001,0.17701934573083475,null,null,null,null,6,"2017-01-06",7.9517812109566925,null,"hodina","Maxima","Minima"]
[42736,7,7,0.29509000000000002,0.18821300977052685,null,null,null,null,7,"2017-01-07",8.8570201567261631,null,1,0.21225228029223603,0.15342654613948367]
[42736,8,8,0.33054,0.21082357331509013,null,null,null,null,8,"2017-01-08",8.9606269251938322,null,2,0.17940477613017652,0.1338774975459473]
[42736,9,9,0.40967999999999999,0.26130030107014618,null,null,null,null,9,"2017-01-09",7.8303347397431429,null,3,0.15071582977659526,0.13540825502146073]
[42736,10,10,0.54015000000000002,0.34451610433274621,null,null,null,null,10,"2017-01-10",7.7081356461041333,null,4,0.15952406341694558,0.13385836307750337]
[42736,11,11,0.69765999999999995,0.44497844181946444,null,null,null,null,11,"2017-01-11",7.6451003288937196,null,5,0.15808897828365173,0.14664018799804071]
[42736,12,12,0.72912999999999994,0.46505049921713454,null,null,null,null,12,"2017-01-12",7.8450874149134044,null,6,0.16826213733966819,0.14572173351273263]
[42736,13,13,0.68776999999999999,0.43867044538911948,null,null,null,null,13,"2017-01-13",7.7190678057417577,null,7,0.1963834277960799,0.17876058235923128]
[42736,14,14,0.62892000000000003,0.40113499645829997,null,null,null,null,14,"2017-01-14",8.8739095142059945,null,8,0.24117721842329229,0.24670707980358461]
[42736,15,15,0.61955000000000005,0.39515866414764961,null,null,null,null,15,"2017-01-15",8.8135338881092853,null,9,0.32454609743344359,0.22605461019644899]
[42736,16,16,0.60680000000000001,0.38702651505898433,null,null,null,null,16,"2017-01-16",7.7534970926285158,null,10,0.43340846656704191,0.24426424599891106]
[42736,17,17,0.72162999999999999,0.46026688210615507,null,null,null,null,17,"2017-01-17",7.6667541690160856,null,11,0.48391070694668997,0.28610495032961208]
[42736,18,18,0.75004000000000004,0.47838722372254555,null,null,null,null,18,"2017-01-18",7.4492526662140692,null,12,0.50073628286504202,0.2935610148665922]
[42736,19,19,0.77159999999999995,0.49213852837757471,null,null,null,null,19,"2017-01-19",7.5024145977074213,null,13,0.50266886417787771,0.27728396037696584]
[42736,20,20,0.76980999999999999,0.49099683842708758,null,null,null,null,20,"2017-01-20",7.7407535366448679,null,14,0.48444647206311958,0.26170212490746847]
[42736,21,21,0.73668999999999996,0.46987238526500191,null,null,null,null,21,"2017-01-21",8.6721046536841371,null,15,0.41602799106381633,0.27508349650591524]
[42736,22,22,0.61290999999999995,0.39092356846539567,null,null,null,null,22,"2017-01-22",8.8460433499955027,null,16,0.40906304455023007,0.26654314542377977]
[42736,23,23,0.51417000000000002,0.32794565466031311,null,null,null,null,23,"2017-01-23",7.4915334633189801,null,17,0.46065594963118139,0.27454773138948552]
[42736,24,24,0.38189000000000001,0.24357540513493003,null,null,null,null,24,"2017-01-24",7.4109901074823812,null,18,0.48797997056909653,0.27686938022734758]
[42737,1,25,0.32449,0.20696478884556663,null,null,null,null,25,"2017-01-25",7.4145172278322091,null,19,0.46331564074488601,0.29802572417017309]
[42737,2,26,0.26461000000000001,0.16877238983150603,null,null,null,null,26,"2017-01-26",7.4262020098952943,null,20,0.42427494696314505,0.3199283123823114]
[42737,3,27,0.24904999999999999,0.15884797886526048,null,null,null,null,27,"2017-01-27",7.7524319405518041,null,21,0.37539275824508211,0.31532966179962307]
[42737,4,28,0.24188000000000001,0.15427484090716406,null,null,null,null,28,"2017-01-28",8.6881202037716996,null,22,0.35771888755904974,0.31286131537035766]
[42737,5,29,0.26819999999999999,0.17106214788862822,null,null,null,null,29,"2017-01-29",8.5646263444346502,null,23,0.32550919901178749,0.26059870389386919,null,"MINIMUM"]
[42737,6,30,0.30687999999999999,0.19573285586898667,null,null,null,null,30,"2017-01-30",7.1741372789274127,null,24,0.32038116146881745,0.19873058925853387]
[42737,7,31,0.40916000000000002,0.26096863695045164,null,null,null,null,31,"2017-01-31",7.3937690858828544]
[42737,8,32,0.48272999999999999,0.30789273173108683,null,null,null,null,32,"2017-02-01",7.1806238637299025]
[42737,9,33,0.45666000000000001,0.29126487865332201,null,null,null,null,33,"2017-02-02",7.3028803607742434]
[42737,10,34,0.46592,0.29717105124634474,null,null,null,null,34,"2017-02-03",7.5170269534424268]
[42737,11,35,0.46405999999999997,0.2959847142028218,null,null,null,null,35,"2017-02-04",8.5493187696795143]
[42737,12,36,0.52373000000000003,0.33404317193777505,null,null,null,null,36,"2017-02-05",8.6225081114775026]
[42737,13,37,0.50333000000000006,0.32103173339591073,null,null,null,null,37,"2017-02-06",7.4429893168767594]
[42737,14,38,0.50700000000000001,0.32337251670221667,null,null,null,null,38,"2017-02-07",7.1778429876493872]
[42737,15,39,0.50509000000000004,0.32215428887795389,null,null,null,null,39,"2017-02-08",7.2307944399898565]
[42737,16,40,0.56699999999999995,0.3616414535900529,null,null,null,null,40,"2017-02-09",7.3832961534878834]
[42737,17,41,0.70828000000000002,0.45175204364861149,null,null,null,null,41,"2017-02-10",7.6453108080466015]
[42737,18,42,0.84565999999999997,0.53937515280946058,null,null,null,null,42,"2017-02-11",8.541741520175723]
[42737,19,43,0.91759999999999997,0.58525960813797628,null,null,null,null,43,"2017-02-12",8.6836937634050049]
[42737,20,44,0.87895999999999996,0.56061441278220969,null,null,null,null,44,"2017-02-13",7.4699306484457955]
[42737,21,45,0.82926,0.52891497672678534,null,null,null,null,45,"2017-02-14",7.3620313808905431]
[42737,22,46,0.68474999999999997,0.43674424223243163,null,null,null,null,46,"2017-02-15",7.4821894645622002]
[42737,23,47,0.51295999999999997,0.32717389776640837,null,null,null,null,47,"2017-02-16",7.4984346282710872]
[42737,24,48,0.39412000000000003,0.25137589010390066,null,null,null,null,48,"2017-02-17",7.469292832831]
[42738,1,49,0.31537999999999999,0.2011542885947635,null,null,null,null,49,"2017-02-18",8.3559011844922431]
[42738,2,50,0.27925,0.17811001043213806,null,null,null,null,50,"2017-02-19",8.4071241565166108]
[42738,3,51,0.25511,0.16271314149093194,null,null,null,null,51,"2017-02-20",7.3512650533127646]
[42738,4,52,0.24012,0.15315228542512085,null,null,null,null,52,"2017-02-21",7.2411525655741622]
[42738,5,53,0.26698,0.17028401283857555,null,null,null,null,53,"2017-02-22",7.2734579264636459]
[42738,6,54,0.31275999999999998,0.19948321168399466,null,null,null,null,54,"2017-02-23",7.2803590914157521]
[42738,7,55,0.40037,0.25536223769638361,null,null,null,null,55,"2017-02-24",7.4304562400459933]
[42738,8,56,0.44706000000000001,0.28514184875126825,null,null,null,null,56,"2017-02-25",8.1202602056053905]
[42738,9,57,0.50224000000000002,0.32033651437578164,null,null,null,null,57,"2017-02-26",8.317721541790478]
[42738,10,58,0.49248999999999998,0.31411781213150824,null,null,null,null,58,"2017-02-27",7.0941934697687259]
[42738,11,59,0.48796,0.31122850739647656,null,null,null,null,59,"2017-02-28",6.9281381744562536]
[42738,12,60,0.52917999999999998,0.33751926703842017,null,null,null,null,60,"2017-03-01",6.9481655847608881]
[42738,13,61,0.51666999999999996,0.32954019369730631,null,null,null,null,61,"2017-03-02",7.0299973281393786]
[42738,14,62,0.46672999999999998,0.29768768189433054,null,null,null,null,62,"2017-03-03",7.0395581842051884]
[42738,15,63,0.48409999999999997,0.30876653912335916,null,null,null,null,63,"2017-03-04",8.0698089904749253]
[42738,16,64,0.55193999999999999,0.35203595043120606,null,null,null,null,64,"2017-03-05",8.0709379241131174]
[42738,17,65,0.66768000000000005,{"$f":"$H$7*(D71/$H$3)","v":0.42585672968784227},null,null,null,null,65,"2017-03-06",6.9303896635764879]
[42738,18,66,0.81477999999999995,0.51967940662452083,null,null,null,null,66,"2017-03-07",6.8010661695201939]
[42738,19,67,0.86224999999999996,0.54995651385894728,null,null,null,null,67,"2017-03-08",6.8372175585669037]
[42738,20,68,0.89551000000000003,0.57117026120710457,null,null,null,null,68,"2017-03-09",6.892267424280055]
[42738,21,69,0.81874000000000002,0.52220515645911814,null,null,null,null,69,"2017-03-10",6.935052095720657]
[42738,22,70,0.65159,0.4155942764457542,null,null,null,null,70,"2017-03-11",8.1242848221347632]
[42738,23,71,0.51480999999999999,0.32835385665378336,null,null,null,null,71,"2017-03-12",8.1805210248914371]
[42738,24,72,0.38205,0.2436774556332976,null,null,null,null,72,"2017-03-13",6.8919740290972475]
[42739,1,73,0.29697000000000001,0.18941210312634574,null,null,null,null,73,"2017-03-14",6.8028584313977749]
[42739,2,74,0.26516000000000001,0.16912318841964452,null,null,null,null,74,"2017-03-15",6.804153197095812]
[42739,3,75,0.27307999999999999,0.1741746880888389,null,null,null,null,75,"2017-03-16",6.821431622100671]
[42739,4,76,0.24423,0.15577370760193762,null,null,null,null,76,"2017-03-17",6.8680878343230916]
[42739,5,77,0.26273999999999997,0.16757967463183512,null,null,null,null,77,"2017-03-18",7.941231740687944]
[42739,6,78,0.29699999999999999,0.18943123759478964,null,null,null,null,78,"2017-03-19",8.0873680543502946]
[42739,7,79,0.42469000000000001,0.27087391344825323,null,null,null,null,79,"2017-03-20",6.6616014071886225]
[42739,8,80,0.46155000000000002,0.29438379700968065,null,null,null,null,80,"2017-03-21",6.6029478832518649]
[42739,9,81,0.51195000000000002,0.32652970399546316,null,null,null,null,81,"2017-03-22",6.5288464651247189]
[42739,10,82,0.49523,0.31586542691605274,null,null,null,null,82,"2017-03-23",6.7484910283924542]
[42739,11,83,0.55193999999999999,0.35203595043120606,null,null,null,null,83,"2017-03-24",6.863361620617443]
[42739,12,84,0.53071999999999997,0.33850150308520793,null,null,null,null,84,"2017-03-25",7.9430686496585601]
[42739,13,85,0.50946000000000002,0.32494154311461798,null,null,null,null,85,"2017-03-26",7.7151962649599399]
[42739,14,86,0.52803999999999995,0.33679215723755124,null,null,null,null,86,"2017-03-27",6.5490460856453483]
[42739,15,87,0.48952000000000001,0.31222349975556035,null,null,null,null,87,"2017-03-28",6.5759619045897937]
[42739,16,88,0.56455,0.36007880533379966,null,null,null,null,88,"2017-03-29",6.5779646456202574]
[42739,17,89,0.68176000000000003,0.43483717354418783,null,null,null,null,89,"2017-03-30",6.5775436873144901]
[42739,18,90,0.81620000000000004,0.52058510479753306,null,null,null,null,90,"2017-03-31",6.5495882289179264]
[42739,19,91,0.87214999999999998,0.55627088844544037,null,null,null,null,91,"2017-04-01",7.3478144708367124]
[42739,20,92,0.87251999999999996,0.55650688022291539,null,null,null,null,92,"2017-04-02",7.6105243444155599]
[42739,21,93,0.78976999999999997,0.50372763809844112,null,null,null,null,93,"2017-04-03",6.2842824457868529]
[42739,22,94,0.67600000000000005,0.4311633556029556,null,null,null,null,94,"2017-04-04",6.370789377621807]
[42739,23,95,0.50775999999999999,0.32385725656946257,null,null,null,null,95,"2017-04-05",6.4850540450127392]
[42739,24,96,0.38738,0.24707701286016703,null,null,null,null,96,"2017-04-06",6.4977529539033521]
[42740,1,97,0.30463000000000001,0.19429777073569282,null,null,null,null,97,"2017-04-07",6.4047913280466497]
[42740,2,98,0.27089000000000002,0.17277787189243288,null,null,null,null,98,"2017-04-08",7.5022615219598698]
[42740,3,99,0.26780999999999999,0.17081339979885726,null,null,null,null,99,"2017-04-09",7.6186373590357803]
[42740,4,100,0.26305000000000001,0.16777739747242226,null,null,null,null,100,"2017-04-10",6.3076264972884335]
[42740,5,101,0.26684000000000002,0.17019471865250396,null,null,null,null,101,"2017-04-11",6.2105573388724364]
[42740,6,102,0.31076999999999999,0.19821395861054808,null,null,null,null,102,"2017-04-12",6.2216680868822056]
[42740,7,103,0.39715,0.2533084714167364,null,null,null,null,103,"2017-04-13",6.4758822564719525]
[42740,8,104,0.49817,0.31774060482355676,null,null,null,null,104,"2017-04-14",7.4572700084920704]
[42740,9,105,0.55357000000000001,0.35307558988332566,null,null,null,null,105,"2017-04-15",7.3028931170865397]
[42740,10,106,0.54779999999999995,0.34939539378594531,null,null,null,null,106,"2017-04-16",7.2996593919195183]
[42740,11,107,0.53288999999999997,0.33988556296931799,null,null,null,null,107,"2017-04-17",6.8143965158694595]
[42740,12,108,0.58523000000000003,0.37326883224780721,null,null,null,null,108,"2017-04-18",6.1816451570536763]
[42740,13,109,0.52151000000000003,0.33262722127292504,null,null,null,null,109,"2017-04-19",6.0266113155649039]
[42740,14,110,0.47796,0.3048503512485039,null,null,null,null,110,"2017-04-20",6.2105063136232523]
[42740,15,111,0.50915999999999995,0.32475019843017872,null,null,null,null,111,"2017-04-21",6.2337291801580212]
[42740,16,112,0.56877,0.36277038722824412,null,null,null,null,112,"2017-04-22",6.9736526967281875]
[42740,17,113,0.69823999999999997,0.44534837487604689,null,null,null,null,113,"2017-04-23",7.2623535566100239]
[42740,18,114,0.85729999999999995,0.54679932656570085,null,null,null,null,114,"2017-04-24",5.9936872735290683]
[42740,19,115,0.87724999999999997,0.55952374808090644,null,null,null,null,115,"2017-04-25",6.231426665788601]
[42740,20,116,0.87453999999999998,0.55779526776480581,null,null,null,null,116,"2017-04-26",6.1227556413394435]
[42740,21,117,0.81638999999999995,0.52070628976434452,null,null,null,null,117,"2017-04-27",6.2780764998548744]
[42740,22,118,0.68508000000000002,0.43695472138531477,null,null,null,null,118,"2017-04-28",6.3717524792001505]
[42740,23,119,0.52676000000000001,0.33597575325061074,null,null,null,null,119,"2017-04-29",7.1160258982632358]
[42740,24,120,0.37658999999999998,0.24019498237650447,null,null,null,null,120,"2017-04-30",7.0398452012318478]
[42741,1,121,0.29368,0.18731368975366269,null,null,null,null,121,"2017-05-01",7.1993692646487952]
[42741,2,122,0.27947,0.17825032986739348,null,null,null,null,122,"2017-05-02",6.1332285737344145]
[42741,3,123,0.26884999999999998,0.17147672803824643,null,null,null,null,123,"2017-05-03",6.0749386046980911]
[42741,4,124,0.24432999999999999,0.15583748916341736,null,null,null,null,124,"2017-05-04",6.0041729622363356]
[42741,5,125,0.27007999999999999,0.17226124124444708,null,null,null,null,125,"2017-05-05",6.1161287371017004]
[42741,6,126,0.32412000000000002,0.20672879706809166,null,null,null,null,126,"2017-05-06",6.502753428323361]
[42741,7,127,0.41073999999999999,0.26197638562183134,null,null,null,null,127,"2017-05-07",6.96446177371896]
[42741,8,128,0.48480000000000001,0.30921301005371721,null,null,null,null,128,"2017-05-08",6.7874870750811587]
[42741,9,129,0.52186999999999995,{"$f":"$H$7*(D135/$H$3)","v":0.33285683489425205},null,null,null,null,129,"2017-05-09",5.9854913428789223]
[42741,10,130,0.50685999999999998,0.32328322251614505,null,null,null,null,130,"2017-05-10",5.9623641486863743]
[42741,11,131,0.52051999999999998,0.33199578381427575,null,null,null,null,131,"2017-05-11",6.0175989809278168]
[42741,12,132,0.5484,0.34977808315482373,null,null,null,null,132,"2017-05-12",5.9310537801559748]
[42741,13,133,0.51104000000000005,0.32594929178599763,null,null,null,null,133,"2017-05-13",6.5337959142955455]
[42741,14,134,0.50478000000000001,0.32195656603736672,null,null,null,null,134,"2017-05-14",6.9310466136597295]
[42741,15,135,0.54249000000000003,0.34600859287137187,null,null,null,null,135,"2017-05-15",5.8302661567057115]
[42741,16,136,0.58314999999999995,0.37194217576902888,null,null,null,null,136,"2017-05-16",5.9655723612288041]
[42741,17,137,0.72987999999999997,0.46552886092823254,null,null,null,null,137,"2017-05-17",5.8732421728307527]
[42741,18,138,0.87885999999999997,0.56055063122073001,null,null,null,null,138,"2017-05-18",5.9474711540808567]
[42741,19,139,0.89580000000000004,0.57135522773539582,null,null,null,null,139,"2017-05-19",5.945876615043864]
[42741,20,140,0.81910000000000005,0.52243477008044514,null,null,null,null,140,"2017-05-20",6.7907016657797383]
[42741,21,141,0.75443000000000005,0.48118723427150556,null,null,null,null,141,"2017-05-21",6.8392840811588451]
[42741,22,142,0.64610000000000001,0.41209266872051709,null,null,null,null,142,"2017-05-22",6.0341120271949187]
[42741,23,143,0.52441000000000004,0.33447688655583718,null,null,null,null,143,"2017-05-23",6.0029483562559234]
[42741,24,144,0.40344999999999998,0.25732670978995914,null,null,null,null,144,"2017-05-24",5.918667400916612]
[42742,1,145,0.31674999999999998,0.20202809598703575,null,null,null,null,145,"2017-05-25",5.9119703369612413]
[42742,2,146,0.28643000000000002,0.18268952654638249,null,null,null,null,146,"2017-05-26",5.9778503118136523]
[42742,3,147,0.25596000000000002,0.16325528476350964,null,null,null,null,147,"2017-05-27",6.4956098934376332]
[42742,4,148,0.2427,0.15479784971129779,null,null,null,null,148,"2017-05-28",6.676347704202735]
[42742,5,149,0.25973000000000002,0.16565984963129535,null,null,null,null,149,"2017-05-29",5.9106819494193514]
[42742,6,150,0.26218000000000002,0.16722249788754867,null,null,null,null,150,"2017-05-30",5.9322720079802389]
[42742,7,151,0.30314000000000002,0.1933474254696449,null,null,null,null,151,"2017-05-31",5.7509920539425581]
[42742,8,152,0.40892000000000001,0.26081556120290028,null,null,null,null,152,"2017-06-01",5.8471172452486559]
[42742,9,153,0.65698000000000001,0.4190321026095114,null,null,null,null,153,"2017-06-02",5.7911616813624907]
[42742,10,154,0.75724999999999998,0.48298587430523382,null,null,null,null,154,"2017-06-03",6.3419409773645281]
[42742,11,155,0.88070999999999999,0.561730590108105,null,null,null,null,155,"2017-06-04",6.746877354887018]
[42742,12,156,0.98433000000000004,0.62782104411339823,null,null,null,null,156,"2017-06-05",5.9243375817321615]
[42742,13,157,0.80235000000000001,0.51175135853259079,null,null,null,null,157,"2017-06-06",5.9158865248360959]
[42742,14,158,0.74729999999999996,0.47663960893800095,null,null,null,null,158,"2017-06-07",5.9281963662016839]
[42742,15,159,0.65702000000000005,0.41905761523410334,null,null,null,null,159,"2017-06-08",5.8848567951762085]
[42742,16,160,0.65678000000000003,0.41890453948655204,null,null,null,null,160,"2017-06-09",5.9150254737561214]
[42742,17,161,0.68896999999999997,0.43943582412687615,null,null,null,null,161,"2017-06-10",6.4092241465694926]
[42742,18,162,0.80642000000000003,0.51434726808481568,null,null,null,null,162,"2017-06-11",6.6238427227926246]
[42742,19,163,0.79762999999999995,0.50874086883074765,null,null,null,null,163,"2017-06-12",5.8955402067240623]
[42742,20,164,0.78408,0.50009846725024465,null,null,null,null,164,"2017-06-13",5.8755000401071333]
[42742,21,165,0.74338000000000004,0.4741393717279957,null,null,null,null,165,"2017-06-14",5.853699502393364]
[42742,22,166,0.65019000000000005,0.414701334585038,null,null,null,null,166,"2017-06-15",5.9785327745214856]
[42742,23,167,0.51695000000000002,0.32971878206944949,null,null,null,null,167,"2017-06-16",5.9173917696870184]
[42742,24,168,0.42033999999999999,0.26809941552388511,null,null,null,null,168,"2017-06-17",6.3492694787785462]
[42743,1,169,0.33194000000000001,0.21171651517580634,null,null,null,null,169,"2017-06-18",6.5694753197873057]
[42743,2,170,0.28338999999999998,0.18075056707739875,null,null,null,null,170,"2017-06-19",5.9416287630493141]
[42743,3,171,0.25441000000000003,0.16226667056057387,null,null,null,null,171,"2017-06-20",5.7521401220491937]
[42743,4,172,0.26207999999999998,0.16715871632606891,null,null,null,null,172,"2017-06-21",5.8166487933297892]
[42743,5,173,0.27881,0.17782937156162729,null,null,null,null,173,"2017-06-22",5.7741001136666625]
[42743,6,174,0.26819999999999999,0.17106214788862822,null,null,null,null,174,"2017-06-23",5.661889212555379]
[42743,7,175,0.31206,0.19903674075363656,null,null,null,null,175,"2017-06-24",6.1931896196815055]
[42743,8,176,0.39573999999999998,0.25240915139987224,null,null,null,null,176,"2017-06-25",6.4560079219148694]
[42743,9,177,0.60067999999999999,0.38312308349642504,null,null,null,null,177,"2017-06-26",5.7322211403990746]
[42743,10,178,0.76593999999999995,0.48852849199782211,null,null,null,null,178,"2017-06-27",5.8740011734123589]
[42743,11,179,0.90893999999999997,0.57973612491383197,null,null,null,null,179,"2017-06-28",5.6909417138093961]
[42743,12,180,0.97872000000000003,0.62424289851438552,null,null,null,null,180,"2017-06-29",5.8192255684135707]
[42743,13,181,0.85314999999999996,0.5441523917642922,null,null,null,null,181,"2017-06-30",5.9635759983544876]
[42743,14,182,0.76492000000000004,0.48787792007072894,null,null,null,null,182,"2017-07-01",6.0154495423059524]
[42743,15,183,0.66156999999999999,0.42195967628143088,null,null,null,null,183,"2017-07-02",6.4293918763093796]
[42743,16,184,0.68479999999999996,0.43677613301317147,null,null,null,null,184,"2017-07-03",5.7574212353397138]
[42743,17,185,0.71187,0.45404180170573366,null,null,null,null,185,"2017-07-04",5.6728851537544838]
[42743,18,186,0.81728999999999996,0.52128032381766198,null,null,null,null,186,"2017-07-05",6.1071674277137991]
[42743,19,187,0.82387999999999995,0.52548352871917603,null,null,null,null,187,"2017-07-06",6.0497959131627841]
[42743,20,188,0.82223999999999997,0.52443751111090853,null,null,null,null,188,"2017-07-07",5.9744507545867815]
[42743,21,189,0.73926000000000003,0.47151157139503092,null,null,null,null,189,"2017-07-08",6.1011464483101125]
[42743,22,190,0.64947999999999995,0.41424848549853188,null,null,null,null,190,"2017-07-09",6.426011453550954]
[42743,23,191,0.48427999999999999,0.30888134593402267,null,null,null,null,191,"2017-07-10",5.831407846656198]
[42743,24,192,0.39528000000000002,0.2521157562170655,null,null,null,null,192,"2017-07-11",5.8717815750728652]
[42744,1,193,0.30795,{"$f":"$H$7*(D199/$H$3)","v":0.19641531857681976},null,null,null,null,193,"2017-07-12",5.7731625247129124]
[42744,2,194,0.27287,0.17404074680973147,null,null,null,null,194,"2017-07-13",5.81242645395983]
[42744,3,195,0.26085000000000003,0.16637420311986828,null,null,null,null,195,"2017-07-14",5.8587254894379655]
[42744,4,196,0.25385999999999997,0.16191587197243534,null,null,null,null,196,"2017-07-15",6.1939039731700802]
[42744,5,197,0.29341,0.18714147953766744,null,null,null,null,197,"2017-07-16",6.5502515571573152]
[42744,6,198,0.35726000000000002,0.22786600654247324,null,null,null,null,198,"2017-07-17",6.1308176307104807]
[42744,7,199,0.41284999999999999,0.26332217656905355,null,null,null,null,199,"2017-07-18",6.0278678123260532]
[42744,8,200,0.45318000000000003,0.28904528031382754,null,null,null,null,200,"2017-07-19",6.0934352575272124]
[42744,9,201,0.48610999999999999,0.31004854850910163,null,null,null,null,201,"2017-07-20",5.9141389100515518]
[42744,10,202,0.49848999999999999,0.31794470582029188,null,null,null,null,202,"2017-07-21",5.9121808161141258]
[42744,11,203,0.50992000000000004,0.32523493829742472,null,null,null,null,203,"2017-07-22",6.1720332757386807]
[42744,12,204,0.49730000000000002,0.31718570523868311,null,null,null,null,204,"2017-07-23",6.4402219854486384]
[42744,13,205,0.50639999999999996,0.32298982733333825,null,null,null,null,205,"2017-07-24",6.196672092938301]
[42744,14,206,0.49601000000000001,0.31636292309559466,null,null,null,null,206,"2017-07-25",5.8550325370282899]
[42744,15,207,0.50965000000000005,0.3250627280814295,null,null,null,null,207,"2017-07-26",6.1456596000668133]
[42744,16,208,0.55476999999999999,0.35384096862108233,null,null,null,null,208,"2017-07-27",5.9845218631444315]
[42744,17,209,0.73311999999999999,0.46759538352017571,null,null,null,null,209,"2017-07-28",5.9013825977556067]
[42744,18,210,0.79390000000000005,0.50636181658755386,null,null,null,null,210,"2017-07-29",6.0742497638341097]
[42744,19,211,0.80206,0.51156639200429965,null,null,null,null,211,"2017-07-30",6.4787970738315774]
[42744,20,212,0.84426000000000001,0.53848221094874449,null,null,null,null,212,"2017-07-31",5.9843050058354006]
[42744,21,213,0.81030000000000002,0.5168219926702291,null,null,null,null,213,"2017-08-01",5.894239062869878]
[42744,22,214,0.68010999999999999,0.43378477777977231,null,null,null,null,214,"2017-08-02",5.8468174719097012]
[42744,23,215,0.54618999999999995,0.34836851064612173,null,null,null,null,215,"2017-08-03",6.0566077839288184]
[42744,24,216,0.39598,0.25256222714742355,null,null,null,null,216,"2017-08-04",6.0103087484506839]
[42745,1,217,0.30703000000000003,0.19582852821120628,null,null,null,null,217,"2017-08-05",6.1461060709971713]
[42745,2,218,0.26746999999999999,0.1705965424898262,null,null,null,null,218,"2017-08-06",6.2990351209571136]
[42745,3,219,0.24617,0.15701106989464431,null,null,null,null,219,"2017-08-07",5.9124550768284871]
[42745,4,220,0.24837999999999999,0.15842064240334627,null,null,null,null,220,"2017-08-08",5.8583364219129379]
[42745,5,221,0.26668999999999998,0.17009904631028436,null,null,null,null,221,"2017-08-09",5.8086760981448231]
[42745,6,222,0.30351,0.19358341724711986,null,null,null,null,222,"2017-08-10",5.9028687081380848]
[42745,7,223,0.42537000000000003,0.27130762806631542,null,null,null,null,223,"2017-08-11",5.7734176509588311]
[42745,8,224,0.4698,0.29964577583175817,null,null,null,null,224,"2017-08-12",6.038245072378805]
[42745,9,225,0.48680000000000001,0.31048864128331177,null,null,null,null,225,"2017-08-13",6.5051962621280355]
[42745,10,226,0.45843,0.29239381229151318,null,null,null,null,226,"2017-08-14",5.9798913217810039]
[42745,11,227,0.49858999999999998,0.31800848738177157,null,null,null,null,227,"2017-08-15",6.0374796936410489]
[42745,12,228,0.53817999999999999,0.34325960757159563,null,null,null,null,228,"2017-08-16",5.9304095863850312]
[42745,13,229,0.51883999999999997,0.33092425358141636,null,null,null,null,229,"2017-08-17",5.9861865618990517]
[42745,14,230,0.48072999999999999,0.30661710050149232,null,null,null,null,230,"2017-08-18",5.9428214782489848]
[42745,15,231,0.48166999999999999,0.30721664717940173,null,null,null,null,231,"2017-08-19",6.2243915595573887]
[42745,16,232,0.52547999999999995,0.33515934926367025,null,null,null,null,232,"2017-08-20",6.7026001949077907]
[42745,17,233,0.66859000000000002,0.42643714189730775,null,null,null,null,233,"2017-08-21",6.0590187269527531]
[42745,18,234,0.84648000000000001,0.53989816161359439,null,null,null,null,234,"2017-08-22",5.9379294324834904]
[42745,19,235,0.88351000000000002,0.5635164738295374,null,null,null,null,235,"2017-08-23",5.7764217625045253]
[42745,20,236,0.84697,0.54021069126484511,null,null,null,null,236,"2017-08-24",5.7927051951502984]
[42745,21,237,0.77278000000000002,0.49289115080303553,null,null,null,null,237,"2017-08-25",5.8377094649303949]
[42745,22,238,0.65930999999999995,0.42051821299198905,null,null,null,null,238,"2017-08-26",6.2394248735981606]
[42745,23,239,0.50768000000000002,0.3238062313202788,null,null,null,null,239,"2017-08-27",6.7903508671915995]
[42745,24,240,0.37674999999999997,0.24029703287487203,null,null,null,null,240,"2017-08-28",6.2588463590687375]
[42746,1,241,0.30055999999999999,0.19170186118346794,null,null,null,null,241,"2017-08-29",6.1174107464874421]
[42746,2,242,0.27511000000000002,0.17546945378687739,null,null,null,null,242,"2017-08-30",5.8500065499836866]
[42746,3,243,0.26101999999999997,0.1664826317743838,null,null,null,null,243,"2017-08-31",5.9548379244317662]
[42746,4,244,0.24884999999999999,0.15872041574230103,null,null,null,null,244,"2017-09-01",5.8970199389503941]
[42746,5,245,0.27288000000000001,0.17404712496587946,null,null,null,null,245,"2017-09-02",6.3163518148988604]
[42746,6,246,0.29835,0.19029228867476597,null,null,null,null,246,"2017-09-03",6.8551401773427072]
[42746,7,247,0.38746000000000003,0.24712803810935083,null,null,null,null,247,"2017-09-04",6.0674889183172613]
[42746,8,248,0.45794000000000001,0.29208128264026256,null,null,null,null,248,"2017-09-05",5.8853925602926394]
[42746,9,249,0.47154000000000001,0.3007555750015054,null,null,null,null,249,"2017-09-06",6.0408601163994735]
[42746,10,250,0.49317,0.31455152674957038,null,null,null,null,250,"2017-09-07",5.9958622247755251]
[42746,11,251,0.49123,0.31331416445686366,null,null,null,null,251,"2017-09-08",6.0575963981317544]
[42746,12,252,0.52763000000000004,0.33653065283548445,null,null,null,null,252,"2017-09-09",6.4362483941684516]
[42746,13,253,0.51053000000000004,0.32562400582245105,null,null,null,null,253,"2017-09-10",6.8374663066566743]
[42746,14,254,0.48191000000000001,0.30736972292695314,null,null,null,null,254,"2017-09-11",5.9439248992625835]
[42746,15,255,0.47155000000000002,0.30076195315765342,null,null,null,null,255,"2017-09-12",5.942253822351816]
[42746,16,256,0.52244000000000002,0.33322038979468654,null,null,null,null,256,"2017-09-13",5.9281453409525016]
[42746,17,257,0.65893999999999997,{"$f":"$H$7*(D263/$H$3)","v":0.42028222121451414},null,null,null,null,257,"2017-09-14",5.9344469592266966]
[42746,18,258,0.82020000000000004,0.52313636725672208,null,null,null,null,258,"2017-09-15",6.0064946110741966]
[42746,19,259,0.85885,0.54778794076863668,null,null,null,null,259,"2017-09-16",6.2599689145507806]
[42746,20,260,0.86348000000000003,0.55074102706514805,null,null,null,null,260,"2017-09-17",6.811086252828658]
[42746,21,261,0.79913999999999996,0.50970397040909154,null,null,null,null,261,"2017-09-18",6.0167060390671017]
[42746,22,262,0.64944000000000002,0.41422297287394,null,null,null,null,262,"2017-09-19",5.9983369493609402]
[42746,23,263,0.49337999999999999,0.31468546802867781,null,null,null,null,263,"2017-09-20",5.9100058648676672]
[42746,24,264,0.37078,0.23648927365453232,null,null,null,null,264,"2017-09-21",6.1233041627681706]
[42747,1,265,0.30104999999999998,0.19201439083471858,null,null,null,null,265,"2017-09-22",6.1896688774878257]
[42747,2,266,0.28788999999999998,0.18362073734398648,null,null,null,null,266,"2017-09-23",6.7649721838788164]
[42747,3,267,0.24784,0.15807622197135576,null,null,null,null,267,"2017-09-24",6.8192694271665095]
[42747,4,268,0.24543000000000001,0.15653908633969438,null,null,null,null,268,"2017-09-25",6.2315733633800052]
[42747,5,269,0.26883000000000001,0.17146397172595051,null,null,null,null,269,"2017-09-26",6.3135773169744906]
[42747,6,270,0.30469000000000002,0.19433603967258067,null,null,null,null,270,"2017-09-27",6.1965891769083754]
[42747,7,271,0.41028999999999999,0.2616893685951725,null,null,null,null,271,"2017-09-28",6.9016050448806876]
[42747,8,272,0.47697000000000001,0.30421891378985461,null,null,null,null,272,"2017-09-29",6.5361303194457037]
[42747,9,273,0.50512000000000001,0.32217342334639781,null,null,null,null,273,"2017-09-30",6.9783661541215389]
[42747,10,274,0.51648000000000005,0.32941900873049479,null,null,null,null,274,"2017-10-01",7.0989324397866689]
[42747,11,275,0.53566000000000003,0.34165231222230646,null,null,null,null,275,"2017-10-02",6.1054899726468816]
[42747,12,276,0.55271999999999999,0.35253344661074787,null,null,null,null,276,"2017-10-03",6.0603836523684178]
[42747,13,277,0.52544999999999997,0.33514021479522632,null,null,null,null,277,"2017-10-04",6.2919808802574559]
[42747,14,278,0.48724000000000001,0.3107692801538226,null,null,null,null,278,"2017-10-05",6.4637318690100649]
[42747,15,279,0.51983000000000001,0.33155569104006566,null,null,null,null,279,"2017-10-06",6.6471740179819081]
[42747,16,280,0.56554000000000004,0.36071024279244895,null,null,null,null,280,"2017-10-07",7.0806016190173944]
[42747,17,281,0.68045,0.43400163508880341,null,null,null,null,281,"2017-10-08",7.3273214551332728]
[42747,18,282,0.79195000000000004,0.50511807613869919,null,null,null,null,282,"2017-10-09",6.2438832047455923]
[42747,19,283,0.85885,0.54778794076863668,null,null,null,null,283,"2017-10-10",6.3575291909901699]
[42747,20,284,0.86348000000000003,0.55074102706514805,null,null,null,null,284,"2017-10-11",6.3355564430604066]
[42747,21,285,0.78268000000000004,0.49920552538952845,null,null,null,null,285,"2017-10-12",6.4417399866118554]
[42747,22,286,0.67364999999999997,0.42966448890818193,null,null,null,null,286,"2017-10-13",6.5827673971996798]
[42747,23,287,0.50834999999999997,0.32423356778219298,null,null,null,null,287,"2017-10-14",7.2291807664844185]
[42747,24,288,0.38949,0.24842280380738926,null,null,null,null,288,"2017-10-15",7.5230543110022623]
[42748,1,289,0.29481000000000002,0.18803442139838361,null,null,null,null,289,"2017-10-16",6.5077602808995216]
[42748,2,290,0.27034999999999998,0.17243345146044234,null,null,null,null,290,"2017-10-17",6.5400528854767055]
[42748,3,291,0.25602000000000003,0.16329355370039747,null,null,null,null,291,"2017-10-18",6.4294747923393034]
[42748,4,292,0.23466000000000001,0.14966981216832775,null,null,null,null,292,"2017-10-19",6.5928576402257741]
[42748,5,293,0.27195000000000003,0.17345395644411801,null,null,null,null,293,"2017-10-20",6.8221970008384281]
[42748,6,294,0.29121999999999998,0.18574466334126138,null,null,null,null,294,"2017-10-21",7.4926049935518391]
[42748,7,295,0.39530999999999999,0.25213489068550943,null,null,null,null,295,"2017-10-22",7.8038526354167601]
[42748,8,296,0.45528000000000002,0.29038469310490178,null,null,null,null,296,"2017-10-23",6.6985628220661253]
[42748,9,297,0.50404000000000004,0.32148458248241679,null,null,null,null,297,"2017-10-24",6.6259411361653067]
[42748,10,298,0.50951999999999997,0.32497981205150572,null,null,null,null,298,"2017-10-25",6.6756652414949027]
[42748,11,299,0.55422000000000005,0.35349017003294386,null,null,null,null,299,"2017-10-26",6.666046982023758]
[42748,12,300,0.53947000000000001,0.34408238971468408,null,null,null,null,300,"2017-10-27",6.8964897636500142]
[42748,13,301,0.52514000000000005,0.33494249195463921,null,null,null,null,301,"2017-10-28",7.7908475750310435]
[42748,14,302,0.52978000000000003,0.33790195640729853,null,null,null,null,302,"2017-10-29",8.1389737157435427]
[42748,15,303,0.51497000000000004,0.32845590715215095,null,null,null,null,303,"2017-10-30",6.7088635442451006]
[42748,16,304,0.57996999999999999,0.36991392211397356,null,null,null,null,304,"2017-10-31",6.6822283641711655]
[42748,17,305,0.69826999999999995,0.44536750934449076,null,null,null,null,305,"2017-11-01",6.7302750144338432]
[42748,18,306,0.78561999999999999,0.50108070329703247,null,null,null,null,306,"2017-11-02",6.8939129885662309]
[42748,19,307,0.84384999999999999,0.53822070654667764,null,null,null,null,307,"2017-11-03",6.9585045758767521]
[42748,20,308,0.84304999999999997,0.53771045405483975,null,null,null,null,308,"2017-11-04",7.9835890756666315]
[42748,21,309,0.72602,0.46306689265511508,null,null,null,null,309,"2017-11-05",7.9973467584778088]
[42748,22,310,0.61185,0.39024748391371056,null,null,null,null,310,"2017-11-06",6.9579879452287656]
[42748,23,311,0.48858000000000001,0.31162395307765095,null,null,null,null,311,"2017-11-07",6.8670226822463798]
[42748,24,312,0.37840000000000001,0.24134942863928754,null,null,null,null,312,"2017-11-08",6.9502831326020154]
[42749,1,313,0.29763000000000001,0.18983306143211193,null,null,null,null,313,"2017-11-09",7.2009956944665277]
[42749,2,314,0.29759999999999998,0.18981392696366797,null,null,null,null,314,"2017-11-10",7.1238518958567978]
[42749,3,315,0.26207999999999998,0.16715871632606891,null,null,null,null,315,"2017-11-11",7.999489818943526]
[42749,4,316,0.25441999999999998,0.1622730487167218,null,null,null,null,316,"2017-11-12",8.2924767997568019]
[42749,5,317,0.24504000000000001,0.15629033824992342,null,null,null,null,317,"2017-11-13",7.0504903438428146]
[42749,6,318,0.27744999999999997,0.17696194232550297,null,null,null,null,318,"2017-11-14",7.1027465771631562]
[42749,7,319,0.32719999999999999,0.20869326916166725,null,null,null,null,319,"2017-11-15",7.1027465771631562]
[42749,8,320,0.42354999999999998,0.27014680364738436,null,null,null,null,320,"2017-11-16",7.2441247863391185]
[42749,9,321,0.57118999999999998,{"$f":"$H$7*(D327/$H$3)","v":0.36431390101605354},null,null,null,null,321,"2017-11-17",8.2488884806415559]
[42749,10,322,0.78771999999999998,0.50242011608810666,null,null,null,null,322,"2017-11-18",8.1904263013892393]
[42749,11,323,0.86724999999999997,0.55314559193293367,null,null,null,null,323,"2017-11-19",8.3789709752794597]
[42749,12,324,1,0.63781561479727156,null,null,null,null,324,"2017-11-20",7.1119311220162356]
[42749,13,325,0.84553,0.53929223677953697,null,null,null,null,325,"2017-11-21",6.9144761639872963]
[42749,14,326,0.75195000000000001,0.47960545154680834,null,null,null,null,326,"2017-11-22",6.9826140061160897]
[42749,15,327,0.73248999999999997,0.46719355968285342,null,null,null,null,327,"2017-11-23",7.1667067270150255]
[42749,16,328,0.68945999999999996,0.43974835377812677,null,null,null,null,328,"2017-11-24",7.2217502145720305]
[42749,17,329,0.71101999999999999,0.45349965843315598,null,null,null,null,329,"2017-11-25",8.3894183950498391]
[42749,18,330,0.79061000000000003,0.50426340321487084,null,null,null,null,330,"2017-11-26",8.5328822612861881]
[42749,19,331,0.77286999999999995,0.49294855420836725,null,null,null,null,331,"2017-11-27",7.4605483807521287]
[42749,20,332,0.75639000000000001,0.48243735287650819,null,null,null,null,332,"2017-11-28",7.2710087145028233]
[42749,21,333,0.68608999999999998,0.43759891515626004,null,null,null,null,333,"2017-11-29",7.2820811935757037]
[42749,22,334,0.62092000000000003,0.39603247153992183,null,null,null,null,334,"2017-11-30",7.3135892849466897]
[42749,23,335,0.50312999999999997,0.32090417027295121,null,null,null,null,335,"2017-12-01",7.6660270592152182]
[42749,24,336,0.44137999999999999,0.28151905605921973,null,null,null,null,336,"2017-12-02",8.7140537866693553]
[42750,1,337,0.33629999999999999,0.21449739125632242,null,null,null,null,337,"2017-12-03",8.7273522422378775]
[42750,2,338,0.2732,0.17425122596261458,null,null,null,null,338,"2017-12-04",7.3841763390363031]
[42750,3,339,0.27922000000000002,0.17809087596369416,null,null,null,null,339,"2017-12-05",7.5798390351876623]
[42750,4,340,0.25115999999999999,0.16019376981248271,null,null,null,null,340,"2017-12-06",7.6105689915085959]
[42750,5,341,0.2601,0.16589584140877034,null,null,null,null,341,"2017-12-07",7.4270184138822364]
[42750,6,342,0.25769999999999998,0.16436508393325686,null,null,null,null,342,"2017-12-08",7.6433909830460633]
[42750,7,343,0.30908999999999998,0.19714242837768864,null,null,null,null,343,"2017-12-09",8.5448859511566742]
[42750,8,344,0.37798999999999999,0.24108792423722067,null,null,null,null,344,"2017-12-10",8.7430106155811522]
[42750,9,345,0.58814,0.37512487568686725,null,null,null,null,345,"2017-12-11",7.5212875617492738]
[42750,10,346,0.76775000000000004,0.48968293826060522,null,null,null,null,346,"2017-12-12",7.4987025108293013]
[42750,11,347,0.87475000000000003,0.5579292090439133,null,null,null,null,347,"2017-12-13",7.5659984363465611]
[42750,12,348,0.95252999999999999,0.607538507562845,null,null,null,null,348,"2017-12-14",7.5786845889248804]
[42750,13,349,0.82482999999999995,0.52608945355323344,null,null,null,null,349,"2017-12-15",7.9889148360501885]
[42750,14,350,0.70943999999999996,0.45249190976177628,null,null,null,null,350,"2017-12-16",8.8789036104698571]
[42750,15,351,0.66317000000000004,0.42298018126510656,null,null,null,null,351,"2017-12-17",8.8779213744230692]
[42750,16,352,0.66232999999999997,0.42244441614867684,null,null,null,null,352,"2017-12-18",7.7720511488629684]
[42750,17,353,0.68615999999999999,0.43764356224929585,null,null,null,null,353,"2017-12-19",7.7513540321627961]
[42750,18,354,0.77671999999999997,0.49540414432533669,null,null,null,null,354,"2017-12-20",7.7755400002759103]
[42750,19,355,0.85187000000000002,0.5433359877773517,null,null,null,null,355,"2017-12-21",7.9780847269109314]
[42750,20,356,0.84675999999999996,0.54007674998573763,null,null,null,null,356,"2017-12-22",8.2632074411937548]
[42750,21,357,0.74126999999999998,0.47279358078077349,null,null,null,null,357,"2017-12-23",8.7985579774738447]
[42750,22,358,0.63051999999999997,0.40215550144197559,null,null,null,null,358,"2017-12-24",8.7544849184913556]
[42750,23,359,0.51241000000000003,0.32682309917826996,null,null,null,null,359,"2017-12-25",7.9411233120334286]
[42750,24,360,0.38490000000000002,0.24549523013546984,null,null,null,null,360,"2017-12-26",7.587703301718113]
[42751,1,361,0.30532999999999999,0.19474424166605092,null,null,null,null,361,"2017-12-27",7.6437928068833854]
[42751,2,362,0.27417999999999998,0.17487628526511589,null,null,null,null,362,"2017-12-28",7.7403580909636922]
[42751,3,363,0.24185000000000001,0.15425570643872011,null,null,null,null,363,"2017-12-29",7.6948754594724997]
[42751,4,364,0.24409,0.15568441341586603,null,null,null,null,364,"2017-12-30",8.056593450936326]
[42751,5,365,0.26779999999999998,0.17080702164270931,null,null,null,null,365,"2017-12-31",16.471690302637906]
[42751,6,366,0.30131999999999998,0.19218660105071383]
[42751,7,367,0.41833999999999999,0.26682378429429054]
[42751,8,368,0.50265000000000004,0.32059801877784855]
[42751,9,369,0.51380999999999999,0.32771604103898605]
[42751,10,370,0.50573999999999997,0.32256886902757204]
[42751,11,371,0.52373000000000003,0.33404317193777505]
[42751,12,372,0.54069,0.34486052476473678]
[42751,13,373,0.53508,0.34128237916572407]
[42751,14,374,0.4733,0.30187813048354861]
[42751,15,375,0.49280000000000002,0.31431553497209541]
[42751,16,376,0.55608000000000002,0.35467650707646681]
[42751,17,377,0.68637999999999999,0.43778388168455123]
[42751,18,378,0.80200000000000005,0.5115281230674118]
[42751,19,379,0.87404000000000004,0.5574763599574073]
[42751,20,380,0.82116,0.52374867024692751]
[42751,21,381,0.75717999999999996,0.48294122721219807]
[42751,22,382,0.66303000000000001,0.42289088707903494]
[42751,23,383,0.48887000000000003,0.31180891960594215]
[42751,24,384,0.36687999999999998,0.23400179275682298]
[42752,1,385,0.29794999999999999,{"$f":"$H$7*(D391/$H$3)","v":0.19003716242884705}]
[42752,2,386,0.26830999999999999,0.17113230760625592]
[42752,3,387,0.2412,0.1538411262891019]
[42752,4,388,0.24928,0.15899467645666385]
[42752,5,389,0.26338,0.16798787662530537]
[42752,6,390,0.29543000000000003,0.18842986707955792]
[42752,7,391,0.40229999999999999,0.25659322183294231]
[42752,8,392,0.45726,0.29164756802220038]
[42752,9,393,0.51649,0.32942538688664275]
[42752,10,394,0.50729000000000002,0.32355748323050787]
[42752,11,395,0.57430000000000003,0.36629750757807306]
[42752,12,396,0.53732999999999997,0.34271746429901784]
[42752,13,397,0.55132999999999999,0.35164688290617974]
[42752,14,398,0.48875000000000002,0.31173238173216644]
[42752,15,399,0.47808,0.30492688912227955]
[42752,16,400,0.56411,0.35979816646328883]
[42752,17,401,0.63575000000000004,0.40549127710736538]
[42752,18,402,0.77461999999999998,0.49406473153426245]
[42752,19,403,0.82811000000000001,0.52818148876976856]
[42752,20,404,0.85558999999999996,0.54570866186439759]
[42752,21,405,0.74565000000000003,0.47558721317358554]
[42752,22,406,0.61499000000000004,0.39225022494417405]
[42752,23,407,0.49293999999999999,0.31440482915816703]
[42752,24,408,0.37989000000000001,0.2422997739053355]
[42753,1,409,0.29046,0.18525992347401549]
[42753,2,410,0.25609999999999999,0.16334457894958121]
[42753,3,411,0.24487,0.15618190959540787]
[42753,4,412,0.24562,0.15666027130650584]
[42753,5,413,0.2621,0.16717147263836488]
[42753,6,414,0.28627999999999998,0.18259385420416288]
[42753,7,415,0.41011999999999998,0.26158093994065695]
[42753,8,416,0.45644000000000001,0.29112455921806663]
[42753,9,417,0.46833000000000002,0.29870818687800615]
[42753,10,418,0.46760000000000002,0.29824258147920418]
[42753,11,419,0.51595000000000002,0.32908096645465229]
[42753,12,420,0.54888000000000003,0.35008423464992638]
[42753,13,421,0.50026999999999999,0.31908001761463101]
[42753,14,422,0.47961999999999999,0.30590912516906732]
[42753,15,423,0.44724000000000003,0.28525665556193175]
[42753,16,424,0.53676999999999997,0.34236028755473141]
[42753,17,425,0.62756999999999996,0.40027394537832367]
[42753,18,426,0.79196999999999995,0.5051308324509951]
[42753,19,427,0.83028000000000002,0.52956554865387861]
[42753,20,428,0.83835000000000004,0.53471272066529263]
[42753,21,429,0.73107999999999995,0.46629423966598926]
[42753,22,430,0.62472000000000005,0.39845617087615154]
[42753,23,431,0.46592,0.29717105124634474]
[42753,24,432,0.35277999999999998,0.22500859258818146]
[42754,1,433,0.29743999999999998,0.18971187646530044]
[42754,2,434,0.25674000000000002,0.16375278094305151]
[42754,3,435,0.24093999999999999,0.15367529422925458]
[42754,4,436,0.23860000000000001,0.15218280569062898]
[42754,5,437,0.24212,0.15442791665471539]
[42754,6,438,0.30981999999999998,0.19760803377649064]
[42754,7,439,0.38477,0.24541231410554615]
[42754,8,440,0.46215000000000001,0.29476648637855907]
[42754,9,441,0.50409000000000004,0.32151647326315663]
[42754,10,442,0.47613,0.30368314867342489]
[42754,11,443,0.51354,0.32754383082299082]
[42754,12,444,0.52919000000000005,0.33752564519456812]
[42754,13,445,0.49182999999999999,0.31369685382574203]
[42754,14,446,0.48942000000000002,0.31215971819408067]
[42754,15,447,0.50909000000000004,0.32470555133714296]
[42754,16,448,0.55857000000000001,0.35626466795731199]
[42754,17,449,0.64985999999999999,{"$f":"$H$7*(D455/$H$3)","v":0.41449085543215486}]
[42754,18,450,0.76831000000000005,0.49004011500489175]
[42754,19,451,0.81862999999999997,0.52213499674149033]
[42754,20,452,0.80066999999999999,0.51067982829973135]
[42754,21,453,0.76071,0.48519271633243244]
[42754,22,454,0.62251000000000001,0.39704659836744949]
[42754,23,455,0.47642000000000001,0.30386811520171614]
[42754,24,456,0.36112,0.2303279748155907]
[42755,1,457,0.30132999999999999,0.19219297920686182]
[42755,2,458,0.25984000000000002,0.16573000934892307]
[42755,3,459,0.25824999999999998,0.16471588252139538]
[42755,4,460,0.24798999999999999,0.15817189431357537]
[42755,5,461,0.27002999999999999,0.17222935046370724]
[42755,6,462,0.28414,0.18122892878849672]
[42755,7,463,0.38452999999999998,0.24525923835799482]
[42755,8,464,0.45230999999999999,0.28849038072895389]
[42755,9,465,0.49225999999999998,0.3139711145401049]
[42755,10,466,0.51368999999999998,0.32763950316521034]
[42755,11,467,0.53537000000000001,0.34146734569401521]
[42755,12,468,0.54901999999999995,0.35017352883599795]
[42755,13,469,0.54313999999999996,0.34642317302099002]
[42755,14,470,0.50387999999999999,0.3213825319840492]
[42755,15,471,0.53195000000000003,0.33928601629140859]
[42755,16,472,0.61341999999999997,0.39124885442894231]
[42755,17,473,0.67530999999999997,0.4307232628287454]
[42755,18,474,0.81086000000000003,0.51717916941451558]
[42755,19,475,0.8488,0.54137789383992407]
[42755,20,476,0.76627999999999996,0.48874534930685321]
[42755,21,477,0.73168999999999995,0.46668330719101558]
[42755,22,478,0.64048000000000005,0.40850814496535648]
[42755,23,479,0.51729000000000003,0.32993563937848058]
[42755,24,480,0.40449000000000002,0.25799003802934839]
[42756,1,481,0.33015,0.21057482522531917]
[42756,2,482,0.26867999999999997,0.17136829938373088]
[42756,3,483,0.25163000000000002,0.16049354315143743]
[42756,4,484,0.24578,0.1567623218048734]
[42756,5,485,0.24958,0.15918602114110303]
[42756,6,486,0.27328999999999998,0.17430862936794633]
[42756,7,487,0.31858999999999998,0.20320167671826272]
[42756,8,488,0.45372000000000001,0.28938970074581805]
[42756,9,489,0.56533,0.36057630151334152]
[42756,10,490,0.72358999999999996,0.4615170007111577]
[42756,11,491,0.93813000000000002,0.59835396270976438]
[42756,12,492,0.95243999999999995,0.60748110415751322]
[42756,13,493,0.81788000000000005,0.5216566350303925]
[42756,14,494,0.70187999999999995,0.4476700237139089]
[42756,15,495,0.63980999999999999,0.4080808085034423]
[42756,16,496,0.66405999999999998,0.42354783716227612]
[42756,17,497,0.65934999999999999,0.42054372561658099]
[42756,18,498,0.79418,0.5065404049596971]
[42756,19,499,0.76627999999999996,0.48874534930685321]
[42756,20,500,0.74104999999999999,0.47265326134551811]
[42756,21,501,0.70360999999999996,0.44877344472750819]
[42756,22,502,0.58516000000000001,0.3732241851547714]
[42756,23,503,0.52459,0.33459169336650069]
[42756,24,504,0.42781000000000002,0.27286389816642076]
[42757,1,505,0.33637,0.21454203834935823]
[42757,2,506,0.29337000000000002,0.18711596691307558]
[42757,3,507,0.26677000000000001,0.17015007155946812]
[42757,4,508,0.25344,0.16164798941422048]
[42757,5,509,0.26425999999999999,0.16854915436632695]
[42757,6,510,0.29775000000000001,0.18990959930588758]
[42757,7,511,0.31329000000000001,0.19982125395983719]
[42757,8,512,0.40783000000000003,0.26012034218277125]
[42757,9,513,0.62365000000000004,{"$f":"$H$7*(D519/$H$3)","v":0.39777370816831842}]
[42757,10,514,0.72519,0.46253750569483337]
[42757,11,515,0.88661999999999996,0.56550008039155686]
[42757,12,516,0.93616999999999995,0.59710384410476169]
[42757,13,517,0.7883,0.50279004914468917]
[42757,14,518,0.66966000000000003,0.42711960460514087]
[42757,15,519,0.65663000000000005,0.41880886714433241]
[42757,16,520,0.65632999999999997,0.4186175224598932]
[42757,17,521,0.69489000000000001,0.44321169256647602]
[42757,18,522,0.77254999999999996,0.49274445321163207]
[42757,19,523,0.82130000000000003,0.52383796443299913]
[42757,20,524,0.87341999999999997,0.55708091427623285]
[42757,21,525,0.78639999999999999,0.50157819947657434]
[42757,22,526,0.63687000000000005,0.40620563059593839]
[42757,23,527,0.50875000000000004,0.32448869402811187]
[42757,24,528,0.39946999999999999,0.25478820364306604]
[42758,1,529,0.31123000000000001,0.19850735379335482]
[42758,2,530,0.27494000000000002,0.17536102513236185]
[42758,3,531,0.25633,0.16349127654098461]
[42758,4,532,0.25342999999999999,0.16164161125807253]
[42758,5,533,0.28016000000000002,0.17869042264160359]
[42758,6,534,0.30608999999999997,0.19522898153329682]
[42758,7,535,0.38117000000000001,0.24311617789227599]
[42758,8,536,0.47323999999999999,0.30183986154666076]
[42758,9,537,0.48043999999999998,0.30643213397320113]
[42758,10,538,0.48935000000000001,0.31211507110104481]
[42758,11,539,0.49785000000000001,0.31753650382682164]
[42758,12,540,0.48895,0.31185994485512591]
[42758,13,541,0.50261,0.32057250615325666]
[42758,14,542,0.45168000000000003,0.2880885568916316]
[42758,15,543,0.50314999999999999,0.32091692658524718]
[42758,16,544,0.55632000000000004,0.35482958282401811]
[42758,17,545,0.66922999999999999,0.426845343890778]
[42758,18,546,0.77373000000000003,0.49349707563709289]
[42758,19,547,0.81166000000000005,0.51768942190635348]
[42758,20,548,0.79500000000000004,0.50706341376383091]
[42758,21,549,0.74866999999999995,0.47751341633027328]
[42758,22,550,0.61551,0.39258188906386859]
[42758,23,551,0.46576000000000001,0.29706900074797721]
[42758,24,552,0.35910999999999998,0.22904596542984815]
[42759,1,553,0.29341,0.18714147953766744]
[42759,2,554,0.26278000000000001,0.16760518725642704]
[42759,3,555,0.23427999999999999,0.14942744223470478]
[42759,4,556,0.2334,0.14886616449368317]
[42759,5,557,0.26395999999999997,0.16835780968188777]
[42759,6,558,0.29541000000000001,0.188417110767262]
[42759,7,559,0.38474999999999998,0.24539955779325023]
[42759,8,560,0.4587,0.29256602250750846]
[42759,9,561,0.46178000000000002,0.29453049460108405]
[42759,10,562,0.45219999999999999,0.28842022101132614]
[42759,11,563,0.51410999999999996,0.3279073857234252]
[42759,12,564,0.50358000000000003,0.32119118729960999]
[42759,13,565,0.50027999999999995,0.31908639577077896]
[42759,14,566,0.47828999999999999,0.30506083040138698]
[42759,15,567,0.48355999999999999,0.3084221186913686]
[42759,16,568,0.53925000000000001,0.34394207027942869]
[42759,17,569,0.6038,0.38511306821459257]
[42759,18,570,0.74573,0.47563823842276926]
[42759,19,571,0.83899999999999997,0.53512730081491078]
[42759,20,572,0.81374999999999997,0.51902245654127965]
[42759,21,573,0.75126999999999999,0.47917173692874621]
[42759,22,574,0.61290999999999995,0.39092356846539567]
[42759,23,575,0.50465000000000004,0.32187365000744311]
[42759,24,576,0.38847999999999999,0.24777861003644402]
[42760,1,577,0.30651,{"$f":"$H$7*(D583/$H$3)","v":0.19549686409151171}]
[42760,2,578,0.26504,0.16904665054586884]
[42760,3,579,0.25667000000000001,0.16370813385001567]
[42760,4,580,0.26627000000000001,0.1698311637520695]
[42760,5,581,0.26773000000000002,0.17076237454967352]
[42760,6,582,0.28727999999999998,0.18323166981896016]
[42760,7,583,0.38418999999999998,0.24504238104896373]
[42760,8,584,0.46007999999999999,0.29344620805592869]
[42760,9,585,0.44836999999999999,0.28597738720665261]
[42760,10,586,0.51090000000000002,0.32585999759992601]
[42760,11,587,0.50387999999999999,0.3213825319840492]
[42760,12,588,0.48509999999999998,0.30940435473815642]
[42760,13,589,0.4854,0.30959569942259557]
[42760,14,590,0.43580000000000002,0.27796004492865095]
[42760,15,591,0.50343000000000004,0.32109551495739042]
[42760,16,592,0.53681000000000001,0.3423858001793233]
[42760,17,593,0.63717999999999997,0.40640335343652545]
[42760,18,594,0.80800000000000005,0.51535501675619544]
[42760,19,595,0.82787999999999995,0.52803479117836516]
[42760,20,596,0.80498000000000003,0.51342881359950765]
[42760,21,597,0.71879999999999999,0.45846186391627874]
[42760,22,598,0.58257999999999999,0.37157862086859444]
[42760,23,599,0.47811999999999999,0.30495240174687149]
[42760,24,600,0.36386000000000002,0.23207558960013522]
[42761,1,601,0.31212000000000001,0.19907500969052438]
[42761,2,602,0.26757999999999998,0.17066670220745389]
[42761,3,603,0.25619999999999998,0.16340836051106095]
[42761,4,604,0.25163000000000002,0.16049354315143743]
[42761,5,605,0.27494000000000002,0.17536102513236185]
[42761,6,606,0.29443000000000003,0.18779205146476069]
[42761,7,607,0.38229999999999997,0.24383690953699688]
[42761,8,608,0.44222,0.2820548211756494]
[42761,9,609,0.46328999999999998,0.29549359617942789]
[42761,10,610,0.48768,0.31104991902433338]
[42761,11,611,0.48465000000000003,0.30911733771149769]
[42761,12,612,0.50502999999999998,0.32211601994106603]
[42761,13,613,0.50853000000000004,0.32434837459285648]
[42761,14,614,0.47571000000000002,0.30341526611521002]
[42761,15,615,0.53019000000000005,0.33816346080936543]
[42761,16,616,0.54013,0.34450334802045024]
[42761,17,617,0.63139000000000001,0.4027104010268493]
[42761,18,618,0.7399,0.47191977338850116]
[42761,19,619,0.81747999999999998,0.52140150878447344]
[42761,20,620,0.78963000000000005,0.50363834391236961]
[42761,21,621,0.74419999999999997,0.4746623805321295]
[42761,22,622,0.62848000000000004,0.4008543575877892]
[42761,23,623,0.46433000000000002,0.29615692441881708]
[42761,24,624,0.35114000000000001,0.22396257497991393]
[42762,1,625,0.29938999999999999,0.19095561691415514]
[42762,2,626,0.26927000000000001,0.17174461059646132]
[42762,3,627,0.25346000000000002,0.16166074572651648]
[42762,4,628,0.24773000000000001,0.15800606225372807]
[42762,5,629,0.26812000000000002,0.17101112263944446]
[42762,6,630,0.30452000000000001,0.19422761101806513]
[42762,7,631,0.35205999999999998,0.22454936534552741]
[42762,8,632,0.44674000000000003,0.28493774775453312]
[42762,9,633,0.50932999999999995,0.32485862708469426]
[42762,10,634,0.51553000000000004,0.32881308389643743]
[42762,11,635,0.52273000000000003,0.33340535632297774]
[42762,12,636,0.56967000000000001,0.36334442128156169]
[42762,13,637,0.57586000000000004,0.36729249993715685]
[42762,14,638,0.55183000000000004,0.35196579071357842]
[42762,15,639,0.53869999999999996,0.34359127169129017]
[42762,16,640,0.57828999999999997,0.36884239188111417]
[42762,17,641,0.67649000000000004,{"$f":"$H$7*(D647/$H$3)","v":0.43147588525420622}]
[42762,18,642,0.77085000000000004,0.49166016666647677]
[42762,19,643,0.79508999999999996,0.50712081716916257]
[42762,20,644,0.85441,0.54495603943893678]
[42762,21,645,0.72826000000000002,0.464495599632261]
[42762,22,646,0.63139999999999996,0.40271677918299725]
[42762,23,647,0.50795999999999997,0.32398481969242204]
[42762,24,648,0.38696999999999998,0.24681550845810016]
[42763,1,649,0.32690999999999998,0.20850830263337602]
[42763,2,650,0.27623999999999999,0.17619018543159828]
[42763,3,651,0.26630999999999999,0.16985667637666138]
[42763,4,652,0.25480000000000003,0.16251541865034483]
[42763,5,653,0.24767,0.15796779331684024]
[42763,6,654,0.25236999999999998,0.16096552670638739]
[42763,7,655,0.31375999999999998,0.20012102729879189]
[42763,8,656,0.48598000000000002,0.30996563247917802]
[42763,9,657,0.60326999999999997,0.38477502593874996]
[42763,10,658,0.75741000000000003,0.48308792480360141]
[42763,11,659,0.83982000000000001,0.53565030961904458]
[42763,12,660,0.95355999999999996,0.60819545764608629]
[42763,13,661,0.83801999999999999,0.53450224151240944]
[42763,14,662,0.69901000000000002,0.4458394928994408]
[42763,15,663,0.66952999999999996,0.42703668857521715]
[42763,16,664,0.67842999999999998,0.43271324754691293]
[42763,17,665,0.67247000000000001,0.42891186648272123]
[42763,18,666,0.73277000000000003,0.46737214805499666]
[42763,19,667,0.81396000000000002,0.51915639782038714]
[42763,20,668,0.72355999999999998,0.46149786624271377]
[42763,21,669,0.70238,0.44798893152130759]
[42763,22,670,0.57945000000000002,0.36958225799427902]
[42763,23,671,0.53668000000000005,0.34230288414939969]
[42763,24,672,0.39732000000000001,0.25341690007125189]
[42764,1,673,0.31447999999999998,0.20058025454144593]
[42764,2,674,0.27579999999999999,0.17590954656108748]
[42764,3,675,0.26433000000000001,0.16859380145936279]
[42764,4,676,0.26458999999999999,0.16875963351921008]
[42764,5,677,0.25069000000000002,0.15989399647352801]
[42764,6,678,0.27568999999999999,0.17583938684345979]
[42764,7,679,0.29221999999999998,0.18638247895605867]
[42764,8,680,0.3821,0.24370934641403744]
[42764,9,681,0.55015000000000003,0.35089426048071892]
[42764,10,682,0.71948000000000001,0.45889557853434093]
[42764,11,683,0.85733999999999999,0.54682483919029279]
[42764,12,684,0.91884999999999994,0.58605687765647285]
[42764,13,685,0.77371000000000001,0.49348431932479697]
[42764,14,686,0.66508999999999996,0.4242047872455173]
[42764,15,687,0.62395999999999996,0.39797143100890553]
[42764,16,688,0.63956999999999997,0.40792773275589095]
[42764,17,689,0.68150999999999995,0.43467771964048846]
[42764,18,690,0.79105999999999999,0.50455042024152963]
[42764,19,691,0.85202999999999995,0.54343803827571924]
[42764,20,692,0.84277000000000002,0.53753186568269651]
[42764,21,693,0.74112999999999996,0.47270428659470182]
[42764,22,694,0.61499000000000004,0.39225022494417405]
[42764,23,695,0.47791,0.30481846046776406]
[42764,24,696,0.35860999999999998,0.22872705762244952]
[42765,1,697,0.29576999999999998,0.18864672438858898]
[42765,2,698,0.25631999999999999,0.16348489838483662]
[42765,3,699,0.26061000000000001,0.16622112737231695]
[42765,4,700,0.24004,0.15310126017593706]
[42765,5,701,0.27583999999999997,0.17593505918567937]
[42765,6,702,0.28500999999999999,0.18178382837337034]
[42765,7,703,0.37236999999999998,0.23750340048205998]
[42765,8,704,0.44489000000000001,0.28375778886715813]
[42765,9,705,0.45541999999999999,{"$f":"$H$7*(D711/$H$3)","v":0.2904739872909734}]
[42765,10,706,0.46960000000000002,0.29951821270879869]
[42765,11,707,0.49437999999999999,0.31532328364347506]
[42765,12,708,0.46260000000000001,0.2950535034052178]
[42765,13,709,0.46111000000000002,0.29410315813916987]
[42765,14,710,0.43870999999999999,0.27981608836771099]
[42765,15,711,0.47316999999999998,0.30179521445362495]
[42765,16,712,0.48593999999999998,0.30994011985458614]
[42765,17,713,0.57755000000000001,0.36837040832616413]
[42765,18,714,0.69925000000000004,0.44599256864699216]
[42765,19,715,0.81681999999999999,0.52098055047870728]
[42765,20,716,0.79069,0.50431442846405461]
[42765,21,717,0.72609000000000001,0.46311153974815089]
[42765,22,718,0.61631999999999998,0.39309851971185439]
[42765,23,719,0.48220000000000002,0.30755468945524433]
[42765,24,720,0.36728,0.2342569190027419]
[42766,1,721,0.29117999999999999,0.1857191507166695]
[42766,2,722,0.26779999999999998,0.17080702164270931]
[42766,3,723,0.24940999999999999,0.15907759248658748]
[42766,4,724,0.25312000000000001,0.16144388841748536]
[42766,5,725,0.24701000000000001,0.15754683501107405]
[42766,6,726,0.29581000000000002,0.18867223701318089]
[42766,7,727,0.38407999999999998,0.24497222133133603]
[42766,8,728,0.45085999999999998,0.28756554808749779]
[42766,9,729,0.47011999999999998,0.29984987682849329]
[42766,10,730,0.48766999999999999,0.31104354086818542]
[42766,11,731,0.53234999999999999,0.33954114253732748]
[42766,12,732,0.54512000000000005,0.34768604793828867]
[42766,13,733,0.52305999999999997,0.33361583547586082]
[42766,14,734,0.46756999999999999,0.2982234470107602]
[42766,15,735,0.46389000000000002,0.29587628554830631]
[42766,16,736,0.49870999999999999,0.31808502525554727]
[42766,17,737,0.57804999999999995,0.36868931613356276]
[42766,18,738,0.76215999999999995,0.48611754897388842]
[42766,19,739,0.84397,0.53829724442045324]
[42766,20,740,0.78908,0.50328754532423103]
[42766,21,741,0.73202999999999996,0.46690016450004662]
[42766,22,742,0.61480999999999997,0.39213541813351049]
[42766,23,743,0.47604000000000002,0.30362574526809316]
[42766,24,744,0.36842999999999998,0.23499040695975873]
[42767,1,745,0.29616999999999999,0.1889018506345079]
[42767,2,746,0.25896999999999998,0.16517510976404942]
[42767,3,747,0.25513000000000002,0.16272589780322791]
[42767,4,748,0.25905,0.16522613501323319]
[42767,5,749,0.25823000000000002,0.16470312620909944]
[42767,6,750,0.28716999999999998,0.18316151010133247]
[42767,7,751,0.36553000000000002,0.23314074167684667]
[42767,8,752,0.44688,0.28502704194060469]
[42767,9,753,0.46665000000000001,0.29763665664514677]
[42767,10,754,0.47058,0.30014327201130003]
[42767,11,755,0.47896,0.30548816686330116]
[42767,12,756,0.51995000000000002,0.33163222891384136]
[42767,13,757,0.49887999999999999,0.31819345391006282]
[42767,14,758,0.44891999999999999,0.28632818579479113]
[42767,15,759,0.46372000000000002,0.29576785689379076]
[42767,16,760,0.49702000000000002,0.31700711686653993]
[42767,17,761,0.58675999999999995,0.37424469013844702]
[42767,18,762,0.74139999999999995,0.4728764968106971]
[42767,19,763,0.81523000000000001,0.51996642365117973]
[42767,20,764,0.75685999999999998,0.48273712621546289]
[42767,21,765,0.70891000000000004,0.45215386748593378]
[42767,22,766,0.57652999999999999,0.36771983639907091]
[42767,23,767,0.44757000000000002,0.28546713471481483]
[42767,24,768,0.35308,0.22519993727262064]
[42768,1,769,0.27944000000000002,{"$f":"$H$7*(D775/$H$3)","v":0.17823119539894955}]
[42768,2,770,0.25318000000000002,0.16148215735437321]
[42768,3,771,0.26334999999999997,0.16796874215686142]
[42768,4,772,0.24288999999999999,0.15491903467810927]
[42768,5,773,0.25372,0.16182657778636375]
[42768,6,774,0.28808,0.183741922310798]
[42768,7,775,0.35991000000000001,0.22955621792168598]
[42768,8,776,0.44296999999999997,0.28253318288674734]
[42768,9,777,0.48424,0.30885583330943078]
[42768,10,778,0.52883000000000002,0.33729603157324112]
[42768,11,779,0.53810999999999998,0.34321496047855976]
[42768,12,780,0.52459,0.33459169336650069]
[42768,13,781,0.48341000000000001,0.30832644634914907]
[42768,14,782,0.47026000000000001,0.29993917101456491]
[42768,15,783,0.44061,0.28102793803582582]
[42768,16,784,0.50812999999999997,0.32409324834693759]
[42768,17,785,0.57103999999999999,0.36421822867383391]
[42768,18,786,0.74834000000000001,0.4773029371773902]
[42768,19,787,0.77134000000000003,0.49197269631772744]
[42768,20,788,0.81325999999999998,0.51870992689002904]
[42768,21,789,0.73670999999999998,0.46988514157729788]
[42768,22,790,0.60060999999999998,0.38307843640338923]
[42768,23,791,0.48105999999999999,0.3068275796543754]
[42768,24,792,0.36575000000000002,0.23328106111210206]
[42769,1,793,0.28173999999999999,0.1796981713129833]
[42769,2,794,0.26909,0.17162980378579781]
[42769,3,795,0.25556000000000001,0.1630001585175907]
[42769,4,796,0.25706000000000001,0.16395688193978664]
[42769,5,797,0.27573999999999999,0.17587127762419963]
[42769,6,798,0.30409000000000003,0.19395335030370231]
[42769,7,799,0.36658000000000002,0.2338104480723838]
[42769,8,800,0.46486,0.29649496669465963]
[42769,9,801,0.47692000000000001,0.30418702300911471]
[42769,10,802,0.50395000000000001,0.32142717907708501]
[42769,11,803,0.53608,0.34192019478052132]
[42769,12,804,0.52500000000000002,0.33485319776856759]
[42769,13,805,0.54891000000000001,0.35010336911837031]
[42769,14,806,0.49014999999999997,0.31262532359288264]
[42769,15,807,0.47769,0.30467814103250868]
[42769,16,808,0.52334999999999998,0.33380080200415208]
[42769,17,809,0.59950999999999999,0.38237683922711224]
[42769,18,810,0.80347999999999997,0.51247209017731166]
[42769,19,811,0.83045999999999998,0.52968035546454206]
[42769,20,812,0.77200999999999997,0.49240003277964162]
[42769,21,813,0.74080999999999997,0.47250018559796669]
[42769,22,814,0.60745000000000005,0.38744109520860265]
[42769,23,815,0.48318,0.30817974875774568]
[42769,24,816,0.39190999999999998,0.24996631759519866]
[42770,1,817,0.32401999999999997,0.2066650155066119]
[42770,2,818,0.28512999999999999,0.18186036624714602]
[42770,3,819,0.26991999999999999,0.17215919074607955]
[42770,4,820,0.26640000000000003,0.16991407978199316]
[42770,5,821,0.26755000000000001,0.17064756773900999]
[42770,6,822,0.26927000000000001,0.17174461059646132]
[42770,7,823,0.32578000000000001,0.20778757098865513]
[42770,8,824,0.48208000000000001,0.30747815158146863]
[42770,9,825,0.62182000000000004,0.39660650559323934]
[42770,10,826,0.74014000000000002,0.47207284913605257]
[42770,11,827,0.89668000000000003,0.57191650547641748]
[42770,12,828,0.9718,0.61982921445998851]
[42770,13,829,0.80215999999999998,0.51163017356577933]
[42770,14,830,0.67425999999999997,0.43005355643320831]
[42770,15,831,0.62963000000000002,0.40158784554480609]
[42770,16,832,0.60307999999999995,0.3846538409719385]
[42770,17,833,0.60272000000000003,{"$f":"$H$7*(D839/$H$3)","v":0.38442422735061149}]
[42770,18,834,0.67152999999999996,0.42831231980481177]
[42770,19,835,0.74402000000000001,0.47454757372146594]
[42770,20,836,0.72690999999999995,0.46363454855228464]
[42770,21,837,0.69442999999999999,0.44291829738366928]
[42770,22,838,0.62502999999999997,0.39865389371673859]
[42770,23,839,0.50394000000000005,0.321420800920937]
[42770,24,840,0.40576000000000001,0.25880006386014087]
[42771,1,841,0.32998,0.21046639657080368]
[42771,2,842,0.29003000000000001,0.18498566275965264]
[42771,3,843,0.25341000000000002,0.16162885494577658]
[42771,4,844,0.25719999999999998,0.16404617612585823]
[42771,5,845,0.26336999999999999,0.16798149846915739]
[42771,6,846,0.26308999999999999,0.16780291009701415]
[42771,7,847,0.30857000000000001,0.1968107642579941]
[42771,8,848,0.40544999999999998,0.25860234101955376]
[42771,9,849,0.57303999999999999,0.36549385990342848]
[42771,10,850,0.79622000000000004,0.50784154881388355]
[42771,11,851,0.89200000000000002,0.56893152839916616]
[42771,12,852,0.95611000000000002,0.60982188746381927]
[42771,13,853,0.78730999999999995,0.50215861168603981]
[42771,14,854,0.68147000000000002,0.43465220701589663]
[42771,15,855,0.64171,0.40929265817155708]
[42771,16,856,0.65393999999999997,0.41709314314052776]
[42771,17,857,0.65364999999999995,0.4169081766122365]
[42771,18,858,0.74780000000000002,0.47695851674539963]
[42771,19,859,0.79232000000000002,0.50535406791617421]
[42771,20,860,0.78396999999999994,0.50002830753261696]
[42771,21,861,0.74146000000000001,0.47291476574758495]
[42771,22,862,0.62114999999999998,0.39617916913132523]
[42771,23,863,0.46439000000000002,0.29619519335570493]
[42771,24,864,0.36116999999999999,0.23035986559633054]
[42772,1,865,0.28725000000000001,0.18321253535051626]
[42772,2,866,0.26795999999999998,0.17090907214107687]
[42772,3,867,0.25913999999999998,0.16528353841856491]
[42772,4,868,0.25862000000000002,0.16495187429887037]
[42772,5,869,0.27362999999999998,0.1745254866769774]
[42772,6,870,0.31175999999999998,0.19884539606919735]
[42772,7,871,0.38751999999999998,0.24716630704623865]
[42772,8,872,0.44824000000000003,0.285894471176729]
[42772,9,873,0.46988000000000002,0.29969680108094193]
[42772,10,874,0.47313,0.30176970182903307]
[42772,11,875,0.53037999999999996,0.33828464577617684]
[42772,12,876,0.53429000000000004,0.34077850483003425]
[42772,13,877,0.51802000000000004,0.33040124477728267]
[42772,14,878,0.48533999999999999,0.30955743048570777]
[42772,15,879,0.50739000000000001,0.32362126479198766]
[42772,16,880,0.55691999999999997,0.35521227219289642]
[42772,17,881,0.61778,0.39402973050945844]
[42772,18,882,0.76900999999999997,0.49048658593524974]
[42772,19,883,0.82311999999999996,0.52499878885193008]
[42772,20,884,0.79898999999999998,0.50960829806687202]
[42772,21,885,0.70926,0.45237710295111283]
[42772,22,886,0.59709999999999996,0.38083970359545077]
[42772,23,887,0.45723000000000003,0.29162843355375645]
[42772,24,888,0.32754,0.20891012647069832]
[42773,1,889,0.28545999999999999,0.1820708454000291]
[42773,2,890,0.25058999999999998,0.15983021491204824]
[42773,3,891,0.24815999999999999,0.15828032296809089]
[42773,4,892,0.24043999999999999,0.15335638642185595]
[42773,5,893,0.26780999999999999,0.17081339979885726]
[42773,6,894,0.29183999999999999,0.18614010902243569]
[42773,7,895,0.39049,0.24906061942218657]
[42773,8,896,0.44952999999999999,0.28671725331981746]
[42773,9,897,0.46467000000000003,{"$f":"$H$7*(D903/$H$3)","v":0.29637378172784817}]
[42773,10,898,0.48381999999999997,0.30858795075121587]
[42773,11,899,0.47472999999999999,0.30279020681270868]
[42773,12,900,0.48070000000000002,0.30659796603304845]
[42773,13,901,0.45539000000000002,0.29045485282252947]
[42773,14,902,0.47099999999999997,0.30041115456951489]
[42773,15,903,0.47941,0.30577518388996]
[42773,16,904,0.53925000000000001,0.34394207027942869]
[42773,17,905,0.57030000000000003,0.36374624511888398]
[42773,18,906,0.68998999999999999,0.44008639605396938]
[42773,19,907,0.77912000000000003,0.4969349018008502]
[42773,20,908,0.79588999999999999,0.50763106966100047]
[42773,21,909,0.72135000000000005,0.46008829373401183]
[42773,22,910,0.60543000000000002,0.38615270766671211]
[42773,23,911,0.46865000000000001,0.29891228787474128]
[42773,24,912,0.34977000000000003,0.22308876758764168]
[42774,1,913,0.28670000000000001,0.18286173676237777]
[42774,2,914,0.25655,0.16363159597624002]
[42774,3,915,0.25275999999999998,0.16121427479615832]
[42774,4,916,0.25285000000000002,0.16127167820149013]
[42774,5,917,0.26873000000000002,0.17140019016447081]
[42774,6,918,0.3014,0.19223762629989763]
[42774,7,919,0.37311,0.23797538403700996]
[42774,8,920,0.43384,0.27670992632364827]
[42774,9,921,0.49199999999999999,0.31380528248025763]
[42774,10,922,0.47715000000000002,0.30433372060051811]
[42774,11,923,0.48797000000000001,0.31123488555262463]
[42774,12,924,0.49126999999999998,0.31333967708145555]
[42774,13,925,0.47325,0.30184623970280877]
[42774,14,926,0.43709999999999999,0.27878920522788736]
[42774,15,927,0.46250999999999998,0.29499609999988602]
[42774,16,928,0.5101,0.32534974510808817]
[42774,17,929,0.58625000000000005,0.37391940417490044]
[42774,18,930,0.74343000000000004,0.47417126250873554]
[42774,19,931,0.80456000000000005,0.51316093104129279]
[42774,20,932,0.81833,0.52194365205705118]
[42774,21,933,0.71116000000000001,0.45358895261922766]
[42774,22,934,0.59419,0.37898366015639079]
[42774,23,935,0.46914,0.29922481752599195]
[42774,24,936,0.35246,0.22480449159144633]
[42775,1,937,0.28195999999999999,0.17983849074823868]
[42775,2,938,0.25972000000000001,0.16565347147514736]
[42775,3,939,0.24526999999999999,0.15643703584132679]
[42775,4,940,0.23887,0.15235501590662426]
[42775,5,941,0.26511000000000001,0.16909129763890465]
[42775,6,942,0.31147999999999998,0.19866680769705411]
[42775,7,943,0.38444,0.24520183495266307]
[42775,8,944,0.47534999999999999,0.30318565249388302]
[42775,9,945,0.48076000000000002,0.30663623496993625]
[42775,10,946,0.51024000000000003,0.32543903929415979]
[42775,11,947,0.50714000000000004,0.32346181088828835]
[42775,12,948,0.49114000000000002,0.31325676105153194]
[42775,13,949,0.47253000000000001,0.3013870124601547]
[42775,14,950,0.45928999999999998,0.29294233372023881]
[42775,15,951,0.49547000000000002,0.31601850266360415]
[42775,16,952,0.56815000000000004,0.36237494154706984]
[42775,17,953,0.59053999999999995,0.37665563316238071]
[42775,18,954,0.72450999999999999,0.46210379107677113]
[42775,19,955,0.78480000000000005,0.50055769449289877]
[42775,20,956,0.82987999999999995,0.52931042240795967]
[42775,21,957,0.75361,0.48066422546737181]
[42775,22,958,0.61431000000000002,0.39181651032611187]
[42775,23,959,0.46456999999999998,0.29631000016636844]
[42775,24,960,0.36676999999999998,0.23393163303919529]
[42776,1,961,0.29394999999999999,{"$f":"$H$7*(D967/$H$3)","v":0.18748589996965798}]
[42776,2,962,0.26118999999999998,0.16659106042889935]
[42776,3,963,0.26022000000000001,0.16597237928254599]
[42776,4,964,0.24365000000000001,0.1554037745453552]
[42776,5,965,0.26434000000000002,0.16860017961551077]
[42776,6,966,0.29741000000000001,0.18969274199685654]
[42776,7,967,0.39660000000000001,0.25295767282859793]
[42776,8,968,0.47747000000000001,0.30453782159725323]
[42776,9,969,0.48222999999999999,0.30757382392368826]
[42776,10,970,0.52281,0.33345638157216151]
[42776,11,971,0.55639000000000005,0.35487422991705392]
[42776,12,972,0.55166999999999999,0.35186374021521077]
[42776,13,973,0.57745000000000002,0.36830662676468445]
[42776,14,974,0.53666000000000003,0.34229012783710377]
[42776,15,975,0.51768999999999998,0.33019076562439953]
[42776,16,976,0.54210999999999998,0.34576622293774883]
[42776,17,977,0.60465000000000002,0.38565521148717025]
[42776,18,978,0.72533000000000003,0.46262679988090499]
[42776,19,979,0.80376000000000003,0.51265067854945501]
[42776,20,980,0.82474999999999998,0.52603842830404968]
[42776,21,981,0.72374000000000005,0.46161267305337728]
[42776,22,982,0.61546000000000001,0.39254999828312875]
[42776,23,983,0.51434000000000002,0.32805408331482866]
[42776,24,984,0.39284000000000002,0.25055948611696016]
[42777,1,985,0.29796,0.19004354058499501]
[42777,2,986,0.27833999999999998,0.17752959822267256]
[42777,3,987,0.25985000000000003,0.16573638750507103]
[42777,4,988,0.24453,0.1559650522863768]
[42777,5,989,0.24951999999999999,0.15914775220421518]
[42777,6,990,0.27428000000000002,0.17494006682659566]
[42777,7,991,0.30193999999999999,0.19258204673188817]
[42777,8,992,0.44849,0.28605392508042832]
[42777,9,993,0.63048000000000004,0.40212998881738377]
[42777,10,994,0.74389000000000005,0.47446465769154234]
[42777,11,995,0.91722999999999999,0.58502361636050138]
[42777,12,996,0.94540000000000002,0.6029908822293405]
[42777,13,997,0.80198999999999998,0.51152174491126379]
[42777,14,998,0.73382999999999998,0.46804823260668177]
[42777,15,999,0.65688999999999997,0.41897469920417968]
[42777,16,1000,0.61594000000000004,0.39285614977823141]
[42777,17,1001,0.61924999999999997,0.3949673194632104]
[42777,18,1002,0.70567999999999997,0.45009372305013856]
[42777,19,1003,0.75122,0.47913984614800631]
[42777,20,1004,0.74768999999999997,0.47688835702777188]
[42777,21,1005,0.68772,0.43863855460837958]
[42777,22,1006,0.61048999999999998,0.3893800546775863]
[42777,23,1007,0.49274000000000001,0.31427726603520756]
[42777,24,1008,0.37683,0.24034805812405582]
[42778,1,1009,0.32111000000000001,0.20480897206755186]
[42778,2,1010,0.28233999999999998,0.18008086068186163]
[42778,3,1011,0.24443999999999999,0.15590764888104505]
[42778,4,1012,0.26066,0.16625301815305679]
[42778,5,1013,0.25175999999999998,0.16057645918136107]
[42778,6,1014,0.27753,0.17701296757468679]
[42778,7,1015,0.29010000000000002,0.18503030985268848]
[42778,8,1016,0.42209999999999998,0.26922197100592832]
[42778,9,1017,0.61929999999999996,0.39499921024395024]
[42778,10,1018,0.82998000000000005,0.52937420396943946]
[42778,11,1019,0.95025999999999999,0.60609066611725526]
[42778,12,1020,0.91105999999999998,0.58108829401720219]
[42778,13,1021,0.74924999999999997,0.47788334938685567]
[42778,14,1022,0.70220000000000005,0.44787412471064408]
[42778,15,1023,0.62129000000000001,0.39626846331739685]
[42778,16,1024,0.63658000000000003,0.40602066406764714]
[42778,17,1025,0.64214000000000004,{"$f":"$H$7*(D1031/$H$3)","v":0.40956691888592001}]
[42778,18,1026,0.74638000000000004,0.47605281857238757]
[42778,19,1027,0.80127999999999999,0.51106889582475767]
[42778,20,1028,0.81481999999999999,0.51970491924911277]
[42778,21,1029,0.75131000000000003,0.47919724955333809]
[42778,22,1030,0.62758000000000003,0.40028032353447168]
[42778,23,1031,0.48355999999999999,0.3084221186913686]
[42778,24,1032,0.37770999999999999,0.2409093358650774]
[42779,1,1033,0.31235000000000002,0.19922170728192776]
[42779,2,1034,0.27382000000000001,0.17464667164378889]
[42779,3,1035,0.25429000000000002,0.16219013268679816]
[42779,4,1036,0.25725999999999999,0.16408444506274605]
[42779,5,1037,0.31137999999999999,0.19860302613557437]
[42779,6,1038,0.32102999999999998,0.20475794681836806]
[42779,7,1039,0.40888999999999998,0.26079642673445635]
[42779,8,1040,0.44703999999999999,0.28512909243897228]
[42779,9,1041,0.50946000000000002,0.32494154311461798]
[42779,10,1042,0.48808000000000001,0.31130504527025227]
[42779,11,1043,0.45974999999999999,0.29323572890304561]
[42779,12,1044,0.49331000000000003,0.314640820935642]
[42779,13,1045,0.50936999999999999,0.3248841397092862]
[42779,14,1046,0.45373999999999998,0.28940245705811396]
[42779,15,1047,0.49345,0.31473011512171367]
[42779,16,1048,0.51790999999999998,0.33033108505965492]
[42779,17,1049,0.60024999999999995,0.38284882278206217]
[42779,18,1050,0.70784000000000002,0.45147140477810066]
[42779,19,1051,0.77759999999999996,0.4959654220663583]
[42779,20,1052,0.84804000000000002,0.54089315397267812]
[42779,21,1053,0.72602999999999995,0.46307327081126298]
[42779,22,1054,0.66598999999999997,0.42477882129883482]
[42779,23,1055,0.51824999999999999,0.33054794236868595]
[42779,24,1056,0.35660999999999998,0.22745142639285498]
[42780,1,1057,0.28281000000000001,0.18038063402081636]
[42780,2,1058,0.27640999999999999,0.17629861408611383]
[42780,3,1059,0.24271000000000001,0.15480422786744577]
[42780,4,1060,0.25336999999999998,0.16160334232118467]
[42780,5,1061,0.26062999999999997,0.16623388368461284]
[42780,6,1062,0.29770999999999997,0.18988408668129567]
[42780,7,1063,0.38673000000000002,0.24666243271054883]
[42780,8,1064,0.47763,0.30463987209562082]
[42780,9,1065,0.48675000000000002,0.31045675050257193]
[42780,10,1066,0.49919999999999998,0.31839755490679794]
[42780,11,1067,0.49031999999999998,0.31273375224739819]
[42780,12,1068,0.52466999999999997,0.33464271861568445]
[42780,13,1069,0.55283000000000004,0.35260360632837562]
[42780,14,1070,0.46128999999999998,0.29421796494983338]
[42780,15,1071,0.46033000000000002,0.29360566195962801]
[42780,16,1072,0.52242999999999995,0.33321401163853853]
[42780,17,1073,0.58589000000000002,0.37368979055357338]
[42780,18,1074,0.67995000000000005,0.43368272728140483]
[42780,19,1075,0.80576000000000003,0.51392630977904952]
[42780,20,1076,0.80212000000000006,0.51160466094118751]
[42780,21,1077,0.74785000000000001,0.47699040752613947]
[42780,22,1078,0.62041000000000002,0.39570718557637524]
[42780,23,1079,0.46011000000000002,0.29346534252437262]
[42780,24,1080,0.36465999999999998,0.232585842091973]
[42781,1,1081,0.30160999999999999,0.19237156757900506]
[42781,2,1082,0.25344,0.16164798941422048]
[42781,3,1083,0.23798,0.15178736000945467]
[42781,4,1084,0.25069000000000002,0.15989399647352801]
[42781,5,1085,0.26336999999999999,0.16798149846915739]
[42781,6,1086,0.29108000000000001,0.18565536915518979]
[42781,7,1087,0.38077,0.24286105164635707]
[42781,8,1088,0.45032,0.28722112765550734]
[42781,9,1089,0.46690999999999999,{"$f":"$H$7*(D1095/$H$3)","v":0.29780248870499404}]
[42781,10,1090,0.50100999999999996,0.31955200116958093]
[42781,11,1091,0.54359000000000002,0.34671019004764886]
[42781,12,1092,0.59782000000000002,0.38129893083810484]
[42781,13,1093,0.53703000000000001,0.34252611961457868]
[42781,14,1094,0.47560999999999998,0.30335148455373029]
[42781,15,1095,0.49521999999999999,0.31585904875990478]
[42781,16,1096,0.54235,0.34591929868530025]
[42781,17,1097,0.60170000000000001,0.38377365542351827]
[42781,18,1098,0.73562000000000005,0.4691899225571689]
[42781,19,1099,0.82059000000000004,0.52338511534649312]
[42781,20,1100,0.77525999999999995,0.49447293352773269]
[42781,21,1101,0.73399000000000003,0.4681502831050493]
[42781,22,1102,0.62395,0.39796505285275757]
[42781,23,1103,0.48276999999999998,0.30791824435567872]
[42781,24,1104,0.36828,0.23489473461753915]
[42782,1,1105,0.29270000000000002,0.18668863045116138]
[42782,2,1106,0.25144,0.16037235818462595]
[42782,3,1107,0.24578,0.1567623218048734]
[42782,4,1108,0.24771000000000001,0.15799330594143213]
[42782,5,1109,0.26685999999999999,0.17020747496479988]
[42782,6,1110,0.31467000000000001,0.20070143950825742]
[42782,7,1111,0.38564999999999999,0.24597359184656775]
[42782,8,1112,0.46501999999999999,0.29659701719302717]
[42782,9,1113,0.48275000000000001,0.30790548804338286]
[42782,10,1114,0.54888000000000003,0.35008423464992638]
[42782,11,1115,0.56032000000000004,0.35738084528320718]
[42782,12,1116,0.55164999999999997,0.3518509839029148]
[42782,13,1117,0.52059999999999995,0.33204680906345951]
[42782,14,1118,0.45861000000000002,0.29250861910217668]
[42782,15,1119,0.48127999999999999,0.30696789908963079]
[42782,16,1120,0.52117999999999998,0.33241674212004196]
[42782,17,1121,0.60292000000000001,0.38455179047357096]
[42782,18,1122,0.70384000000000002,0.44892014231891159]
[42782,19,1123,0.78381999999999996,0.49993263519039732]
[42782,20,1124,0.79668000000000005,0.50813494399669035]
[42782,21,1125,0.76212999999999997,0.4860984145054445]
[42782,22,1126,0.63366,0.40415824247243909]
[42782,23,1127,0.49925999999999998,0.31843582384368574]
[42782,24,1128,0.37902000000000002,0.24174487432046188]
[42783,1,1129,0.30670999999999998,0.19562442721447115]
[42783,2,1130,0.26716000000000001,0.17039881964923906]
[42783,3,1131,0.27160000000000001,0.17323072097893896]
[42783,4,1132,0.25652000000000003,0.1636124615077961]
[42783,5,1133,0.26306000000000002,0.16778377562857025]
[42783,6,1134,0.31473000000000001,0.20073970844514527]
[42783,7,1135,0.39688000000000001,0.25313626120074112]
[42783,8,1136,0.47204000000000002,0.30107448280890409]
[42783,9,1137,0.50665000000000004,0.32314928123703762]
[42783,10,1138,0.48641000000000001,0.31023989319354084]
[42783,11,1139,0.54895000000000005,0.35012888174296225]
[42783,12,1140,0.56688000000000005,0.36156491571627736]
[42783,13,1141,0.51283999999999996,0.32709735989263267]
[42783,14,1142,0.51373999999999997,0.3276713939459503]
[42783,15,1143,0.49493999999999999,0.3156804603877616]
[42783,16,1144,0.49204999999999999,0.31383717326099747]
[42783,17,1145,0.57221999999999995,0.36497085109929467]
[42783,18,1146,0.69947999999999999,0.4461392662383955]
[42783,19,1147,0.80710000000000004,0.51478098270287787]
[42783,20,1148,0.76998999999999995,0.49111164523775108]
[42783,21,1149,0.71548999999999996,0.45635069423129976]
[42783,22,1150,0.59874000000000005,0.38188572120371839]
[42783,23,1151,0.50422,0.32159938929308024]
[42783,24,1152,0.37234,0.23748426601361608]
[42784,1,1153,0.29591000000000001,{"$f":"$H$7*(D1159/$H$3)","v":0.18873601857466063}]
[42784,2,1154,0.26602999999999999,0.16967808800451811]
[42784,3,1155,0.27256000000000002,0.17384302396914433]
[42784,4,1156,0.24625,0.1570620951438281]
[42784,5,1157,0.24002999999999999,0.1530948820197891]
[42784,6,1158,0.25939000000000001,0.16544299232226425]
[42784,7,1159,0.31913999999999998,0.20355247530640125]
[42784,8,1160,0.46039000000000002,0.29364393089651586]
[42784,9,1161,0.63146999999999998,0.40276142627603301]
[42784,10,1162,0.78410999999999997,0.50011760171868858]
[42784,11,1163,0.88846999999999998,0.56668003927893185]
[42784,12,1164,0.89922999999999997,0.57354293529415046]
[42784,13,1165,0.73046,0.46589879398481493]
[42784,14,1166,0.60704999999999998,0.38718596896268365]
[42784,15,1167,0.60912999999999995,0.38851262544146198]
[42784,16,1168,0.60470999999999997,0.38569348042405804]
[42784,17,1169,0.61585000000000001,0.39279874637289969]
[42784,18,1170,0.70408000000000004,0.44907321806646294]
[42784,19,1171,0.76004000000000005,0.48476537987051826]
[42784,20,1172,0.75944999999999996,0.4843890686577878]
[42784,21,1173,0.6492,0.41406989712638864]
[42784,22,1174,0.58128000000000002,0.37074946056935798]
[42784,23,1175,0.51419999999999999,0.32796478912875704]
[42784,24,1176,0.40238000000000002,0.25664424708212613]
[42785,1,1177,0.31184000000000001,0.19889642131838114]
[42785,2,1178,0.27274999999999999,0.17396420893595582]
[42785,3,1179,0.24848999999999999,0.15849080212097397]
[42785,4,1180,0.25419000000000003,0.16212635112531848]
[42785,5,1181,0.25649,0.16359332703935217]
[42785,6,1182,0.26312999999999998,0.16782842272160603]
[42785,7,1183,0.32224999999999998,0.20553608186842073]
[42785,8,1184,0.40704000000000001,0.25961646784708142]
[42785,9,1185,0.57923000000000002,0.36944193855902357]
[42785,10,1186,0.73512,0.46887101474977022]
[42785,11,1187,0.92205000000000004,0.5880978876238242]
[42785,12,1188,0.93018999999999996,0.59328970672827397]
[42785,13,1189,0.74761,0.47683733177858817]
[42785,14,1190,0.66388000000000003,0.42343303035161267]
[42785,15,1191,0.61477999999999999,0.39211628366506657]
[42785,16,1192,0.62228000000000006,0.39689990077604614]
[42785,17,1193,0.65315000000000001,0.41658926880483788]
[42785,18,1194,0.72397,0.46175937064478068]
[42785,19,1195,0.76837,0.49007838394177955]
[42785,20,1196,0.76939000000000002,0.49072895586887277]
[42785,21,1197,0.72265000000000001,0.4609174540332483]
[42785,22,1198,0.57845000000000002,0.36894444237948176]
[42785,23,1199,0.46776000000000001,0.29834463197757172]
[42785,24,1200,0.34605999999999998,0.22072247165674377]
[42786,1,1201,0.28710999999999998,0.18312324116444462]
[42786,2,1202,0.26502999999999999,0.16904027238972089]
[42786,3,1203,0.24822,0.15831859190497874]
[42786,4,1204,0.24743000000000001,0.15781471756928891]
[42786,5,1205,0.25459999999999999,0.16238785552738533]
[42786,6,1206,0.28591,0.18235786242668792]
[42786,7,1207,0.37944,0.24201275687867671]
[42786,8,1208,0.42868000000000001,0.27341879775129435]
[42786,9,1209,0.48433999999999999,0.30891961487091046]
[42786,10,1210,0.50356000000000001,0.32117843098731402]
[42786,11,1211,0.50632999999999995,0.32294518024030244]
[42786,12,1212,0.51544000000000001,0.32875568049110565]
[42786,13,1213,0.52132999999999996,0.33251241446226154]
[42786,14,1214,0.46897,0.2991163888714764]
[42786,15,1215,0.51934999999999998,0.33124953954496295]
[42786,16,1216,0.50414000000000003,0.32154836404389647]
[42786,17,1217,0.57245999999999997,{"$f":"$H$7*(D1223/$H$3)","v":0.36512392684684608}]
[42786,18,1218,0.755,0.48155078917194005]
[42786,19,1219,0.78776000000000002,0.5024456287126986]
[42786,20,1220,0.79059000000000001,0.50425064690257493]
[42786,21,1221,0.73658999999999997,0.46980860370352218]
[42786,22,1222,0.64995999999999998,0.4145546369936346]
[42786,23,1223,0.46718999999999999,0.29798107707713728]
[42786,24,1224,0.34626000000000001,0.22085003477970325]
[42787,1,1225,0.29659999999999997,0.18917611134887072]
[42787,2,1226,0.26602999999999999,0.16967808800451811]
[42787,3,1227,0.23898,0.15242517562425195]
[42787,4,1228,0.23499999999999999,0.14988666947735879]
[42787,5,1229,0.26311000000000001,0.16781566640931012]
[42787,6,1230,0.29316999999999999,0.18698840379011608]
[42787,7,1231,0.39709,0.25327020247984855]
[42787,8,1232,0.45639999999999997,0.29109904659347469]
[42787,9,1233,0.47510999999999998,0.30303257674633166]
[42787,10,1234,0.46973999999999999,0.29960750689487031]
[42787,11,1235,0.50104000000000004,0.31957113563802492]
[42787,12,1236,0.51439000000000001,0.3280859740955685]
[42787,13,1237,0.49690000000000001,0.31693057899276422]
[42787,14,1238,0.44811000000000001,0.28581155514680534]
[42787,15,1239,0.45583000000000001,0.2907354916930403]
[42787,16,1240,0.49703999999999998,0.31701987317883584]
[42787,17,1241,0.57596000000000003,0.36735628149863653]
[42787,18,1242,0.68740999999999997,0.43844083176779242]
[42787,19,1243,0.79522000000000004,0.50720373319908629]
[42787,20,1244,0.78561999999999999,0.50108070329703247]
[42787,21,1245,0.74434,0.47475167471820112]
[42787,22,1246,0.63,0.40182383732228105]
[42787,23,1247,0.49093999999999999,0.31312919792857252]
[42787,24,1248,0.33901999999999999,0.216232249728571]
[42788,1,1249,0.28079999999999999,0.17909862463507384]
[42788,2,1250,0.25173000000000001,0.16055732471291717]
[42788,3,1251,0.23630999999999999,0.15072220793274324]
[42788,4,1252,0.25064999999999998,0.15986848384893609]
[42788,5,1253,0.25530000000000003,0.16283432645774343]
[42788,6,1254,0.28783999999999998,0.18358884656324662]
[42788,7,1255,0.38766,0.24725560123231027]
[42788,8,1256,0.44618999999999998,0.2845869491663946]
[42788,9,1257,0.47799000000000003,0.30486948571694783]
[42788,10,1258,0.47777999999999998,0.3047355444378404]
[42788,11,1259,0.49528,0.31589731769679263]
[42788,12,1260,0.52141999999999999,0.33256981786759332]
[42788,13,1261,0.52822999999999998,0.3369133422043627]
[42788,14,1262,0.44524000000000002,0.28398102433233718]
[42788,15,1263,0.50036999999999998,0.31914379917611074]
[42788,16,1264,0.53796999999999995,0.34312566629248809]
[42788,17,1265,0.59752000000000005,0.38110758615366569]
[42788,18,1266,0.67844000000000004,0.43271962570306094]
[42788,19,1267,0.76490999999999998,0.48787154191458099]
[42788,20,1268,0.81862000000000001,0.52212861858534243]
[42788,21,1269,0.72216999999999998,0.46061130253814553]
[42788,22,1270,0.63449,0.40468762943272085]
[42788,23,1271,0.47416999999999998,0.30243303006842226]
[42788,24,1272,0.33262000000000003,0.21215022979386847]
[42789,1,1273,0.2878,0.18356333393865476]
[42789,2,1274,0.25341000000000002,0.16162885494577658]
[42789,3,1275,0.24695,0.1575085660741862]
[42789,4,1276,0.23694000000000001,0.15112403177006553]
[42789,5,1277,0.25145000000000001,0.16037873634077393]
[42789,6,1278,0.30871999999999999,0.19690643660021365]
[42789,7,1279,0.38918999999999998,0.24823145912295008]
[42789,8,1280,0.44694,0.28506531087749254]
[42789,9,1281,0.45490000000000003,{"$f":"$H$7*(D1287/$H$3)","v":0.29014232317127886}]
[42789,10,1282,0.50785999999999998,0.32392103813094225]
[42789,11,1283,0.54488999999999999,0.34753935034688527]
[42789,12,1284,0.48876999999999998,0.31174513804446236]
[42789,13,1285,0.51027,0.32545817376260372]
[42789,14,1286,0.47313,0.30176970182903307]
[42789,15,1287,0.47260000000000002,0.30143165955319051]
[42789,16,1288,0.52410999999999996,0.33428554187139797]
[42789,17,1289,0.57643,0.36765605483759123]
[42789,18,1290,0.68989999999999996,0.44002899264863765]
[42789,19,1291,0.80374000000000001,0.51263792223715898]
[42789,20,1292,0.79259999999999997,0.50553265628831734]
[42789,21,1293,0.73765999999999998,0.4704910664113553]
[42789,22,1294,0.60024,0.38284244462591427]
[42789,23,1295,0.46612999999999999,0.29730499252545217]
[42789,24,1296,0.34988999999999998,0.22316530546141733]
[42790,1,1297,0.26438,0.16862569224010265]
[42790,2,1298,0.26173000000000002,0.16693548086088988]
[42790,3,1299,0.24589,0.15683248152250109]
[42790,4,1300,0.24257000000000001,0.15471493368137415]
[42790,5,1301,0.25014999999999998,0.15954957604153747]
[42790,6,1302,0.28771000000000002,0.18350593053332298]
[42790,7,1303,0.36397000000000002,0.23214574931776291]
[42790,8,1304,0.46194000000000002,0.29463254509945164]
[42790,9,1305,0.50397999999999998,0.32144631354552888]
[42790,10,1306,0.51112000000000002,0.3260003170351814]
[42790,11,1307,0.55554000000000003,0.35433208664447624]
[42790,12,1308,0.50758999999999999,0.32374882791494702]
[42790,13,1309,0.50482000000000005,0.32198207866195866]
[42790,14,1310,0.49014000000000002,0.31261894543673469]
[42790,15,1311,0.51383999999999996,0.32773517550742998]
[42790,16,1312,0.53439000000000003,0.34084228639151393]
[42790,17,1313,0.56415000000000004,0.35982367908788071]
[42790,18,1314,0.67950999999999995,0.43340208841089395]
[42790,19,1315,0.86462000000000006,0.55146813686601692]
[42790,20,1316,0.83416999999999997,0.53204665139543994]
[42790,21,1317,0.73028999999999999,0.46579036533029938]
[42790,22,1318,0.61655000000000004,0.39324521730325779]
[42790,23,1319,0.47028999999999999,0.29995830548300878]
[42790,24,1320,0.39051000000000002,0.24907337573448254]
[42791,1,1321,0.29765000000000003,0.1898458177444079]
[42791,2,1322,0.26218999999999998,0.1672288760436966]
[42791,3,1323,0.23938999999999999,0.1526866800263188]
[42791,4,1324,0.24142,0.15398144572435729]
[42791,5,1325,0.22853999999999999,0.14576638060576844]
[42791,6,1326,0.25968000000000002,0.16562795885055548]
[42791,7,1327,0.32584999999999997,0.20783221808169092]
[42791,8,1328,0.40522000000000002,0.25845564342815036]
[42791,9,1329,0.55810999999999999,0.35597127277450519]
[42791,10,1330,0.69011,0.44016293392774508]
[42791,11,1331,0.84492,0.53890316925451065]
[42791,12,1332,0.88761000000000001,0.56613151785020621]
[42791,13,1333,0.76048000000000004,0.48504601874102904]
[42791,14,1334,0.64956000000000003,0.4142995107477157]
[42791,15,1335,0.58916000000000002,0.37577544761396048]
[42791,16,1336,0.59011999999999998,0.37638775060416585]
[42791,17,1337,0.64786999999999995,0.41322160235870825]
[42791,18,1338,0.66554999999999997,0.42449818242832404]
[42791,19,1339,0.75502999999999998,0.48156992364038387]
[42791,20,1340,0.74031999999999998,0.47218765594671602]
[42791,21,1341,0.67261000000000004,0.42900116066879285]
[42791,22,1342,0.56149000000000004,0.35812708955252004]
[42791,23,1343,0.46743000000000001,0.29813415282468864]
[42791,24,1344,0.39105000000000001,0.24941779616647303]
[42792,1,1345,0.32473999999999997,{"$f":"$H$7*(D1351/$H$3)","v":0.20712424274926594}]
[42792,2,1346,0.27384999999999998,0.17466580611223279]
[42792,3,1347,0.23683999999999999,0.15106025020858579]
[42792,4,1348,0.23746999999999999,0.15146207404590806]
[42792,5,1349,0.24349000000000001,0.15530172404698764]
[42792,6,1350,0.25447999999999998,0.16231131765360965]
[42792,7,1351,0.31133,0.19857113535483453]
[42792,8,1352,0.45654,0.29118834077954636]
[42792,9,1353,0.59604999999999997,0.38016999719991362]
[42792,10,1354,0.76543000000000005,0.48820320603427558]
[42792,11,1355,0.89324999999999999,0.56972879791766273]
[42792,12,1356,0.90071000000000001,0.57448690240405043]
[42792,13,1357,0.70731999999999995,0.45113974065840606]
[42792,14,1358,0.63275000000000003,0.40357783026297361]
[42792,15,1359,0.62509999999999999,0.39869854080977446]
[42792,16,1360,0.59926999999999997,0.38222376347956089]
[42792,17,1361,0.62048000000000003,0.39575183266941105]
[42792,18,1362,0.67003000000000001,0.42735559638261583]
[42792,19,1363,0.75983000000000001,0.48463143859141083]
[42792,20,1364,0.81555999999999995,0.5201769028040627]
[42792,21,1365,0.70953999999999995,0.45255569132325596]
[42792,22,1366,0.62948000000000004,0.40149217320258651]
[42792,23,1367,0.44853999999999999,0.28608581586116816]
[42792,24,1368,0.32887,0.20975842123837868]
[42793,1,1369,0.27295000000000003,0.17409177205891527]
[42793,2,1370,0.25727,0.16409082321889407]
[42793,3,1371,0.23114999999999999,0.14743107936038929]
[42793,4,1372,0.22666,0.14456728724994955]
[42793,5,1373,0.24729000000000001,0.15772542338321727]
[42793,6,1374,0.28042,0.17885625470145086]
[42793,7,1375,0.37752000000000002,0.24078815089826597]
[42793,8,1376,0.42684,0.27224521702006738]
[42793,9,1377,0.47682000000000002,0.30412324144763503]
[42793,10,1378,0.46342,0.29557651220935155]
[42793,11,1379,0.52088999999999996,0.33223177559175077]
[42793,12,1380,0.49060999999999999,0.31291871877568939]
[42793,13,1381,0.46344000000000002,0.29558926852164752]
[42793,14,1382,0.41522999999999999,0.26484017773227103]
[42793,15,1383,0.46870000000000001,0.29894417865548117]
[42793,16,1384,0.49514999999999998,0.31581440166686903]
[42793,17,1385,0.53222999999999998,0.33946460466355183]
[42793,18,1386,0.63873000000000002,0.40739196763946123]
[42793,19,1387,0.80439000000000005,0.51305250238677724]
[42793,20,1388,0.83533999999999997,0.53279289566475274]
[42793,21,1389,0.77122000000000002,0.49189615844395174]
[42793,22,1390,0.62070000000000003,0.39589215210466644]
[42793,23,1391,0.47344999999999998,0.30197380282576819]
[42793,24,1392,0.33222000000000002,0.21189510354794955]
[42794,1,1393,0.28167999999999999,0.17965990237609544]
[42794,2,1394,0.25045000000000001,0.15974092072597665]
[42794,3,1395,0.23200999999999999,0.14797960078911498]
[42794,4,1396,0.24228,0.15452996715308293]
[42794,5,1397,0.24948999999999999,0.15912861773577128]
[42794,6,1398,0.29056999999999999,0.18533008319164318]
[42794,7,1399,0.38532,0.24576311269368464]
[42794,8,1400,0.40819,0.26034995580409825]
[42794,9,1401,0.45784999999999998,0.29202387923493073]
[42794,10,1402,0.45066000000000001,0.28743798496453837]
[42794,11,1403,0.5101,0.32534974510808817]
[42794,12,1404,0.50094000000000005,0.31950735407654524]
[42794,13,1405,0.45867999999999998,0.29255326619521249]
[42794,14,1406,0.45448,0.28987444061306394]
[42794,15,1407,0.43402000000000002,0.27682473313431183]
[42794,16,1408,0.48410999999999998,0.30877291727950712]
[42794,17,1409,0.49604999999999999,{"$f":"$H$7*(D1415/$H$3)","v":0.31638843572018654}]
[42794,18,1410,0.62228000000000006,0.39689990077604614]
[42794,19,1411,0.74865000000000004,0.47750066001797736]
[42794,20,1412,0.80027999999999999,0.51043108020996042]
[42794,21,1413,0.72262999999999999,0.46090469772095233]
[42794,22,1414,0.61473999999999995,0.39209077104047468]
[42794,23,1415,0.44058999999999998,0.28101518172352985]
[42794,24,1416,0.32623999999999997,0.20808096617146182]
[42795,1,1417,0.26909,0.17162980378579781]
[42795,2,1418,0.24776000000000001,0.158025196722172]
[42795,3,1419,0.23705999999999999,0.15120056964384118]
[42795,4,1420,0.22289999999999999,0.1421691005383118]
[42795,5,1421,0.24388000000000001,0.1555504721367586]
[42795,6,1422,0.30155999999999999,0.19233967679826522]
[42795,7,1423,0.36975000000000002,0.23583232357129116]
[42795,8,1424,0.45144000000000001,0.28793548114408024]
[42795,9,1425,0.46529999999999999,0.29677560556517046]
[42795,10,1426,0.49676999999999999,0.31684766296284061]
[42795,11,1427,0.48671999999999999,0.31043761603412795]
[42795,12,1428,0.49614000000000003,0.31644583912551832]
[42795,13,1429,0.45989999999999998,0.29333140124526519]
[42795,14,1430,0.4199,0.26781877665337428]
[42795,15,1431,0.43935000000000002,0.28022429036118124]
[42795,16,1432,0.43680999999999998,0.27860423869959616]
[42795,17,1433,0.48294999999999999,0.30803305116634228]
[42795,18,1434,0.63266999999999995,0.40352680501378979]
[42795,19,1435,0.78374999999999995,0.49988798809736157]
[42795,20,1436,0.81494999999999995,0.51978783527903638]
[42795,21,1437,0.73934999999999995,0.47156897480036264]
[42795,22,1438,0.59680999999999995,0.38065473706715958]
[42795,23,1439,0.45928999999999998,0.29294233372023881]
[42795,24,1440,0.33959,0.21659580462900546]
[42796,1,1441,0.26584000000000002,0.16955690303770668]
[42796,2,1442,0.24965999999999999,0.15923704639028682]
[42796,3,1443,0.23441999999999999,0.14951673642077637]
[42796,4,1444,0.22655,0.14449712753232186]
[42796,5,1445,0.25180999999999998,0.16060834996210094]
[42796,6,1446,0.28573999999999999,0.18224943377217237]
[42796,7,1447,0.4052,0.25844288711585445]
[42796,8,1448,0.42698000000000003,0.272334511206139]
[42796,9,1449,0.49398999999999998,0.31507453555370413]
[42796,10,1450,0.4849,0.309276791615197]
[42796,11,1451,0.50217999999999996,0.32029824543889379]
[42796,12,1452,0.52312000000000003,0.33365410441274868]
[42796,13,1453,0.46056000000000002,0.29375235955103141]
[42796,14,1454,0.43146000000000001,0.27519192516043078]
[42796,15,1455,0.40992000000000001,0.26145337681769754]
[42796,16,1456,0.47155000000000002,0.30076195315765342]
[42796,17,1457,0.55998999999999999,0.35717036613032405]
[42796,18,1458,0.65408999999999995,0.41718881548274728]
[42796,19,1459,0.77666999999999997,0.49537225354459685]
[42796,20,1460,0.78200000000000003,0.49877181077146637]
[42796,21,1461,0.73112999999999995,0.4663261304467291]
[42796,22,1462,0.59235000000000004,0.37781007942516376]
[42796,23,1463,0.45084000000000002,0.28755279177520193]
[42796,24,1464,0.35104000000000002,0.22389879341843422]
[42797,1,1465,0.27028000000000002,0.17238880436740658]
[42797,2,1466,0.24634,0.15711949854915985]
[42797,3,1467,0.22986000000000001,0.14660829721730084]
[42797,4,1468,0.22813,0.14550487620370153]
[42797,5,1469,0.25468000000000002,0.16243888077656912]
[42797,6,1470,0.29842999999999997,0.19034331392394971]
[42797,7,1471,0.38291999999999998,0.24423235521817119]
[42797,8,1472,0.43862000000000001,0.27975868496237927]
[42797,9,1473,0.46138000000000001,{"$f":"$H$7*(D1479/$H$3)","v":0.29427536835516516}]
[42797,10,1474,0.46953,0.29947356561576294]
[42797,11,1475,0.52342999999999995,0.33385182725333584]
[42797,12,1476,0.49780999999999997,0.3175109912022297]
[42797,13,1477,0.47322999999999998,0.3018334833905128]
[42797,14,1478,0.48768,0.31104991902433338]
[42797,15,1479,0.45795999999999998,0.29209403895255842]
[42797,16,1480,0.49318000000000001,0.31455790490571833]
[42797,17,1481,0.52463000000000004,0.33461720599109257]
[42797,18,1482,0.64888999999999997,0.41387217428580148]
[42797,19,1483,0.77531000000000005,0.49450482430847259]
[42797,20,1484,0.75888,0.48402551375735342]
[42797,21,1485,0.69969999999999999,0.44627958567365089]
[42797,22,1486,0.57672000000000001,0.36784102136588243]
[42797,23,1487,0.45571,0.2906589538192646]
[42797,24,1488,0.38368000000000002,0.24471709508541714]
[42798,1,1489,0.29322999999999999,0.18702667272700393]
[42798,2,1490,0.26712000000000002,0.17037330702464717]
[42798,3,1491,0.25302000000000002,0.16138010685600565]
[42798,4,1492,0.24421999999999999,0.15576732944578967]
[42798,5,1493,0.23252999999999999,0.14831126490880953]
[42798,6,1494,0.26999000000000001,0.17220383783911536]
[42798,7,1495,0.35361999999999999,0.22554435770461115]
[42798,8,1496,0.50053999999999998,0.31925222783062629]
[42798,9,1497,0.63105,0.40249354371781815]
[42798,10,1498,0.69947000000000004,0.44613288808224755]
[42798,11,1499,0.82582,0.52672089101188269]
[42798,12,1500,0.86551,0.55203579276318648]
[42798,13,1501,0.71303000000000005,0.45478166781889856]
[42798,14,1502,0.63419000000000003,0.4044962847482817]
[42798,15,1503,0.54459999999999997,0.34735438381859401]
[42798,16,1504,0.54967999999999995,0.35059448714176417]
[42798,17,1505,0.56391000000000002,0.35967060334032941]
[42798,18,1506,0.62051999999999996,0.39577734529400294]
[42798,19,1507,0.74787000000000003,0.4770031638384355]
[42798,20,1508,0.77495999999999998,0.49428158884329354]
[42798,21,1509,0.67576999999999998,0.43101665801155215]
[42798,22,1510,0.57999000000000001,0.36992667842626953]
[42798,23,1511,0.46217000000000003,0.29477924269085504]
[42798,24,1512,0.34944999999999998,0.22288466659090653]
[42799,1,1513,0.29933999999999999,0.19092372613341524]
[42799,2,1514,0.26543,0.16929539863563978]
[42799,3,1515,0.23610999999999999,0.15059464480978377]
[42799,4,1516,0.24274000000000001,0.1548233623358897]
[42799,5,1517,0.24528,0.15644341399747477]
[42799,6,1518,0.25216,0.16083158542727999]
[42799,7,1519,0.28699999999999998,0.18305308144681692]
[42799,8,1520,0.44074999999999998,0.28111723222189744]
[42799,9,1521,0.62014999999999998,0.39554135351652792]
[42799,10,1522,0.75931999999999999,0.48430615262786419]
[42799,11,1523,0.85931000000000002,0.54808133595144337]
[42799,12,1524,0.90364999999999995,0.57636208031155445]
[42799,13,1525,0.75361999999999996,0.48067060362351977]
[42799,14,1526,0.62643000000000004,0.39954683557745485]
[42799,15,1527,0.56805000000000005,0.3623111599855901]
[42799,16,1528,0.54786000000000001,0.34943366272283316]
[42799,17,1529,0.55730000000000002,0.35545464212651939]
[42799,18,1530,0.62070000000000003,0.39589215210466644]
[42799,19,1531,0.76127,0.48554989307671892]
[42799,20,1532,0.76724999999999999,0.48936403045320659]
[42799,21,1533,0.70133000000000001,0.44731922512577044]
[42799,22,1534,0.56203999999999998,0.35847788814065851]
[42799,23,1535,0.44506000000000001,0.28386621752167368]
[42799,24,1536,0.33188000000000001,0.21167824623891848]
[42800,1,1537,0.27589999999999998,{"$f":"$H$7*(D1543/$H$3)","v":0.17597332812256722}]
[42800,2,1538,0.24207999999999999,0.15440240403012348]
[42800,3,1539,0.22449,0.14318322736583949]
[42800,4,1540,0.23573,0.15035227487616082]
[42800,5,1541,0.24207999999999999,0.15440240403012348]
[42800,6,1542,0.33161000000000002,0.21150603602292323]
[42800,7,1543,0.43886999999999998,0.27991813886607858]
[42800,8,1544,0.42205999999999999,0.26919645838133643]
[42800,9,1545,0.44372,0.28301154459784533]
[42800,10,1546,0.43869999999999998,0.27980971021156298]
[42800,11,1547,0.45178000000000001,0.28815233845311133]
[42800,12,1548,0.46425,0.29610589916963331]
[42800,13,1549,0.46598000000000001,0.29720932018323259]
[42800,14,1550,0.40185999999999999,0.25631258296243153]
[42800,15,1551,0.44344,0.28283295622570209]
[42800,16,1552,0.47150999999999998,0.30073644053306148]
[42800,17,1553,0.53276000000000001,0.33980264693939438]
[42800,18,1554,0.65246999999999999,0.41615555418677574]
[42800,19,1555,0.80330000000000001,0.51235728336664821]
[42800,20,1556,0.78586,0.50123377904458377]
[42800,21,1557,0.71762999999999999,0.457715619646966]
[42800,22,1558,0.59611999999999998,0.38021464429294949]
[42800,23,1559,0.45190000000000002,0.28822887632688698]
[42800,24,1560,0.33172000000000001,0.21157619574055092]
[42801,1,1561,0.27289999999999998,0.1740598812781754]
[42801,2,1562,0.24809999999999999,0.15824205403120306]
[42801,3,1563,0.24861,0.15856733999474967]
[42801,4,1564,0.22148000000000001,0.14126340236529972]
[42801,5,1565,0.23851,0.15212540228529722]
[42801,6,1566,0.28000000000000003,0.17858837214323606]
[42801,7,1567,0.36951000000000001,0.23567924782373981]
[42801,8,1568,0.43830000000000002,0.27955458396564414]
[42801,9,1569,0.45852999999999999,0.29245759385299291]
[42801,10,1570,0.45,0.28701702665877221]
[42801,11,1571,0.45487,0.29012318870283488]
[42801,12,1572,0.49417,0.31518934236436763]
[42801,13,1573,0.44116,0.28137873662396429]
[42801,14,1574,0.39334999999999998,0.25088477208050675]
[42801,15,1575,0.43808999999999998,0.27942064268653666]
[42801,16,1576,0.46201999999999999,0.29468357034863535]
[42801,17,1577,0.51600000000000001,0.32911285723539213]
[42801,18,1578,0.63587000000000005,0.40556781498114108]
[42801,19,1579,0.72560999999999998,0.46280538825304818]
[42801,20,1580,0.77327999999999997,0.4932100586104341]
[42801,21,1581,0.68859999999999999,0.43919983234940119]
[42801,22,1582,0.622,0.3967213124039029]
[42801,23,1583,0.46384999999999998,0.29585077292371437]
[42801,24,1584,0.32824999999999999,0.20936297555720437]
[42802,1,1585,0.26972000000000002,0.17203162762312008]
[42802,2,1586,0.23783000000000001,0.15169168766723509]
[42802,3,1587,0.22517999999999999,0.14362332014004961]
[42802,4,1588,0.22166,0.14137820917596319]
[42802,5,1589,0.24306,0.15502746333262482]
[42802,6,1590,0.29228999999999999,0.1864271260490945]
[42802,7,1591,0.36430000000000001,0.23235622847064602]
[42802,8,1592,0.42201,0.26916456760059659]
[42802,9,1593,0.47047,0.30007311229367234]
[42802,10,1594,0.45473000000000002,0.29003389451676331]
[42802,11,1595,0.46244000000000002,0.29495145290685026]
[42802,12,1596,0.46067000000000002,0.2938225192686591]
[42802,13,1597,0.43672,0.27854683529426438]
[42802,14,1598,0.41160000000000002,0.26252490705055698]
[42802,15,1599,0.43869000000000002,0.27980333205541508]
[42802,16,1600,0.49082999999999999,0.31305903821094477]
[42802,17,1601,0.54459000000000002,{"$f":"$H$7*(D1607/$H$3)","v":0.34734800566244611}]
[42802,18,1602,0.63500999999999996,0.40501929355241539]
[42802,19,1603,0.72987000000000002,0.46552248277208452]
[42802,20,1604,0.77637,0.4951809088601577]
[42802,21,1605,0.70203000000000004,0.44776569605612854]
[42802,22,1606,0.60641999999999996,0.38678414512536136]
[42802,23,1607,0.48673,0.31044399419027602]
[42802,24,1608,0.33651999999999999,0.2146377106915778]
[42803,1,1609,0.27087,0.17276511558013694]
[42803,2,1610,0.23826,0.15196594838159791]
[42803,3,1611,0.23587,0.15044156906223241]
[42803,4,1612,0.22686999999999999,0.14470122852905698]
[42803,5,1613,0.24509,0.15632222903066328]
[42803,6,1614,0.29568,0.18858932098325723]
[42803,7,1615,0.35957,0.22933936061265492]
[42803,8,1616,0.44186999999999999,0.28183158571047034]
[42803,9,1617,0.44789000000000001,0.28567123571154995]
[42803,10,1618,0.47532999999999997,0.30317289618158705]
[42803,11,1619,0.50102000000000002,0.319558379325729]
[42803,12,1620,0.48608000000000001,0.31002941404065776]
[42803,13,1621,0.42895,0.27359100796728963]
[42803,14,1622,0.42712,0.27242380539221062]
[42803,15,1623,0.43681999999999999,0.27861061685574412]
[42803,16,1624,0.47747000000000001,0.30453782159725323]
[42803,17,1625,0.52569999999999995,0.33529966869892563]
[42803,18,1626,0.62451000000000001,0.39832222959704405]
[42803,19,1627,0.69508000000000003,0.44333287753328748]
[42803,20,1628,0.78242999999999996,0.49904607148582908]
[42803,21,1629,0.75504000000000004,0.48157630179653194]
[42803,22,1630,0.64941000000000004,0.41420383840549618]
[42803,23,1631,0.46044000000000002,0.2936758216772557]
[42803,24,1632,0.31868000000000002,0.2032590801235945]
[42804,1,1633,0.2737,0.17457013377001321]
[42804,2,1634,0.24873999999999999,0.15865025602467331]
[42804,3,1635,0.23405999999999999,0.14928712279944936]
[42804,4,1636,0.2374,0.15141742695287227]
[42804,5,1637,0.24354000000000001,0.15533361482772751]
[42804,6,1638,0.29975000000000002,0.19118523053548217]
[42804,7,1639,0.36147000000000001,0.23055121028076975]
[42804,8,1640,0.44586999999999999,0.28438284816965947]
[42804,9,1641,0.45129000000000002,0.28783980880186066]
[42804,10,1642,0.44317000000000001,0.28266074600970681]
[42804,11,1643,0.48648999999999998,0.31029091844272461]
[42804,12,1644,0.49082999999999999,0.31305903821094477]
[42804,13,1645,0.49998999999999999,0.31890142924248777]
[42804,14,1646,0.47802,0.30488862018539176]
[42804,15,1647,0.46739999999999998,0.29811501835624471]
[42804,16,1648,0.49143999999999999,0.31344810573597109]
[42804,17,1649,0.56545000000000001,0.36065283938711717]
[42804,18,1650,0.62551999999999996,0.39896642336798932]
[42804,19,1651,0.73787999999999998,0.47063138584661068]
[42804,20,1652,0.74794000000000005,0.47704781093147131]
[42804,21,1653,0.67151000000000005,0.4282995634925158]
[42804,22,1654,0.56818000000000002,0.36239407601551377]
[42804,23,1655,0.44216,0.28201655223876154]
[42804,24,1656,0.36132999999999998,0.2304619160946981]
[42805,1,1657,0.30247000000000002,0.19292008900773075]
[42805,2,1658,0.26588000000000001,0.16958241566229856]
[42805,3,1659,0.25013999999999997,0.15954319788538948]
[42805,4,1660,0.23452999999999999,0.14958689613840409]
[42805,5,1661,0.23569000000000001,0.15032676225156894]
[42805,6,1662,0.25136999999999998,0.16032771109159014]
[42805,7,1663,0.32495000000000002,0.2072581840283734]
[42805,8,1664,0.50541999999999998,0.32236476803083697]
[42805,9,1665,0.65356999999999998,{"$f":"$H$7*(D1671/$H$3)","v":0.41685715136305274}]
[42805,10,1666,0.68762999999999996,0.4385811512030478]
[42805,11,1667,0.86680999999999997,0.55286495306242289]
[42805,12,1668,0.84326999999999996,0.53785077349009514]
[42805,13,1669,0.71811000000000003,0.45802177114206866]
[42805,14,1670,0.63038000000000005,0.40206620725590408]
[42805,15,1671,0.61355000000000004,0.39133177045886597]
[42805,16,1672,0.56876000000000004,0.36276400907209622]
[42805,17,1673,0.55952000000000002,0.35687059279136935]
[42805,18,1674,0.61128000000000005,0.38988392901327618]
[42805,19,1675,0.73743000000000003,0.47034436881995195]
[42805,20,1676,0.75000999999999995,0.47836808925410157]
[42805,21,1677,0.66515999999999997,0.42424943433855311]
[42805,22,1678,0.59038999999999997,0.37655996082016108]
[42805,23,1679,0.48074,0.30662347865764034]
[42805,24,1680,0.39061000000000001,0.24913715729596222]
[42806,1,1681,0.30426999999999998,0.19406815711436579]
[42806,2,1682,0.24567,0.15669216208724571]
[42806,3,1683,0.23401,0.14925523201870952]
[42806,4,1684,0.23898,0.15242517562425195]
[42806,5,1685,0.23265,0.14838780278258523]
[42806,6,1686,0.25547999999999998,0.1629491332684069]
[42806,7,1687,0.30431999999999998,0.19410004789510568]
[42806,8,1688,0.4279,0.27292130157175248]
[42806,9,1689,0.59140999999999999,0.3772105327472543]
[42806,10,1690,0.73643000000000003,0.4697065532051547]
[42806,11,1691,0.82101999999999997,0.52365937606085589]
[42806,12,1692,0.88971,0.5674709306412804]
[42806,13,1693,0.75183999999999995,0.47953529182918059]
[42806,14,1694,0.68289,0.43555790518890874]
[42806,15,1695,0.61104000000000003,0.38973085326572482]
[42806,16,1696,0.58991000000000005,0.37625380932505847]
[42806,17,1697,0.61712999999999996,0.39361515035984013]
[42806,18,1698,0.66059999999999997,0.4213409951350775]
[42806,19,1699,0.75814999999999999,0.48355990835855145]
[42806,20,1700,0.81616,0.52055959217294112]
[42806,21,1701,0.70067999999999997,0.44690464497615218]
[42806,22,1702,0.59596000000000005,0.38011259379458195]
[42806,23,1703,0.42542999999999997,0.27134589700320322]
[42806,24,1704,0.3342,0.21315797846524814]
[42807,1,1705,0.26934999999999998,0.17179563584564508]
[42807,2,1706,0.23660999999999999,0.15091355261718239]
[42807,3,1707,0.22772000000000001,0.14524337180163469]
[42807,4,1708,0.22614000000000001,0.14423562313025498]
[42807,5,1709,0.24773999999999999,0.15801244040987603]
[42807,6,1710,0.28925000000000001,0.1844881665801108]
[42807,7,1711,0.35783999999999999,0.22823593959905564]
[42807,8,1712,0.42197000000000001,0.26913905497600465]
[42807,9,1713,0.46881,0.29901433837310887]
[42807,10,1714,0.46538000000000002,0.29682663081435423]
[42807,11,1715,0.48702000000000001,0.31062896071856716]
[42807,12,1716,0.50070999999999999,0.31936065648514178]
[42807,13,1717,0.44986999999999999,0.28693411062884855]
[42807,14,1718,0.44999,0.2870106485026242]
[42807,15,1719,0.44385999999999998,0.2831008387839169]
[42807,16,1720,0.46753,0.29819793438616832]
[42807,17,1721,0.52027000000000001,0.33183632991057643]
[42807,18,1722,0.58672999999999997,0.3742255556700031]
[42807,19,1723,0.79434000000000005,0.50664245545806463]
[42807,20,1724,0.78725999999999996,0.50212672090529997]
[42807,21,1725,0.69086000000000003,0.44064129563884302]
[42807,22,1726,0.61097999999999997,0.38969258432883697]
[42807,23,1727,0.47817999999999999,0.30499067068375929]
[42807,24,1728,0.32718000000000003,0.20868051284937131]
[42808,1,1729,0.25572,{"$f":"$H$7*(D1735/$H$3)","v":0.16310220901595829}]
[42808,2,1730,0.23427999999999999,0.14942744223470478]
[42808,3,1731,0.23577999999999999,0.15038416565690069]
[42808,4,1732,0.23905999999999999,0.15247620087343575]
[42808,5,1733,0.24909999999999999,0.15887986964600032]
[42808,6,1734,0.28639999999999999,0.18267039207793856]
[42808,7,1735,0.39441999999999999,0.25156723478833981]
[42808,8,1736,0.43642999999999998,0.27836186876597319]
[42808,9,1737,0.47175,0.30088951628061283]
[42808,10,1738,0.45737,0.29171772773982807]
[42808,11,1739,0.49447000000000002,0.3153806870488069]
[42808,12,1740,0.46411999999999998,0.29602298313970965]
[42808,13,1741,0.44927,0.28655142125997018]
[42808,14,1742,0.40151999999999999,0.25609572565340044]
[42808,15,1743,0.43395,0.27678008604127596]
[42808,16,1744,0.42321999999999999,0.26993632449450122]
[42808,17,1745,0.51146999999999998,0.32622355250036045]
[42808,18,1746,0.61365999999999998,0.39140193017649366]
[42808,19,1747,0.74885000000000002,0.47762822314093678]
[42808,20,1748,0.78300000000000003,0.49940962638626363]
[42808,21,1749,0.70426999999999995,0.44919440303327435]
[42808,22,1750,0.58113999999999999,0.37066016638328636]
[42808,23,1751,0.45713999999999999,0.29157103014842473]
[42808,24,1752,0.33948,0.21652564491137774]
[42809,1,1753,0.28560000000000002,0.18216013958610075]
[42809,2,1754,0.24578,0.1567623218048734]
[42809,3,1755,0.24843999999999999,0.15845891134023413]
[42809,4,1756,0.23685,0.15106662836473378]
[42809,5,1757,0.26040000000000002,0.16608718609320952]
[42809,6,1758,0.28992000000000001,0.18491550304202495]
[42809,7,1759,0.36541000000000001,0.233064203803071]
[42809,8,1760,0.40710000000000002,0.25965473678396922]
[42809,9,1761,0.47142000000000001,0.30067903712772975]
[42809,10,1762,0.44097999999999998,0.28126392981330078]
[42809,11,1763,0.48493999999999998,0.30930230423978883]
[42809,12,1764,0.50732999999999995,0.32358299585509975]
[42809,13,1765,0.44843,0.28601565614354046]
[42809,14,1766,0.41047,0.26180417540583606]
[42809,15,1767,0.43218000000000001,0.2756511524030848]
[42809,16,1768,0.44849,0.28605392508042832]
[42809,17,1769,0.46699000000000002,0.29785351395417781]
[42809,18,1770,0.57298000000000004,0.36545559096654068]
[42809,19,1771,0.71435000000000004,0.45562358443043094]
[42809,20,1772,0.81081999999999999,0.51715365678992375]
[42809,21,1773,0.71067000000000002,0.45327642296797699]
[42809,22,1774,0.59660999999999997,0.38052717394420016]
[42809,23,1775,0.47677999999999998,0.30409772882304315]
[42809,24,1776,0.33495999999999998,0.21364271833249407]
[42810,1,1777,0.27224999999999999,0.17364530112855717]
[42810,2,1778,0.24478,0.15612450619007612]
[42810,3,1779,0.23080999999999999,0.14721422205135823]
[42810,4,1780,0.22201000000000001,0.14160144464114227]
[42810,5,1781,0.25541999999999998,0.16291086433151911]
[42810,6,1782,0.30375000000000002,0.19373649299467124]
[42810,7,1783,0.36975000000000002,0.23583232357129116]
[42810,8,1784,0.43848999999999999,0.2796757689324556]
[42810,9,1785,0.45343,0.28920473421752679]
[42810,10,1786,0.45149,0.28796737192482014]
[42810,11,1787,0.50990000000000002,0.32522218198512881]
[42810,12,1788,0.50461,0.32184813738285117]
[42810,13,1789,0.44984000000000002,0.28691497616040462]
[42810,14,1790,0.39395999999999998,0.25127383960553307]
[42810,15,1791,0.42198000000000002,0.26914543313215267]
[42810,16,1792,0.42580000000000001,0.27158188878067824]
[42810,17,1793,0.47704000000000002,{"$f":"$H$7*(D1799/$H$3)","v":0.30426356088289042}]
[42810,18,1794,0.57977999999999996,0.3697927371471621]
[42810,19,1795,0.69642999999999999,0.44419392861326379]
[42810,20,1796,0.81933,0.52258146767184843]
[42810,21,1797,0.72223000000000004,0.46064957147503344]
[42810,22,1798,0.61668000000000001,0.39332813333318145]
[42810,23,1799,0.50109999999999999,0.31960940457491271]
[42810,24,1800,0.33412999999999998,0.21311333137221233]
[42811,1,1801,0.26808999999999999,0.1709919881710005]
[42811,2,1802,0.23322000000000001,0.14875135768301967]
[42811,3,1803,0.22442000000000001,0.14313858027280368]
[42811,4,1804,0.22281999999999999,0.14211807528912804]
[42811,5,1805,0.25284000000000001,0.16126530004534212]
[42811,6,1806,0.27689999999999998,0.17661114373736447]
[42811,7,1807,0.37415999999999999,0.23864509043254709]
[42811,8,1808,0.43054999999999999,0.27461151295096525]
[42811,9,1809,0.47331000000000001,0.30188450863969657]
[42811,10,1810,0.47262999999999999,0.30145079402163444]
[42811,11,1811,0.50266,0.3206043969339965]
[42811,12,1812,0.50775999999999999,0.32385725656946257]
[42811,13,1813,0.45245000000000002,0.28857967491502551]
[42811,14,1814,0.41715000000000002,0.26606478371268183]
[42811,15,1815,0.46240999999999999,0.29493231843840634]
[42811,16,1816,0.46340999999999999,0.29557013405320359]
[42811,17,1817,0.57999000000000001,0.36992667842626953]
[42811,18,1818,0.66518999999999995,0.42426856880699698]
[42811,19,1819,0.75338000000000005,0.48051752787596841]
[42811,20,1820,0.76737,0.48944056832698224]
[42811,21,1821,0.63119000000000003,0.40258283790388982]
[42811,22,1822,0.55447999999999997,0.35365600209279113]
[42811,23,1823,0.44185999999999998,0.28182520755432239]
[42811,24,1824,0.33989999999999998,0.21679352746959257]
[42812,1,1825,0.28253,0.18020204564867315]
[42812,2,1826,0.25251000000000001,0.16105482089245904]
[42812,3,1827,0.24829999999999999,0.15836961715416253]
[42812,4,1828,0.22167999999999999,0.14139096548825916]
[42812,5,1829,0.23305000000000001,0.14864292902850412]
[42812,6,1830,0.25141999999999998,0.16035960187232998]
[42812,7,1831,0.32057000000000002,0.20446455163556135]
[42812,8,1832,0.51515,0.32857071396281445]
[42812,9,1833,0.61170000000000002,0.39015181157149104]
[42812,10,1834,0.77075000000000005,0.49159638510499704]
[42812,11,1835,0.82245999999999997,0.52457783054616391]
[42812,12,1836,0.82055,0.52335960272190118]
[42812,13,1837,0.74660000000000004,0.47619313800764296]
[42812,14,1838,0.6,0.38268936887836286]
[42812,15,1839,0.52627999999999997,0.33566960175550808]
[42812,16,1840,0.50144999999999995,0.31983264004009182]
[42812,17,1841,0.58048,0.37023920807752014]
[42812,18,1842,0.59286000000000005,0.37813536538871045]
[42812,19,1843,0.69140999999999997,0.44099209422698149]
[42812,20,1844,0.74329000000000001,0.47408196832266397]
[42812,21,1845,0.65634999999999999,0.41863027877218911]
[42812,22,1846,0.59543000000000001,0.3797745515187394]
[42812,23,1847,0.49082999999999999,0.31305903821094477]
[42812,24,1848,0.37502000000000002,0.23919361186127278]
[42813,1,1849,0.28215000000000001,0.17995967571505017]
[42813,2,1850,0.2419,0.15428759721946]
[42813,3,1851,0.22381999999999999,0.14275589090392532]
[42813,4,1852,0.22767999999999999,0.14521785917704277]
[42813,5,1853,0.23104,0.1473609196427616]
[42813,6,1854,0.25036999999999998,0.15968989547679285]
[42813,7,1855,0.28441,0.18140113900449198]
[42813,8,1856,0.42241000000000001,0.26941969384651548]
[42813,9,1857,0.63729000000000002,{"$f":"$H$7*(D1863/$H$3)","v":0.40647351315415314}]
[42813,10,1858,0.74421999999999999,0.47467513684442542]
[42813,11,1859,0.87748000000000004,0.55967044567230984]
[42813,12,1860,0.87697000000000003,0.55934515970876331]
[42813,13,1861,0.76598999999999995,0.48856038277856201]
[42813,14,1862,0.64898,0.41392957769113325]
[42813,15,1863,0.59909999999999997,0.38211533482504534]
[42813,16,1864,0.57784999999999997,0.36856175301060329]
[42813,17,1865,0.63568999999999998,0.40545300817047752]
[42813,18,1866,0.62534000000000001,0.39885161655732576]
[42813,19,1867,0.71494000000000002,0.45599989564316129]
[42813,20,1868,0.74490000000000001,0.47510885146248755]
[42813,21,1869,0.68523000000000001,0.4370503937275344]
[42813,22,1870,0.59096000000000004,0.37692351572059563]
[42813,23,1871,0.46522000000000002,0.2967245803159867]
[42813,24,1872,0.32584999999999997,0.20783221808169092]
[42814,1,1873,0.25226999999999999,0.16090174514490768]
[42814,2,1874,0.23494999999999999,0.14985477869661895]
[42814,3,1875,0.22090000000000001,0.1408934693087173]
[42814,4,1876,0.21682999999999999,0.13829755975649238]
[42814,5,1877,0.24288999999999999,0.15491903467810927]
[42814,6,1878,0.27483000000000002,0.17529086541473415]
[42814,7,1879,0.34528999999999999,0.22023135363334986]
[42814,8,1880,0.42120000000000002,0.26864793695261074]
[42814,9,1881,0.46432000000000001,0.29615054626266912]
[42814,10,1882,0.46065,0.29380976295636313]
[42814,11,1883,0.43652000000000002,0.27841927217130497]
[42814,12,1884,0.46667999999999998,0.2976557911135907]
[42814,13,1885,0.44699,0.28509720165823244]
[42814,14,1886,0.43791999999999998,0.27931221403202111]
[42814,15,1887,0.46157999999999999,0.29440293147812457]
[42814,16,1888,0.48542999999999997,0.3096148338910395]
[42814,17,1889,0.52700000000000002,0.33612882899816215]
[42814,18,1890,0.56383000000000005,0.35961957809114564]
[42814,19,1891,0.69801999999999997,0.44520805544079151]
[42814,20,1892,0.7298,0.46547783567904877]
[42814,21,1893,0.68154999999999999,0.4347032322650804]
[42814,22,1894,0.59299000000000002,0.37821828141863401]
[42814,23,1895,0.45672000000000001,0.29130314759020987]
[42814,24,1896,0.32523999999999997,0.20744315055666457]
[42815,1,1897,0.25652000000000003,0.1636124615077961]
[42815,2,1898,0.23097000000000001,0.14731627254972582]
[42815,3,1899,0.22659000000000001,0.14452264015691377]
[42815,4,1900,0.22034000000000001,0.14053629256443081]
[42815,5,1901,0.2379,0.1517363347602709]
[42815,6,1902,0.28693999999999997,0.18301481250992907]
[42815,7,1903,0.38534000000000002,0.24577586900598061]
[42815,8,1904,0.43258999999999997,0.27591265680515165]
[42815,9,1905,0.43318000000000001,0.27628896801788211]
[42815,10,1906,0.43506,0.27748806137370097]
[42815,11,1907,0.47327999999999998,0.30186537417125264]
[42815,12,1908,0.4531,0.28899425506464371]
[42815,13,1909,0.45928000000000002,0.29293595556409091]
[42815,14,1910,0.41023999999999999,0.26165747781443266]
[42815,15,1911,0.41514000000000001,0.26478277432693931]
[42815,16,1912,0.46000999999999997,0.29340156096289288]
[42815,17,1913,0.48823,0.3114007176124719]
[42815,18,1914,0.53461999999999998,0.34098898398291733]
[42815,19,1915,0.65107999999999999,0.41526899048220756]
[42815,20,1916,0.75183,0.47952891367303263]
[42815,21,1917,0.71587000000000001,0.45659306416492274]
[42815,22,1918,0.61243000000000003,0.39061741697029301]
[42815,23,1919,0.46858,0.29886764078170547]
[42815,24,1920,0.31331999999999999,0.19984038842828111]
[42816,1,1921,0.27145000000000002,{"$f":"$H$7*(D1927/$H$3)","v":0.17313504863671939}]
[42816,2,1922,0.24784999999999999,0.15808260012750372]
[42816,3,1923,0.23068,0.14713130602143459]
[42816,4,1924,0.22661000000000001,0.14453539646920971]
[42816,5,1925,0.23959,0.15281424314927827]
[42816,6,1926,0.27651999999999999,0.17636877380374152]
[42816,7,1927,0.3629,0.23146328660992985]
[42816,8,1928,0.42043000000000003,0.26815681892921689]
[42816,9,1929,0.44302999999999998,0.28257145182363519]
[42816,10,1930,0.43551000000000001,0.27777507840035975]
[42816,11,1931,0.47693999999999998,0.30419977932141068]
[42816,12,1932,0.45767999999999998,0.29191545058041524]
[42816,13,1933,0.44934000000000002,0.28659606835300599]
[42816,14,1934,0.43340000000000001,0.2764292874531375]
[42816,15,1935,0.41841,0.26686843138732635]
[42816,16,1936,0.43231000000000003,0.27573406843300846]
[42816,17,1937,0.45882000000000001,0.29264256038128411]
[42816,18,1938,0.53551000000000004,0.34155663988008689]
[42816,19,1939,0.65303999999999995,0.41651910908721018]
[42816,20,1940,0.73565000000000003,0.46920905702561277]
[42816,21,1941,0.69199999999999995,0.4413684054397119]
[42816,22,1942,0.59084000000000003,0.37684697784681992]
[42816,23,1943,0.43384,0.27670992632364827]
[42816,24,1944,0.31391000000000002,0.20021669964101152]
[42817,1,1945,0.2656,0.1694038272901553]
[42817,2,1946,0.23103000000000001,0.14735454148661364]
[42817,3,1947,0.22928999999999999,0.14624474231686638]
[42817,4,1948,0.22022,0.14045975469065514]
[42817,5,1949,0.23804,0.15182562894634252]
[42817,6,1950,0.27943000000000001,0.17822481724280159]
[42817,7,1951,0.35338999999999998,0.22539766011320775]
[42817,8,1952,0.42241000000000001,0.26941969384651548]
[42817,9,1953,0.45813999999999999,0.29220884576322198]
[42817,10,1954,0.47376000000000001,0.30217152566635536]
[42817,11,1955,0.48304000000000002,0.30809045457167406]
[42817,12,1956,0.45713999999999999,0.29157103014842473]
[42817,13,1957,0.45014999999999999,0.28711269900099179]
[42817,14,1958,0.45857999999999999,0.29248948463373275]
[42817,15,1959,0.45888000000000001,0.29268082931817196]
[42817,16,1960,0.48370000000000002,0.30851141287744022]
[42817,17,1961,0.49812000000000001,0.31770871404281686]
[42817,18,1962,0.61319000000000001,0.39110215683753896]
[42817,19,1963,0.66698999999999997,0.42541663691363213]
[42817,20,1964,0.74783999999999995,0.47698402936999151]
[42817,21,1965,0.70294000000000001,0.44834610826559401]
[42817,22,1966,0.61500999999999995,0.39226298125646991]
[42817,23,1967,0.43662000000000001,0.2784830537327847]
[42817,24,1968,0.33711999999999998,0.21502040006045617]
[42818,1,1969,0.26101999999999997,0.1664826317743838]
[42818,2,1970,0.24282000000000001,0.15487438758507346]
[42818,3,1971,0.22917000000000001,0.14616820444309073]
[42818,4,1972,0.22545000000000001,0.14379553035604489]
[42818,5,1973,0.23516000000000001,0.14998871997572638]
[42818,6,1974,0.27141999999999999,0.17311591416827543]
[42818,7,1975,0.35755999999999999,0.2280573512269124]
[42818,8,1976,0.42094999999999999,0.26848848304891143]
[42818,9,1977,0.44790999999999997,0.28568399202384587]
[42818,10,1978,0.44058000000000003,0.28100880356738189]
[42818,11,1979,0.45244000000000001,0.28857329675887755]
[42818,12,1980,0.53974999999999995,0.34426097808682726]
[42818,13,1981,0.51659999999999995,0.32949554660427044]
[42818,14,1982,0.49753999999999998,0.31733878098623447]
[42818,15,1983,0.46800999999999998,0.29850408588127103]
[42818,16,1984,0.47982000000000002,0.30603668829202685]
[42818,17,1985,0.52288000000000001,{"$f":"$H$7*(D1991/$H$3)","v":0.33350102866519737}]
[42818,18,1986,0.62419999999999998,0.39812450675645683]
[42818,19,1987,0.74299000000000004,0.47389062363822476]
[42818,20,1988,0.77153000000000005,0.4920938812845389]
[42818,21,1989,0.69427000000000005,0.44281624688530169]
[42818,22,1990,0.54322000000000004,0.34647419827017384]
[42818,23,1991,0.43513000000000002,0.27753270846673678]
[42818,24,1992,0.34031,0.21705503187165948]
[42819,1,1993,0.29472999999999999,0.18798339614919982]
[42819,2,1994,0.24929000000000001,0.1590010546128118]
[42819,3,1995,0.24074000000000001,0.15354773110629516]
[42819,4,1996,0.23254,0.14831764306495751]
[42819,5,1997,0.22528000000000001,0.14368710170152932]
[42819,6,1998,0.23455000000000001,0.14959965245070006]
[42819,7,1999,0.29948000000000002,0.19101302031948689]
[42819,8,2000,0.46694999999999998,0.29782800132958592]
[42819,9,2001,0.60248999999999997,0.38427752975920809]
[42819,10,2002,0.74424999999999997,0.47469427131286934]
[42819,11,2003,0.87182000000000004,0.55606040929255729]
[42819,12,2004,0.85651999999999995,0.54630183038615898]
[42819,13,2005,0.79542999999999997,0.50733767447819367]
[42819,14,2006,0.60577000000000003,0.38636956497574321]
[42819,15,2007,0.56537999999999999,0.36060819229408136]
[42819,16,2008,0.55672999999999995,0.35509108722608496]
[42819,17,2009,0.53952999999999995,0.34412065865157188]
[42819,18,2010,0.60240000000000005,0.38422012635387642]
[42819,19,2011,0.64146999999999998,0.40913958242400578]
[42819,20,2012,0.75768000000000002,0.48326013501959675]
[42819,21,2013,0.68457000000000001,0.43662943542176819]
[42819,22,2014,0.56776000000000004,0.36212619345729891]
[42819,23,2015,0.45732,0.29168583695908823]
[42819,24,2016,0.36087000000000002,0.23016852091189138]
[42820,1,2017,0.29559999999999997,0.18853829573407344]
[42820,2,2018,0.24318000000000001,0.1551040012064005]
[42820,3,2019,0.23044999999999999,0.14698460843003122]
[42820,4,2020,0.22034000000000001,0.14053629256443081]
[42820,5,2021,0.22828000000000001,0.14560054854592117]
[42820,6,2022,0.25422,0.16214548559376235]
[42820,7,2023,0.35224,0.22466417215619092]
[42820,8,2024,0.47327000000000002,0.30185899601510474]
[42820,9,2025,0.69377999999999995,0.44250371723405102]
[42820,10,2026,0.82338999999999996,0.5251709990679253]
[42820,11,2027,0.88295000000000001,0.56315929708525092]
[42820,12,2028,0.80169999999999997,0.51133677838297253]
[42820,13,2029,0.69547000000000003,0.44358162562305847]
[42820,14,2030,0.63504000000000005,0.40503842802085938]
[42820,15,2031,0.55896999999999997,0.35651979420323082]
[42820,16,2032,0.55284999999999995,0.35261636264067159]
[42820,17,2033,0.59326999999999996,0.37839686979077725]
[42820,18,2034,0.63414000000000004,0.40446439396754175]
[42820,19,2035,0.73919999999999997,0.47147330245814312]
[42820,20,2036,0.71614999999999995,0.45677165253706598]
[42820,21,2037,0.60704999999999998,0.38718596896268365]
[42820,22,2038,0.51065000000000005,0.32570054369622675]
[42820,23,2039,0.35409000000000002,0.2258441310435659]
[42821,1,2040,0.28797,0.18367176259317031]
[42821,2,2041,0.24798000000000001,0.15816551615742741]
[42821,3,2042,0.22519,0.14362969829619757]
[42821,4,2043,0.22367999999999999,0.1426665967178537]
[42821,5,2044,0.23573,0.15035227487616082]
[42821,6,2045,0.28361999999999998,0.18089726466880215]
[42821,7,2046,0.34882999999999997,0.22248922090973222]
[42821,8,2047,0.41441,0.26431716892813728]
[42821,9,2048,0.42574000000000001,0.27154361984379038]
[42821,10,2049,0.45223000000000002,{"$f":"$H$7*(D2055/$H$3)","v":0.28843935547977012}]
[42821,11,2050,0.39290999999999998,0.25060413320999597]
[42821,12,2051,0.45065,0.28743160680839042]
[42821,13,2052,0.45288,0.28885393562938833]
[42821,14,2053,0.42404999999999998,0.27046571145478299]
[42821,15,2054,0.44817000000000001,0.28584982408369319]
[42821,16,2055,0.46248,0.29497696553144215]
[42821,17,2056,0.49878,0.31812967234858308]
[42821,18,2057,0.54776999999999998,0.34937625931750144]
[42821,19,2058,0.62695000000000001,0.39987849969714939]
[42821,20,2059,0.69591000000000003,0.44386226449356925]
[42821,21,2060,0.71092,0.4534358768716763]
[42821,22,2061,0.60004000000000002,0.3827148815029548]
[42821,23,2062,0.47754999999999997,0.304588846846437]
[42821,24,2063,0.33349000000000001,0.21270512937874206]
[42822,1,2064,0.28694999999999998,0.18302119066607703]
[42822,2,2065,0.24262,0.15474682446211399]
[42822,3,2066,0.22237999999999999,0.14183743641861724]
[42822,4,2067,0.22933999999999999,0.14627663309760625]
[42822,5,2068,0.22936999999999999,0.14629576756605017]
[42822,6,2069,0.26529999999999998,0.16921248260571611]
[42822,7,2070,0.34442,0.21967645404847627]
[42822,8,2071,0.39051000000000002,0.24907337573448254]
[42822,9,2072,0.42808000000000002,0.27303610838241599]
[42822,10,2073,0.41991000000000001,0.26782515480952229]
[42822,11,2074,0.47110999999999997,0.30048131428714259]
[42822,12,2075,0.47738000000000003,0.30448041819192151]
[42822,13,2076,0.47702,0.30425080457059445]
[42822,14,2077,0.39644000000000001,0.25285562233023035]
[42822,15,2078,0.42209999999999998,0.26922197100592832]
[42822,16,2079,0.43998999999999999,0.28063249235465149]
[42822,17,2080,0.49571999999999999,0.31617795656730346]
[42822,18,2081,0.55469999999999997,0.35379632152804652]
[42822,19,2082,0.63736999999999999,0.40652453840333691]
[42822,20,2083,0.72587000000000002,0.46297122031289545]
[42822,21,2084,0.70911000000000002,0.4522814306088932]
[42822,22,2085,0.60789000000000004,0.38772173407911342]
[42822,23,2086,0.48774000000000001,0.31108818796122117]
[42822,24,2087,0.34881000000000001,0.22247646459743628]
[42823,1,2088,0.27739999999999998,0.1769300515447631]
[42823,2,2089,0.24027999999999999,0.15325433592348839]
[42823,3,2090,0.22672999999999999,0.14461193434298536]
[42823,4,2091,0.22383,0.14276226906007328]
[42823,5,2092,0.2384,0.15205524256766953]
[42823,6,2093,0.28260000000000002,0.18024669274170893]
[42823,7,2094,0.35177999999999998,0.22437077697338417]
[42823,8,2095,0.41610999999999998,0.26540145547329264]
[42823,9,2096,0.44240000000000002,0.28216962798631295]
[42823,10,2097,0.44825999999999999,0.28590722748902492]
[42823,11,2098,0.43568000000000001,0.2778835070548753]
[42823,12,2099,0.50624000000000002,0.32288777683497072]
[42823,13,2100,0.44699,0.28509720165823244]
[42823,14,2101,0.40987000000000001,0.2614214860369577]
[42823,15,2102,0.40256999999999998,0.25676543204893759]
[42823,16,2103,0.44035000000000002,0.28086210597597855]
[42823,17,2104,0.46589000000000003,0.29715191677790082]
[42823,18,2105,0.54103999999999997,0.34508376022991577]
[42823,19,2106,0.60253999999999996,0.38430942053994799]
[42823,20,2107,0.69282999999999995,0.44189779239999355]
[42823,21,2108,0.75168000000000001,0.47943324133081311]
[42823,22,2109,0.62626000000000004,0.3994384069229393]
[42823,23,2110,0.49221999999999999,0.31394560191551302]
[42823,24,2111,0.35132000000000002,0.22407738179057743]
[42824,1,2112,0.28309000000000001,0.1805592223929596]
[42824,2,2113,0.23888000000000001,{"$f":"$H$7*(D2119/$H$3)","v":0.15236139406277224}]
[42824,3,2114,0.22645000000000001,0.14443334597084215]
[42824,4,2115,0.22661999999999999,0.14454177462535767]
[42824,5,2116,0.24607999999999999,0.15695366648931255]
[42824,6,2117,0.26571,0.16947398700778299]
[42824,7,2118,0.33978999999999998,0.21672336775196488]
[42824,8,2119,0.37497000000000003,0.23916172108053294]
[42824,9,2120,0.43443999999999999,0.27709261569252663]
[42824,10,2121,0.46306999999999998,0.2953532767441725]
[42824,11,2122,0.51000999999999996,0.32529234170275645]
[42824,12,2123,0.50551000000000001,0.32242217143616875]
[42824,13,2124,0.50649,0.32304723073867003]
[42824,14,2125,0.47267999999999999,0.30148268480237428]
[42824,15,2126,0.42087999999999998,0.26844383595587562]
[42824,16,2127,0.41741,0.2662306157725291]
[42824,17,2128,0.45256999999999997,0.28865621278880116]
[42824,18,2129,0.53903999999999996,0.34380812900032126]
[42824,19,2130,0.56815000000000004,0.36237494154706984]
[42824,20,2131,0.70360999999999996,0.44877344472750819]
[42824,21,2132,0.71082999999999996,0.45337847346634452]
[42824,22,2133,0.60489999999999999,0.38581466539086956]
[42824,23,2134,0.43558000000000002,0.27781972549339556]
[42824,24,2135,0.36585000000000001,0.2333448426735818]
[42825,1,2136,0.27748,0.1769810767939469]
[42825,2,2137,0.23966000000000001,0.15285889024231408]
[42825,3,2138,0.23691999999999999,0.15111127545776956]
[42825,4,2139,0.22922000000000001,0.1462000952238306]
[42825,5,2140,0.22475000000000001,0.14334905942568679]
[42825,6,2141,0.26308999999999999,0.16780291009701415]
[42825,7,2142,0.33006999999999997,0.21052379997613541]
[42825,8,2143,0.42444999999999999,0.27072083770070188]
[42825,9,2144,0.45195000000000002,0.28826076710762688]
[42825,10,2145,0.42444999999999999,0.27072083770070188]
[42825,11,2146,0.52566000000000002,0.33527415607433375]
[42825,12,2147,0.54488000000000003,0.34753297219073731]
[42825,13,2148,0.49990000000000001,0.31884402583715604]
[42825,14,2149,0.45373999999999998,0.28940245705811396]
[42825,15,2150,0.45654,0.29118834077954636]
[42825,16,2151,0.43681999999999999,0.27861061685574412]
[42825,17,2152,0.47811999999999999,0.30495240174687149]
[42825,18,2153,0.49288999999999999,0.31437293837742714]
[42825,19,2154,0.53552999999999995,0.3415693961923828]
[42825,20,2155,0.70428999999999997,0.44920715934557037]
[42825,21,2156,0.65924000000000005,0.42047356589895335]
[42825,22,2157,0.57552999999999999,0.36708202078427365]
[42825,23,2158,0.45634999999999998,0.29106715581273485]
[42825,24,2159,0.34725,0.22148147223835254]
[42826,1,2160,0.29366999999999999,0.18730731159751474]
[42826,2,2161,0.26273000000000002,0.16757329647568714]
[42826,3,2162,0.23538999999999999,0.15013541756712973]
[42826,4,2163,0.23127,0.147507617234165]
[42826,5,2164,0.21743999999999999,0.13868662728151873]
[42826,6,2165,0.22742999999999999,0.14505840527334346]
[42826,7,2166,0.29586000000000001,0.18870412779392076]
[42826,8,2167,0.38524000000000003,0.2457120874445009]
[42826,9,2168,0.55049000000000003,0.35111111778975002]
[42826,10,2169,0.61365999999999998,0.39140193017649366]
[42826,11,2170,0.73558000000000001,0.46916440993257702]
[42826,12,2171,0.79627999999999999,0.5078798177507714]
[42826,13,2172,0.67876999999999998,0.43293010485594402]
[42826,14,2173,0.56484999999999996,0.36027015001823881]
[42826,15,2174,0.52383999999999997,0.33411333165540269]
[42826,16,2175,0.55354000000000003,0.35305645541488173]
[42826,17,2176,0.55049000000000003,0.35111111778975002]
[42826,18,2177,0.53195000000000003,{"$f":"$H$7*(D2183/$H$3)","v":0.33928601629140859}]
[42826,19,2178,0.59633999999999998,0.38035496372820488]
[42826,20,2179,0.64856999999999998,0.41366807328906641]
[42826,21,2180,0.62924999999999998,0.40134547561118306]
[42826,22,2181,0.56608999999999998,0.36106104138058742]
[42826,23,2182,0.45446999999999999,0.28986806245691599]
[42826,24,2183,0.37708000000000003,0.24050751202775517]
[42827,1,2184,0.28975000000000001,0.18480707438750943]
[42827,2,2185,0.23752999999999999,0.15150034298279591]
[42827,3,2186,0.22042999999999999,0.14059369596976257]
[42827,4,2187,0.22386,0.1427814035285172]
[42827,5,2188,0.21665000000000001,0.13818275294582888]
[42827,6,2189,0.24754999999999999,0.15789125544306454]
[42827,7,2190,0.26967999999999998,0.17200611499852816]
[42827,8,2191,0.41049000000000002,0.26181693171813203]
[42827,9,2192,0.56023999999999996,0.35732982003402336]
[42827,10,2193,0.68759000000000003,0.43855563857845592]
[42827,11,2194,0.86097000000000001,0.5491401098720069]
[42827,12,2195,0.87051000000000001,0.55522487083717276]
[42827,13,2196,0.68928999999999996,0.43963992512361127]
[42827,14,2197,0.59057999999999999,0.37668114578697265]
[42827,15,2198,0.58426999999999996,0.37265652925760179]
[42827,16,2199,0.50876999999999994,0.32450145034040784]
[42827,17,2200,0.50634999999999997,0.32295793655259841]
[42827,18,2201,0.55915999999999999,0.35664097917004234]
[42827,19,2202,0.63661000000000001,0.40603979853609101]
[42827,20,2203,0.67240999999999995,0.42887359754583332]
[42827,21,2204,0.66596,0.42475968683039089]
[42827,22,2205,0.58030999999999999,0.3701307794230046]
[42827,23,2206,0.47219,0.30117015515112366]
[42827,24,2207,0.37102000000000002,0.2366423494020837]
[42828,1,2208,0.28092,0.17917516250884952]
[42828,2,2209,0.24302000000000001,0.15500195070803294]
[42828,3,2210,0.22069,0.14075952802960986]
[42828,4,2211,0.21920000000000001,0.13980918276356194]
[42828,5,2212,0.23102,0.14734816333046566]
[42828,6,2213,0.27794999999999997,0.1772808501329016]
[42828,7,2214,0.32818000000000003,0.20931832846416859]
[42828,8,2215,0.38988,0.24867155189716023]
[42828,9,2216,0.40054000000000001,0.25547066635089916]
[42828,10,2217,0.42544999999999999,0.27135865331549913]
[42828,11,2218,0.36964999999999998,0.2357685420098114]
[42828,12,2219,0.42397000000000001,0.27041468620559922]
[42828,13,2220,0.42607,0.27175409899667352]
[42828,14,2221,0.39895000000000003,0.25445653952337149]
[42828,15,2222,0.42164000000000001,0.26892857582312157]
[42828,16,2223,0.43509999999999999,0.27751357399829285]
[42828,17,2224,0.46926000000000001,0.29930135539976765]
[42828,18,2225,0.51534999999999997,0.32869827708577382]
[42828,19,2226,0.61441000000000001,0.3918802918875916]
[42828,20,2227,0.68200000000000005,0.43499024929173924]
[42828,21,2228,0.69671000000000005,0.44437251698540708]
[42828,22,2229,0.58804000000000001,0.37506109412538757]
[42828,23,2230,0.46800000000000003,0.29849770772512307]
[42828,24,2231,0.32682,0.20845089922804427]
[42829,1,2232,0.28121000000000002,0.17936012903714074]
[42829,2,2233,0.23033999999999999,0.1469144487124035]
[42829,3,2234,0.21922,0.13982193907585785]
[42829,4,2235,0.21409,0.13654994497194786]
[42829,5,2236,0.24687000000000001,0.15745754082500241]
[42829,6,2237,0.28173999999999999,0.1796981713129833]
[42829,7,2238,0.34573999999999999,0.22051837066000865]
[42829,8,2239,0.3881,0.24753624010282108]
[42829,9,2240,0.41929,0.26742970912834796]
[42829,10,2241,0.42386000000000001,{"$f":"$H$7*(D2247/$H$3)","v":0.27034452648797153}]
[42829,11,2242,0.43507000000000001,0.27749443952984892]
[42829,12,2243,0.47133000000000003,0.30062163372239797]
[42829,13,2244,0.44766,0.28552453812014655]
[42829,14,2245,0.43419999999999997,0.27693953994497528]
[42829,15,2246,0.41066999999999998,0.26193173852879548]
[42829,16,2247,0.41173999999999999,0.26261420123662854]
[42829,17,2248,0.47782000000000002,0.30476105706243228]
[42829,18,2249,0.51229000000000002,0.32674656130449425]
[42829,19,2250,0.59389999999999998,0.37879869362809954]
[42829,20,2251,0.70975999999999995,0.45269601075851146]
[42829,21,2252,0.70201000000000002,0.44775293974383257]
[42829,22,2253,0.58021999999999996,0.37007337601767287]
[42829,23,2254,0.43672,0.27854683529426438]
[42829,24,2255,0.31459999999999999,0.20065679241522161]
[42830,1,2256,0.26985999999999999,0.1721209218091917]
[42830,2,2257,0.24567,0.15669216208724571]
[42830,3,2258,0.21418999999999999,0.13661372653342757]
[42830,4,2259,0.22495999999999999,0.14348300070479419]
[42830,5,2260,0.23474,0.14972083741751152]
[42830,6,2261,0.27453,0.17509952073029494]
[42830,7,2262,0.32091999999999998,0.20468778710074037]
[42830,8,2263,0.39806000000000002,0.25388888362620193]
[42830,9,2264,0.38278000000000001,0.2441430610320996]
[42830,10,2265,0.39901999999999999,0.25450118661640725]
[42830,11,2266,0.42888999999999999,0.27355273903040178]
[42830,12,2267,0.47062999999999999,0.30017516279203987]
[42830,13,2268,0.43453000000000003,0.27715001909785841]
[42830,14,2269,0.40692,0.25953992997330572]
[42830,15,2270,0.44214999999999999,0.28201017408261358]
[42830,16,2271,0.45288,0.28885393562938833]
[42830,17,2272,0.49601000000000001,0.31636292309559466]
[42830,18,2273,0.58309,0.37190390683214108]
[42830,19,2274,0.70008999999999999,0.44652833376342183]
[42830,20,2275,0.72721999999999998,0.46383227139287175]
[42830,21,2276,0.68154000000000003,0.43469685410893244]
[42830,22,2277,0.59828000000000003,0.38159232602091164]
[42830,23,2278,0.45039000000000001,0.28726577474854315]
[42830,24,2279,0.33024999999999999,0.21063860678679891]
[42831,1,2280,0.26295000000000002,0.16771361591094255]
[42831,2,2281,0.22786000000000001,0.14533266598770631]
[42831,3,2282,0.22162999999999999,0.14135907470751929]
[42831,4,2283,0.22414999999999999,0.1429663700568084]
[42831,5,2284,0.25298999999999999,0.16136097238756172]
[42831,6,2285,0.28765000000000002,0.18346766159643518]
[42831,7,2286,0.35058,0.22360539823562744]
[42831,8,2287,0.40328000000000003,0.2572182811354437]
[42831,9,2288,0.41294999999999998,0.26338595813053328]
[42831,10,2289,0.46227000000000001,0.29484302425233472]
[42831,11,2290,0.48331000000000002,0.30826266478766928]
[42831,12,2291,0.44352999999999998,0.28289035963103382]
[42831,13,2292,0.42692000000000002,0.2722962422692512]
[42831,14,2293,0.40540999999999999,0.25857682839496188]
[42831,15,2294,0.41284999999999999,0.26332217656905355]
[42831,16,2295,0.45277000000000001,0.28878377591176063]
[42831,17,2296,0.50666999999999995,0.32316203754933354]
[42831,18,2297,0.53615999999999997,0.34197122002970509]
[42831,19,2298,0.57201000000000002,0.36483690982018729]
[42831,20,2299,0.71391000000000004,0.45534294555992011]
[42831,21,2300,0.68272999999999995,0.43545585469054116]
[42831,22,2301,0.62334000000000001,0.3975759853277312]
[42831,23,2302,0.48285,0.30796926960486254]
[42831,24,2303,0.33873999999999999,0.21605366135642773]
[42832,1,2304,0.26112000000000002,0.16654641333586356]
[42832,2,2305,0.22484999999999999,{"$f":"$H$7*(D2311/$H$3)","v":0.1434128409871665}]
[42832,3,2306,0.21052000000000001,0.13427294322712161]
[42832,4,2307,0.20982999999999999,0.13383285045291149]
[42832,5,2308,0.23616999999999999,0.15063291374667162]
[42832,6,2309,0.27415,0.17485715079667197]
[42832,7,2310,0.34089999999999998,0.21743134308438986]
[42832,8,2311,0.43890000000000001,0.27993727333452251]
[42832,9,2312,0.44403999999999999,0.28321564559458046]
[42832,10,2313,0.42608000000000001,0.27176047715282148]
[42832,11,2314,0.45881,0.29263618222513615]
[42832,12,2315,0.4914,0.31342259311137921]
[42832,13,2316,0.44771,0.28555642890088645]
[42832,14,2317,0.40245999999999998,0.2566952723313099]
[42832,15,2318,0.42785000000000001,0.27288941079101264]
[42832,16,2319,0.46259,0.29504712524906984]
[42832,17,2320,0.49103000000000002,0.31318660133390425]
[42832,18,2321,0.51197999999999999,0.32654883846390703]
[42832,19,2322,0.59636999999999996,0.3803740981966488]
[42832,20,2323,0.64878000000000002,0.41380201456817378]
[42832,21,2324,0.66901999999999995,0.42671140261167062]
[42832,22,2325,0.57365999999999995,0.36588930558460275]
[42832,23,2326,0.45408999999999999,0.28962569252329301]
[42832,24,2327,0.33944999999999997,0.21650651044293381]
[42833,1,2328,0.28228999999999999,0.18004896990112176]
[42833,2,2329,0.23488000000000001,0.14981013160358314]
[42833,3,2330,0.24127000000000001,0.15388577338213771]
[42833,4,2331,0.22338,0.14247525203341452]
[42833,5,2332,0.22019,0.14044062022221121]
[42833,6,2333,0.25811000000000001,0.16462658833532376]
[42833,7,2334,0.31623000000000001,0.20169643186734118]
[42833,8,2335,0.43962000000000001,0.28039650057717652]
[42833,9,2336,0.5877,0.37484423681635648]
[42833,10,2337,0.66559999999999997,0.42453007320906389]
[42833,11,2338,0.79801,0.50898323876437057]
[42833,12,2339,0.79949000000000003,0.50992720587427065]
[42833,13,2340,0.71740999999999999,0.45757530021171061]
[42833,14,2341,0.60245000000000004,0.38425201713461626]
[42833,15,2342,0.54239000000000004,0.34594481130989213]
[42833,16,2343,0.51387000000000005,0.32775430997587396]
[42833,17,2344,0.50651000000000002,0.323059987050966]
[42833,18,2345,0.52132000000000001,0.33250603630611358]
[42833,19,2346,0.55903000000000003,0.35655806314011873]
[42833,20,2347,0.63675000000000004,0.40612909272216269]
[42833,21,2348,0.66866000000000003,0.42648178899034361]
[42833,22,2349,0.59719,0.38089710700078255]
[42833,23,2350,0.47173999999999999,0.30088313812446482]
[42833,24,2351,0.35833999999999999,0.22855484740645426]
[42834,1,2352,0.28963,0.18473053651373375]
[42834,2,2353,0.23674999999999999,0.15100284680325401]
[42834,3,2354,0.23216999999999999,0.14808165128748252]
[42834,4,2355,0.22423999999999999,0.14302377346214018]
[42834,5,2356,0.22969999999999999,0.14650624671893325]
[42834,6,2357,0.22813,0.14550487620370153]
[42834,7,2358,0.28865000000000002,0.18410547721123244]
[42834,8,2359,0.40910999999999997,0.26093674616971174]
[42834,9,2360,0.56620000000000004,0.36113120109821512]
[42834,10,2361,0.70413000000000003,0.44910510884720278]
[42834,11,2362,0.85538999999999998,0.54558109874143812]
[42834,12,2363,0.85238999999999998,0.54366765189704624]
[42834,13,2364,0.71182999999999996,0.45401628908114178]
[42834,14,2365,0.58808000000000005,0.37508660674997946]
[42834,15,2366,0.54913000000000001,0.3502436885536257]
[42834,16,2367,0.55188999999999999,0.35200405965046616]
[42834,17,2368,0.52385999999999999,0.33412608796769866]
[42834,18,2369,0.52722000000000002,{"$f":"$H$7*(D2375/$H$3)","v":0.33626914843341754}]
[42834,19,2370,0.57072000000000001,0.36401412767709884]
[42834,20,2371,0.67193999999999998,0.42857382420687862]
[42834,21,2372,0.71492,0.45598713933086538]
[42834,22,2373,0.61214000000000002,0.39043245044200181]
[42834,23,2374,0.47434999999999999,0.30254783687908576]
[42834,24,2375,0.33232,0.21195888510942926]
[42835,1,2376,0.25869999999999999,0.16500289954805414]
[42835,2,2377,0.21895999999999999,0.13965610701601056]
[42835,3,2378,0.21756,0.13876316515529438]
[42835,4,2379,0.20584,0.13128796614987037]
[42835,5,2380,0.23038,0.14693996133699541]
[42835,6,2381,0.26296000000000003,0.16771999406709054]
[42835,7,2382,0.34722999999999998,0.22146871592605658]
[42835,8,2383,0.39751999999999998,0.25354446319421137]
[42835,9,2384,0.45691999999999999,0.29143071071316934]
[42835,10,2385,0.42888999999999999,0.27355273903040178]
[42835,11,2386,0.47881000000000001,0.30539249452108158]
[42835,12,2387,0.47141,0.30067265897158174]
[42835,13,2388,0.44868999999999998,0.28618148820338773]
[42835,14,2389,0.40110000000000001,0.25582784309518564]
[42835,15,2390,0.37065999999999999,0.23641273578075667]
[42835,16,2391,0.42096,0.26849486120505944]
[42835,17,2392,0.48092000000000001,0.30673828546830384]
[42835,18,2393,0.50938000000000005,0.32489051786543416]
[42835,19,2394,0.58182999999999996,0.37110025915749645]
[42835,20,2395,0.66154999999999997,0.42194691996913497]
[42835,21,2396,0.66944000000000004,0.42697928516988543]
[42835,22,2397,0.59428000000000003,0.37904106356172257]
[42835,23,2398,0.44244,0.28219514061090478]
[42835,24,2399,0.33299000000000001,0.21238622157134346]
[42836,1,2400,0.25763000000000003,0.1643204368402211]
[42836,2,2401,0.22847999999999999,0.14572811166888058]
[42836,3,2402,0.21110999999999999,0.13464925443985198]
[42836,4,2403,0.21337999999999999,0.1360970958854418]
[42836,5,2404,0.21933,0.13989209879348558]
[42836,6,2405,0.27218999999999999,0.17360703219166931]
[42836,7,2406,0.3624,0.23114437880253119]
[42836,8,2407,0.39122000000000001,0.24952622482098857]
[42836,9,2408,0.42903000000000002,0.2736420332164734]
[42836,10,2409,0.40090999999999999,0.25570665812837412]
[42836,11,2410,0.46151999999999999,0.29436466254123678]
[42836,12,2411,0.47635,0.30382346810868027]
[42836,13,2412,0.41489999999999999,0.26462969857938795]
[42836,14,2413,0.39943000000000001,0.25476269101847421]
[42836,15,2414,0.38962000000000002,0.24850571983731296]
[42836,16,2415,0.39451999999999998,0.25163101634981955]
[42836,17,2416,0.46894000000000002,0.29909725440303253]
[42836,18,2417,0.50111000000000006,0.31961578273106078]
[42836,19,2418,0.59097,0.37692989387674353]
[42836,20,2419,0.61607999999999996,0.39294544396430298]
[42836,21,2420,0.66832999999999998,0.42627130983746048]
[42836,22,2421,0.58908000000000005,0.37572442236477677]
[42836,23,2422,0.46465000000000001,0.2963610254155522]
[42836,24,2423,0.31605,0.20158162505667765]
[42837,1,2424,0.25237999999999999,0.1609719048625354]
[42837,2,2425,0.22445000000000001,0.14315771474124758]
[42837,3,2426,0.20782,0.13255084106716897]
[42837,4,2427,0.20671,0.13184286573474402]
[42837,5,2428,0.22128,0.14113583924234024]
[42837,6,2429,0.26971000000000001,0.17202524946697212]
[42837,7,2430,0.32302999999999998,0.20603357804796263]
[42837,8,2431,0.40633000000000002,0.25916361876057536]
[42837,9,2432,0.43319000000000002,0.27629534617403007]
[42837,10,2433,0.40683000000000002,{"$f":"$H$7*(D2439/$H$3)","v":0.25948252656797399}]
[42837,11,2434,0.47971999999999998,0.30597290673054711]
[42837,12,2435,0.47600999999999999,0.30360661079964918]
[42837,13,2436,0.40375,0.25751805447439841]
[42837,14,2437,0.39307999999999998,0.25071256186451146]
[42837,15,2438,0.40622000000000003,0.25909345904294767]
[42837,16,2439,0.40784999999999999,0.26013309849506722]
[42837,17,2440,0.43121999999999999,0.27503884941287943]
[42837,18,2441,0.48066999999999999,0.30657883156460447]
[42837,19,2442,0.59762000000000004,0.38117136771514548]
[42837,20,2443,0.63732999999999995,0.40649902577874503]
[42837,21,2444,0.68225999999999998,0.43515608135158645]
[42837,22,2445,0.61875000000000002,0.39464841165581177]
[42837,23,2446,0.46129999999999999,0.29422434310598133]
[42837,24,2447,0.32713999999999999,0.2086550002247794]
[42838,1,2448,0.25469999999999998,0.16245163708886506]
[42838,2,2449,0.23966000000000001,0.15285889024231408]
[42838,3,2450,0.23691999999999999,0.15111127545776956]
[42838,4,2451,0.22922000000000001,0.1462000952238306]
[42838,5,2452,0.22475000000000001,0.14334905942568679]
[42838,6,2453,0.27694000000000002,0.17663665636195638]
[42838,7,2454,0.33006999999999997,0.21052379997613541]
[42838,8,2455,0.42444999999999999,0.27072083770070188]
[42838,9,2456,0.45195000000000002,0.28826076710762688]
[42838,10,2457,0.43310999999999999,0.2762443209248463]
[42838,11,2458,0.53639000000000003,0.34211791762110855]
[42838,12,2459,0.55600000000000005,0.35462548182728304]
[42838,13,2460,0.49990000000000001,0.31884402583715604]
[42838,14,2461,0.45373999999999998,0.28940245705811396]
[42838,15,2462,0.45654,0.29118834077954636]
[42838,16,2463,0.43681999999999999,0.27861061685574412]
[42838,17,2464,0.47811999999999999,0.30495240174687149]
[42838,18,2465,0.49288999999999999,0.31437293837742714]
[42838,19,2466,0.53552999999999995,0.3415693961923828]
[42838,20,2467,0.66908000000000001,0.42674967154855842]
[42838,21,2468,0.62626999999999999,0.39944478507908721]
[42838,22,2469,0.54674999999999996,0.34872568739040816]
[42838,23,2470,0.43353999999999998,0.27651858163920912]
[42838,24,2471,0.32988000000000001,0.21040261500932395]
[42839,1,2472,0.27898000000000001,0.17793780021614283]
[42839,2,2473,0.23297000000000001,0.14859190377932036]
[42839,3,2474,0.21504999999999999,0.13716224796215323]
[42839,4,2475,0.22641,0.14440783334625026]
[42839,5,2476,0.21318000000000001,0.13596953276248236]
[42839,6,2477,0.23080000000000001,0.14720784389521027]
[42839,7,2478,0.32163000000000003,0.20514063618724646]
[42839,8,2479,0.44858999999999999,0.28611770664190805]
[42839,9,2480,0.54805000000000004,0.34955484768964468]
[42839,10,2481,0.64232,0.40968172569658345]
[42839,11,2482,0.76615,0.4886624332769296]
[42839,12,2483,0.81730000000000003,0.52128670197381]
[42839,13,2484,0.68484999999999996,0.43680802379391137]
[42839,14,2485,0.62339,0.39760787610847115]
[42839,15,2486,0.58608000000000005,0.37381097552038489]
[42839,16,2487,0.54085000000000005,0.34496257526310431]
[42839,17,2488,0.57838000000000001,0.3688997952864459]
[42839,18,2489,0.57467999999999997,0.36653987751169598]
[42839,19,2490,0.55818000000000001,0.35601591986754105]
[42839,20,2491,0.61175000000000002,0.39018370235223088]
[42839,21,2492,0.64459999999999995,0.4111359452983212]
[42839,22,2493,0.55042999999999997,0.35107284885286216]
[42839,23,2494,0.44302000000000002,0.28256507366748723]
[42839,24,2495,0.35425000000000001,0.22594618154193344]
[42840,1,2496,0.27694000000000002,0.17663665636195638]
[42840,2,2497,0.23297000000000001,{"$f":"$H$7*(D2503/$H$3)","v":0.14859190377932036}]
[42840,3,2498,0.21504999999999999,0.13716224796215323]
[42840,4,2499,0.22641,0.14440783334625026]
[42840,5,2500,0.21318000000000001,0.13596953276248236]
[42840,6,2501,0.23080000000000001,0.14720784389521027]
[42840,7,2502,0.32163000000000003,0.20514063618724646]
[42840,8,2503,0.44858999999999999,0.28611770664190805]
[42840,9,2504,0.54805000000000004,0.34955484768964468]
[42840,10,2505,0.64232,0.40968172569658345]
[42840,11,2506,0.76615,0.4886624332769296]
[42840,12,2507,0.81730000000000003,0.52128670197381]
[42840,13,2508,0.68484999999999996,0.43680802379391137]
[42840,14,2509,0.62339,0.39760787610847115]
[42840,15,2510,0.52607999999999999,0.33554203863254861]
[42840,16,2511,0.48085,0.30669363837526797]
[42840,17,2512,0.51837999999999995,0.33063085839860962]
[42840,18,2513,0.51468000000000003,0.32827094062385975]
[42840,19,2514,0.55818000000000001,0.35601591986754105]
[42840,20,2515,0.61175000000000002,0.39018370235223088]
[42840,21,2516,0.64459999999999995,0.4111359452983212]
[42840,22,2517,0.55042999999999997,0.35107284885286216]
[42840,23,2518,0.44302000000000002,0.28256507366748723]
[42840,24,2519,0.35425000000000001,0.22594618154193344]
[42841,1,2520,0.27694000000000002,0.17663665636195638]
[42841,2,2521,0.24671999999999999,0.15736186848278283]
[42841,3,2522,0.21734000000000001,0.138622845720039]
[42841,4,2523,0.22076000000000001,0.14080417512264568]
[42841,5,2524,0.21662000000000001,0.13816361847738495]
[42841,6,2525,0.23860999999999999,0.15218918384677696]
[42841,7,2526,0.28248000000000001,0.18017015486793325]
[42841,8,2527,0.36238999999999999,0.23113800064638323]
[42841,9,2528,0.55989,0.35710658456884437]
[42841,10,2529,0.67556000000000005,0.43088271673244477]
[42841,11,2530,0.78369999999999995,0.49985609731662162]
[42841,12,2531,0.80884999999999996,0.51589716002877306]
[42841,13,2532,0.65532000000000001,0.41797332868894799]
[42841,14,2533,0.54688000000000003,0.34880860342033188]
[42841,15,2534,0.51919000000000004,0.33114748904659541]
[42841,16,2535,0.51792000000000005,0.33033746321580287]
[42841,17,2536,0.53197000000000005,0.33929877260370461]
[42841,18,2537,0.51551000000000002,0.32880032758414152]
[42841,19,2538,0.55159000000000002,0.35181271496602701]
[42841,20,2539,0.65951000000000004,0.42064577611494858]
[42841,21,2540,0.67305999999999999,0.42928817769545152]
[42841,22,2541,0.58040999999999998,0.37019456098448439]
[42841,23,2542,0.45573999999999998,0.29067808828770852]
[42841,24,2543,0.34782000000000002,0.22184502713878701]
[42842,1,2544,0.27195000000000003,0.17345395644411801]
[42842,2,2545,0.24901000000000001,0.15882246624066859]
[42842,3,2546,0.23666999999999999,0.15095182155407025]
[42842,4,2547,0.21689,0.13833582869338021]
[42842,5,2548,0.21429000000000001,0.13667750809490734]
[42842,6,2549,0.23227999999999999,0.14815181100511021]
[42842,7,2550,0.29339999999999999,0.18713510138151945]
[42842,8,2551,0.35427999999999998,0.22596531601037734]
[42842,9,2552,0.48470999999999997,0.30915560664838548]
[42842,10,2553,0.60148000000000001,0.38363333598826288]
[42842,11,2554,0.64180999999999999,0.40935643973303687]
[42842,12,2555,0.68078000000000005,0.43421211424168654]
[42842,13,2556,0.60643000000000002,0.38679052328150942]
[42842,14,2557,0.49782999999999999,0.31752374751452572]
[42842,15,2558,0.48238999999999999,0.30767587442205585]
[42842,16,2559,0.48651,0.31030367475502052]
[42842,17,2560,0.48408000000000001,0.30875378281106319]
[42842,18,2561,0.49034,{"$f":"$H$7*(D2567/$H$3)","v":0.3127465085596941}]
[42842,19,2562,0.57772999999999997,0.36848521513682769]
[42842,20,2563,0.64837999999999996,0.41354688832225489]
[42842,21,2564,0.65442999999999996,0.41740567279177837]
[42842,22,2565,0.53580000000000005,0.34174160640837814]
[42842,23,2566,0.43282999999999999,0.276065732552703]
[42842,24,2567,0.30965999999999999,0.1975059832781231]
[42843,1,2568,0.24823999999999999,0.15833134821727468]
[42843,2,2569,0.23033999999999999,0.1469144487124035]
[42843,3,2570,0.21922,0.13982193907585785]
[42843,4,2571,0.21409,0.13654994497194786]
[42843,5,2572,0.24687000000000001,0.15745754082500241]
[42843,6,2573,0.28116000000000002,0.17932823825640087]
[42843,7,2574,0.34501999999999999,0.22005914341735464]
[42843,8,2575,0.38729999999999998,0.24702598761098324]
[42843,9,2576,0.41843000000000002,0.26688118769962232]
[42843,10,2577,0.42298000000000002,0.26978324874694992]
[42843,11,2578,0.43417,0.27692040547653135]
[42843,12,2579,0.47036,0.30000295257604465]
[42843,13,2580,0.44674000000000003,0.28493774775453312]
[42843,14,2581,0.43330999999999997,0.27637188404780572]
[42843,15,2582,0.40983000000000003,0.26139597341236581]
[42843,16,2583,0.41088999999999998,0.26207205796405086]
[42843,17,2584,0.47683999999999999,0.30413599775993094]
[42843,18,2585,0.48597000000000001,0.30995925432303006]
[42843,19,2586,0.55349000000000004,0.35302456463414184]
[42843,20,2587,0.66146000000000005,0.42188951656380325]
[42843,21,2588,0.65425,0.41729086598111487]
[42843,22,2589,0.54074,0.34489241554547662]
[42843,23,2590,0.40700999999999998,0.2595973333786375]
[42843,24,2591,0.29319000000000001,0.18700116010241205]
[42844,1,2592,0.2515,0.16041062712151377]
[42844,2,2593,0.22933000000000001,0.14627025494145829]
[42844,3,2594,0.20835000000000001,0.13288888334301152]
[42844,4,2595,0.22574,0.14398049688433609]
[42844,5,2596,0.23569000000000001,0.15032676225156894]
[42844,6,2597,0.28654000000000002,0.18275968626401018]
[42844,7,2598,0.3342,0.21315797846524814]
[42844,8,2599,0.38089000000000001,0.24293758952013275]
[42844,9,2600,0.40551999999999999,0.25864698811258957]
[42844,10,2601,0.41763,0.26637093520778454]
[42844,11,2602,0.43686000000000003,0.27863612948033606]
[42844,12,2603,0.4158,0.26520373263270547]
[42844,13,2604,0.39096999999999998,0.24936677091728923]
[42844,14,2605,0.38139000000000001,0.24325649732753141]
[42844,15,2606,0.39868999999999999,0.25429070746352417]
[42844,16,2607,0.42299999999999999,0.26979600505924584]
[42844,17,2608,0.40328000000000003,0.2572182811354437]
[42844,18,2609,0.48925000000000002,0.31205128953956512]
[42844,19,2610,0.56899999999999995,0.36291708481964746]
[42844,20,2611,0.63705000000000001,0.40632043740660184]
[42844,21,2612,0.61802999999999997,0.3941891844131577]
[42844,22,2613,0.56440999999999997,0.35998951114772798]
[42844,23,2614,0.42118,0.26863518064031483]
[42844,24,2615,0.32452999999999999,0.20699030147015851]
[42845,1,2616,0.25380000000000003,0.16187760303554752]
[42845,2,2617,0.22661000000000001,0.14453539646920971]
[42845,3,2618,0.20818999999999999,0.13278683284464396]
[42845,4,2619,0.2392,0.15256549505950734]
[42845,5,2620,0.23737,0.15139829248442835]
[42845,6,2621,0.25274999999999997,0.16120789664001037]
[42845,7,2622,0.32330999999999999,0.20621216642010587]
[42845,8,2623,0.39611000000000002,0.25264514317734721]
[42845,9,2624,0.43089,0.27482837025999635]
[42845,10,2625,0.41824,{"$f":"$H$7*(D2631/$H$3)","v":0.26676000273281086}]
[42845,11,2626,0.42876999999999998,0.27347620115662608]
[42845,12,2627,0.45773000000000003,0.29194734136115513]
[42845,13,2628,0.44622000000000001,0.28460608363483847]
[42845,14,2629,0.39842,0.25411849724752894]
[42845,15,2630,0.41922999999999999,0.26739144019146016]
[42845,16,2631,0.42773,0.27281287291723694]
[42845,17,2632,0.43629000000000001,0.27827257457990162]
[42845,18,2633,0.55745999999999996,0.35555669262488698]
[42845,19,2634,0.54859999999999998,0.34990564627778309]
[42845,20,2635,0.60365999999999997,0.38502377402852089]
[42845,21,2636,0.66529000000000005,0.42433235036847683]
[42845,22,2637,0.58665,0.37417453042081933]
[42845,23,2638,0.44871,0.2861942445156837]
[42845,24,2639,0.32591999999999999,0.20787686517472675]
[42846,1,2640,0.27739000000000003,0.17692367338861517]
[42846,2,2641,0.22137000000000001,0.141193242647672]
[42846,3,2642,0.21673000000000001,0.13823377819501265]
[42846,4,2643,0.22295000000000001,0.1422009913190517]
[42846,5,2644,0.23852999999999999,0.15213815859759316]
[42846,6,2645,0.25856000000000001,0.16491360536198252]
[42846,7,2646,0.3352,0.21379579408004543]
[42846,8,2647,0.41271999999999998,0.26323926053912988]
[42846,9,2648,0.39245000000000002,0.25031073802718923]
[42846,10,2649,0.43970999999999999,0.28045390398250825]
[42846,11,2650,0.45644000000000001,0.29112455921806663]
[42846,12,2651,0.46667999999999998,0.2976557911135907]
[42846,13,2652,0.42834,0.27320194044226326]
[42846,14,2653,0.39733000000000002,0.25342327822739991]
[42846,15,2654,0.42048000000000002,0.26818870970995673]
[42846,16,2655,0.44688,0.28502704194060469]
[42846,17,2656,0.52637,0.33572700516083981]
[42846,18,2657,0.49585000000000001,0.31626087259722707]
[42846,19,2658,0.55818999999999996,0.35602229802368895]
[42846,20,2659,0.59560999999999997,0.37988935832940285]
[42846,21,2660,0.62063000000000001,0.39584750501163068]
[42846,22,2661,0.55986999999999998,0.35709382825654834]
[42846,23,2662,0.43975999999999998,0.28048579476324809]
[42846,24,2663,0.34551999999999999,0.22037805122475324]
[42847,1,2664,0.28548000000000001,0.18208360171232507]
[42847,2,2665,0.24242,0.15461926133915455]
[42847,3,2666,0.23701,0.15116867886310131]
[42847,4,2667,0.21951000000000001,0.14000690560414908]
[42847,5,2668,0.22166,0.14137820917596319]
[42847,6,2669,0.23008000000000001,0.14674861665255623]
[42847,7,2670,0.29389999999999999,0.18745400918891808]
[42847,8,2671,0.42105999999999999,0.26855864276653912]
[42847,9,2672,0.52549000000000001,0.3351657274198182]
[42847,10,2673,0.60524999999999995,0.38603790085604855]
[42847,11,2674,0.70011000000000001,0.44654109007571779]
[42847,12,2675,0.69965999999999995,0.44625407304905895]
[42847,13,2676,0.67242000000000002,0.42887997570198128]
[42847,14,2677,0.56025000000000003,0.35733619819017143]
[42847,15,2678,0.49071999999999999,0.31298887849331708]
[42847,16,2679,0.47525000000000001,0.30312187093240328]
[42847,17,2680,0.46987000000000001,0.29969042292479398]
[42847,18,2681,0.49714999999999998,0.31709003289646354]
[42847,19,2682,0.52717000000000003,0.33623725765267765]
[42847,20,2683,0.60041,0.38295087328042982]
[42847,21,2684,0.59306000000000003,0.37826292851166987]
[42847,22,2685,0.53979999999999995,0.3442928688675671]
[42847,23,2686,0.46838999999999997,0.29874645581489401]
[42847,24,2687,0.35753000000000001,0.2280382167584685]
[42848,1,2688,0.2717,0.17329450254041867]
[42848,2,2689,0.23291000000000001,{"$f":"$H$7*(D2695/$H$3)","v":0.1485536348424325}]
[42848,3,2690,0.23104,0.1473609196427616]
[42848,4,2691,0.21143000000000001,0.13485335543658714]
[42848,5,2692,0.21198,0.1352041540247256]
[42848,6,2693,0.21712999999999999,0.13848890444093157]
[42848,7,2694,0.27055000000000001,0.17256101458340181]
[42848,8,2695,0.35841000000000001,0.2285994944994901]
[42848,9,2696,0.53481999999999996,0.34111654710587669]
[42848,10,2697,0.67862,0.43283443251372439]
[42848,11,2698,0.76698999999999995,0.48919819839335921]
[42848,12,2699,0.77227000000000001,0.49256586483948889]
[42848,13,2700,0.63187000000000004,0.40301655252195201]
[42848,14,2701,0.57149000000000005,0.36450524570049275]
[42848,15,2702,0.53915000000000002,0.34387828871794895]
[42848,16,2703,0.51929999999999998,0.33121764876422305]
[42848,17,2704,0.55657000000000001,0.35498903672771742]
[42848,18,2705,0.55018,0.35091339494916285]
[42848,19,2706,0.58658999999999994,0.37413626148393148]
[42848,20,2707,0.61524999999999996,0.39241605700402127]
[42848,21,2708,0.65824000000000005,0.41983575028415604]
[42848,22,2709,0.57321999999999995,0.36560866671409192]
[42848,23,2710,0.50029000000000001,0.31909277392692703]
[42848,24,2711,0.32629000000000002,0.20811285695220175]
[42849,1,2712,0.24926000000000001,0.15898192014436791]
[42849,2,2713,0.20788999999999999,0.13259548816020478]
[42849,3,2714,0.21229000000000001,0.13540187686531277]
[42849,4,2715,0.21886,0.13959232545453085]
[42849,5,2716,0.23166999999999999,0.14776274348008389]
[42849,6,2717,0.24413000000000001,0.15570992604045791]
[42849,7,2718,0.33073999999999998,0.21095113643804958]
[42849,8,2719,0.38775999999999999,0.24731938279379001]
[42849,9,2720,0.41735,0.26619234683564125]
[42849,10,2721,0.41593999999999998,0.26529302681877709]
[42849,11,2722,0.43458000000000002,0.27718190987859825]
[42849,12,2723,0.42254999999999998,0.26950898803258705]
[42849,13,2724,0.41516999999999998,0.26480190879538323]
[42849,14,2725,0.37574000000000002,0.23965283910392682]
[42849,15,2726,0.38882,0.24799546734547512]
[42849,16,2727,0.38612999999999997,0.24627974334167044]
[42849,17,2728,0.45090000000000002,0.28759106071208979]
[42849,18,2729,0.49213000000000001,0.31388819851018129]
[42849,19,2730,0.55806,0.35593938199376535]
[42849,20,2731,0.59719999999999995,0.38090348515693051]
[42849,21,2732,0.64322999999999997,0.41026213790604893]
[42849,22,2733,0.57116999999999996,0.36430114470375752]
[42849,23,2734,0.43087999999999999,0.27482199210384833]
[42849,24,2735,0.31475999999999998,0.2007588429135892]
[42850,1,2736,0.24673,0.15736824663893081]
[42850,2,2737,0.21818000000000001,0.13915861083646869]
[42850,3,2738,0.19911000000000001,0.12699546706228473]
[42850,4,2739,0.22464999999999999,0.14328527786420703]
[42850,5,2740,0.24410999999999999,0.15569716972816197]
[42850,6,2741,0.25801000000000002,0.16456280677384402]
[42850,7,2742,0.32658999999999999,0.2083042016366409]
[42850,8,2743,0.40104000000000001,0.25578957415829778]
[42850,9,2744,0.42723,0.27249396510983831]
[42850,10,2745,0.39889999999999998,0.2544246487426316]
[42850,11,2746,0.41933999999999999,0.26746159990908785]
[42850,12,2747,0.44317000000000001,0.28266074600970681]
[42850,13,2748,0.41642000000000001,0.2655991783138798]
[42850,14,2749,0.40038000000000001,0.25536861585253157]
[42850,15,2750,0.43797999999999998,0.27935048296890896]
[42850,16,2751,0.45205000000000001,0.28832454866910656]
[42850,17,2752,0.49221999999999999,0.31394560191551302]
[42850,18,2753,0.54413999999999996,{"$f":"$H$7*(D2759/$H$3)","v":0.34706098863578733}]
[42850,19,2754,0.56742999999999999,0.36191571430441577]
[42850,20,2755,0.63673999999999997,0.40612271456601462]
[42850,21,2756,0.63824000000000003,0.40707943798821061]
[42850,22,2757,0.60670000000000002,0.38696273349750465]
[42850,23,2758,0.45361000000000001,0.28931954102819035]
[42850,24,2759,0.31697999999999998,0.20217479357843912]
[42851,1,2760,0.24723999999999999,0.1576935326024774]
[42851,2,2761,0.22083,0.14084882221568149]
[42851,3,2762,0.21002000000000001,0.13395403541972298]
[42851,4,2763,0.20685000000000001,0.13193215992081561]
[42851,5,2764,0.22189999999999999,0.14153128492351455]
[42851,6,2765,0.29755999999999999,0.18978841433907612]
[42851,7,2766,0.35067999999999999,0.22366917979710718]
[42851,8,2767,0.40632000000000001,0.25915724060442741]
[42851,9,2768,0.43626999999999999,0.27825981826760565]
[42851,10,2769,0.46128000000000002,0.29421158679368542]
[42851,11,2770,0.46851999999999999,0.29882937184481767]
[42851,12,2771,0.44817000000000001,0.28584982408369319]
[42851,13,2772,0.41228999999999999,0.26296499982476707]
[42851,14,2773,0.40353,0.25737773503914296]
[42851,15,2774,0.41543000000000002,0.2649677408552305]
[42851,16,2775,0.40747,0.25989072856144424]
[42851,17,2776,0.40276000000000001,0.25688661701574905]
[42851,18,2777,0.45134000000000002,0.28787169958260056]
[42851,19,2778,0.56999,0.36354852227829682]
[42851,20,2779,0.57099,0.36418633789309407]
[42851,21,2780,0.62994000000000006,0.40178556838539331]
[42851,22,2781,0.59853000000000001,0.38175177992461096]
[42851,23,2782,0.44180999999999998,0.28179331677358255]
[42851,24,2783,0.31985000000000002,0.20400532439290731]
[42852,1,2784,0.25119999999999998,0.16021928243707459]
[42852,2,2785,0.22561999999999999,0.14390395901056038]
[42852,3,2786,0.21812999999999999,0.13912672005572885]
[42852,4,2787,0.22255,0.14194586507313278]
[42852,5,2788,0.23266000000000001,0.14839418093873319]
[42852,6,2789,0.26895999999999998,0.17154688775587412]
[42852,7,2790,0.31813999999999998,0.20291465969160394]
[42852,8,2791,0.40018999999999999,0.25524743088572011]
[42852,9,2792,0.43056,0.27461789110711321]
[42852,10,2793,0.43822,0.27950355871646032]
[42852,11,2794,0.44513000000000003,0.28391086461470949]
[42852,12,2795,0.47742000000000001,0.30450593081651339]
[42852,13,2796,0.44319999999999998,0.28267988047815074]
[42852,14,2797,0.41938999999999999,0.2674934906898277]
[42852,15,2798,0.44719999999999999,0.28523114293733981]
[42852,16,2799,0.44462000000000002,0.28358557865116285]
[42852,17,2800,0.45201999999999998,0.28830541420066264]
[42852,18,2801,0.55411999999999995,0.35342638847146407]
[42852,19,2802,0.62295,0.39732723723796032]
[42852,20,2803,0.58569000000000004,0.37356222743061401]
[42852,21,2804,0.59719999999999995,0.38090348515693051]
[42852,22,2805,0.54923,0.35030747011510543]
[42852,23,2806,0.44768000000000002,0.28553729443244252]
[42852,24,2807,0.35100999999999999,0.22387965894999029]
[42853,1,2808,0.28427999999999998,0.18131822297456834]
[42853,2,2809,0.23164999999999999,0.14774998716778795]
[42853,3,2810,0.20905000000000001,0.13333535427336962]
[42853,4,2811,0.20671,0.13184286573474402]
[42853,5,2812,0.21915999999999999,0.13978367013897003]
[42853,6,2813,0.24937999999999999,0.15905845801814356]
[42853,7,2814,0.34010000000000001,0.21692109059255207]
[42853,8,2815,0.41754000000000002,0.26631353180245276]
[42853,9,2816,0.44574999999999998,0.28430631029588377]
[42853,10,2817,0.43174000000000001,{"$f":"$H$7*(D2823/$H$3)","v":0.27537051353257402}]
[42853,11,2818,0.46561999999999998,0.29697970656190559]
[42853,12,2819,0.49298999999999998,0.31443671993890687]
[42853,13,2820,0.45863999999999999,0.29252775357062061]
[42853,14,2821,0.43203999999999998,0.27556185821701318]
[42853,15,2822,0.42631000000000002,0.27190717474422482]
[42853,16,2823,0.44745000000000001,0.28539059684103912]
[42853,17,2824,0.45317000000000002,0.28903890215767952]
[42853,18,2825,0.54347000000000001,0.34663365217387315]
[42853,19,2826,0.60614000000000001,0.38660555675321817]
[42853,20,2827,0.61797999999999997,0.3941572936324178]
[42853,21,2828,0.58545999999999998,0.37341552983921056]
[42853,22,2829,0.57426999999999995,0.36627837310962907]
[42853,23,2830,0.49399999999999999,0.31508091370985208]
[42853,24,2831,0.35705999999999999,0.22773844341951377]
[42854,1,2832,0.29215999999999998,0.18634421001917081]
[42854,2,2833,0.26205000000000001,0.16713958185762504]
[42854,3,2834,0.21545,0.13741737420807215]
[42854,4,2835,0.20755999999999999,0.13238500900732167]
[42854,5,2836,0.21387999999999999,0.13641600369284043]
[42854,6,2837,0.22353000000000001,0.14257092437563412]
[42854,7,2838,0.27704000000000001,0.17670043792343609]
[42854,8,2839,0.37153999999999998,0.23697401352177824]
[42854,9,2840,0.50168000000000001,0.31997933763149516]
[42854,10,2841,0.61687999999999998,0.39345569645614081]
[42854,11,2842,0.73433999999999999,0.46837351857022841]
[42854,12,2843,0.76670000000000005,0.48901323186506812]
[42854,13,2844,0.68542000000000003,0.43717157869434586]
[42854,14,2845,0.59460999999999997,0.37925154271460565]
[42854,15,2846,0.58718000000000004,0.37451257269666194]
[42854,16,2847,0.53419000000000005,0.34071472326855451]
[42854,17,2848,0.49108000000000002,0.31321849211464414]
[42854,18,2849,0.51800000000000002,0.33038848846498664]
[42854,19,2850,0.53859000000000001,0.34352111197366247]
[42854,20,2851,0.59392,0.37881144994039551]
[42854,21,2852,0.58011999999999997,0.37000959445619314]
[42854,22,2853,0.54239999999999999,0.34595118946604009]
[42854,23,2854,0.45579999999999998,0.29071635722459638]
[42854,24,2855,0.35275000000000001,0.22498945811973756]
[42855,1,2856,0.30034,0.19156154174821252]
[42855,2,2857,0.24410000000000001,0.15569079157201399]
[42855,3,2858,0.21009,0.13399868251275876]
[42855,4,2859,0.21454999999999999,0.13684334015475461]
[42855,5,2860,0.21063000000000001,0.1343431029447493]
[42855,6,2861,0.21965999999999999,0.14010257794636866]
[42855,7,2862,0.26457999999999998,0.16875325536306207]
[42855,8,2863,0.37215999999999999,0.23736945920295255]
[42855,9,2864,0.51329999999999998,0.32739075507543947]
[42855,10,2865,0.63163000000000002,0.4028634767744006]
[42855,11,2866,0.68657000000000001,0.4379050666513627]
[42855,12,2867,0.71609999999999996,0.45673976175632613]
[42855,13,2868,0.60636999999999996,0.38675225434462152]
[42855,14,2869,0.52715000000000001,0.33622450134038168]
[42855,15,2870,0.46843000000000001,0.29877196843948589]
[42855,16,2871,0.47871999999999998,0.3053350911157498]
[42855,17,2872,0.53415999999999997,0.34069558880011053]
[42855,18,2873,0.56203999999999998,0.35847788814065851]
[42855,19,2874,0.58923999999999999,0.37582647286314425]
[42855,20,2875,0.64766999999999997,0.41309403923574883]
[42855,21,2876,0.63487000000000005,0.40492999936634377]
[42855,22,2877,0.58681000000000005,0.37427658091918692]
[42855,23,2878,0.47162999999999999,0.30081297840683713]
[42855,24,2879,0.34662999999999999,0.22108602655717824]
[42856,1,2880,0.26626,0.16982478559592151]
[42856,2,2881,0.24145,{"$f":"$H$7*(D2887/$H$3)","v":0.15400058019280119}]
[42856,3,2882,0.22816,0.14552401067214546]
[42856,4,2883,0.22042,0.14058731781361458]
[42856,5,2884,0.21490000000000001,0.13706657561993366]
[42856,6,2885,0.23039000000000001,0.1469463394931434]
[42856,7,2886,0.27567000000000003,0.17582663053116385]
[42856,8,2887,0.37309999999999999,0.23796900588086198]
[42856,9,2888,0.55218,0.35218902617875741]
[42856,10,2889,0.66920000000000002,0.42682620942233412]
[42856,11,2890,0.75778000000000001,0.48332391658107643]
[42856,12,2891,0.79235,0.50537320238461803]
[42856,13,2892,0.64448000000000005,0.41105940742454555]
[42856,14,2893,0.55532999999999999,0.35419814536536881]
[42856,15,2894,0.50129000000000001,0.31973058954172423]
[42856,16,2895,0.51258999999999999,0.32693790598893341]
[42856,17,2896,0.53437000000000001,0.34082953007921801]
[42856,18,2897,0.53154000000000001,0.33902451188934168]
[42856,19,2898,0.58142000000000005,0.3708387547554296]
[42856,20,2899,0.58714999999999995,0.37449343822821796]
[42856,21,2900,0.62943000000000005,0.40146028242184667]
[42856,22,2901,0.58411999999999997,0.37256085691538221]
[42856,23,2902,0.45034000000000002,0.28723388396780325]
[42856,24,2903,0.35361999999999999,0.22554435770461115]
[42857,1,2904,0.27054,0.17255463642725385]
[42857,2,2905,0.23588999999999999,0.15045432537452838]
[42857,3,2906,0.21246999999999999,0.13551668367597627]
[42857,4,2907,0.20466000000000001,0.13053534372440959]
[42857,5,2908,0.24242,0.15461926133915455]
[42857,6,2909,0.26512000000000002,0.16909767579505264]
[42857,7,2910,0.32887,0.20975842123837868]
[42857,8,2911,0.38352000000000003,0.24461504458704961]
[42857,9,2912,0.39500000000000002,0.25193716784492226]
[42857,10,2913,0.41184999999999999,0.26268436095425629]
[42857,11,2914,0.43490000000000001,0.27738601087533338]
[42857,12,2915,0.45804,0.29214506420174224]
[42857,13,2916,0.44473000000000001,0.28365573836879054]
[42857,14,2917,0.38166,0.24342870754352663]
[42857,15,2918,0.39129999999999998,0.24957725007017231]
[42857,16,2919,0.43906000000000001,0.28003932383289004]
[42857,17,2920,0.47722999999999999,0.30438474584970188]
[42857,18,2921,0.50427,0.32163128007382008]
[42857,19,2922,0.55608000000000002,0.35467650707646681]
[42857,20,2923,0.60716000000000003,0.3872561286803114]
[42857,21,2924,0.63983000000000001,0.40809356481573822]
[42857,22,2925,0.55437000000000003,0.35358584237516344]
[42857,23,2926,0.44259999999999999,0.28229719110927237]
[42857,24,2927,0.33442,0.21329829790050353]
[42858,1,2928,0.24404000000000001,0.15565252263512613]
[42858,2,2929,0.21629999999999999,0.13795951748064983]
[42858,3,2930,0.19963,0.12732713118197933]
[42858,4,2931,0.20304,0.129502082428438]
[42858,5,2932,0.22137000000000001,0.141193242647672]
[42858,6,2933,0.25019000000000002,0.15957508866612938]
[42858,7,2934,0.31015999999999999,0.19782489108552173]
[42858,8,2935,0.39201999999999998,0.25003647731282636]
[42858,9,2936,0.38196999999999998,0.2436264303841138]
[42858,10,2937,0.39652999999999999,0.25291302573556207]
[42858,11,2938,0.45972000000000002,0.29321659443460169]
[42858,12,2939,0.48208000000000001,0.30747815158146863]
[42858,13,2940,0.3977,0.25365927000487487]
[42858,14,2941,0.37111,0.23669975280741543]
[42858,15,2942,0.38277,0.24413668287595161]
[42858,16,2943,0.46081,0.29391181345473066]
[42858,17,2944,0.48185,0.30733145399006528]
[42858,18,2945,0.50958999999999999,{"$f":"$H$7*(D2951/$H$3)","v":0.32502445914454159}]
[42858,19,2946,0.54661999999999999,0.34864277136048455]
[42858,20,2947,0.58252000000000004,0.37154035193170659]
[42858,21,2948,0.62573000000000001,0.39910036464709669]
[42858,22,2949,0.58769000000000005,0.37483785866020852]
[42858,23,2950,0.45199,0.28828627973221876]
[42858,24,2951,0.36917,0.23546239051470874]
[42859,1,2952,0.25813999999999998,0.16464572280376766]
[42859,2,2953,0.22386,0.1427814035285172]
[42859,3,2954,0.21424000000000001,0.13664561731416747]
[42859,4,2955,0.20533000000000001,0.13096268018632376]
[42859,5,2956,0.25535000000000002,0.1628662172384833]
[42859,6,2957,0.25744,0.16419925187340956]
[42859,7,2958,0.30742000000000003,0.19607727630097721]
[42859,8,2959,0.38161,0.24339681676278679]
[42859,9,2960,0.39845000000000003,0.25413763171597287]
[42859,10,2961,0.41450999999999999,0.26438095048961702]
[42859,11,2962,0.43430999999999997,0.27700969966260297]
[42859,12,2963,0.45132,0.28785894327030459]
[42859,13,2964,0.42354000000000003,0.2701404254912364]
[42859,14,2965,0.40275,0.2568802388596011]
[42859,15,2966,0.41520000000000001,0.26482104326382716]
[42859,16,2967,0.43154999999999999,0.27524932856576251]
[42859,17,2968,0.46929999999999999,0.29932686802435954]
[42859,18,2969,0.47204000000000002,0.30107448280890409]
[42859,19,2970,0.53849000000000002,0.34345733041218279]
[42859,20,2971,0.55386000000000002,0.3532605564116168]
[42859,21,2972,0.58189000000000002,0.3711385280943843]
[42859,22,2973,0.53176000000000001,0.33916483132459713]
[42859,23,2974,0.44033,0.28084934966368258]
[42859,24,2975,0.35095999999999999,0.22384776816925039]
[42860,1,2976,0.26289000000000001,0.16767534697405473]
[42860,2,2977,0.23282,0.14849623143710075]
[42860,3,2978,0.21337,0.13609071772929382]
[42860,4,2979,0.20633000000000001,0.13160049580112104]
[42860,5,2980,0.23666000000000001,0.15094544339792229]
[42860,6,2981,0.24335000000000001,0.15521242986091605]
[42860,7,2982,0.31673000000000001,0.20201533967473981]
[42860,8,2983,0.37811,0.24116446211099632]
[42860,9,2984,0.40257999999999999,0.25677181020508555]
[42860,10,2985,0.39687,0.25312988304459316]
[42860,11,2986,0.41735,0.26619234683564125]
[42860,12,2987,0.45391999999999999,0.28951726386877746]
[42860,13,2988,0.43589,0.27801744833398268]
[42860,14,2989,0.4007,0.25557271684926669]
[42860,15,2990,0.42482999999999999,0.27096320763432485]
[42860,16,2991,0.42718,0.27246207432909847]
[42860,17,2992,0.46253,0.29500885631218199]
[42860,18,2993,0.52546000000000004,0.33514659295137428]
[42860,19,2994,0.56694,0.3616031846531651]
[42860,20,2995,0.6038,0.38511306821459257]
[42860,21,2996,0.59208000000000005,0.37763786920916853]
[42860,22,2997,0.54403000000000001,0.34699082891815963]
[42860,23,2998,0.46656999999999998,0.29758563139596295]
[42860,24,2999,0.37819000000000003,0.24121548736018014]
[42861,1,3000,0.29175000000000001,0.18608270561710397]
[42861,2,3001,0.23247000000000001,0.14827299597192173]
[42861,3,3002,0.21254999999999999,0.13556770892516007]
[42861,4,3003,0.20966000000000001,0.13372442179839594]
[42861,5,3004,0.19559000000000001,0.12475035609819835]
[42861,6,3005,0.21590999999999999,0.1377107693908789]
[42861,7,3006,0.27657999999999999,0.17640704274062935]
[42861,8,3007,0.35010999999999998,0.22330562489667272]
[42861,9,3008,0.47044000000000002,0.30005397782522847]
[42861,10,3009,0.51724999999999999,{"$f":"$H$7*(D3015/$H$3)","v":0.3299101267538887}]
[42861,11,3010,0.59835000000000005,0.38163697311394745]
[42861,12,3011,0.71035000000000004,0.45307232197124186]
[42861,13,3012,0.60943000000000003,0.38870397012590119]
[42861,14,3013,0.53186999999999995,0.33923499104222476]
[42861,15,3014,0.48575000000000002,0.30981893488777468]
[42861,16,3015,0.42637999999999998,0.27195182183726063]
[42861,17,3016,0.43935000000000002,0.28022429036118124]
[42861,18,3017,0.53081999999999996,0.33856528464668761]
[42861,19,3018,0.53652,0.34220083365103215]
[42861,20,3019,0.54917000000000005,0.35026920117821764]
[42861,21,3020,0.53112000000000004,0.33875662933112682]
[42861,22,3021,0.49458999999999997,0.31545722492258249]
[42861,23,3022,0.44805,0.28577328620991749]
[42861,24,3023,0.33128999999999997,0.21130193502618808]
[42862,1,3024,0.26902999999999999,0.17159153484890996]
[42862,2,3025,0.23272000000000001,0.14843244987562104]
[42862,3,3026,0.21498,0.13711760086911745]
[42862,4,3027,0.21293999999999999,0.13581645701493097]
[42862,5,3028,0.20272999999999999,0.12930435958785086]
[42862,6,3029,0.22645999999999999,0.1444397241269901]
[42862,7,3030,0.25694,0.16388034406601096]
[42862,8,3031,0.34143000000000001,0.21776938536023241]
[42862,9,3032,0.49491000000000002,0.31566132591931767]
[42862,10,3033,0.60526999999999997,0.38605065716834452]
[42862,11,3034,0.69091000000000002,0.44067318641958286]
[42862,12,3035,0.77751000000000003,0.49590801866102663]
[42862,13,3036,0.64326000000000005,0.41028127237449291]
[42862,14,3037,0.56455999999999995,0.36008518348994761]
[42862,15,3038,0.51444000000000001,0.32811786487630834]
[42862,16,3039,0.50041999999999998,0.31917568995685058]
[42862,17,3040,0.48087000000000002,0.306706394687564]
[42862,18,3041,0.52300999999999997,0.33358394469512098]
[42862,19,3042,0.57586000000000004,0.36729249993715685]
[42862,20,3043,0.59797,0.38139460318032448]
[42862,21,3044,0.62661,0.3996616423881183]
[42862,22,3045,0.57154000000000005,0.36453713648123259]
[42862,23,3046,0.45729999999999998,0.29167308064679226]
[42862,24,3047,0.33756999999999998,0.21530741708711493]
[42863,1,3048,0.25568999999999997,0.16308307454751433]
[42863,2,3049,0.23058000000000001,0.14706752445995488]
[42863,3,3050,0.21060000000000001,0.13432396847630537]
[42863,4,3051,0.21969,0.14012171241481258]
[42863,5,3052,0.21559,0.13750666839414377]
[42863,6,3053,0.23091,0.14727800361283797]
[42863,7,3054,0.29598000000000002,0.18878066566769644]
[42863,8,3055,0.40022000000000002,0.25526656535416403]
[42863,9,3056,0.50861000000000001,0.32439939984204025]
[42863,10,3057,0.60658999999999996,0.3868925737798769]
[42863,11,3058,0.68123999999999996,0.43450550942449323]
[42863,12,3059,0.76483000000000001,0.48782051666539722]
[42863,13,3060,0.65656000000000003,0.41876422005129665]
[42863,14,3061,0.56516999999999995,0.36047425101497393]
[42863,15,3062,0.51983999999999997,0.33156206919621362]
[42863,16,3063,0.48522999999999999,0.30948727076808003]
[42863,17,3064,0.44190000000000002,0.28185072017891427]
[42863,18,3065,0.48194999999999999,0.30739523555154502]
[42863,19,3066,0.49004999999999999,0.31256154203140291]
[42863,20,3067,0.52185999999999999,0.33285045673810415]
[42863,21,3068,0.57443999999999995,0.36638680176414462]
[42863,22,3069,0.54710000000000003,0.34894892285558726]
[42863,23,3070,0.41844999999999999,0.26689394401191824]
[42863,24,3071,0.31868999999999997,0.20326545827974243]
[42864,1,3072,0.24809999999999999,0.15824205403120306]
[42864,2,3073,0.21484,{"$f":"$H$7*(D3079/$H$3)","v":0.1370283066830458}]
[42864,3,3074,0.20222999999999999,0.1289854517804522]
[42864,4,3075,0.20648,0.13169616814334062]
[42864,5,3076,0.21295,0.13582283517107899]
[42864,6,3077,0.24593999999999999,0.15686437230324096]
[42864,7,3078,0.30610999999999999,0.19524173784559279]
[42864,8,3079,0.36174000000000001,0.230723420496765]
[42864,9,3080,0.38280999999999998,0.24416219550054349]
[42864,10,3081,0.38577,0.24605012972034346]
[42864,11,3082,0.40504000000000001,0.25834083661748686]
[42864,12,3083,0.46881,0.29901433837310887]
[42864,13,3084,0.42677999999999999,0.27220694808317952]
[42864,14,3085,0.36523,0.23294939699240746]
[42864,15,3086,0.39028000000000002,0.24892667814307914]
[42864,16,3087,0.46915000000000001,0.29923119568213996]
[42864,17,3088,0.49018,0.31264445806132657]
[42864,18,3089,0.52380000000000004,0.33408781903081081]
[42864,19,3090,0.57050999999999996,0.36388018639799136]
[42864,20,3091,0.60309999999999997,0.38466659728423441]
[42864,21,3092,0.5907,0.3767576836607483]
[42864,22,3093,0.56259000000000003,0.35882868672879703]
[42864,23,3094,0.43941999999999998,0.28026893745421705]
[42864,24,3095,0.31180000000000002,0.19887090869378926]
[42865,1,3096,0.25700000000000001,0.16391861300289878]
[42865,2,3097,0.22173000000000001,0.141422856268999]
[42865,3,3098,0.20935000000000001,0.1335266989578088]
[42865,4,3099,0.21346000000000001,0.1361481211346256]
[42865,5,3100,0.22989000000000001,0.14662743168574477]
[42865,6,3101,0.25240000000000001,0.16098466117483134]
[42865,7,3102,0.30864999999999998,0.19686178950717784]
[42865,8,3103,0.38080999999999998,0.24288656427094896]
[42865,9,3104,0.40847,0.26052854417624149]
[42865,10,3105,0.38952999999999999,0.24844831643198115]
[42865,11,3106,0.43281999999999998,0.27605935439655505]
[42865,12,3107,0.41869000000000001,0.26704701975946959]
[42865,13,3108,0.41760999999999998,0.26635817889548852]
[42865,14,3109,0.38038,0.24261230355658614]
[42865,15,3110,0.36993999999999999,0.23595350853810262]
[42865,16,3111,0.40112999999999999,0.25584697756362951]
[42865,17,3112,0.42114000000000001,0.26860966801572295]
[42865,18,3113,0.49218000000000001,0.31392008929092113]
[42865,19,3114,0.60577999999999999,0.38637594313189111]
[42865,20,3115,0.60809000000000002,0.3878492972020729]
[42865,21,3116,0.57530999999999999,0.36694170134901827]
[42865,22,3117,0.58323000000000003,0.3719932010182127]
[42865,23,3118,0.4516,0.28803753164244783]
[42865,24,3119,0.31891000000000003,0.20340577771499788]
[42866,1,3120,0.24987000000000001,0.15937098766939425]
[42866,2,3121,0.21648000000000001,0.13807432429131336]
[42866,3,3122,0.20852000000000001,0.13299731199752707]
[42866,4,3123,0.20846000000000001,0.13295904306063921]
[42866,5,3124,0.22170000000000001,0.1414037218005551]
[42866,6,3125,0.25024000000000002,0.15960697944686925]
[42866,7,3126,0.30823,0.19659390694896303]
[42866,8,3127,0.36032999999999998,0.22982410047990084]
[42866,9,3128,0.39459,0.25167566344285536]
[42866,10,3129,0.40039999999999998,0.25538137216482748]
[42866,11,3130,0.43515999999999999,0.27755184293518065]
[42866,12,3131,0.44314999999999999,0.2826479896974109]
[42866,13,3132,0.45228000000000002,0.28847124626050996]
[42866,14,3133,0.42262,0.26955363512562286]
[42866,15,3134,0.42044999999999999,0.2681695752415128]
[42866,16,3135,0.41835,0.26683016245043856]
[42866,17,3136,0.45068000000000003,0.28745074127683434]
[42866,18,3137,0.52122999999999997,{"$f":"$H$7*(D3143/$H$3)","v":0.3324486329007818}]
[42866,19,3138,0.55313000000000001,0.35279495101281477]
[42866,20,3139,0.59387999999999996,0.37878593731580357]
[42866,21,3140,0.59992000000000001,0.38263834362917909]
[42866,22,3141,0.54647000000000001,0.34854709901826503]
[42866,23,3142,0.43246000000000001,0.27582974077522804]
[42866,24,3143,0.3261,0.20799167198539026]
[42867,1,3144,0.26283000000000001,0.16763707803716688]
[42867,2,3145,0.21165,0.13499367487184252]
[42867,3,3146,0.20905000000000001,0.13333535427336962]
[42867,4,3147,0.20671,0.13184286573474402]
[42867,5,3148,0.21915999999999999,0.13978367013897003]
[42867,6,3149,0.24937999999999999,0.15905845801814356]
[42867,7,3150,0.32390000000000002,0.20658847763283628]
[42867,8,3151,0.39766000000000001,0.25363375738028299]
[42867,9,3152,0.42453000000000002,0.2707718629498857]
[42867,10,3153,0.41117999999999999,0.26225702449234212]
[42867,11,3154,0.44345000000000001,0.28283933438185005]
[42867,12,3155,0.46951999999999999,0.29946718745961493]
[42867,13,3156,0.43680000000000002,0.27859786054344821]
[42867,14,3157,0.41145999999999999,0.2624356128644853]
[42867,15,3158,0.40600999999999998,0.25895951776384019]
[42867,16,3159,0.42614000000000002,0.27179874608970928]
[42867,17,3160,0.43158999999999997,0.27527484119035439]
[42867,18,3161,0.48299999999999998,0.30806494194708217]
[42867,19,3162,0.53869999999999996,0.34359127169129017]
[42867,20,3163,0.54923,0.35030747011510543]
[42867,21,3164,0.52032,0.33186822069131627]
[42867,22,3165,0.51037999999999994,0.32552833348023141]
[42867,23,3166,0.43902999999999998,0.28002018936444611]
[42867,24,3167,0.31733,0.2023980290436182]
[42868,1,3168,0.25966,0.16561520253825954]
[42868,2,3169,0.21368000000000001,0.13628844056988099]
[42868,3,3170,0.20605999999999999,0.13142828558512576]
[42868,4,3171,0.20136999999999999,0.12843693035172657]
[42868,5,3172,0.20305000000000001,0.12950846058458598]
[42868,6,3173,0.22201000000000001,0.14160144464114227]
[42868,7,3174,0.27829999999999999,0.17750408559808067]
[42868,8,3175,0.38542999999999999,0.24583327241131234]
[42868,9,3176,0.52758000000000005,0.33649876205474455]
[42868,10,3177,0.61034999999999995,0.38929076049151468]
[42868,11,3178,0.72675000000000001,0.46353249805391705]
[42868,12,3179,0.67052,0.4276681260338665]
[42868,13,3180,0.59401999999999999,0.37887523150187524]
[42868,14,3181,0.51456999999999997,0.328200780906232]
[42868,15,3182,0.48298999999999997,0.3080585637909341]
[42868,16,3183,0.48241000000000001,0.30768863073435176]
[42868,17,3184,0.44762000000000002,0.28549902549555467]
[42868,18,3185,0.44668000000000002,0.28489947881764527]
[42868,19,3186,0.48392000000000002,0.3086517323126956]
[42868,20,3187,0.49199999999999999,0.31380528248025763]
[42868,21,3188,0.52422999999999997,0.33436207974517362]
[42868,22,3189,0.50329000000000002,0.3210062207713188]
[42868,23,3190,0.45113999999999999,0.28774413645964109]
[42868,24,3191,0.31639,0.20179848236570874]
[42869,1,3192,0.26727000000000001,0.17046897936686678]
[42869,2,3193,0.22301000000000001,0.14223926025593953]
[42869,3,3194,0.22395000000000001,0.14283880693384896]
[42869,4,3195,0.19957,0.12728886224509148]
[42869,5,3196,0.20596999999999999,0.13137088217979401]
[42869,6,3197,0.22141,0.14121875527226388]
[42869,7,3198,0.27056000000000002,0.1725673927395498]
[42869,8,3199,0.36165000000000003,0.23066601709143325]
[42869,9,3200,0.47054000000000001,0.30011775938670815]
[42869,10,3201,0.57491999999999999,{"$f":"$H$7*(D3207/$H$3)","v":0.36669295325924739}]
[42869,11,3202,0.65125999999999995,0.41538379729287106]
[42869,12,3203,0.73224999999999996,0.46704048393530201]
[42869,13,3204,0.61014000000000002,0.38915681921240725]
[42869,14,3205,0.53083000000000002,0.33857166280283568]
[42869,15,3206,0.49408000000000002,0.31513193895903591]
[42869,16,3207,0.51642999999999994,0.32938711794975489]
[42869,17,3208,0.51270000000000004,0.3270080657065611]
[42869,18,3209,0.51939000000000002,0.33127505216955488]
[42869,19,3210,0.55069000000000001,0.35123868091270949]
[42869,20,3211,0.66376000000000002,0.42335649247783697]
[42869,21,3212,0.64280000000000004,0.40998787719168617]
[42869,22,3213,0.61204999999999998,0.39037504703667003]
[42869,23,3214,0.47103,0.30043028903795882]
[42869,24,3215,0.34059,0.21723362024380269]
[42870,1,3216,0.24829999999999999,0.15836961715416253]
[42870,2,3217,0.20513000000000001,0.13083511706336431]
[42870,3,3218,0.21942999999999999,0.13995588035496528]
[42870,4,3219,0.21281,0.13573354098500734]
[42870,5,3220,0.22555,0.1438593119175246]
[42870,6,3221,0.25486999999999999,0.16256006574338058]
[42870,7,3222,0.31999,0.20409461857897893]
[42870,8,3223,0.39742,0.25348068163273163]
[42870,9,3224,0.38361000000000001,0.24467244799238133]
[42870,10,3225,0.41272999999999999,0.26324563869527789]
[42870,11,3226,0.39171,0.24983875447223924]
[42870,12,3227,0.42076000000000002,0.26836729808209997]
[42870,13,3228,0.43340000000000001,0.2764292874531375]
[42870,14,3229,0.40139000000000002,0.25601280962347683]
[42870,15,3230,0.37955,0.2420829165963044]
[42870,16,3231,0.38305,0.24431527124809488]
[42870,17,3232,0.40533000000000002,0.25852580314577805]
[42870,18,3233,0.46554000000000001,0.29692868131272177]
[42870,19,3234,0.51598999999999995,0.32910647907924412]
[42870,20,3235,0.53774,0.3429789687010848]
[42870,21,3236,0.59141999999999995,0.37721691090340226]
[42870,22,3237,0.56923000000000001,0.36306378241105092]
[42870,23,3238,0.44585000000000002,0.28437009185736351]
[42870,24,3239,0.32018999999999997,0.20422218170193834]
[42871,1,3240,0.24629999999999999,0.15709398592456794]
[42871,2,3241,0.21345,0.13614174297847759]
[42871,3,3242,0.20845,0.13295266490449126]
[42871,4,3243,0.19775999999999999,0.12613441598230843]
[42871,5,3244,0.22833999999999999,0.14563881748280896]
[42871,6,3245,0.23598,0.15051172877986013]
[42871,7,3246,0.31537999999999999,0.2011542885947635]
[42871,8,3247,0.38965,0.24852485430575685]
[42871,9,3248,0.40783999999999998,0.2601267203389192]
[42871,10,3249,0.40860999999999997,0.26061783836231311]
[42871,11,3250,0.44967000000000001,0.28680654750588913]
[42871,12,3251,0.48004000000000002,0.30617700772728224]
[42871,13,3252,0.42520000000000002,0.27119919941179987]
[42871,14,3253,0.39233000000000001,0.25023420015341358]
[42871,15,3254,0.37656000000000001,0.24017584790806057]
[42871,16,3255,0.41631000000000001,0.26552901859625211]
[42871,17,3256,0.46129999999999999,0.29422434310598133]
[42871,18,3257,0.49695,0.31696246977350412]
[42871,19,3258,0.5272,0.33625639212112152]
[42871,20,3259,0.54601,0.34825370383545823]
[42871,21,3260,0.58291000000000004,0.37178910002147753]
[42871,22,3261,0.54927999999999999,0.35033936089584533]
[42871,23,3262,0.46703,0.29787902657876975]
[42871,24,3263,0.33057999999999998,0.21084908593968202]
[42872,1,3264,0.24492,0.15621380037614774]
[42872,2,3265,0.21432000000000001,{"$f":"$H$7*(D3271/$H$3)","v":0.13669664256335123}]
[42872,3,3266,0.21598000000000001,0.13775541648391471]
[42872,4,3267,0.20135,0.12842417403943063]
[42872,5,3268,0.22334000000000001,0.14244973940882263]
[42872,6,3269,0.23705000000000001,0.15119419148769322]
[42872,7,3270,0.29276000000000002,0.18672689938804923]
[42872,8,3271,0.36870000000000003,0.23516261717575404]
[42872,9,3272,0.37824000000000002,0.24124737814091998]
[42872,10,3273,0.39604,0.2526004960843114]
[42872,11,3274,0.45590000000000003,0.29078013878607611]
[42872,12,3275,0.39888000000000001,0.25441189243033568]
[42872,13,3276,0.40627999999999997,0.25913172797983547]
[42872,14,3277,0.39027000000000001,0.24892029998693116]
[42872,15,3278,0.38107999999999997,0.24305877448694421]
[42872,16,3279,0.41682000000000002,0.26585430455979869]
[42872,17,3280,0.46266000000000002,0.29509177234210565]
[42872,18,3281,0.51837999999999995,0.33063085839860962]
[42872,19,3282,0.54096999999999995,0.34503911313687996]
[42872,20,3283,0.56969999999999998,0.36336355575000562]
[42872,21,3284,0.58674000000000004,0.37423193382615116]
[42872,22,3285,0.54056999999999999,0.34478398689096107]
[42872,23,3286,0.45186999999999999,0.28820974185844306]
[42872,24,3287,0.31555,0.20126271724927902]
[42873,1,3288,0.25718000000000002,0.16403341981356229]
[42873,2,3289,0.22302,0.14224563841208748]
[42873,3,3290,0.21737000000000001,0.13864198018848292]
[42873,4,3291,0.20734,0.13224468957206628]
[42873,5,3292,0.23433000000000001,0.14945933301544465]
[42873,6,3293,0.25852000000000003,0.16488809273739063]
[42873,7,3294,0.29755999999999999,0.18978841433907612]
[42873,8,3295,0.34938999999999998,0.22284639765401867]
[42873,9,3296,0.36831000000000003,0.23491386908598308]
[42873,10,3297,0.38385000000000002,0.24482552373993269]
[42873,11,3298,0.41876000000000002,0.26709166685250546]
[42873,12,3299,0.45854,0.29246397200914087]
[42873,13,3300,0.38363000000000003,0.2446852043046773]
[42873,14,3301,0.38424000000000003,0.24507427182970365]
[42873,15,3302,0.39799000000000001,0.25384423653316612]
[42873,16,3303,0.45368000000000003,0.28936418812122616]
[42873,17,3304,0.46177000000000001,0.29452411644493609]
[42873,18,3305,0.53419000000000005,0.34071472326855451]
[42873,19,3306,0.5343,0.34078488298618215]
[42873,20,3307,0.54923,0.35030747011510543]
[42873,21,3308,0.58948,0.3759795486106956]
[42873,22,3309,0.57103999999999999,0.36421822867383391]
[42873,23,3310,0.43336999999999998,0.27641015298469357]
[42873,24,3311,0.35765999999999998,0.22812113278839211]
[42874,1,3312,0.25712000000000002,0.16399515087667449]
[42874,2,3313,0.21282000000000001,0.13573991914115532]
[42874,3,3314,0.22337000000000001,0.14246887387726656]
[42874,4,3315,0.20633000000000001,0.13160049580112104]
[42874,5,3316,0.23666000000000001,0.15094544339792229]
[42874,6,3317,0.24335000000000001,0.15521242986091605]
[42874,7,3318,0.31822,0.20296568494078773]
[42874,8,3319,0.37988,0.24229339574918748]
[42874,9,3320,0.40447,0.25797728171705242]
[42874,10,3321,0.39872999999999997,0.25431622008811605]
[42874,11,3322,0.41931000000000002,0.26744246544064393]
[42874,12,3323,0.45605000000000001,0.29087581112829569]
[42874,13,3324,0.43794,0.27932497034431708]
[42874,14,3325,0.40257999999999999,0.25677181020508555]
[42874,15,3326,0.42682999999999999,0.27223883886391942]
[42874,16,3327,0.42918000000000001,0.27373770555869298]
[42874,17,3328,0.4647,0.29639291619629204]
[42874,18,3329,0.48653999999999997,{"$f":"$H$7*(D3335/$H$3)","v":0.31032280922346445}]
[42874,19,3330,0.52495000000000003,0.33482130698782769]
[42874,20,3331,0.55908000000000002,0.35658995392085857]
[42874,21,3332,0.54823,0.34966965450030818]
[42874,22,3333,0.50373000000000001,0.32128685964182957]
[42874,23,3334,0.43201000000000001,0.27554272374856925]
[42874,24,3335,0.35016999999999998,0.22334389383356057]
[42875,1,3336,0.27013999999999999,0.17229951018133494]
[42875,2,3337,0.22928999999999999,0.14624474231686638]
[42875,3,3338,0.21342,0.13612260851003369]
[42875,4,3339,0.21027000000000001,0.13411348932342229]
[42875,5,3340,0.20355999999999999,0.12983374654813259]
[42875,6,3341,0.21632999999999999,0.13797865194909373]
[42875,7,3342,0.29060000000000002,0.18534921766008711]
[42875,8,3343,0.36437000000000003,0.23240087556368183]
[42875,9,3344,0.48344999999999999,0.3083519589737409]
[42875,10,3345,0.59114999999999995,0.37704470068740703]
[42875,11,3346,0.64612999999999998,0.41211180318896101]
[42875,12,3347,0.71255999999999997,0.45448189447994375]
[42875,13,3348,0.63248000000000004,0.40340562004697833]
[42875,14,3349,0.55103000000000002,0.35145553822174053]
[42875,15,3350,0.5373,0.34269832983057402]
[42875,16,3351,0.50673999999999997,0.32320668464236935]
[42875,17,3352,0.47950999999999999,0.30583896545143968]
[42875,18,3353,0.49878,0.31812967234858308]
[42875,19,3354,0.55893999999999999,0.35650065973478695]
[42875,20,3355,0.53954999999999997,0.34413341496386785]
[42875,21,3356,0.55013999999999996,0.35088788232457097]
[42875,22,3357,0.54944000000000004,0.35044141139421287]
[42875,23,3358,0.46283000000000002,0.2952002009966212]
[42875,24,3359,0.3488,0.22247008644128832]
[42876,1,3360,0.25913999999999998,0.16528353841856491]
[42876,2,3361,0.23058999999999999,0.14707390261610284]
[42876,3,3362,0.21267,0.13564424679893572]
[42876,4,3363,0.21212,0.13529344821079722]
[42876,5,3364,0.20327999999999999,0.12965515817598935]
[42876,6,3365,0.21451000000000001,0.13681782753016272]
[42876,7,3366,0.26384000000000002,0.16828127180811214]
[42876,8,3367,0.3508,0.22374571767088286]
[42876,9,3368,0.49353000000000002,0.31478114037089738]
[42876,10,3369,0.64612000000000003,0.41210542503281311]
[42876,11,3370,0.73051999999999995,0.46593706292170278]
[42876,12,3371,0.74709000000000003,0.47650566765889363]
[42876,13,3372,0.69123999999999997,0.44088366557246594]
[42876,14,3373,0.53802000000000005,0.34315755707322809]
[42876,15,3374,0.50043000000000004,0.31918206811299865]
[42876,16,3375,0.47433999999999998,0.30254145872293775]
[42876,17,3376,0.46328000000000003,0.29548721802327998]
[42876,18,3377,0.47876999999999997,0.30536698189648964]
[42876,19,3378,0.49029,0.31271461777895426]
[42876,20,3379,0.56703999999999999,0.36166696621464484]
[42876,21,3380,0.60524999999999995,0.38603790085604855]
[42876,22,3381,0.55393999999999999,0.35331158166080057]
[42876,23,3382,0.46562999999999999,0.29698608471805354]
[42876,24,3383,0.33054,0.21082357331509013]
[42877,1,3384,0.26473999999999998,0.16885530586142966]
[42877,2,3385,0.21657000000000001,0.13813172769664511]
[42877,3,3386,0.20766000000000001,0.13244879056880141]
[42877,4,3387,0.21190000000000001,0.13515312877554184]
[42877,5,3388,0.22675000000000001,0.14462469065528133]
[42877,6,3389,0.25542999999999999,0.16291724248766706]
[42877,7,3390,0.31822,0.20296568494078773]
[42877,8,3391,0.39062000000000002,0.24914353545211024]
[42877,9,3392,0.38239000000000001,0.24389431294232863]
[42877,10,3393,0.41150999999999999,{"$f":"$H$7*(D3399/$H$3)","v":0.2624675036452252}]
[42877,11,3394,0.43562000000000001,0.27784523811798745]
[42877,12,3395,0.43818000000000001,0.27947804609186844]
[42877,13,3396,0.41798000000000002,0.26659417067296354]
[42877,14,3397,0.37863000000000002,0.24149612623069094]
[42877,15,3398,0.42299999999999999,0.26979600505924584]
[42877,16,3399,0.40316999999999997,0.25714812141781596]
[42877,17,3400,0.47474,0.3027965849688567]
[42877,18,3401,0.52383000000000002,0.33410695349925473]
[42877,19,3402,0.51495000000000002,0.32844315083985498]
[42877,20,3403,0.58359000000000005,0.37222281463953977]
[42877,21,3404,0.62239,0.39697006049367384]
[42877,22,3405,0.56716999999999995,0.36174988224456844]
[42877,23,3406,0.46516000000000002,0.29668631137909884]
[42877,24,3407,0.32639000000000001,0.20817663851368148]
[42878,1,3408,0.25836999999999999,0.16479242039517103]
[42878,2,3409,0.20723,0.13217452985443856]
[42878,3,3410,0.20127,0.12837314879024683]
[42878,4,3411,0.20058999999999999,0.1279394341721847]
[42878,5,3412,0.23499999999999999,0.14988666947735879]
[42878,6,3413,0.24759,0.15791676806765645]
[42878,7,3414,0.30113000000000001,0.1920654160839024]
[42878,8,3415,0.36326999999999998,0.23169927838740481]
[42878,9,3416,0.40891,0.26080918304675227]
[42878,10,3417,0.43171999999999999,0.27535775722027805]
[42878,11,3418,0.43864999999999998,0.27977781943082314]
[42878,12,3419,0.43153000000000002,0.27523657225346659]
[42878,13,3420,0.40372000000000002,0.25749892000595448]
[42878,14,3421,0.40910000000000002,0.26093036801356378]
[42878,15,3422,0.41725000000000001,0.26612856527416157]
[42878,16,3423,0.42287999999999998,0.26971946718547019]
[42878,17,3424,0.47222999999999998,0.30119566777571555]
[42878,18,3425,0.58326,0.37201233548665663]
[42878,19,3426,0.54598000000000002,0.3482345693670143]
[42878,20,3427,0.54447999999999996,0.34727784594481842]
[42878,21,3428,0.56772999999999996,0.36210705898885492]
[42878,22,3429,0.52908999999999995,0.33746186363308839]
[42878,23,3430,0.44978000000000001,0.28687670722351682]
[42878,24,3431,0.34097,0.21747599017742567]
[42879,1,3432,0.26300000000000001,0.16774550669168242]
[42879,2,3433,0.21024000000000001,0.13409435485497836]
[42879,3,3434,0.20576,0.13123694090068658]
[42879,4,3435,0.20848,0.13297179937293516]
[42879,5,3436,0.21106,0.13461736365911214]
[42879,6,3437,0.24726000000000001,0.15770628891477337]
[42879,7,3438,0.29276000000000002,0.18672689938804923]
[42879,8,3439,0.35526000000000002,0.22659037531287871]
[42879,9,3440,0.40011999999999998,0.2552027837926843]
[42879,10,3441,0.42834,0.27320194044226326]
[42879,11,3442,0.42659000000000002,0.27208576311636806]
[42879,12,3443,0.43147000000000002,0.2751983033165788]
[42879,13,3444,0.40816000000000002,0.26033082133565433]
[42879,14,3445,0.3962,0.25270254658267893]
[42879,15,3446,0.39761000000000002,0.25360186659954315]
[42879,16,3447,0.41471999999999998,0.26451489176872439]
[42879,17,3448,0.45651999999999998,0.29117558446725039]
[42879,18,3449,0.49817,0.31774060482355676]
[42879,19,3450,0.56586000000000003,0.36091434378918413]
[42879,20,3451,0.56162000000000001,0.35821000558244365]
[42879,21,3452,0.59135000000000004,0.37717226381036656]
[42879,22,3453,0.55288999999999999,0.35264187526526342]
[42879,23,3454,0.43944,0.28028169376651296]
[42879,24,3455,0.31670999999999999,0.20200258336244384]
[42880,1,3456,0.24329000000000001,0.15517416092402819]
[42880,2,3457,0.20913000000000001,{"$f":"$H$7*(D3463/$H$3)","v":0.13338637952255339}]
[42880,3,3458,0.21007999999999999,0.13399230435661078]
[42880,4,3459,0.20784,0.13256359737946491]
[42880,5,3460,0.22686999999999999,0.14470122852905698]
[42880,6,3461,0.25130999999999998,0.16028944215470228]
[42880,7,3462,0.29319000000000001,0.18700116010241205]
[42880,8,3463,0.36376999999999998,0.23201818619480347]
[42880,9,3464,0.37352999999999997,0.23824326659522482]
[42880,10,3465,0.41017999999999999,0.26161920887754481]
[42880,11,3466,0.47284999999999999,0.30159111345688983]
[42880,12,3467,0.42780000000000001,0.27285752001027275]
[42880,13,3468,0.40466999999999997,0.25810484484001184]
[42880,14,3469,0.36598999999999998,0.23343413685965339]
[42880,15,3470,0.39319999999999999,0.25078909973828717]
[42880,16,3471,0.42815999999999999,0.27308713363159975]
[42880,17,3472,0.46045999999999998,0.29368857798955161]
[42880,18,3473,0.51841999999999999,0.3306563710232015]
[42880,19,3474,0.54,0.34442043199052663]
[42880,20,3475,0.55613999999999997,0.35471477601335455]
[42880,21,3476,0.58194999999999997,0.37117679703127215]
[42880,22,3477,0.56452000000000002,0.36005967086535573]
[42880,23,3478,0.45111000000000001,0.28772500199119716]
[42880,24,3479,0.31463000000000002,0.20067592688366556]
[42881,1,3480,0.24098,0.15370080685384649]
[42881,2,3481,0.20374999999999999,0.12995493151494406]
[42881,3,3482,0.21895999999999999,0.13965610701601056]
[42881,4,3483,0.20372999999999999,0.12994217520264811]
[42881,5,3484,0.22261,0.14198413401002061]
[42881,6,3485,0.23035,0.14692082686855149]
[42881,7,3486,0.32965,0.21025591741792055]
[42881,8,3487,0.38745000000000002,0.24712165995320287]
[42881,9,3488,0.39948,0.25479458179921405]
[42881,10,3489,0.43065999999999999,0.27468167266859295]
[42881,11,3490,0.45649000000000001,0.29115644999880647]
[42881,12,3491,0.47738999999999998,0.30448679634806941]
[42881,13,3492,0.43765999999999999,0.27914638197217384]
[42881,14,3493,0.39890999999999999,0.25443102689877956]
[42881,15,3494,0.40384999999999999,0.25758183603587809]
[42881,16,3495,0.41959000000000002,0.26762105381278717]
[42881,17,3496,0.44357000000000002,0.28291587225562576]
[42881,18,3497,0.47839999999999999,0.30513099011901468]
[42881,19,3498,0.52841000000000005,0.33702814901502626]
[42881,20,3499,0.5464,0.34850245192522916]
[42881,21,3500,0.55647999999999997,0.35493163332238564]
[42881,22,3501,0.55720000000000003,0.35539086056503971]
[42881,23,3502,0.45458999999999999,0.28994460033069164]
[42881,24,3503,0.34582000000000002,0.22056939590919247]
[42882,1,3504,0.26412999999999998,0.16846623833640331]
[42882,2,3505,0.22438,0.1431130676482118]
[42882,3,3506,0.21281,0.13573354098500734]
[42882,4,3507,0.19683,0.12554124746054696]
[42882,5,3508,0.19320000000000001,0.12322597677883286]
[42882,6,3509,0.22187999999999999,0.14151852861121861]
[42882,7,3510,0.27540999999999999,0.17566079847131655]
[42882,8,3511,0.37551000000000001,0.23950614151252345]
[42882,9,3512,0.52081,0.332180750342567]
[42882,10,3513,0.61736999999999997,0.39376822610739154]
[42882,11,3514,0.66288000000000002,0.42279521473681536]
[42882,12,3515,0.62092000000000003,0.39603247153992183]
[42882,13,3516,0.58174999999999999,0.37104923390831268]
[42882,14,3517,0.49470999999999998,0.3155337627963582]
[42882,15,3518,0.47544999999999998,0.30324943405536275]
[42882,16,3519,0.44642999999999999,0.2847400249139459]
[42882,17,3520,0.46578000000000003,0.29708175706027312]
[42882,18,3521,0.47077999999999998,{"$f":"$H$7*(D3527/$H$3)","v":0.30027083513425945}]
[42882,19,3522,0.55403999999999998,0.35337536322228025]
[42882,20,3523,0.50941999999999998,0.32491603049002604]
[42882,21,3524,0.51690000000000003,0.32968689128870965]
[42882,22,3525,0.51063000000000003,0.32568778738393078]
[42882,23,3526,0.42337999999999998,0.27003837499286881]
[42882,24,3527,0.34875,0.22243819566054843]
[42883,1,3528,0.26994000000000001,0.17217194705837549]
[42883,2,3529,0.22753999999999999,0.14512856499097115]
[42883,3,3530,0.21002000000000001,0.13395403541972298]
[42883,4,3531,0.2069,0.13196405070155548]
[42883,5,3532,0.19239999999999999,0.12271572428699504]
[42883,6,3533,0.21240000000000001,0.13547203658294049]
[42883,7,3534,0.25468000000000002,0.16243888077656912]
[42883,8,3535,0.33789000000000002,0.21551151808385011]
[42883,9,3536,0.46744000000000002,0.29814053098083659]
[42883,10,3537,0.59623000000000004,0.38028480401057724]
[42883,11,3538,0.66532000000000002,0.42435148483692076]
[42883,12,3539,0.71045999999999998,0.4531424816888695]
[42883,13,3540,0.60058999999999996,0.38306568009109326]
[42883,14,3541,0.53171999999999997,0.33913931870000524]
[42883,15,3542,0.47756999999999999,0.30460160315873297]
[42883,16,3543,0.44885000000000003,0.28628353870175532]
[42883,17,3544,0.48310999999999998,0.30813510166470981]
[42883,18,3545,0.48729,0.31080117093456244]
[42883,19,3546,0.54612000000000005,0.34832386355308592]
[42883,20,3547,0.60085999999999995,0.38323789030708849]
[42883,21,3548,0.60418000000000005,0.38535543814821555]
[42883,22,3549,0.55610000000000004,0.35468926338876272]
[42883,23,3550,0.44739000000000001,0.28535232790415133]
[42883,24,3551,0.33251999999999998,0.21208644823238873]
[42884,1,3552,0.25712000000000002,0.16399515087667449]
[42884,2,3553,0.21401999999999999,0.13650529787891205]
[42884,3,3554,0.20416000000000001,0.13021643591701096]
[42884,4,3555,0.20424999999999999,0.13027383932234271]
[42884,5,3556,0.22703000000000001,0.14480327902742457]
[42884,6,3557,0.25280000000000002,0.16123978742075024]
[42884,7,3558,0.29376999999999998,0.18737109315899445]
[42884,8,3559,0.35804999999999998,0.22836988087816307]
[42884,9,3560,0.39138000000000001,0.24962827531935614]
[42884,10,3561,0.38047999999999998,0.24267608511806588]
[42884,11,3562,0.40786,0.26013947665121517]
[42884,12,3563,0.44191999999999998,0.28186347649121024]
[42884,13,3564,0.41309000000000001,0.2634752523166049]
[42884,14,3565,0.37769000000000003,0.24089657955278151]
[42884,15,3566,0.37437999999999999,0.2387854098678025]
[42884,16,3567,0.45585999999999999,0.29075462616148418]
[42884,17,3568,0.48748999999999998,0.31092873405752186]
[42884,18,3569,0.50987000000000005,0.32520304751668488]
[42884,19,3570,0.57467000000000001,0.36653349935554808]
[42884,20,3571,0.57133,0.36440319520212516]
[42884,21,3572,0.56888000000000005,0.36284054694587187]
[42884,22,3573,0.55684999999999996,0.35516762509986066]
[42884,23,3574,0.43414999999999998,0.27690764916423538]
[42884,24,3575,0.30997000000000002,0.19770370611871027]
[42885,1,3576,0.25555,0.16299378036144274]
[42885,2,3577,0.20699000000000001,0.13202145410688723]
[42885,3,3578,0.19746,0.12594307129786922]
[42885,4,3579,0.20033000000000001,0.12777360211233743]
[42885,5,3580,0.23755999999999999,0.15151947745123984]
[42885,6,3581,0.24354000000000001,0.15533361482772751]
[42885,7,3582,0.29597000000000001,0.18877428751154846]
[42885,8,3583,0.36843999999999999,0.23499678511590671]
[42885,9,3584,0.38729999999999998,0.24702598761098324]
[42885,10,3585,0.36238999999999999,{"$f":"$H$7*(D3591/$H$3)","v":0.23113800064638323}]
[42885,11,3586,0.39239000000000002,0.25027246909030137]
[42885,12,3587,0.43674000000000002,0.27855959160656035]
[42885,13,3588,0.44952999999999999,0.28671725331981746]
[42885,14,3589,0.41865000000000002,0.26702150713487777]
[42885,15,3590,0.41228999999999999,0.26296499982476707]
[42885,16,3591,0.40755999999999998,0.25994813196677596]
[42885,17,3592,0.51490000000000002,0.32841126005911514]
[42885,18,3593,0.52771000000000001,0.33658167808466816]
[42885,19,3594,0.54952999999999996,0.35049881479954459]
[42885,20,3595,0.55957999999999997,0.3569088617282572]
[42885,21,3596,0.56076000000000004,0.35766148415371801]
[42885,22,3597,0.56238999999999995,0.3587011236058375]
[42885,23,3598,0.44607999999999998,0.2845167894487669]
[42885,24,3599,0.30728,0.19598798211490559]
[42886,1,3600,0.24729000000000001,0.15772542338321727]
[42886,2,3601,0.21204000000000001,0.13524242296161346]
[42886,3,3602,0.19586999999999999,0.12492894447034156]
[42886,4,3603,0.20952999999999999,0.13364150576847231]
[42886,5,3604,0.22528999999999999,0.1436934798576773]
[42886,6,3605,0.24551999999999999,0.1565964897450261]
[42886,7,3606,0.28861999999999999,0.18408634274278851]
[42886,8,3607,0.38433,0.24513167523503537]
[42886,9,3608,0.40018999999999999,0.25524743088572011]
[42886,10,3609,0.38889000000000001,0.24804011443851093]
[42886,11,3610,0.37739,0.2407052348683423]
[42886,12,3611,0.41385,0.2639599921838508]
[42886,13,3612,0.37433,0.23875351908706263]
[42886,14,3613,0.37497999999999998,0.23916809923668086]
[42886,15,3614,0.36281000000000002,0.2314058832045981]
[42886,16,3615,0.40317999999999998,0.25715449957396391]
[42886,17,3616,0.43522,0.2775901118720685]
[42886,18,3617,0.49335000000000001,0.31466633356023388]
[42886,19,3618,0.51395000000000002,0.32780533522505773]
[42886,20,3619,0.56527000000000005,0.36053803257645373]
[42886,21,3620,0.55801000000000001,0.35590749121302551]
[42886,22,3621,0.55762999999999996,0.35566512127940253]
[42886,23,3622,0.45927000000000001,0.2929295774079429]
[42886,24,3623,0.32989000000000002,0.2104089931654719]
[42887,1,3624,0.24304999999999999,0.15502108517647684]
[42887,2,3625,0.21152000000000001,0.13491075884191889]
[42887,3,3626,0.19997999999999999,0.12755036664715835]
[42887,4,3627,0.19982,0.12744831614879079]
[42887,5,3628,0.22899,0.1460533976324272]
[42887,6,3629,0.24551000000000001,0.15659011158887812]
[42887,7,3630,0.30098000000000003,0.19196974374168282]
[42887,8,3631,0.35859999999999997,0.22872067946630154]
[42887,9,3632,0.38381999999999999,0.24480638927148876]
[42887,10,3633,0.38754,0.24717906335853462]
[42887,11,3634,0.39379999999999998,0.25117178910716553]
[42887,12,3635,0.44623000000000002,0.28461246179098648]
[42887,13,3636,0.42005999999999999,0.26792082715174187]
[42887,14,3637,0.41586000000000001,0.26524200156959332]
[42887,15,3638,0.43490000000000001,0.27738601087533338]
[42887,16,3639,0.42113,0.26860328985957493]
[42887,17,3640,0.46156999999999998,0.29439655332197662]
[42887,18,3641,0.48654999999999998,0.31032918737961246]
[42887,19,3642,0.50875000000000004,0.32448869402811187]
[42887,20,3643,0.55481000000000003,0.35386648124567427]
[42887,21,3644,0.55423,0.35349654818909182]
[42887,22,3645,0.53283999999999998,0.33985367218857815]
[42887,23,3646,0.44230999999999998,0.28211222458098117]
[42887,24,3647,0.33456000000000002,0.21338759208657518]
[42888,1,3648,0.25417000000000001,0.16211359481302251]
[42888,2,3649,0.21209,{"$f":"$H$7*(D3655/$H$3)","v":0.13527431374235332}]
[42888,3,3650,0.20288999999999999,0.12940641008621842]
[42888,4,3651,0.19855,0.12663829031799825]
[42888,5,3652,0.21623999999999999,0.13792124854376198]
[42888,6,3653,0.23838999999999999,0.15204886441152157]
[42888,7,3654,0.2928,0.18675241201264112]
[42888,8,3655,0.38825999999999999,0.24763829060118864]
[42888,9,3656,0.40744000000000002,0.25987159409300031]
[42888,10,3657,0.41189999999999999,0.26271625173499613]
[42888,11,3658,0.43912000000000001,0.28007759276977789]
[42888,12,3659,0.43706,0.27876369260329548]
[42888,13,3660,0.40594000000000002,0.25891487067080443]
[42888,14,3661,0.38585999999999998,0.24610753312567518]
[42888,15,3662,0.40769,0.26003104799669963]
[42888,16,3663,0.40954000000000002,0.26121100688407461]
[42888,17,3664,0.44434000000000001,0.28340699027901967]
[42888,18,3665,0.51088999999999996,0.32585361944377805]
[42888,19,3666,0.49874000000000002,0.3181041597239912]
[42888,20,3667,0.52983999999999998,0.33794022534418633]
[42888,21,3668,0.50973000000000002,0.32511375333061326]
[42888,22,3669,0.50555000000000005,0.32244768406076063]
[42888,23,3670,0.44396000000000002,0.28316462034539669]
[42888,24,3671,0.32868999999999998,0.20964361442771517]
[42889,1,3672,0.25923000000000002,0.16534094182389672]
[42889,2,3673,0.23013,0.1467805074332961]
[42889,3,3674,0.20213,0.1289216702189725]
[42889,4,3675,0.20927000000000001,0.13347567370862501]
[42889,5,3676,0.2286,0.14580464954265626]
[42889,6,3677,0.24882000000000001,0.1587012812738571]
[42889,7,3678,0.29818,0.19018386002025042]
[42889,8,3679,0.45002999999999999,0.28703616112721608]
[42889,9,3680,0.51429999999999998,0.32802857069023672]
[42889,10,3681,0.56984000000000001,0.36345284993607718]
[42889,11,3682,0.67610999999999999,0.43123351532058324]
[42889,12,3683,0.65466999999999997,0.41755874853932973]
[42889,13,3684,0.60024999999999995,0.38284882278206217]
[42889,14,3685,0.49256,0.31416245922454406]
[42889,15,3686,0.45171,0.28810769136007552]
[42889,16,3687,0.42115999999999998,0.26862242432801886]
[42889,17,3688,0.44905,0.2864111018247148]
[42889,18,3689,0.39219999999999999,0.25015128412348986]
[42889,19,3690,0.41760999999999998,0.26635817889548852]
[42889,20,3691,0.45240000000000002,0.28854778413428567]
[42889,21,3692,0.46865000000000001,0.29891228787474128]
[42889,22,3693,0.48554000000000003,0.30968499360866725]
[42889,23,3694,0.43038999999999999,0.27450946245259772]
[42889,24,3695,0.34039000000000003,0.21710605712084327]
[42890,1,3696,0.27667999999999998,0.17647082430210906]
[42890,2,3697,0.24149000000000001,0.1540260928173931]
[42890,3,3698,0.21609999999999999,0.13783195435769038]
[42890,4,3699,0.21986,0.1402301410693281]
[42890,5,3700,0.19422,0.12387654870592607]
[42890,6,3701,0.21128,0.13475768309436753]
[42890,7,3702,0.24575,0.15674318733642947]
[42890,8,3703,0.33785999999999999,0.21549238361540615]
[42890,9,3704,0.51075000000000004,0.32576432525770649]
[42890,10,3705,0.58187999999999995,0.37113214993823634]
[42890,11,3706,0.62434999999999996,0.39822017909867646]
[42890,12,3707,0.69266000000000005,0.44178936374547817]
[42890,13,3708,0.61182999999999998,0.39023472760141459]
[42890,14,3709,0.53152999999999995,0.33901813373319367]
[42890,15,3710,0.53351999999999999,0.34028738680664028]
[42890,16,3711,0.53,0.33804227584255392]
[42890,17,3712,0.51865000000000006,0.3308030686146049]
[42890,18,3713,0.52100000000000002,{"$f":"$H$7*(D3719/$H$3)","v":0.33230193530937852}]
[42890,19,3714,0.54315000000000002,0.34642955117713803]
[42890,20,3715,0.56855999999999995,0.36263644594913669]
[42890,21,3716,0.55476000000000003,0.35383459046493432]
[42890,22,3717,0.53966000000000003,0.34420357468149554]
[42890,23,3718,0.43918000000000001,0.28011586170666569]
[42890,24,3719,0.33338000000000001,0.21263496966111436]
[42891,1,3720,0.24132000000000001,0.15391766416287755]
[42891,2,3721,0.22697000000000001,0.14476501009053672]
[42891,3,3722,0.20755999999999999,0.13238500900732167]
[42891,4,3723,0.19663,0.12541368433758748]
[42891,5,3724,0.23180999999999999,0.14785203766615548]
[42891,6,3725,0.26094000000000001,0.16643160652520003]
[42891,7,3726,0.30031000000000002,0.19154240727976862]
[42891,8,3727,0.36551,0.23312798536455073]
[42891,9,3728,0.40240999999999999,0.25666338155057006]
[42891,10,3729,0.38666,0.24661778561751299]
[42891,11,3730,0.40944999999999998,0.26115360347874284]
[42891,12,3731,0.43152000000000001,0.27523019409731864]
[42891,13,3732,0.44013999999999998,0.28072816469687106]
[42891,14,3733,0.41063,0.26190622590420359]
[42891,15,3734,0.39476,0.2517840920973709]
[42891,16,3735,0.40295999999999998,0.25701418013870853]
[42891,17,3736,0.41871000000000003,0.26705977607176562]
[42891,18,3737,0.47968,0.30594739410595523]
[42891,19,3738,0.53134999999999999,0.33890332692253022]
[42891,20,3739,0.62314999999999998,0.39745480036091974]
[42891,21,3740,0.56091999999999997,0.35776353465208549]
[42891,22,3741,0.58348,0.37215265492191202]
[42891,23,3742,0.45294000000000001,0.28889220456627618]
[42891,24,3743,0.32867000000000002,0.20963085811541923]
[42892,1,3744,0.24554999999999999,0.15661562421347]
[42892,2,3745,0.20907999999999999,0.13335448874181352]
[42892,3,3746,0.20848,0.13297179937293516]
[42892,4,3747,0.20238999999999999,0.12908750227881977]
[42892,5,3748,0.21123,0.13472579231362766]
[42892,6,3749,0.23214000000000001,0.14806251681903862]
[42892,7,3750,0.29715000000000003,0.18952690993700924]
[42892,8,3751,0.40217999999999998,0.25651668395916666]
[42892,9,3752,0.40966999999999998,0.26129392291399822]
[42892,10,3753,0.39665,0.25298956360933778]
[42892,11,3754,0.43225000000000002,0.27569579949612061]
[42892,12,3755,0.46962999999999999,0.29953734717724262]
[42892,13,3756,0.41289999999999999,0.26335406734979339]
[42892,14,3757,0.38783000000000001,0.24736402988682585]
[42892,15,3758,0.38463000000000003,0.24532301991947456]
[42892,16,3759,0.42692000000000002,0.2722962422692512]
[42892,17,3760,0.45089000000000001,0.28758468255594177]
[42892,18,3761,0.50758999999999999,0.32374882791494702]
[42892,19,3762,0.55332000000000003,0.35291613597962634]
[42892,20,3763,0.54823999999999995,0.34967603265645608]
[42892,21,3764,0.57943999999999996,0.36957587983813101]
[42892,22,3765,0.53974999999999995,0.34426097808682726]
[42892,23,3766,0.44108000000000003,0.28132771137478058]
[42892,24,3767,0.32623999999999997,0.20808096617146182]
[42893,1,3768,0.25447999999999998,0.16231131765360965]
[42893,2,3769,0.21284,0.13575267545345127]
[42893,3,3770,0.20691999999999999,0.13197680701385142]
[42893,4,3771,0.20028000000000001,0.12774171133159756]
[42893,5,3772,0.21060000000000001,0.13432396847630537]
[42893,6,3773,0.24138999999999999,0.15396231125591339]
[42893,7,3774,0.30037999999999998,0.19158705437280441]
[42893,8,3775,0.35838999999999999,0.22858673818719413]
[42893,9,3776,0.37947999999999998,0.24203826950326859]
[42893,10,3777,0.44009999999999999,{"$f":"$H$7*(D3783/$H$3)","v":0.28070265207227918}]
[42893,11,3778,0.42031000000000002,0.26808028105544124]
[42893,12,3779,0.44005,0.28067076129153934]
[42893,13,3780,0.45252999999999999,0.28863070016420928]
[42893,14,3781,0.40283999999999998,0.25693764226493288]
[42893,15,3782,0.38644000000000001,0.2464774661822576]
[42893,16,3783,0.39667000000000002,0.25300231992163369]
[42893,17,3784,0.45794000000000001,0.29208128264026256]
[42893,18,3785,0.53454999999999997,0.34094433688988146]
[42893,19,3786,0.52791999999999994,0.33671561936377553]
[42893,20,3787,0.55720000000000003,0.35539086056503971]
[42893,21,3788,0.57174000000000003,0.36466469960419207]
[42893,22,3789,0.54796999999999996,0.34950382244046085]
[42893,23,3790,0.45928999999999998,0.29294233372023881]
[42893,24,3791,0.33422000000000002,0.21317073477754411]
[42894,1,3792,0.24984000000000001,0.15935185320095033]
[42894,2,3793,0.22781000000000001,0.14530077520696644]
[42894,3,3794,0.20701,0.13203421041918317]
[42894,4,3795,0.20841000000000001,0.13292715227989935]
[42894,5,3796,0.22014,0.14040872944147137]
[42894,6,3797,0.24013999999999999,0.1531650417374168]
[42894,7,3798,0.30686000000000002,0.19572009955669076]
[42894,8,3799,0.37762000000000001,0.24085193245974568]
[42894,9,3800,0.40919,0.26098777141889556]
[42894,10,3801,0.40538000000000002,0.25855769392651795]
[42894,11,3802,0.41443999999999998,0.26433630339658121]
[42894,12,3803,0.42637999999999998,0.27195182183726063]
[42894,13,3804,0.40494999999999998,0.25828343321215508]
[42894,14,3805,0.37417,0.2386514685886951]
[42894,15,3806,0.38955000000000001,0.24846107274427712]
[42894,16,3807,0.42070000000000002,0.26832902914521212]
[42894,17,3808,0.44935000000000003,0.28660244650915401]
[42894,18,3809,0.48104000000000002,0.30681482334207955]
[42894,19,3810,0.52015,0.33175979203680084]
[42894,20,3811,0.53637000000000001,0.34210516130881252]
[42894,21,3812,0.59070999999999996,0.37676406181689626]
[42894,22,3813,0.54613999999999996,0.34833661986538189]
[42894,23,3814,0.47273999999999999,0.30152095373926213]
[42894,24,3815,0.34749000000000002,0.2216345479859039]
[42895,1,3816,0.26275999999999999,0.16759243094413107]
[42895,2,3817,0.22652,0.14447799306387796]
[42895,3,3818,0.21456,0.13684971831090259]
[42895,4,3819,0.20638000000000001,0.13163238658186088]
[42895,5,3820,0.24489,0.15619466590770381]
[42895,6,3821,0.24795,0.15814638168898348]
[42895,7,3822,0.31151000000000001,0.19868594216549806]
[42895,8,3823,0.38174999999999998,0.24348611094885839]
[42895,9,3824,0.41227999999999998,0.26295862166861911]
[42895,10,3825,0.43012,0.27433725223660244]
[42895,11,3826,0.43847000000000003,0.27966301262015969]
[42895,12,3827,0.49252000000000001,0.31413694659995217]
[42895,13,3828,0.44827,0.28591360564517293]
[42895,14,3829,0.43432999999999999,0.27702245597489894]
[42895,15,3830,0.42370000000000002,0.27024247598960394]
[42895,16,3831,0.41637999999999997,0.26557366568928792]
[42895,17,3832,0.45645000000000002,0.29113093737421464]
[42895,18,3833,0.44605,0.28449765498032298]
[42895,19,3834,0.46242,0.29493869659455429]
[42895,20,3835,0.51641999999999999,0.32938073979360699]
[42895,21,3836,0.51704000000000006,0.32977618547478127]
[42895,22,3837,0.49371999999999999,0.3149023253377089]
[42895,23,3838,0.44169000000000003,0.28171677889980684]
[42895,24,3839,0.34770000000000001,0.2217684892650113]
[42896,1,3840,0.26980999999999999,0.17208903102845183]
[42896,2,3841,0.24154999999999999,{"$f":"$H$7*(D3847/$H$3)","v":0.15406436175428093}]
[42896,3,3842,0.21526000000000001,0.13729618924126066]
[42896,4,3843,0.21224000000000001,0.13536998608457293]
[42896,5,3844,0.19999,0.12755674480330634]
[42896,6,3845,0.22295000000000001,0.1422009913190517]
[42896,7,3846,0.26777000000000001,0.17078788717426538]
[42896,8,3847,0.38429999999999997,0.24511254076659142]
[42896,9,3848,0.48831999999999998,0.31145812101780362]
[42896,10,3849,0.53708999999999996,0.34256438855146654]
[42896,11,3850,0.63475000000000004,0.40485346149256812]
[42896,12,3851,0.69840000000000002,0.44545042537441448]
[42896,13,3852,0.60302,0.38461557203505065]
[42896,14,3853,0.51205999999999996,0.3265998637130908]
[42896,15,3854,0.49891999999999997,0.3182189665346547]
[42896,16,3855,0.43110999999999999,0.27496868969525173]
[42896,17,3856,0.43509999999999999,0.27751357399829285]
[42896,18,3857,0.47395999999999999,0.30229908878931483]
[42896,19,3858,0.47414000000000001,0.30241389559997833]
[42896,20,3859,0.49257000000000001,0.31416883738069207]
[42896,21,3860,0.49954999999999999,0.31862079037197699]
[42896,22,3861,0.49091000000000001,0.3131100634601286]
[42896,23,3862,0.42742000000000002,0.27261515007664983]
[42896,24,3863,0.33751999999999999,0.21527552630637509]
[42897,1,3864,0.26590000000000003,0.16959517197459453]
[42897,2,3865,0.22542999999999999,0.1437827740437489]
[42897,3,3866,0.21354000000000001,0.13619914638380937]
[42897,4,3867,0.20658000000000001,0.13175994970482036]
[42897,5,3868,0.20688999999999999,0.1319576725454075]
[42897,6,3869,0.22156000000000001,0.14131442761448348]
[42897,7,3870,0.24832000000000001,0.15838237346645848]
[42897,8,3871,0.35053000000000001,0.2235735074548876]
[42897,9,3872,0.46612999999999999,0.29730499252545217]
[42897,10,3873,0.58982999999999997,0.37620278407587465]
[42897,11,3874,0.67225000000000001,0.42877154704746584]
[42897,12,3875,0.65908,0.4203715154005857]
[42897,13,3876,0.59865999999999997,0.38183469595453456]
[42897,14,3877,0.51763000000000003,0.33015249668751168]
[42897,15,3878,0.496,0.3163565449394467]
[42897,16,3879,0.47939999999999999,0.30576880573381193]
[42897,17,3880,0.47381000000000001,0.30220341644709525]
[42897,18,3881,0.46105000000000002,0.29406488920228208]
[42897,19,3882,0.54767999999999994,0.34931885591216966]
[42897,20,3883,0.57130999999999998,0.36439043888982919]
[42897,21,3884,0.59504999999999997,0.37953218158511642]
[42897,22,3885,0.56108999999999998,0.35787196330660104]
[42897,23,3886,0.43803999999999998,0.27938875190579682]
[42897,24,3887,0.31944,0.20374381999084043]
[42898,1,3888,0.24473,0.15609261540933628]
[42898,2,3889,0.21643000000000001,0.13804243351057349]
[42898,3,3890,0.21554999999999999,0.13748115576955186]
[42898,4,3891,0.20366000000000001,0.12989752810961233]
[42898,5,3892,0.21959000000000001,0.14005793085333285]
[42898,6,3893,0.24310000000000001,0.1550529759572167]
[42898,7,3894,0.28671999999999997,0.18287449307467368]
[42898,8,3895,0.3861,0.24626060887322654]
[42898,9,3896,0.38873000000000002,0.24793806394014337]
[42898,10,3897,0.38099,0.24300137108161249]
[42898,11,3898,0.40631,0.2591508624482794]
[42898,12,3899,0.43362000000000001,0.27656960688839288]
[42898,13,3900,0.42774000000000001,0.27281925107338495]
[42898,14,3901,0.39972000000000002,0.2549476575467654]
[42898,15,3902,0.41192000000000001,0.2627290080472921]
[42898,16,3903,0.42076000000000002,0.26836729808209997]
[42898,17,3904,0.46265000000000001,0.29508539418595769]
[42898,18,3905,0.51656999999999997,{"$f":"$H$7*(D3911/$H$3)","v":0.32947641213582651}]
[42898,19,3906,0.52290999999999999,0.33352016313364125]
[42898,20,3907,0.55767999999999995,0.35569701206014237]
[42898,21,3908,0.59289000000000003,0.37815449985715432]
[42898,22,3909,0.51268999999999998,0.32700168755041314]
[42898,23,3910,0.45401999999999998,0.2895810454302572]
[42898,24,3911,0.33825,0.21574113170517709]
[42899,1,3912,0.24374999999999999,0.15546755610683494]
[42899,2,3913,0.21859999999999999,0.13942649339468355]
[42899,3,3914,0.21459,0.13686885277934649]
[42899,4,3915,0.20129,0.12838590510254277]
[42899,5,3916,0.22140000000000001,0.14121237711611592]
[42899,6,3917,0.2424,0.1546065050268586]
[42899,7,3918,0.29171999999999998,0.18606357114866004]
[42899,8,3919,0.36731000000000003,0.2342760534711858]
[42899,9,3920,0.40966000000000002,0.26128754475785027]
[42899,10,3921,0.42420000000000002,0.27056138379700262]
[42899,11,3922,0.42869000000000002,0.27342517590744236]
[42899,12,3923,0.43314000000000002,0.27626345539329022]
[42899,13,3924,0.41299000000000002,0.26341147075512517]
[42899,14,3925,0.39456000000000002,0.25165652897441143]
[42899,15,3926,0.40085999999999999,0.25567476734763428]
[42899,16,3927,0.40798000000000001,0.26021601452499082]
[42899,17,3928,0.44045000000000001,0.28092588753745823]
[42899,18,3929,0.51839000000000002,0.33063723655475757]
[42899,19,3930,0.56594,0.36096536903836784]
[42899,20,3931,0.54829000000000006,0.34970792343719603]
[42899,21,3932,0.52610000000000001,0.33555479494484453]
[42899,22,3933,0.52132000000000001,0.33250603630611358]
[42899,23,3934,0.45998,0.29338242649444896]
[42899,24,3935,0.31830000000000003,0.20301671018997153]
[42900,1,3936,0.25346999999999997,0.16166712388266441]
[42900,2,3937,0.21734999999999999,0.13862922387618695]
[42900,3,3938,0.20585000000000001,0.13129434430601836]
[42900,4,3939,0.21521999999999999,0.13727067661666878]
[42900,5,3940,0.22747000000000001,0.14508391789793534]
[42900,6,3941,0.2417,0.15416003409650053]
[42900,7,3942,0.30009000000000002,0.19140208784451324]
[42900,8,3943,0.38341999999999998,0.24455126302556984]
[42900,9,3944,0.38751000000000002,0.2471599288900907]
[42900,10,3945,0.40040999999999999,0.25538775032097549]
[42900,11,3946,0.44551000000000002,0.28415323454833247]
[42900,12,3947,0.43223,0.27568304318382464]
[42900,13,3948,0.41298000000000001,0.26340509259897721]
[42900,14,3949,0.40160000000000001,0.25614675090258426]
[42900,15,3950,0.38180999999999998,0.24352437988574621]
[42900,16,3951,0.39473000000000003,0.25176495762892703]
[42900,17,3952,0.44658999999999999,0.28484207541231349]
[42900,18,3953,0.49386999999999998,0.31499799767992853]
[42900,19,3954,0.49582999999999999,0.31624811628493116]
[42900,20,3955,0.52278000000000002,0.33343724710371758]
[42900,21,3956,0.57520000000000004,0.36687154163139057]
[42900,22,3957,0.54252,0.34602772733981579]
[42900,23,3958,0.45224999999999999,0.28845211179206603]
[42900,24,3959,0.34733999999999998,0.2215388756436843]
[42901,1,3960,0.25885000000000002,0.16509857189027374]
[42901,2,3961,0.22338,0.14247525203341452]
[42901,3,3962,0.21518999999999999,0.13725154214822485]
[42901,4,3963,0.20713999999999999,0.13211712644910681]
[42901,5,3964,0.23072000000000001,0.14715681864602648]
[42901,6,3965,0.24526000000000001,0.15643065768517883]
[42901,7,3966,0.29909999999999998,0.19077065038586391]
[42901,8,3967,0.40569,0.25875541676710506]
[42901,9,3968,0.38235000000000002,0.24386880031773678]
[42901,10,3969,0.39767000000000002,{"$f":"$H$7*(D3975/$H$3)","v":0.253640135536431}]
[42901,11,3970,0.41474,0.26452764808102042]
[42901,12,3971,0.43752000000000002,0.27905708778610222]
[42901,13,3972,0.42299999999999999,0.26979600505924584]
[42901,14,3973,0.39806000000000002,0.25388888362620193]
[42901,15,3974,0.42131000000000002,0.26871809667023849]
[42901,16,3975,0.42914999999999998,0.27371857109024905]
[42901,17,3976,0.45548,0.29051225622786125]
[42901,18,3977,0.54413999999999996,0.34706098863578733]
[42901,19,3978,0.54574,0.34808149361946294]
[42901,20,3979,0.55628,0.35480407019942617]
[42901,21,3980,0.55637999999999999,0.35486785176090596]
[42901,22,3981,0.52583000000000002,0.3353825847288493]
[42901,23,3982,0.47669,0.30404032541771137]
[42901,24,3983,0.32378000000000001,0.2065119397590606]
[42902,1,3984,0.26301999999999998,0.16775826300397834]
[42902,2,3985,0.22783999999999999,0.14531990967541034]
[42902,3,3986,0.21082999999999999,0.13447066606770874]
[42902,4,3987,0.20665,0.13180459679785617]
[42902,5,3988,0.22475999999999999,0.14335543758183472]
[42902,6,3989,0.27037,0.17244620777273831]
[42902,7,3990,0.33365,0.21280717987710965]
[42902,8,3991,0.37289,0.23783506460175458]
[42902,9,3992,0.36114000000000002,0.23034073112788664]
[42902,10,3993,0.40477000000000002,0.25816862640149163]
[42902,11,3994,0.43490000000000001,0.27738601087533338]
[42902,12,3995,0.45488000000000001,0.29012956685898289]
[42902,13,3996,0.43704999999999999,0.27875731444714752]
[42902,14,3997,0.42221999999999998,0.26929850887970397]
[42902,15,3998,0.43310999999999999,0.2762443209248463]
[42902,16,3999,0.43084,0.27479647947925645]
[42902,17,4000,0.44667000000000001,0.28489310066149726]
[42902,18,4001,0.4728,0.30155922267614998]
[42902,19,4002,0.49093999999999999,0.31312919792857252]
[42902,20,4003,0.52166000000000001,0.33272289361514468]
[42902,21,4004,0.52903999999999995,0.33742997285234855]
[42902,22,4005,0.51444999999999996,0.3281242430324563]
[42902,23,4006,0.45205000000000001,0.28832454866910656]
[42902,24,4007,0.36105999999999999,0.23028970587870284]
[42903,1,4008,0.27639999999999998,0.17629223592996582]
[42903,2,4009,0.24113999999999999,0.15380285735221405]
[42903,3,4010,0.22292000000000001,0.14218185685060777]
[42903,4,4011,0.21745999999999999,0.13869938359381467]
[42903,5,4012,0.21242,0.13548479289523643]
[42903,6,4013,0.23255999999999999,0.14833039937725345]
[42903,7,4014,0.28070000000000001,0.17903484307359413]
[42903,8,4015,0.35375000000000001,0.22562727373453478]
[42903,9,4016,0.44697999999999999,0.28509082350208442]
[42903,10,4017,0.51307999999999998,0.32725043564018402]
[42903,11,4018,0.61477999999999999,0.39211628366506657]
[42903,12,4019,0.66727999999999998,0.42560160344192338]
[42903,13,4020,0.58301000000000003,0.37185288158295732]
[42903,14,4021,0.49723000000000001,0.31714105814564736]
[42903,15,4022,0.46448,0.29625259676103666]
[42903,16,4023,0.44169999999999998,0.28172315705595485]
[42903,17,4024,0.44612000000000002,0.28454230207335879]
[42903,18,4025,0.44106000000000001,0.28131495506248461]
[42903,19,4026,0.47939999999999999,0.30576880573381193]
[42903,20,4027,0.48630000000000001,0.3101697334759132]
[42903,21,4028,0.50983999999999996,0.3251839130482409]
[42903,22,4029,0.49958000000000002,0.31863992484042092]
[42903,23,4030,0.46448,0.29625259676103666]
[42903,24,4031,0.36203999999999997,0.23091476518120416]
[42904,1,4032,0.27818999999999999,0.17743392588045298]
[42904,2,4033,0.24302000000000001,{"$f":"$H$7*(D4039/$H$3)","v":0.15500195070803294}]
[42904,3,4034,0.2132,0.1359822890747783]
[42904,4,4035,0.20272999999999999,0.12930435958785086]
[42904,5,4036,0.20352000000000001,0.12980823392354071]
[42904,6,4037,0.20760000000000001,0.13241052163191358]
[42904,7,4038,0.23391999999999999,0.14919782861337774]
[42904,8,4039,0.33598,0.21429329025958729]
[42904,9,4040,0.48825000000000002,0.31141347392476781]
[42904,10,4041,0.55894999999999995,0.35650703789093491]
[42904,11,4042,0.63139000000000001,0.4027104010268493]
[42904,12,4043,0.69787999999999994,0.44511876125471983]
[42904,13,4044,0.61073,0.38953313042513765]
[42904,14,4045,0.52934000000000003,0.33762131753678776]
[42904,15,4046,0.47227000000000002,0.30122118040030743]
[42904,16,4047,0.48909999999999998,0.31195561719734549]
[42904,17,4048,0.4844,0.30895788380779832]
[42904,18,4049,0.51402999999999999,0.32785636047424149]
[42904,19,4050,0.5333,0.34014706737138489]
[42904,20,4051,0.57718999999999998,0.36814079470483713]
[42904,21,4052,0.54156000000000004,0.34541542434961037]
[42904,22,4053,0.50219000000000003,0.3203046235950418]
[42904,23,4054,0.43645,0.27837462507826916]
[42904,24,4055,0.31476999999999999,0.20076522106973715]
[42905,1,4056,0.24712000000000001,0.15761699472870175]
[42905,2,4057,0.2127,0.13566338126737965]
[42905,3,4058,0.20337,0.12971256158132111]
[42905,4,4059,0.2011,0.12826472013573131]
[42905,5,4060,0.21518999999999999,0.13725154214822485]
[42905,6,4061,0.23957000000000001,0.15280148683698233]
[42905,7,4062,0.28438999999999998,0.18138838269219604]
[42905,8,4063,0.37341999999999997,0.23817310687759713]
[42905,9,4064,0.36574000000000001,0.23327468295595408]
[42905,10,4065,0.40143000000000001,0.25603832224806872]
[42905,11,4066,0.44211,0.2819846614580217]
[42905,12,4067,0.47145999999999999,0.30070454975232164]
[42905,13,4068,0.43985000000000002,0.28054319816857992]
[42905,14,4069,0.39202999999999999,0.25004285546897431]
[42905,15,4070,0.39524999999999999,0.25209662174862157]
[42905,16,4071,0.40971000000000002,0.26131943553859011]
[42905,17,4072,0.44346999999999998,0.28285209069414602]
[42905,18,4073,0.52617000000000003,0.33559944203788039]
[42905,19,4074,0.58220000000000005,0.37133625093497152]
[42905,20,4075,0.58816999999999997,0.37514401015531118]
[42905,21,4076,0.58880999999999994,0.37555221214878143]
[42905,22,4077,0.53659000000000001,0.34224548074406791]
[42905,23,4078,0.43769000000000002,0.27916551644061777]
[42905,24,4079,0.31805,0.20285725628627219]
[42906,1,4080,0.25862000000000002,0.16495187429887037]
[42906,2,4081,0.21071999999999999,0.13440050635008105]
[42906,3,4082,0.20746000000000001,0.13232122744584196]
[42906,4,4083,0.20104,0.12822645119884346]
[42906,5,4084,0.21995000000000001,0.14028754447465988]
[42906,6,4085,0.23957999999999999,0.15280786499313029]
[42906,7,4086,0.28045999999999999,0.17888176732604275]
[42906,8,4087,0.35881999999999997,0.22886099890155695]
[42906,9,4088,0.40128999999999998,0.2559490280619971]
[42906,10,4089,0.39662999999999998,0.25297680729704181]
[42906,11,4090,0.41811999999999999,0.26668346485903516]
[42906,12,4091,0.44866,0.28616235373494386]
[42906,13,4092,0.40610000000000002,0.25901692116917197]
[42906,14,4093,0.39756999999999998,0.25357635397495121]
[42906,15,4094,0.38330999999999998,0.24448110330794215]
[42906,16,4095,0.40077000000000002,0.25561736394230256]
[42906,17,4096,0.42848000000000003,0.27329123462833493]
[42906,18,4097,0.49464999999999998,{"$f":"$H$7*(D4103/$H$3)","v":0.31549549385947034}]
[42906,19,4098,0.52092000000000005,0.33225091006019475]
[42906,20,4099,0.53713999999999995,0.34259627933220638]
[42906,21,4100,0.53459999999999996,0.3409762276706213]
[42906,22,4101,0.52359,0.33395387775170338]
[42906,23,4102,0.42397000000000001,0.27041468620559922]
[42906,24,4103,0.32605000000000001,0.20795978120465039]
[42907,1,4104,0.25429000000000002,0.16219013268679816]
[42907,2,4105,0.21609,0.1378255762015424]
[42907,3,4106,0.19827,0.12645970194585504]
[42907,4,4107,0.19547,0.12467381822442267]
[42907,5,4108,0.23946000000000001,0.15273132711935464]
[42907,6,4109,0.23716000000000001,0.15126435120532092]
[42907,7,4110,0.28737000000000001,0.18328907322429192]
[42907,8,4111,0.34587000000000001,0.22060128668993231]
[42907,9,4112,0.39557999999999999,0.25230710090150466]
[42907,10,4113,0.38949,0.24842280380738926]
[42907,11,4114,0.43663000000000002,0.27848943188893266]
[42907,12,4115,0.45222000000000001,0.28843297732362211]
[42907,13,4116,0.44995000000000002,0.28698513587803232]
[42907,14,4117,0.41182000000000002,0.26266522648581236]
[42907,15,4118,0.40483000000000002,0.25820689533837948]
[42907,16,4119,0.40905000000000002,0.26089847723282394]
[42907,17,4120,0.42764999999999997,0.27276184766805317]
[42907,18,4121,0.47594999999999998,0.30356834186276138]
[42907,19,4122,0.48903999999999997,0.31191734826045764]
[42907,20,4123,0.55378000000000005,0.35320953116243309]
[42907,21,4124,0.56389999999999996,0.3596642251841814]
[42907,22,4125,0.51427,0.32800943622179279]
[42907,23,4126,0.44062000000000001,0.28103431619197378]
[42907,24,4127,0.33088000000000001,0.2110404306241212]
[42908,1,4128,0.25596999999999998,0.16326166291965757]
[42908,2,4129,0.21657999999999999,0.13813810585279307]
[42908,3,4130,0.19944000000000001,0.12720594621516784]
[42908,4,4131,0.21537000000000001,0.13736634895888836]
[42908,5,4132,0.21201,0.13522328849316953]
[42908,6,4133,0.22650999999999999,0.14447161490772997]
[42908,7,4134,0.28765000000000002,0.18346766159643518]
[42908,8,4135,0.35027999999999998,0.22341405355118826]
[42908,9,4136,0.39756999999999998,0.25357635397495121]
[42908,10,4137,0.37119999999999997,0.23675715621274718]
[42908,11,4138,0.3992,0.25461599342707081]
[42908,12,4139,0.43515999999999999,0.27755184293518065]
[42908,13,4140,0.46450999999999998,0.29627173122948058]
[42908,14,4141,0.43673000000000001,0.2785532134504124]
[42908,15,4142,0.42342999999999997,0.27007026577360865]
[42908,16,4143,0.43151,0.27522381594117062]
[42908,17,4144,0.4284,0.27324020937915111]
[42908,18,4145,0.48072999999999999,0.30661710050149232]
[42908,19,4146,0.52666999999999997,0.33591834984527896]
[42908,20,4147,0.53942000000000001,0.34405049893394424]
[42908,21,4148,0.50914999999999999,0.32474382027403081]
[42908,22,4149,0.48104999999999998,0.30682120149822745]
[42908,23,4150,0.44758999999999999,0.28547989102711074]
[42908,24,4151,0.31680000000000003,0.20205998676777565]
[42909,1,4152,0.24055000000000001,0.15342654613948367]
[42909,2,4153,0.2099,0.1338774975459473]
[42909,3,4154,0.21229999999999999,0.13540825502146073]
[42909,4,4155,0.20987,0.13385836307750337]
[42909,5,4156,0.22991,0.14664018799804071]
[42909,6,4157,0.22847000000000001,0.14572173351273263]
[42909,7,4158,0.28027000000000002,0.17876058235923128]
[42909,8,4159,0.38679999999999998,0.24670707980358461]
[42909,9,4160,0.35442000000000001,0.22605461019644899]
[42909,10,4161,0.38296999999999998,{"$f":"$H$7*(D4167/$H$3)","v":0.24426424599891106}]
[42909,11,4162,0.44857000000000002,0.28610495032961208]
[42909,12,4163,0.46026,0.2935610148665922]
[42909,13,4164,0.43474000000000002,0.27728396037696584]
[42909,14,4165,0.41031000000000001,0.26170212490746847]
[42909,15,4166,0.43129000000000001,0.27508349650591524]
[42909,16,4167,0.41789999999999999,0.26654314542377977]
[42909,17,4168,0.43045,0.27454773138948552]
[42909,18,4169,0.43408999999999998,0.27686938022734758]
[42909,19,4170,0.46726000000000001,0.29802572417017309]
[42909,20,4171,0.50160000000000005,0.3199283123823114]
[42909,21,4172,0.49439,0.31532966179962307]
[42909,22,4173,0.49052000000000001,0.31286131537035766]
[42909,23,4174,0.40858,0.26059870389386919]
[42909,24,4175,0.31158000000000002,0.19873058925853387]
[42910,1,4176,0.27228000000000002,0.17366443559700112]
[42910,2,4177,0.221,0.140957250870197]
[42910,3,4178,0.20371,0.12992941889035217]
[42910,4,4179,0.19997000000000001,0.1275439884910104]
[42910,5,4180,0.20296,0.12945105717925423]
[42910,6,4181,0.21729000000000001,0.13859095493929913]
[42910,7,4182,0.29252,0.18657382364049788]
[42910,8,4183,0.37165999999999999,0.23705055139555392]
[42910,9,4184,0.44830999999999999,0.28593911826976476]
[42910,10,4185,0.51149,0.32623630881265642]
[42910,11,4186,0.58401999999999998,0.37249707535390253]
[42910,12,4187,0.70787,0.45149053924654459]
[42910,13,4188,0.60667000000000004,0.38694359902906073]
[42910,14,4189,0.50853999999999999,0.32435475274900444]
[42910,15,4190,0.46682000000000001,0.29774508529966232]
[42910,16,4191,0.46168999999999999,0.29447309119575227]
[42910,17,4192,0.41772999999999999,0.26643471676926422]
[42910,18,4193,0.41919000000000001,0.26736592756686828]
[42910,19,4194,0.49924000000000002,0.31842306753138988]
[42910,20,4195,0.47614000000000001,0.3036895268295729]
[42910,21,4196,0.44801999999999997,0.28575415174147356]
[42910,22,4197,0.45443,0.2898425498323241]
[42910,23,4198,0.39202999999999999,0.25004285546897431]
[42910,24,4199,0.32641999999999999,0.20819577298212535]
[42911,1,4200,0.25624000000000002,0.16343387313565286]
[42911,2,4201,0.21714,0.13849528259707955]
[42911,3,4202,0.20180999999999999,0.12871756922223734]
[42911,4,4203,0.19578000000000001,0.12487154106500982]
[42911,5,4204,0.19775999999999999,0.12613441598230843]
[42911,6,4205,0.20424,0.13026746116619473]
[42911,7,4206,0.23996999999999999,0.15305661308290125]
[42911,8,4207,0.34828999999999999,0.22214480047774171]
[42911,9,4208,0.44540999999999997,0.28408945298685268]
[42911,10,4209,0.62614000000000003,0.3993618690491636]
[42911,11,4210,0.68305000000000005,0.43565995568727639]
[42911,12,4211,0.69320000000000004,0.44213378417746863]
[42911,13,4212,0.57862999999999998,0.36905924919014521]
[42911,14,4213,0.48419000000000001,0.30882394252869089]
[42911,15,4214,0.48652000000000001,0.31031005291116859]
[42911,16,4215,0.47115000000000001,0.30050682691173447]
[42911,17,4216,0.45101000000000002,0.28766122042971748]
[42911,18,4217,0.47354000000000002,0.30203120623109997]
[42911,19,4218,0.48581000000000002,0.30985720382466247]
[42911,20,4219,0.54063000000000005,0.34482225582784892]
[42911,21,4220,0.55839000000000005,0.35614986114664848]
[42911,22,4221,0.52027999999999996,0.33184270806672445]
[42911,23,4222,0.44989000000000001,0.28694686694114452]
[42911,24,4223,0.31298999999999999,0.199629909275398]
[42912,1,4224,0.25852000000000003,0.16488809273739063]
[42912,2,4225,0.22470999999999999,{"$f":"$H$7*(D4231/$H$3)","v":0.14332354680109488}]
[42912,3,4226,0.20555999999999999,0.13110937777772713]
[42912,4,4227,0.19281999999999999,0.12298360684520988]
[42912,5,4228,0.22952,0.14639143990826975]
[42912,6,4229,0.23215,0.14806889497518658]
[42912,7,4230,0.26212999999999997,0.16719060710680878]
[42912,8,4231,0.31633,0.20176021342882089]
[42912,9,4232,0.36829000000000001,0.23490111277368711]
[42912,10,4233,0.40891,0.26080918304675227]
[42912,11,4234,0.43773000000000001,0.27919102906520965]
[42912,12,4235,0.43434,0.27702883413104695]
[42912,13,4236,0.42463000000000001,0.27083564451136544]
[42912,14,4237,0.43803999999999998,0.27938875190579682]
[42912,15,4238,0.43663000000000002,0.27848943188893266]
[42912,16,4239,0.41943000000000003,0.26751900331441958]
[42912,17,4240,0.44034000000000001,0.28085572781983054]
[42912,18,4241,0.46411000000000002,0.29601660498356169]
[42912,19,4242,0.51251999999999998,0.3268932588958976]
[42912,20,4243,0.51765000000000005,0.33016525299980765]
[42912,21,4244,0.52176,0.33278667517662436]
[42912,22,4245,0.47997000000000001,0.30613236063424643]
[42912,23,4246,0.44308999999999998,0.28260972076052304]
[42912,24,4247,0.31808999999999998,0.2028827689108641]
[42913,1,4248,0.25763000000000003,0.1643204368402211]
[42913,2,4249,0.21496999999999999,0.13711122271296944]
[42913,3,4250,0.20138,0.12844330850787453]
[42913,4,4251,0.20232,0.12904285518578396]
[42913,5,4252,0.21929000000000001,0.13986658616889369]
[42913,6,4253,0.22796,0.14539644754918601]
[42913,7,4254,0.28065000000000001,0.17900295229285426]
[42913,8,4255,0.35113,0.22395619682376594]
[42913,9,4256,0.42241000000000001,0.26941969384651548]
[42913,10,4257,0.44780999999999999,0.28562021046236613]
[42913,11,4258,0.433,0.27617416120721855]
[42913,12,4259,0.47959000000000002,0.3058899907006235]
[42913,13,4260,0.45882000000000001,0.29264256038128411]
[42913,14,4261,0.39961999999999998,0.25488387598528561]
[42913,15,4262,0.39955000000000002,0.25483922889224986]
[42913,16,4263,0.44052000000000002,0.28097053463049404]
[42913,17,4264,0.44929000000000002,0.28656417757226615]
[42913,18,4265,0.48629,0.31016335531976513]
[42913,19,4266,0.50782000000000005,0.32389552550635048]
[42913,20,4267,0.51104000000000005,0.32594929178599763]
[42913,21,4268,0.53749000000000002,0.34281951479738548]
[42913,22,4269,0.54693999999999998,0.34884687235721973]
[42913,23,4270,0.42252000000000001,0.26948985356414318]
[42913,24,4271,0.31152000000000002,0.19869232032164602]
[42914,1,4272,0.24476999999999999,0.15611812803392816]
[42914,2,4273,0.20777999999999999,0.13252532844257708]
[42914,3,4274,0.20926,0.13346929555247702]
[42914,4,4275,0.19980999999999999,0.12744193799264281]
[42914,5,4276,0.20443,0.13038864613300621]
[42914,6,4277,0.2311,0.14739918857964945]
[42914,7,4278,0.27909,0.17800795993377053]
[42914,8,4279,0.34803000000000001,0.22197896841789444]
[42914,9,4280,0.35671999999999998,0.22752158611048268]
[42914,10,4281,0.40583000000000002,0.25884471095317674]
[42914,11,4282,0.41915000000000002,0.26734041494227639]
[42914,12,4283,0.45773999999999998,0.29195371951730303]
[42914,13,4284,0.42430000000000001,0.2706251653584823]
[42914,14,4285,0.43428,0.2769905651941591]
[42914,15,4286,0.39550999999999997,0.25226245380846885]
[42914,16,4287,0.41946,0.26753813778286351]
[42914,17,4288,0.40773999999999999,0.26006293877743947]
[42914,18,4289,0.44097999999999998,{"$f":"$H$7*(D4295/$H$3)","v":0.28126392981330078}]
[42914,19,4290,0.52556000000000003,0.33521037451285407]
[42914,20,4291,0.54417000000000004,0.34708012310423131]
[42914,21,4292,0.52019000000000004,0.33178530466139272]
[42914,22,4293,0.50834999999999997,0.32423356778219298]
[42914,23,4294,0.41686000000000001,0.26587981718439058]
[42914,24,4295,0.32144,0.20501945122043497]
[42915,1,4296,0.24815999999999999,0.15828032296809089]
[42915,2,4297,0.22284000000000001,0.14213083160142401]
[42915,3,4298,0.20563000000000001,0.13115402487076294]
[42915,4,4299,0.19667000000000001,0.12543919696217939]
[42915,5,4300,0.23355999999999999,0.14896821499205073]
[42915,6,4301,0.23408000000000001,0.14929987911174533]
[42915,7,4302,0.27381,0.17464029348764093]
[42915,8,4303,0.33685999999999999,0.21485456800060887]
[42915,9,4304,0.40955999999999998,0.26122376319637053]
[42915,10,4305,0.42133999999999999,0.26873723113868236]
[42915,11,4306,0.43895000000000001,0.27996916411526235]
[42915,12,4307,0.47504999999999997,0.30299430780944381]
[42915,13,4308,0.44569999999999999,0.28427441951514393]
[42915,14,4309,0.39423999999999998,0.25145242797767631]
[42915,15,4310,0.40644999999999998,0.25924015663435102]
[42915,16,4311,0.40061000000000002,0.25551531344393497]
[42915,17,4312,0.42116999999999999,0.26862880248416682]
[42915,18,4313,0.45668999999999998,0.29128401312176594]
[42915,19,4314,0.54390000000000005,0.34690791288823603]
[42915,20,4315,0.54708000000000001,0.34893616654329135]
[42915,21,4316,0.51683000000000001,0.32964224419567389]
[42915,22,4317,0.50536999999999999,0.32233287725009713]
[42915,23,4318,0.46925,0.29929497724361964]
[42915,24,4319,0.31988,0.2040244588613512]
[42916,1,4320,0.25113000000000002,0.16017463534403881]
[42916,2,4321,0.21889,0.13961145992297477]
[42916,3,4322,0.21356,0.13621190269610531]
[42916,4,4323,0.20841000000000001,0.13292715227989935]
[42916,5,4324,0.24479999999999999,0.15613726250237206]
[42916,6,4325,0.26516000000000001,0.16912318841964452]
[42916,7,4326,0.31018000000000001,0.19783764739781767]
[42916,8,4327,0.36459000000000003,0.23254119499893722]
[42916,9,4328,0.4113,0.26233356236611777]
[42916,10,4329,0.43631999999999999,0.27829170904834549]
[42916,11,4330,0.48372999999999999,0.30853054734588414]
[42916,12,4331,0.53037000000000001,0.33827826762002894]
[42916,13,4332,0.52122000000000002,0.3324422547446339]
[42916,14,4333,0.42708000000000002,0.27239829276761873]
[42916,15,4334,0.44700000000000001,0.28510357981438039]
[42916,16,4335,0.43836999999999998,0.2795992310586799]
[42916,17,4336,0.43741999999999998,0.27899330622462248]
[42916,18,4337,0.42642000000000002,0.27197733446185252]
[42916,19,4338,0.44034000000000001,0.28085572781983054]
[42916,20,4339,0.51785000000000003,0.33029281612276712]
[42916,21,4340,0.52575000000000005,0.33533155947966553]
[42916,22,4341,0.47783999999999999,0.3047738133747282]
[42916,23,4342,0.40466999999999997,0.25810484484001184]
[42916,24,4343,0.34760000000000002,0.22170470770353159]
[42917,1,4344,0.27096999999999999,0.17282889714161667]
[42917,2,4345,0.23511000000000001,0.14995682919498651]
[42917,3,4346,0.22297,0.14221374763134764]
[42917,4,4347,0.21304000000000001,0.13588023857641074]
[42917,5,4348,0.21240999999999999,0.13547841473908845]
[42917,6,4349,0.22283,0.14212445344527602]
[42917,7,4350,0.25990000000000002,0.16576827828581087]
[42917,8,4351,0.35615000000000002,0.22715803121004829]
[42917,9,4352,0.43273,0.27600195099122332]
[42917,10,4353,0.48886000000000002,{"$f":"$H$7*(D4359/$H$3)","v":0.31180254144979419}]
[42917,11,4354,0.59794999999999998,0.38138184686802851]
[42917,12,4355,0.60326999999999997,0.38477502593874996]
[42917,13,4356,0.50461,0.32184813738285117]
[42917,14,4357,0.48202,0.30743988264458083]
[42917,15,4358,0.44374000000000002,0.2830243009101413]
[42917,16,4359,0.44601000000000002,0.28447214235573109]
[42917,17,4360,0.43486000000000002,0.27736049825074149]
[42917,18,4361,0.40771000000000002,0.2600438043089956]
[42917,19,4362,0.4133,0.26360919359571233]
[42917,20,4363,0.44030999999999998,0.28083659335138661]
[42917,21,4364,0.49834000000000001,0.31784903347807231]
[42917,22,4365,0.47958000000000001,0.30588361254447544]
[42917,23,4366,0.40765000000000001,0.26000553537210774]
[42917,24,4367,0.35700999999999999,0.2277065526387739]
[42918,1,4368,0.26939999999999997,0.17182752662638492]
[42918,2,4369,0.23491000000000001,0.14982926607202707]
[42918,3,4370,0.20558999999999999,0.13112851224617106]
[42918,4,4371,0.19614999999999999,0.1251075328424848]
[42918,5,4372,0.20677999999999999,0.1318875128277798]
[42918,6,4373,0.1993,0.12711665202909622]
[42918,7,4374,0.25339,0.16161609863348064]
[42918,8,4375,0.31119999999999998,0.19848821932491087]
[42918,9,4376,0.43289,0.27610400148959086]
[42918,10,4377,0.55979999999999996,0.35704918116351259]
[42918,11,4378,0.66095000000000004,0.42156423060025666]
[42918,12,4379,0.59567000000000003,0.37992762726629076]
[42918,13,4380,0.57328999999999997,0.36565331380712779]
[42918,14,4381,0.49264999999999998,0.31421986262987583]
[42918,15,4382,0.47893999999999998,0.30547541055100519]
[42918,16,4383,0.44974999999999998,0.28685757275507284]
[42918,17,4384,0.46949000000000002,0.299448052991171]
[42918,18,4385,0.47738000000000003,0.30448041819192151]
[42918,19,4386,0.50683,0.32326408804770113]
[42918,20,4387,0.55154000000000003,0.35178082418528717]
[42918,21,4388,0.57545000000000002,0.36703099553508989]
[42918,22,4389,0.57155,0.36454351463738055]
[42918,23,4390,0.45027,0.28718923687476744]
[42918,24,4391,0.35715999999999998,0.22780222498099348]
[42919,1,4392,0.24776000000000001,0.158025196722172]
[42919,2,4393,0.22628000000000001,0.1443249173163266]
[42919,3,4394,0.21129999999999999,0.13477043940666347]
[42919,4,4395,0.20244000000000001,0.12911939305955966]
[42919,5,4396,0.22655,0.14449712753232186]
[42919,6,4397,0.23626,0.15069031715200337]
[42919,7,4398,0.26979999999999998,0.17208265287230384]
[42919,8,4399,0.31637999999999999,0.20179210420956076]
[42919,9,4400,0.3821,0.24370934641403744]
[42919,10,4401,0.40683000000000002,0.25948252656797399]
[42919,11,4402,0.45323000000000002,0.28907717109456738]
[42919,12,4403,0.47270000000000001,0.30149544111467025]
[42919,13,4404,0.46448,0.29625259676103666]
[42919,14,4405,0.38521,0.24569295297605695]
[42919,15,4406,0.39329999999999998,0.25085288129976685]
[42919,16,4407,0.38662000000000002,0.24659227299292114]
[42919,17,4408,0.42518,0.2711864430995039]
[42919,18,4409,0.52149999999999996,0.33262084311677709]
[42919,19,4410,0.53488000000000002,0.3411548160427646]
[42919,20,4411,0.54886999999999997,0.35007785649377843]
[42919,21,4412,0.49384,0.31497886321148461]
[42919,22,4413,0.48876999999999998,0.31174513804446236]
[42919,23,4414,0.42875000000000002,0.27346344484433016]
[42919,24,4415,0.30375000000000002,0.19373649299467124]
[42920,1,4416,0.24615999999999999,0.15700469173849635]
[42920,2,4417,0.22647,{"$f":"$H$7*(D4423/$H$3)","v":0.14444610228313809}]
[42920,3,4418,0.20996000000000001,0.13391576648283512]
[42920,4,4419,0.19786999999999999,0.12620457569993612]
[42920,5,4420,0.20899000000000001,0.13329708533648177]
[42920,6,4421,0.23003999999999999,0.14672310402796435]
[42920,7,4422,0.27627000000000002,0.17620931990004221]
[42920,8,4423,0.31109999999999999,0.19842443776343116]
[42920,9,4424,0.37856000000000001,0.24145147913765511]
[42920,10,4425,0.38990000000000002,0.2486843082094562]
[42920,11,4426,0.44009999999999999,0.28070265207227918]
[42920,12,4427,0.50700999999999996,0.32337889485836457]
[42920,13,4428,0.47888999999999998,0.30544351977026535]
[42920,14,4429,0.42762,0.27274271319960924]
[42920,15,4430,0.41910999999999998,0.26731490231768446]
[42920,16,4431,0.40322999999999998,0.25718639035470375]
[42920,17,4432,0.42637000000000003,0.27194544368111268]
[42920,18,4433,0.41621999999999998,0.26547161519092033]
[42920,19,4434,0.46288000000000001,0.29523209177736104]
[42920,20,4435,0.49456,0.31543809045413862]
[42920,21,4436,0.53058000000000005,0.33841220889913637]
[42920,22,4437,0.48451,0.30902804352542601]
[42920,23,4438,0.40560000000000002,0.25869801336177334]
[42920,24,4439,0.32224000000000003,0.20552970371227278]
[42921,1,4440,0.26779999999999998,0.17080702164270931]
[42921,2,4441,0.22833999999999999,0.14563881748280896]
[42921,3,4442,0.21375,0.1363330876629168]
[42921,4,4443,0.20732999999999999,0.1322383114159183]
[42921,5,4444,0.19905,0.12695719812539691]
[42921,6,4445,0.23613000000000001,0.15060740112207974]
[42921,7,4446,0.24870999999999999,0.15863112155622938]
[42921,8,4447,0.33827000000000002,0.21575388801747303]
[42921,9,4448,0.44385000000000002,0.283094460627769]
[42921,10,4449,0.52568000000000004,0.33528691238662972]
[42921,11,4450,0.60765999999999998,0.38757503648770997]
[42921,12,4451,0.63853000000000004,0.40726440451650175]
[42921,13,4452,0.57562999999999998,0.36714580234575339]
[42921,14,4453,0.48243000000000003,0.30770138704664768]
[42921,15,4454,0.46243000000000001,0.29494507475070231]
[42921,16,4455,0.43802000000000002,0.2793759955935009]
[42921,17,4456,0.43125999999999998,0.27506436203747131]
[42921,18,4457,0.44317000000000001,0.28266074600970681]
[42921,19,4458,0.46560000000000001,0.29696695024960962]
[42921,20,4459,0.46717999999999998,0.29797469892098932]
[42921,21,4460,0.47453000000000001,0.30266264368974927]
[42921,22,4461,0.46272000000000002,0.2951300412789935]
[42921,23,4462,0.40054000000000001,0.25547066635089916]
[42921,24,4463,0.31652000000000002,0.20188139839563238]
[42922,1,4464,0.25176999999999999,0.16058283733750905]
[42922,2,4465,0.23250999999999999,0.14829850859651358]
[42922,3,4466,0.22795000000000001,0.14539006939303806]
[42922,4,4467,0.20641999999999999,0.13165789920645279]
[42922,5,4468,0.20752999999999999,0.13236587453887777]
[42922,6,4469,0.21562000000000001,0.1375258028625877]
[42922,7,4470,0.25295000000000001,0.16133545976296981]
[42922,8,4471,0.33851999999999999,0.21591334192117234]
[42922,9,4472,0.44546000000000002,0.28412134376759257]
[42922,10,4473,0.51695000000000002,0.32971878206944949]
[42922,11,4474,0.59382999999999997,0.37875404653506373]
[42922,12,4475,0.62644,0.39955321373360275]
[42922,13,4476,0.55923,0.3566856262630782]
[42922,14,4477,0.45801999999999998,0.29213230788944627]
[42922,15,4478,0.41289999999999999,0.26335406734979339]
[42922,16,4479,0.40276000000000001,0.25688661701574905]
[42922,17,4480,0.42210999999999999,0.26922834916207627]
[42922,18,4481,0.41375000000000001,{"$f":"$H$7*(D4487/$H$3)","v":0.26389621062237112}]
[42922,19,4482,0.42441000000000001,0.27069532507611005]
[42922,20,4483,0.47077000000000002,0.30026445697811155]
[42922,21,4484,0.51402999999999999,0.32785636047424149]
[42922,22,4485,0.53164999999999996,0.33909467160696938]
[42922,23,4486,0.42585000000000001,0.27161377956141808]
[42922,24,4487,0.33374999999999999,0.21287096143858938]
[42923,1,4488,0.26186999999999999,0.1670247750469615]
[42923,2,4489,0.22800000000000001,0.1454219601737779]
[42923,3,4490,0.20757999999999999,0.13239776531961761]
[42923,4,4491,0.21174999999999999,0.13505745643332226]
[42923,5,4492,0.21701000000000001,0.13841236656715591]
[42923,6,4493,0.24637000000000001,0.15713863301760378]
[42923,7,4494,0.27982000000000001,0.17847356533257253]
[42923,8,4495,0.34444000000000002,0.21968921036077224]
[42923,9,4496,0.4037,0.25748616369365851]
[42923,10,4497,0.41552,0.26502514426056223]
[42923,11,4498,0.47815000000000002,0.30497153621531536]
[42923,12,4499,0.49731999999999998,0.31719846155097908]
[42923,13,4500,0.48991000000000001,0.31247224784533129]
[42923,14,4501,0.42232999999999998,0.26936866859733166]
[42923,15,4502,0.41960999999999998,0.26763381012508308]
[42923,16,4503,0.43379000000000001,0.27667803554290843]
[42923,17,4504,0.44166,0.28169764443136297]
[42923,18,4505,0.44927,0.28655142125997018]
[42923,19,4506,0.52644999999999997,0.33577803041002358]
[42923,20,4507,0.54676000000000002,0.34873206554655617]
[42923,21,4508,0.56706000000000001,0.36167972252694081]
[42923,22,4509,0.51687000000000005,0.32966775682026572]
[42923,23,4510,0.43604999999999999,0.27811949883235026]
[42923,24,4511,0.32575999999999999,0.20777481467635917]
[42924,1,4512,0.26840999999999998,0.17119608916773563]
[42924,2,4513,0.23585,0.1504288127499365]
[42924,3,4514,0.21958,0.14005155269718489]
[42924,4,4515,0.20571,0.13120505011994671]
[42924,5,4516,0.20465,0.13052896556826163]
[42924,6,4517,0.20909,0.13336086689796151]
[42924,7,4518,0.25019000000000002,0.15957508866612938]
[42924,8,4519,0.34172999999999998,0.21796073004467159]
[42924,9,4520,0.43020000000000003,0.27438827748578626]
[42924,10,4521,0.51805000000000001,0.33042037924572654]
[42924,11,4522,0.62327999999999995,0.3975377163908434]
[42924,12,4523,0.64200000000000002,0.40947762469984833]
[42924,13,4524,0.56708000000000003,0.36169247883923672]
[42924,14,4525,0.48403000000000002,0.30872189203032335]
[42924,15,4526,0.43853999999999999,0.27970765971319544]
[42924,16,4527,0.43252000000000002,0.27586800971211589]
[42924,17,4528,0.45523999999999998,0.29035918048030984]
[42924,18,4529,0.42059000000000002,0.26825886942758442]
[42924,19,4530,0.41682999999999998,0.26586068271594671]
[42924,20,4531,0.46588000000000002,0.29714553862175286]
[42924,21,4532,0.47782000000000002,0.30476105706243228]
[42924,22,4533,0.49886999999999998,0.31818707575391481]
[42924,23,4534,0.40686,0.25950166103641792]
[42924,24,4535,0.35269,0.2249511891828497]
[42925,1,4536,0.2641,0.16844710386795941]
[42925,2,4537,0.23491000000000001,0.14982926607202707]
[42925,3,4538,0.20558999999999999,0.13112851224617106]
[42925,4,4539,0.19614999999999999,0.1251075328424848]
[42925,5,4540,0.20677999999999999,0.1318875128277798]
[42925,6,4541,0.1993,0.12711665202909622]
[42925,7,4542,0.25339,0.16161609863348064]
[42925,8,4543,0.31119999999999998,0.19848821932491087]
[42925,9,4544,0.43289,0.27610400148959086]
[42925,10,4545,0.55979999999999996,{"$f":"$H$7*(D4551/$H$3)","v":0.35704918116351259}]
[42925,11,4546,0.66095000000000004,0.42156423060025666]
[42925,12,4547,0.59567000000000003,0.37992762726629076]
[42925,13,4548,0.57328999999999997,0.36565331380712779]
[42925,14,4549,0.49264999999999998,0.31421986262987583]
[42925,15,4550,0.47893999999999998,0.30547541055100519]
[42925,16,4551,0.44974999999999998,0.28685757275507284]
[42925,17,4552,0.46949000000000002,0.299448052991171]
[42925,18,4553,0.47738000000000003,0.30448041819192151]
[42925,19,4554,0.50683,0.32326408804770113]
[42925,20,4555,0.55154000000000003,0.35178082418528717]
[42925,21,4556,0.57545000000000002,0.36703099553508989]
[42925,22,4557,0.57155,0.36454351463738055]
[42925,23,4558,0.45027,0.28718923687476744]
[42925,24,4559,0.35715999999999998,0.22780222498099348]
[42926,1,4560,0.24776000000000001,0.158025196722172]
[42926,2,4561,0.22800000000000001,0.1454219601737779]
[42926,3,4562,0.20757999999999999,0.13239776531961761]
[42926,4,4563,0.21174999999999999,0.13505745643332226]
[42926,5,4564,0.21701000000000001,0.13841236656715591]
[42926,6,4565,0.24637000000000001,0.15713863301760378]
[42926,7,4566,0.27722000000000002,0.17681524473409962]
[42926,8,4567,0.33450999999999997,0.21335570130583531]
[42926,9,4568,0.39206000000000002,0.25006198993741829]
[42926,10,4569,0.40354000000000001,0.25738411319529098]
[42926,11,4570,0.46437,0.29618243704340896]
[42926,12,4571,0.48298000000000002,0.3080521856347862]
[42926,13,4572,0.47577999999999998,0.30345991320824584]
[42926,14,4573,0.41015000000000001,0.26160007440910094]
[42926,15,4574,0.40751999999999999,0.25992261934218408]
[42926,16,4575,0.42127999999999999,0.26869896220179451]
[42926,17,4576,0.42892000000000002,0.27357187349884571]
[42926,18,4577,0.43630999999999998,0.27828533089219754]
[42926,19,4578,0.51127,0.32609598937740103]
[42926,20,4579,0.53100000000000003,0.33868009145735123]
[42926,21,4580,0.55071000000000003,0.3512514372250054]
[42926,22,4581,0.50197000000000003,0.32016430415978642]
[42926,23,4582,0.43198999999999999,0.27552996743627334]
[42926,24,4583,0.32273000000000002,0.20584223336352347]
[42927,1,4584,0.26590999999999998,0.16960155013074246]
[42927,2,4585,0.23785999999999999,0.15171082213567899]
[42927,3,4586,0.21018999999999999,0.1340624640742385]
[42927,4,4587,0.20649000000000001,0.1317025462994886]
[42927,5,4588,0.23261000000000001,0.14836229015799335]
[42927,6,4589,0.24121999999999999,0.15385388260139785]
[42927,7,4590,0.25974999999999998,0.16567260594359126]
[42927,8,4591,0.33826000000000001,0.21574750986132507]
[42927,9,4592,0.4138,0.26392810140311096]
[42927,10,4593,0.41725000000000001,0.26612856527416157]
[42927,11,4594,0.43473000000000001,0.27727758222081783]
[42927,12,4595,0.45988000000000001,0.29331864493296922]
[42927,13,4596,0.45573999999999998,0.29067808828770852]
[42927,14,4597,0.42326000000000003,0.26996183711909316]
[42927,15,4598,0.4052,0.25844288711585445]
[42927,16,4599,0.39904000000000001,0.25451394292870322]
[42927,17,4600,0.42991000000000001,0.27420331095749501]
[42927,18,4601,0.47610000000000002,0.30366401420498101]
[42927,19,4602,0.4819,0.30736334477080512]
[42927,20,4603,0.53713999999999995,0.34259627933220638]
[42927,21,4604,0.53951000000000005,0.34410790233927602]
[42927,22,4605,0.53515999999999997,0.34133340441490778]
[42927,23,4606,0.45690999999999998,0.29142433255702133]
[42927,24,4607,0.34826000000000001,0.22212566600929778]
[42928,1,4608,0.25647999999999999,0.16358694888320419]
[42928,2,4609,0.23662,{"$f":"$H$7*(D4615/$H$3)","v":0.15091993077333038}]
[42928,3,4610,0.21359,0.13623103716454923]
[42928,4,4611,0.20968000000000001,0.13373717811069188]
[42928,5,4612,0.21368000000000001,0.13628844056988099]
[42928,6,4613,0.24296999999999999,0.15497005992729307]
[42928,7,4614,0.25374000000000002,0.16183933409865969]
[42928,8,4615,0.35488999999999998,0.22635438353540369]
[42928,9,4616,0.40427000000000002,0.25784971859409295]
[42928,10,4617,0.38296000000000002,0.2442578678427631]
[42928,11,4618,0.40855000000000002,0.26057956942542532]
[42928,12,4619,0.44636999999999999,0.2847017559770581]
[42928,13,4620,0.44374000000000002,0.2830243009101413]
[42928,14,4621,0.42359999999999998,0.2701786944281242]
[42928,15,4622,0.39289000000000002,0.2505913768977]
[42928,16,4623,0.37870999999999999,0.24154715147987468]
[42928,17,4624,0.41722999999999999,0.2661158089618656]
[42928,18,4625,0.44912999999999997,0.28646212707389856]
[42928,19,4626,0.51446000000000003,0.32813062118860437]
[42928,20,4627,0.57448999999999995,0.36641869254488446]
[42928,21,4628,0.53374999999999995,0.34043408439804362]
[42928,22,4629,0.54727999999999999,0.34906372966625071]
[42928,23,4630,0.43733,0.27893590281929076]
[42928,24,4631,0.31505,0.20094380944188039]
[42929,1,4632,0.24648,0.15720879273523147]
[42929,2,4633,0.22109999999999999,0.14102103243167674]
[42929,3,4634,0.21154000000000001,0.13492351515421483]
[42929,4,4635,0.20166999999999999,0.12862827503616572]
[42929,5,4636,0.22442000000000001,0.14313858027280368]
[42929,6,4637,0.23791999999999999,0.15174909107256684]
[42929,7,4638,0.27810000000000001,0.1773765224751212]
[42929,8,4639,0.36368,0.23196078278947169]
[42929,9,4640,0.38884000000000002,0.24800822365777106]
[42929,10,4641,0.39251000000000003,0.25034900696407708]
[42929,11,4642,0.42309000000000002,0.26985340846457762]
[42929,12,4643,0.44178000000000001,0.28177418230513862]
[42929,13,4644,0.42287999999999998,0.26971946718547019]
[42929,14,4645,0.38172,0.24346697648041449]
[42929,15,4646,0.38951999999999998,0.24844193827583319]
[42929,16,4647,0.39568999999999999,0.25237726061913235]
[42929,17,4648,0.43929000000000001,0.28018602142429339]
[42929,18,4649,0.50165000000000004,0.31996020316305124]
[42929,19,4650,0.53534000000000004,0.3414482112255714]
[42929,20,4651,0.52598,0.33547825707106887]
[42929,21,4652,0.54676000000000002,0.34873206554655617]
[42929,22,4653,0.53786,0.34305550657486045]
[42929,23,4654,0.46404000000000001,0.29597195789052588]
[42929,24,4655,0.34116000000000002,0.21759717514423715]
[42930,1,4656,0.25128,0.16027030768625838]
[42930,2,4657,0.22514000000000001,0.1435978075154577]
[42930,3,4658,0.22331999999999999,0.14243698309652666]
[42930,4,4659,0.21073,0.13440688450622904]
[42930,5,4660,0.22319,0.14235406706660303]
[42930,6,4661,0.23894000000000001,0.15239966299966007]
[42930,7,4662,0.28560999999999998,0.18216651774224868]
[42930,8,4663,0.36997999999999998,0.23597902116269451]
[42930,9,4664,0.39834000000000003,0.25406747199834517]
[42930,10,4665,0.42675999999999997,0.27219419177088361]
[42930,11,4666,0.46317000000000003,0.29541705830565229]
[42930,12,4667,0.49729000000000001,0.31717932708253516]
[42930,13,4668,0.52100000000000002,0.33230193530937852]
[42930,14,4669,0.44042999999999999,0.28091313122516232]
[42930,15,4670,0.39872999999999997,0.25431622008811605]
[42930,16,4671,0.41589999999999999,0.26526751419418521]
[42930,17,4672,0.42996000000000001,0.2742352017382349]
[42930,18,4673,0.49852000000000002,{"$f":"$H$7*(D4679/$H$3)","v":0.31796384028873581}]
[42930,19,4674,0.48810999999999999,0.31132417973869619]
[42930,20,4675,0.45168000000000003,0.2880885568916316]
[42930,21,4676,0.49463000000000001,0.31548273754717443]
[42930,22,4677,0.48086000000000001,0.30670001653141604]
[42930,23,4678,0.40508,0.25836634924207874]
[42930,24,4679,0.34695999999999999,0.22129650571006132]
[42931,1,4680,0.27683999999999997,0.17657287480047665]
[42931,2,4681,0.25817000000000001,0.16466485727221158]
[42931,3,4682,0.21812000000000001,0.13912034189958086]
[42931,4,4683,0.21931,0.13987934248118963]
[42931,5,4684,0.22949,0.14637230543982582]
[42931,6,4685,0.23219999999999999,0.14810078575592645]
[42931,7,4686,0.27929999999999999,0.17814190121287793]
[42931,8,4687,0.38295000000000001,0.24425148968661514]
[42931,9,4688,0.45401000000000002,0.28957466727410924]
[42931,10,4689,0.51322000000000001,0.32733972982625564]
[42931,11,4690,0.62263000000000002,0.39712313624122519]
[42931,12,4691,0.64700000000000002,0.41266670277383471]
[42931,13,4692,0.58526999999999996,0.3732943448723991]
[42931,14,4693,0.46742,0.29812777466854062]
[42931,15,4694,0.46805999999999998,0.29853597666201087]
[42931,16,4695,0.44740000000000002,0.28535870606029928]
[42931,17,4696,0.40154000000000001,0.25610848196569641]
[42931,18,4697,0.41365000000000002,0.26383242906089138]
[42931,19,4698,0.43170999999999998,0.2753513790641301]
[42931,20,4699,0.47625000000000001,0.30375968654720059]
[42931,21,4700,0.46456999999999998,0.29631000016636844]
[42931,22,4701,0.47466000000000003,0.30274555971967293]
[42931,23,4702,0.41389999999999999,0.2639918829645907]
[42931,24,4703,0.33345000000000002,0.2126796167541502]
[42932,1,4704,0.28083000000000002,0.17911775910351779]
[42932,2,4705,0.24326999999999999,0.15516140461173222]
[42932,3,4706,0.22914999999999999,0.14615544813079476]
[42932,4,4707,0.21978,0.14017911582014433]
[42932,5,4708,0.21493999999999999,0.13709208824452554]
[42932,6,4709,0.22592000000000001,0.14409530369499959]
[42932,7,4710,0.26632,0.16986305453280934]
[42932,8,4711,0.35587999999999997,0.22698582099405298]
[42932,9,4712,0.43391999999999997,0.27676095157283204]
[42932,10,4713,0.53786,0.34305550657486045]
[42932,11,4714,0.65361999999999998,0.41688904214379258]
[42932,12,4715,0.63253000000000004,0.40343751082771823]
[42932,13,4716,0.60535000000000005,0.38610168241752835]
[42932,14,4717,0.52337999999999996,0.33381993647259595]
[42932,15,4718,0.50112000000000001,0.31962216088720874]
[42932,16,4719,0.47099000000000002,0.30040477641336694]
[42932,17,4720,0.49919000000000002,0.31839117675064998]
[42932,18,4721,0.51061000000000001,0.32567503107163481]
[42932,19,4722,0.49225999999999998,0.3139711145401049]
[42932,20,4723,0.50351000000000001,0.32114654020657418]
[42932,21,4724,0.54379999999999995,0.34684413132675623]
[42932,22,4725,0.53615999999999997,0.34197122002970509]
[42932,23,4726,0.44186999999999999,0.28183158571047034]
[42932,24,4727,0.34755999999999998,0.22167919507893968]
[42933,1,4728,0.28231000000000001,0.18006172621341771]
[42933,2,4729,0.22645999999999999,0.1444397241269901]
[42933,3,4730,0.23338,0.14885340818138723]
[42933,4,4731,0.20615,0.13148568899045754]
[42933,5,4732,0.2228,0.1421053189768321]
[42933,6,4733,0.25130000000000002,0.16028306399855435]
[42933,7,4734,0.28459000000000001,0.18151594581515551]
[42933,8,4735,0.37051000000000001,0.23631706343853709]
[42933,9,4736,0.43408000000000002,0.27686300207119963]
[42933,10,4737,0.43791999999999998,{"$f":"$H$7*(D4743/$H$3)","v":0.27931221403202111}]
[42933,11,4738,0.45073000000000002,0.28748263205757418]
[42933,12,4739,0.50834999999999997,0.32423356778219298]
[42933,13,4740,0.48697000000000001,0.31059706993782732]
[42933,14,4741,0.47760999999999998,0.3046271157833248]
[42933,15,4742,0.43924999999999997,0.2801605087997015]
[42933,16,4743,0.44248999999999999,0.28222703139164468]
[42933,17,4744,0.43919000000000002,0.2801222398628137]
[42933,18,4745,0.47548000000000001,0.30326856852380668]
[42933,19,4746,0.50822000000000001,0.32415065175226931]
[42933,20,4747,0.56067,0.35760408074838618]
[42933,21,4748,0.55361000000000005,0.35310110250791749]
[42933,22,4749,0.53786,0.34305550657486045]
[42933,23,4750,0.45495000000000002,0.2901742139520187]
[42933,24,4751,0.32733000000000001,0.20877618519159089]
[42934,1,4752,0.26984999999999998,0.17211454365304371]
[42934,2,4753,0.23960000000000001,0.15282062130542629]
[42934,3,4754,0.23382,0.14913404705189803]
[42934,4,4755,0.22186,0.14150577229892267]
[42934,5,4756,0.22134000000000001,0.1411741081792281]
[42934,6,4757,0.26434999999999997,0.1686065577716587]
[42934,7,4758,0.28997000000000001,0.18494739382276484]
[42934,8,4759,0.36434,0.23238174109523793]
[42934,9,4760,0.38915,0.2482059464983582]
[42934,10,4761,0.40281,0.25691850779648895]
[42934,11,4762,0.44947999999999999,0.28668536253907756]
[42934,12,4763,0.48685,0.31052053206405161]
[42934,13,4764,0.48914999999999997,0.31198750797808533]
[42934,14,4765,0.43125000000000002,0.27505798388132335]
[42934,15,4766,0.42193999999999998,0.26911992050756073]
[42934,16,4767,0.43901000000000001,0.2800074330521502]
[42934,17,4768,0.42174,0.26899235738460131]
[42934,18,4769,0.49951000000000001,0.31859527774738511]
[42934,19,4770,0.53566999999999998,0.34165869037845448]
[42934,20,4771,0.54547000000000001,0.34790928340346772]
[42934,21,4772,0.51246000000000003,0.3268549899590098]
[42934,22,4773,0.51014000000000004,0.32537525773268011]
[42934,23,4774,0.45141999999999999,0.28792272483178433]
[42934,24,4775,0.35962,0.22937125139339476]
[42935,1,4776,0.26288,0.16766896881790672]
[42935,2,4777,0.23874999999999999,0.15227847803284855]
[42935,3,4778,0.22800000000000001,0.1454219601737779]
[42935,4,4779,0.22001000000000001,0.14032581341154771]
[42935,5,4780,0.23623,0.15067118268355945]
[42935,6,4781,0.23158000000000001,0.14770534007475214]
[42935,7,4782,0.28804999999999997,0.18372278784235405]
[42935,8,4783,0.37352999999999997,0.23824326659522482]
[42935,9,4784,0.43396000000000001,0.27678646419742398]
[42935,10,4785,0.43242000000000003,0.27580422815063615]
[42935,11,4786,0.44285000000000002,0.28245664501297169]
[42935,12,4787,0.49517,0.31582715797916494]
[42935,13,4788,0.47860999999999998,0.30526493139812216]
[42935,14,4789,0.45034000000000002,0.28723388396780325]
[42935,15,4790,0.42725000000000002,0.27250672142213428]
[42935,16,4791,0.43739,0.27897417175617861]
[42935,17,4792,0.46877999999999997,0.29899520390466494]
[42935,18,4793,0.45757999999999999,0.2918516690189355]
[42935,19,4794,0.49153999999999998,0.31351188729745083]
[42935,20,4795,0.54554000000000002,0.34795393049650353]
[42935,21,4796,0.57474999999999998,0.36658452460473184]
[42935,22,4797,0.53747,0.34280675848508951]
[42935,23,4798,0.45473000000000002,0.29003389451676331]
[42935,24,4799,0.34619,0.22080538768666744]
[42936,1,4800,0.26171,0.16692272454859391]
[42936,2,4801,0.24260000000000001,{"$f":"$H$7*(D4807/$H$3)","v":0.15473406814981808}]
[42936,3,4802,0.21814,0.1391330982118768]
[42936,4,4803,0.21246999999999999,0.13551668367597627]
[42936,5,4804,0.22273999999999999,0.14206705003994424]
[42936,6,4805,0.24967,0.15924342454643478]
[42936,7,4806,0.29398999999999997,0.18751141259424986]
[42936,8,4807,0.38546000000000002,0.24585240687975629]
[42936,9,4808,0.41358,0.26378778196785557]
[42936,10,4809,0.4108,0.26201465455871914]
[42936,11,4810,0.45841999999999999,0.29238743413536522]
[42936,12,4811,0.49748999999999999,0.31730689020549463]
[42936,13,4812,0.44847999999999999,0.28604754692428036]
[42936,14,4813,0.41660999999999998,0.26572036328069132]
[42936,15,4814,0.41058,0.26187433512346375]
[42936,16,4815,0.42810999999999999,0.27305524285085991]
[42936,17,4816,0.43317,0.2762825898617341]
[42936,18,4817,0.49746000000000001,0.3172877557370507]
[42936,19,4818,0.48476000000000002,0.30918749742912532]
[42936,20,4819,0.51358000000000004,0.32756934344758271]
[42936,21,4820,0.50758999999999999,0.32374882791494702]
[42936,22,4821,0.50975000000000004,0.32512650964290918]
[42936,23,4822,0.44501000000000002,0.28383432674093378]
[42936,24,4823,0.31031999999999998,0.19792694158388929]
[42937,1,4824,0.25218000000000002,0.16084434173957593]
[42937,2,4825,0.22955999999999999,0.14641695253286163]
[42937,3,4826,0.22513,0.14359142935930974]
[42937,4,4827,0.20898,0.13329070718033381]
[42937,5,4828,0.23954,0.15278235236853843]
[42937,6,4829,0.23987,0.15299283152142151]
[42937,7,4830,0.29376999999999998,0.18737109315899445]
[42937,8,4831,0.3851,0.24562279325842926]
[42937,9,4832,0.40184999999999998,0.25630620480628352]
[42937,10,4833,0.40350999999999998,0.25736497872684699]
[42937,11,4834,0.45407999999999998,0.28961931436714505]
[42937,12,4835,0.47526000000000002,0.30312824908855129]
[42937,13,4836,0.47556999999999999,0.3033259719291384]
[42937,14,4837,0.42276000000000002,0.26964292931169453]
[42937,15,4838,0.43070999999999998,0.27471356344933284]
[42937,16,4839,0.43697000000000003,0.27870628919796375]
[42937,17,4840,0.47625000000000001,0.30375968654720059]
[42937,18,4841,0.45075999999999999,0.28750176652601811]
[42937,19,4842,0.46428999999999998,0.2961314117942252]
[42937,20,4843,0.49545,0.31600574635130818]
[42937,21,4844,0.49780999999999997,0.3175109912022297]
[42937,22,4845,0.50022,0.31904812683389117]
[42937,23,4846,0.43053000000000002,0.27459875663866934]
[42937,24,4847,0.37927,0.24190432822416116]
[42938,1,4848,0.28510999999999997,0.18184760993485008]
[42938,2,4849,0.25380000000000003,0.16187760303554752]
[42938,3,4850,0.24418000000000001,0.15574181682119778]
[42938,4,4851,0.23111999999999999,0.1474119448919454]
[42938,5,4852,0.21723000000000001,0.1385526860024113]
[42938,6,4853,0.23533000000000001,0.15009714863024193]
[42938,7,4854,0.27594000000000002,0.17599884074715913]
[42938,8,4855,0.35013,0.22331838120896866]
[42938,9,4856,0.45326,0.2890963055630113]
[42938,10,4857,0.50344,0.32110189311353843]
[42938,11,4858,0.52900999999999998,0.33741083838390462]
[42938,12,4859,0.61624999999999996,0.39305387261881852]
[42938,13,4860,0.54734000000000005,0.34910199860313862]
[42938,14,4861,0.50331000000000004,0.32101897708361471]
[42938,15,4862,0.46326000000000001,0.29547446171098402]
[42938,16,4863,0.41966999999999999,0.26767207906197094]
[42938,17,4864,0.43070999999999998,0.27471356344933284]
[42938,18,4865,0.45195000000000002,{"$f":"$H$7*(D4871/$H$3)","v":0.28826076710762688}]
[42938,19,4866,0.45946999999999999,0.29305714053090232]
[42938,20,4867,0.47858000000000001,0.30524579692967824]
[42938,21,4868,0.50580000000000003,0.32260713796445994]
[42938,22,4869,0.48803000000000002,0.31127315448951243]
[42938,23,4870,0.39523999999999998,0.25209024359247356]
[42938,24,4871,0.33867000000000003,0.21600901426339195]
[42939,1,4872,0.26905000000000001,0.17160429116120593]
[42939,2,4873,0.24460000000000001,0.15600969937941264]
[42939,3,4874,0.24085000000000001,0.15361789082392285]
[42939,4,4875,0.21637000000000001,0.13800416457368564]
[42939,5,4876,0.20960000000000001,0.13368615286150812]
[42939,6,4877,0.23147999999999999,0.1476415585132724]
[42939,7,4878,0.27295000000000003,0.17409177205891527]
[42939,8,4879,0.32917999999999997,0.20995614407896582]
[42939,9,4880,0.43689,0.27865526394877993]
[42939,10,4881,0.51765000000000005,0.33016525299980765]
[42939,11,4882,0.57013000000000003,0.36363781646436844]
[42939,12,4883,0.63041000000000003,0.4020853417243479]
[42939,13,4884,0.60470000000000002,0.38568710226791009]
[42939,14,4885,0.52634999999999998,0.33571424884854384]
[42939,15,4886,0.47854000000000002,0.30522028430508635]
[42939,16,4887,0.45,0.28701702665877221]
[42939,17,4888,0.45112000000000002,0.28773138014734517]
[42939,18,4889,0.47524,0.30311549277625532]
[42939,19,4890,0.52971999999999997,0.33786368747041062]
[42939,20,4891,0.56191999999999998,0.3584013502668828]
[42939,21,4892,0.57720000000000005,0.36814717286098514]
[42939,22,4893,0.51261999999999996,0.32695704045737728]
[42939,23,4894,0.44180000000000003,0.28178693861743459]
[42939,24,4895,0.31894,0.20342491218344178]
[42940,1,4896,0.24629000000000001,0.15708760776842001]
[42940,2,4897,0.23363,0.14901286208508654]
[42940,3,4898,0.21498999999999999,0.13712397902526538]
[42940,4,4899,0.21362999999999999,0.13625654978914109]
[42940,5,4900,0.24129,0.15389852969443366]
[42940,6,4901,0.23891000000000001,0.15238052853121614]
[42940,7,4902,0.27332000000000001,0.17432776383639023]
[42940,8,4903,0.3342,0.21315797846524814]
[42940,9,4904,0.43382999999999999,0.27670354816750031]
[42940,10,4905,0.43664999999999998,0.27850218820122857]
[42940,11,4906,0.48737999999999998,0.31085857433989417]
[42940,12,4907,0.51175000000000004,0.32640214087250374]
[42940,13,4908,0.51337999999999995,0.32744178032462323]
[42940,14,4909,0.43534,0.27766664974584415]
[42940,15,4910,0.43703999999999998,0.27875093629099951]
[42940,16,4911,0.45717999999999998,0.29159654277301661]
[42940,17,4912,0.50165999999999999,0.31996658131919925]
[42940,18,4913,0.52471999999999996,0.33467460939642429]
[42940,19,4914,0.54083000000000003,0.3449498189508084]
[42940,20,4915,0.57194,0.36479226272715143]
[42940,21,4916,0.58526,0.37328796671625114]
[42940,22,4917,0.52605999999999997,0.3355292823202527]
[42940,23,4918,0.43357000000000001,0.27653771610765299]
[42940,24,4919,0.32261000000000001,0.20576569548974777]
[42941,1,4920,0.25605,0.16331268816884137]
[42941,2,4921,0.23910000000000001,0.15250171349802763]
[42941,3,4922,0.21213000000000001,0.13529982636694524]
[42941,4,4923,0.20330999999999999,0.12967429264443328]
[42941,5,4924,0.21711,0.13847614812863562]
[42941,6,4925,0.24074999999999999,0.15355410926244309]
[42941,7,4926,0.28011000000000003,0.17865853186086375]
[42941,8,4927,0.32913999999999999,0.20993063145437393]
[42941,9,4928,0.37665999999999999,0.24023962946954028]
[42941,10,4929,0.39977000000000001,{"$f":"$H$7*(D4935/$H$3)","v":0.25497954832750525}]
[42941,11,4930,0.42756,0.27270444426272145]
[42941,12,4931,0.42510999999999999,0.27114179600646809]
[42941,13,4932,0.47576000000000002,0.30344715689594992]
[42941,14,4933,0.45729999999999998,0.29167308064679226]
[42941,15,4934,0.43242999999999998,0.27581060630678411]
[42941,16,4935,0.45065,0.28743160680839042]
[42941,17,4936,0.44741999999999998,0.28537146237259525]
[42941,18,4937,0.45404,0.28959380174255317]
[42941,19,4938,0.49604999999999999,0.31638843572018654]
[42941,20,4939,0.54400000000000004,0.34697169444971571]
[42941,21,4940,0.52590000000000003,0.33542723182188511]
[42941,22,4941,0.53242,0.33958578963036329]
[42941,23,4942,0.43514999999999998,0.27754546477903269]
[42941,24,4943,0.32190000000000002,0.20531284640324174]
[42942,1,4944,0.24329999999999999,0.15518053908017618]
[42942,2,4945,0.23349,0.14892356789901492]
[42942,3,4946,0.22108,0.14100827611938077]
[42942,4,4947,0.20596999999999999,0.13137088217979401]
[42942,5,4948,0.23794999999999999,0.15176822554101074]
[42942,6,4949,0.25906000000000001,0.16523251316938117]
[42942,7,4950,0.29027999999999998,0.18514511666335196]
[42942,8,4951,0.36437999999999998,0.23240725371982979]
[42942,9,4952,0.40334999999999999,0.25726292822847946]
[42942,10,4953,0.41825000000000001,0.26676638088895882]
[42942,11,4954,0.45554,0.29055052516474911]
[42942,12,4955,0.46888999999999997,0.29906536362229263]
[42942,13,4956,0.52256999999999998,0.33330330582461015]
[42942,14,4957,0.48864999999999997,0.3116686001706867]
[42942,15,4958,0.45534999999999998,0.29042934019793754]
[42942,16,4959,0.46544000000000002,0.29686489975124208]
[42942,17,4960,0.45694000000000001,0.29144346702546525]
[42942,18,4961,0.51648000000000005,0.32941900873049479]
[42942,19,4962,0.52071000000000001,0.33211696878108726]
[42942,20,4963,0.54242000000000001,0.345963945778336]
[42942,21,4964,0.53598999999999997,0.34186279137518955]
[42942,22,4965,0.56250999999999995,0.35877766147961321]
[42942,23,4966,0.43809999999999999,0.27942702084268461]
[42942,24,4967,0.32878000000000002,0.20970101783304693]
[42943,1,4968,0.26839000000000002,0.17118333285543971]
[42943,2,4969,0.23483999999999999,0.14978461897899126]
[42943,3,4970,0.20926,0.13346929555247702]
[42943,4,4971,0.20451,0.13043967138218998]
[42943,5,4972,0.22989000000000001,0.14662743168574477]
[42943,6,4973,0.23405000000000001,0.14928074464330141]
[42943,7,4974,0.27915000000000001,0.17804622887065835]
[42943,8,4975,0.36169000000000001,0.23069152971602513]
[42943,9,4976,0.39684999999999998,0.25311712673229719]
[42943,10,4977,0.42765999999999998,0.27276822582420113]
[42943,11,4978,0.47799000000000003,0.30486948571694783]
[42943,12,4979,0.47604000000000002,0.30362574526809316]
[42943,13,4980,0.47797000000000001,0.30485672940465186]
[42943,14,4981,0.41738999999999998,0.26621785946023313]
[42943,15,4982,0.42373,0.27026161045804786]
[42943,16,4983,0.40098,0.25575130522140993]
[42943,17,4984,0.43813999999999997,0.27945253346727655]
[42943,18,4985,0.48964999999999997,0.31230641578548396]
[42943,19,4986,0.55174999999999996,0.35191476546439449]
[42943,20,4987,0.54090000000000005,0.34499446604384421]
[42943,21,4988,0.54959999999999998,0.3505434618925804]
[42943,22,4989,0.52288000000000001,0.33350102866519737]
[42943,23,4990,0.43214999999999998,0.27563201793464087]
[42943,24,4991,0.33738000000000001,0.21518623212030349]
[42944,1,4992,0.26505000000000001,0.1690530287020168]
[42944,2,4993,0.22034999999999999,{"$f":"$H$7*(D4999/$H$3)","v":0.14054267072057877}]
[42944,3,4994,0.21922,0.13982193907585785]
[42944,4,4995,0.21942,0.13994950219881733]
[42944,5,4996,0.22073999999999999,0.14079141881034971]
[42944,6,4997,0.24228,0.15452996715308293]
[42944,7,4998,0.26233000000000001,0.16731817022976825]
[42944,8,4999,0.35152,0.2242049449135369]
[42944,9,5000,0.41203000000000001,0.26279916776491979]
[42944,10,5001,0.41161999999999999,0.26253766336285289]
[42944,11,5002,0.46939999999999998,0.29939064958583922]
[42944,12,5003,0.4753,0.30315376171314318]
[42944,13,5004,0.52912999999999999,0.33748737625768027]
[42944,14,5005,0.44552000000000003,0.28415961270448042]
[42944,15,5006,0.43989,0.2805687107931718]
[42944,16,5007,0.44414999999999999,0.28328580531220815]
[42944,17,5008,0.43898999999999999,0.27999467673985423]
[42944,18,5009,0.44663000000000003,0.28486758803690543]
[42944,19,5010,0.48122999999999999,0.30693600830889095]
[42944,20,5011,0.504,0.32145906985782485]
[42944,21,5012,0.49673,0.31682215033824868]
[42944,22,5013,0.48925000000000002,0.31205128953956512]
[42944,23,5014,0.43587999999999999,0.27801107017783472]
[42944,24,5015,0.33183000000000001,0.21164635545817864]
[42945,1,5016,0.26695999999999998,0.17027125652627959]
[42945,2,5017,0.24154999999999999,0.15406436175428093]
[42945,3,5018,0.22489999999999999,0.14344473176790634]
[42945,4,5019,0.21342,0.13612260851003369]
[42945,5,5020,0.20848,0.13297179937293516]
[42945,6,5021,0.21959000000000001,0.14005793085333285]
[42945,7,5022,0.25784000000000001,0.16445437811932848]
[42945,8,5023,0.33651999999999999,0.2146377106915778]
[42945,9,5024,0.46849000000000002,0.29881023737637374]
[42945,10,5025,0.49359999999999998,0.31482578746393319]
[42945,11,5026,0.58516999999999997,0.37323056331091931]
[42945,12,5027,0.63241999999999998,0.40336735111009048]
[42945,13,5028,0.54200999999999999,0.34570244137626915]
[42945,14,5029,0.50370999999999999,0.32127410332953366]
[42945,15,5030,0.4647,0.29639291619629204]
[42945,16,5031,0.42835000000000001,0.27320831859841127]
[42945,17,5032,0.41108,0.26219324293086238]
[42945,18,5033,0.42181999999999997,0.26904338263378502]
[42945,19,5034,0.43429000000000001,0.27699694335030706]
[42945,20,5035,0.48348000000000002,0.30837109344218483]
[42945,21,5036,0.47075,0.30025170066581558]
[42945,22,5037,0.47747000000000001,0.30453782159725323]
[42945,23,5038,0.40597,0.2589340051392483]
[42945,24,5039,0.33095000000000002,0.21108507771715701]
[42946,1,5040,0.27140999999999998,0.17310953601212747]
[42946,2,5041,0.23982000000000001,0.15296094074068167]
[42946,3,5042,0.21260000000000001,0.13559959970589994]
[42946,4,5043,0.21368000000000001,0.13628844056988099]
[42946,5,5044,0.20468,0.13054810003670556]
[42946,6,5045,0.22799,0.14541558201762994]
[42946,7,5046,0.23918,0.1525527387472114]
[42946,8,5047,0.32385000000000003,0.20655658685209638]
[42946,9,5048,0.44739000000000001,0.28535232790415133]
[42946,10,5049,0.52947,0.33770423356671136]
[42946,11,5050,0.62716000000000005,0.40001244097625682]
[42946,12,5051,0.67476000000000003,0.43037246424060699]
[42946,13,5052,0.57887999999999995,0.36921870309384452]
[42946,14,5053,0.56825999999999999,0.36244510126469753]
[42946,15,5054,0.49006,0.31256792018755086]
[42946,16,5055,0.49001,0.31253602940681102]
[42946,17,5056,0.46555000000000002,0.29693505946886978]
[42946,18,5057,0.45566000000000001,{"$f":"$H$7*(D5063/$H$3)","v":0.29062706303852476}]
[42946,19,5058,0.49868000000000001,0.3180658907871034]
[42946,20,5059,0.56342999999999999,0.3593644518452267]
[42946,21,5060,0.57164999999999999,0.36460729619886029]
[42946,22,5061,0.53261999999999998,0.33971335275332276]
[42946,23,5062,0.41774,0.26644109492541224]
[42946,24,5063,0.31325999999999998,0.19980211949139326]
[42947,1,5064,0.26515,0.16911681026349654]
[42947,2,5065,0.23158000000000001,0.14770534007475214]
[42947,3,5066,0.21471999999999999,0.13695176880927015]
[42947,4,5067,0.21128,0.13475768309436753]
[42947,5,5068,0.22972999999999999,0.14652538118737718]
[42947,6,5069,0.2571,0.16398239456437852]
[42947,7,5070,0.27017000000000002,0.17231864464977889]
[42947,8,5071,0.34466000000000002,0.21982952979602763]
[42947,9,5072,0.38055,0.24272073221110169]
[42947,10,5073,0.40205000000000002,0.25643376792924305]
[42947,11,5074,0.43160999999999999,0.27528759750265036]
[42947,12,5075,0.50309000000000004,0.32087865764835932]
[42947,13,5076,0.48332999999999998,0.30827542109996525]
[42947,14,5077,0.45039000000000001,0.28726577474854315]
[42947,15,5078,0.43803999999999998,0.27938875190579682]
[42947,16,5079,0.41918,0.26735954941072027]
[42947,17,5080,0.47175,0.30088951628061283]
[42947,18,5081,0.52849000000000002,0.33707917426421008]
[42947,19,5082,0.50817000000000001,0.32411876097152947]
[42947,20,5083,0.53729000000000005,0.34269195167442607]
[42947,21,5084,0.54381000000000002,0.34685050948290425]
[42947,22,5085,0.52242999999999995,0.33321401163853853]
[42947,23,5086,0.42888999999999999,0.27355273903040178]
[42947,24,5087,0.30903999999999998,0.19711053759694877]
[42948,1,5088,0.25633,0.16349127654098461]
[42948,2,5089,0.22423999999999999,0.14302377346214018]
[42948,3,5090,0.22508,0.14355953857856987]
[42948,4,5091,0.20834,0.13288250518686354]
[42948,5,5092,0.22195000000000001,0.14156317570425442]
[42948,6,5093,0.25946999999999998,0.16549401757144802]
[42948,7,5094,0.29170000000000001,0.18605081483636413]
[42948,8,5095,0.35300999999999999,0.22515529017958483]
[42948,9,5096,0.40671000000000002,0.25940598869419829]
[42948,10,5097,0.43797000000000003,0.27934410481276101]
[42948,11,5098,0.43956000000000001,0.28035823164028867]
[42948,12,5099,0.46279999999999999,0.29518106652817727]
[42948,13,5100,0.4622,0.29479837715929891]
[42948,14,5101,0.42000999999999999,0.26788893637100197]
[42948,15,5102,0.42806,0.27302335207012002]
[42948,16,5103,0.41217999999999999,0.26289484010713937]
[42948,17,5104,0.41946,0.26753813778286351]
[42948,18,5105,0.46028999999999998,0.29358014933503612]
[42948,19,5106,0.53415000000000001,0.34068921064396263]
[42948,20,5107,0.51673000000000002,0.3295784626341941]
[42948,21,5108,0.54952000000000001,0.35049243664339663]
[42948,22,5109,0.51795000000000002,0.3303565976842468]
[42948,23,5110,0.41799999999999998,0.26660692698525951]
[42948,24,5111,0.31558000000000003,0.20128185171772295]
[42949,1,5112,0.26512999999999998,0.16910405395120057]
[42949,2,5113,0.23017000000000001,0.14680602005788798]
[42949,3,5114,0.21733,0.13861646756389104]
[42949,4,5115,0.21374000000000001,0.13632670950676881]
[42949,5,5116,0.23383000000000001,0.14914042520804602]
[42949,6,5117,0.25180000000000002,0.16060197180595298]
[42949,7,5118,0.28758,0.18342301450339935]
[42949,8,5119,0.32685999999999998,0.20847641185263616]
[42949,9,5120,0.38514999999999999,0.24565468403916912]
[42949,10,5121,0.42296,{"$f":"$H$7*(D5127/$H$3)","v":0.26977049243465395}]
[42949,11,5122,0.46312999999999999,0.29539154568106035]
[42949,12,5123,0.47665000000000002,0.30401481279311948]
[42949,13,5124,0.47098000000000001,0.30039839825721898]
[42949,14,5125,0.41097,0.26212308321323469]
[42949,15,5126,0.40239999999999998,0.25665700339442205]
[42949,16,5127,0.443,0.28255231735519132]
[42949,17,5128,0.42741000000000001,0.27260877192050187]
[42949,18,5129,0.43303000000000003,0.27619329567566253]
[42949,19,5130,0.47505999999999998,0.30300068596559182]
[42949,20,5131,0.50353999999999999,0.32116567467501811]
[42949,21,5132,0.54615999999999998,0.34834937617767781]
[42949,22,5133,0.52973000000000003,0.33787006562655869]
[42949,23,5134,0.42005999999999999,0.26792082715174187]
[42949,24,5135,0.33027000000000001,0.21065136309909488]
[42950,1,5136,0.26662000000000002,0.17005439921724858]
[42950,2,5137,0.24592,0.15685161599094502]
[42950,3,5138,0.21967,0.14010895610251664]
[42950,4,5139,0.21897,0.13966248517215854]
[42950,5,5140,0.22361,0.14262194962481789]
[42950,6,5141,0.25317000000000001,0.16147577919822526]
[42950,7,5142,0.27662999999999999,0.17643893352136922]
[42950,8,5143,0.32944000000000001,0.21012197613881314]
[42950,9,5144,0.39576,0.25242190771216816]
[42950,10,5145,0.42157,0.26888392873008576]
[42950,11,5146,0.45874999999999999,0.2925979132882483]
[42950,12,5147,0.49414999999999998,0.31517658605207172]
[42950,13,5148,0.47176000000000001,0.30089589443676085]
[42950,14,5149,0.44862000000000002,0.28613684111035198]
[42950,15,5150,0.43629000000000001,0.27827257457990162]
[42950,16,5151,0.46155000000000002,0.29438379700968065]
[42950,17,5152,0.43604999999999999,0.27811949883235026]
[42950,18,5153,0.47705999999999998,0.30427631719518633]
[42950,19,5154,0.51722000000000001,0.32989099228544483]
[42950,20,5155,0.53742999999999996,0.34278124586049763]
[42950,21,5156,0.54225999999999996,0.34586189527996841]
[42950,22,5157,0.54161000000000004,0.34544731513035026]
[42950,23,5158,0.46809000000000001,0.29855511113045485]
[42950,24,5159,0.35365999999999997,0.22556987032920303]
[42951,1,5160,0.26441999999999999,0.16865120486469454]
[42951,2,5161,0.23315,0.14870671058998386]
[42951,3,5162,0.22600999999999999,0.14415270710033132]
[42951,4,5163,0.21672,0.13822740003886469]
[42951,5,5164,0.22700000000000001,0.14478414455898064]
[42951,6,5165,0.27074999999999999,0.17268857770636128]
[42951,7,5166,0.30204999999999999,0.19265220644951586]
[42951,8,5167,0.34427999999999997,0.21958715986240462]
[42951,9,5168,0.39587,0.25249206742979585]
[42951,10,5169,0.40767999999999999,0.26002466984055161]
[42951,11,5170,0.45244000000000001,0.28857329675887755]
[42951,12,5171,0.49297999999999997,0.31443034178275886]
[42951,13,5172,0.49983,0.31879937874412023]
[42951,14,5173,0.48671999999999999,0.31043761603412795]
[42951,15,5174,0.45684999999999998,0.29138606362013347]
[42951,16,5175,0.43269999999999997,0.27598281652277934]
[42951,17,5176,0.44613999999999998,0.2845550583856547]
[42951,18,5177,0.47309000000000001,0.30174418920444118]
[42951,19,5178,0.49608999999999998,0.31641394834477843]
[42951,20,5179,0.51000999999999996,0.32529234170275645]
[42951,21,5180,0.52564999999999995,0.33526777791818574]
[42951,22,5181,0.49440000000000001,0.31533603995577103]
[42951,23,5182,0.43418000000000001,0.27692678363267936]
[42951,24,5183,0.33426,0.213196247402136]
[42952,1,5184,0.28516000000000002,0.18187950071558995]
[42952,2,5185,0.24754999999999999,{"$f":"$H$7*(D5191/$H$3)","v":0.15789125544306454}]
[42952,3,5186,0.22469,0.14331079048879894]
[42952,4,5187,0.21933,0.13989209879348558]
[42952,5,5188,0.21737000000000001,0.13864198018848292]
[42952,6,5189,0.22472,0.14332992495724287]
[42952,7,5190,0.27172000000000002,0.17330725885271461]
[42952,8,5191,0.34190999999999999,0.21807553685533512]
[42952,9,5192,0.45146999999999998,0.28795461561252417]
[42952,10,5193,0.51915,0.33112197642200353]
[42952,11,5194,0.58911999999999998,0.37574993498936854]
[42952,12,5195,0.63607999999999998,0.40570175626024846]
[42952,13,5196,0.56660999999999995,0.36139270550028196]
[42952,14,5197,0.47559000000000001,0.30333872824143437]
[42952,15,5198,0.43819999999999998,0.27949080240416435]
[42952,16,5199,0.44178000000000001,0.28177418230513862]
[42952,17,5200,0.41489999999999999,0.26462969857938795]
[42952,18,5201,0.42315999999999998,0.26989805555761337]
[42952,19,5202,0.47617999999999999,0.30371503945416473]
[42952,20,5203,0.48621999999999999,0.31011870822672938]
[42952,21,5204,0.48182000000000003,0.30731231952162136]
[42952,22,5205,0.47010000000000002,0.29983712051619732]
[42952,23,5206,0.42219000000000001,0.2692793744112601]
[42952,24,5207,0.31115999999999999,0.19846270670031899]
[42953,1,5208,0.26800000000000002,0.17093458476566878]
[42953,2,5209,0.23751,0.15148758667049997]
[42953,3,5210,0.21618000000000001,0.13788297960687415]
[42953,4,5211,0.21651000000000001,0.13809345875975726]
[42953,5,5212,0.21970999999999999,0.14013446872710852]
[42953,6,5213,0.21981000000000001,0.14019825028858826]
[42953,7,5214,0.25358000000000003,0.16173728360029213]
[42953,8,5215,0.33062999999999998,0.21088097672042189]
[42953,9,5216,0.48202,0.30743988264458083]
[42953,10,5217,0.53800000000000003,0.34314480076093207]
[42953,11,5218,0.55445,0.35363686762434721]
[42953,12,5219,0.61055999999999999,0.38942470177062211]
[42953,13,5220,0.54476000000000002,0.34745643431696166]
[42953,14,5221,0.51202000000000003,0.32657435108849897]
[42953,15,5222,0.48197000000000001,0.30740799186384099]
[42953,16,5223,0.46328000000000003,0.29548721802327998]
[42953,17,5224,0.47088999999999998,0.30034099485188714]
[42953,18,5225,0.43475999999999998,0.27729671668926176]
[42953,19,5226,0.46428999999999998,0.2961314117942252]
[42953,20,5227,0.52456000000000003,0.33457255889805676]
[42953,21,5228,0.52276,0.33342449079142167]
[42953,22,5229,0.52524000000000004,0.33500627351611889]
[42953,23,5230,0.45519999999999999,0.29033366785571801]
[42953,24,5231,0.32926,0.21000716932814964]
[42954,1,5232,0.27044000000000001,0.17249085486577412]
[42954,2,5233,0.22217000000000001,0.14170349513950983]
[42954,3,5234,0.21224000000000001,0.13536998608457293]
[42954,4,5235,0.20799000000000001,0.13265926972168451]
[42954,5,5236,0.22258,0.14196499954157668]
[42954,6,5237,0.25877,0.16504754664108995]
[42954,7,5238,0.27081,0.17272684664324908]
[42954,8,5239,0.34641,0.22094570712192282]
[42954,9,5240,0.41094999999999998,0.26211032690093872]
[42954,10,5241,0.40899999999999997,0.26086658645208405]
[42954,11,5242,0.43013000000000001,0.27434363039275045]
[42954,12,5243,0.46626000000000001,0.29738790855537584]
[42954,13,5244,0.47586000000000001,0.3035109384574296]
[42954,14,5245,0.42431000000000002,0.27063154351463031]
[42954,15,5246,0.41941000000000001,0.26750624700212366]
[42954,16,5247,0.42727999999999999,0.27252585589057815]
[42954,17,5248,0.43801000000000001,0.27936961743735289]
[42954,18,5249,0.49456,{"$f":"$H$7*(D5255/$H$3)","v":0.31543809045413862}]
[42954,19,5250,0.50680999999999998,0.32325133173540521]
[42954,20,5251,0.51803999999999994,0.33041400108957852]
[42954,21,5252,0.55681000000000003,0.35514211247526878]
[42954,22,5253,0.52427000000000001,0.33438759236976551]
[42954,23,5254,0.44316,0.28265436785355885]
[42954,24,5255,0.31358000000000003,0.20000622048812841]
[42955,1,5256,0.27603,0.17605624415249085]
[42955,2,5257,0.23208999999999999,0.14803062603829875]
[42955,3,5258,0.21598999999999999,0.13776179464006266]
[42955,4,5259,0.21232999999999999,0.13542738948990465]
[42955,5,5260,0.23244999999999999,0.14826023965962576]
[42955,6,5261,0.23996999999999999,0.15305661308290125]
[42955,7,5262,0.27557999999999999,0.17576922712583209]
[42955,8,5263,0.34177999999999997,0.21799262082541143]
[42955,9,5264,0.39900000000000002,0.25448843030411133]
[42955,10,5265,0.42980000000000002,0.27413315123986731]
[42955,11,5266,0.44002999999999998,0.28065800497924337]
[42955,12,5267,0.45823999999999998,0.29227262732470172]
[42955,13,5268,0.46060000000000001,0.29377787217562329]
[42955,14,5269,0.42071999999999998,0.26834178545750809]
[42955,15,5270,0.40669,0.25939323238190237]
[42955,16,5271,0.40854000000000001,0.2605731912692773]
[42955,17,5272,0.44214999999999999,0.28201017408261358]
[42955,18,5273,0.45485999999999999,0.29011681054668692]
[42955,19,5274,0.46794999999999998,0.29846581694438318]
[42955,20,5275,0.51149,0.32623630881265642]
[42955,21,5276,0.53561999999999999,0.34162679959771453]
[42955,22,5277,0.56262000000000001,0.3588478211972409]
[42955,23,5278,0.42681000000000002,0.27222608255162345]
[42955,24,5279,0.33366000000000001,0.21281355803325763]
[42956,1,5280,0.25762000000000002,0.16431405868407309]
[42956,2,5281,0.22872999999999999,0.14588756557257992]
[42956,3,5282,0.22148000000000001,0.14126340236529972]
[42956,4,5283,0.21854999999999999,0.13939460261394368]
[42956,5,5284,0.22131000000000001,0.14115497371078417]
[42956,6,5285,0.25679999999999997,0.16379104987993931]
[42956,7,5286,0.27144000000000001,0.1731286704805714]
[42956,8,5287,0.32608999999999999,0.20798529382924225]
[42956,9,5288,0.37964999999999999,0.24214669815778414]
[42956,10,5289,0.40092,0.25571303628452213]
[42956,11,5290,0.44051000000000001,0.28096415647434608]
[42956,12,5291,0.44280000000000003,0.28242475423223184]
[42956,13,5292,0.45171,0.28810769136007552]
[42956,14,5293,0.44596000000000002,0.2844402515749912]
[42956,15,5294,0.43164999999999998,0.27531311012724224]
[42956,16,5295,0.43280000000000002,0.27604659808425913]
[42956,17,5296,0.42665999999999998,0.27213041020940387]
[42956,18,5297,0.44732,0.28530768081111552]
[42956,19,5298,0.49712000000000001,0.31707089842801961]
[42956,20,5299,0.51995000000000002,0.33163222891384136]
[42956,21,5300,0.53605000000000003,0.34190106031207745]
[42956,22,5301,0.53098999999999996,0.33867371330120316]
[42956,23,5302,0.40887000000000001,0.26078367042216044]
[42956,24,5303,0.31215999999999999,0.19910052231511627]
[42957,1,5304,0.26029000000000002,0.16601702637558183]
[42957,2,5305,0.23469999999999999,0.14969532479291961]
[42957,3,5306,0.21758,0.13877592146759032]
[42957,4,5307,0.21714,0.13849528259707955]
[42957,5,5308,0.22858999999999999,0.1457982713865083]
[42957,6,5309,0.24560000000000001,0.1566475149942099]
[42957,7,5310,0.27426,0.17492731051429969]
[42957,8,5311,0.34099000000000002,0.21748874648972161]
[42957,9,5312,0.38496000000000002,0.24553349907235764]
[42957,10,5313,0.40899999999999997,{"$f":"$H$7*(D5319/$H$3)","v":0.26086658645208405}]
[42957,11,5314,0.44681999999999999,0.28498877300371683]
[42957,12,5315,0.48377999999999999,0.30856243812662398]
[42957,13,5316,0.51132999999999995,0.32613425831428883]
[42957,14,5317,0.42105999999999999,0.26855864276653912]
[42957,15,5318,0.43181999999999998,0.27542153878175779]
[42957,16,5319,0.43851000000000001,0.27968852524475157]
[42957,17,5320,0.42068,0.2683162728329162]
[42957,18,5321,0.48097000000000001,0.30677017624904368]
[42957,19,5322,0.51109000000000004,0.32598118256673758]
[42957,20,5323,0.50112000000000001,0.31962216088720874]
[42957,21,5324,0.54674999999999996,0.34872568739040816]
[42957,22,5325,0.52922999999999998,0.33755115781916001]
[42957,23,5326,0.40099000000000001,0.25575768337755794]
[42957,24,5327,0.31756000000000001,0.20254472663502154]
[42958,1,5328,0.25923000000000002,0.16534094182389672]
[42958,2,5329,0.23541000000000001,0.15014817387942569]
[42958,3,5330,0.22972999999999999,0.14652538118737718]
[42958,4,5331,0.21160000000000001,0.13496178409110265]
[42958,5,5332,0.21811,0.13911396374343291]
[42958,6,5333,0.24998999999999999,0.1594475255431699]
[42958,7,5334,0.28776000000000002,0.18353782131406288]
[42958,8,5335,0.33615,0.21440171891410284]
[42958,9,5336,0.41385,0.2639599921838508]
[42958,10,5337,0.40537000000000001,0.25855131577036994]
[42958,11,5338,0.42109999999999997,0.26858415539113101]
[42958,12,5339,0.45134999999999997,0.28787807773874846]
[42958,13,5340,0.4622,0.29479837715929891]
[42958,14,5341,0.40399000000000002,0.25767113022194971]
[42958,15,5342,0.39605000000000001,0.25260687424045936]
[42958,16,5343,0.39983999999999997,0.25502419542054106]
[42958,17,5344,0.43357000000000001,0.27653771610765299]
[42958,18,5345,0.48041,0.3064129995047572]
[42958,19,5346,0.55598999999999998,0.35461910367113497]
[42958,20,5347,0.49791999999999997,0.31758115091985745]
[42958,21,5348,0.50266999999999995,0.32061077509014441]
[42958,22,5349,0.45984999999999998,0.29329951046452529]
[42958,23,5350,0.4173,0.26616045605490141]
[42958,24,5351,0.32241999999999998,0.20564451052293628]
[42959,1,5352,0.25441000000000003,0.16226667056057387]
[42959,2,5353,0.23637,0.15076047686963107]
[42959,3,5354,0.21304999999999999,0.1358866167325587]
[42959,4,5355,0.21235000000000001,0.13544014580220062]
[42959,5,5356,0.21521999999999999,0.13727067661666878]
[42959,6,5357,0.23266000000000001,0.14839418093873319]
[42959,7,5358,0.25359999999999999,0.16175003991258805]
[42959,8,5359,0.34171000000000001,0.21794797373237565]
[42959,9,5360,0.42385,0.27033814833182351]
[42959,10,5361,0.51531000000000005,0.32867276446118204]
[42959,11,5362,0.57384999999999997,0.36601049055141421]
[42959,12,5363,0.60199999999999998,0.38396500010795742]
[42959,13,5364,0.58331,0.37204422626739647]
[42959,14,5365,0.50146000000000002,0.31983901819623978]
[42959,15,5366,0.45556000000000002,0.29056328147704502]
[42959,16,5367,0.43602999999999997,0.2781067425200543]
[42959,17,5368,0.41961999999999999,0.2676401882812311]
[42959,18,5369,0.40728999999999999,0.25977592175078068]
[42959,19,5370,0.44874999999999998,0.28621975714027559]
[42959,20,5371,0.49502000000000002,0.31573148563694531]
[42959,21,5372,0.46523999999999999,0.29673733662828261]
[42959,22,5373,0.45810000000000001,0.2921833331386301]
[42959,23,5374,0.40561999999999998,0.25871076967406925]
[42959,24,5375,0.31669000000000003,0.20198982705014792]
[42960,1,5376,0.26895000000000002,0.17154050959972619]
[42960,2,5377,0.22739999999999999,{"$f":"$H$7*(D5383/$H$3)","v":0.14503927080489953}]
[42960,3,5378,0.22244,0.14187570535550506]
[42960,4,5379,0.22134999999999999,0.14118048633537605]
[42960,5,5380,0.20704,0.1320533448876271]
[42960,6,5381,0.20796999999999999,0.13264651340938854]
[42960,7,5382,0.26817000000000002,0.1710430134201843]
[42960,8,5383,0.37330999999999998,0.23810294715996941]
[42960,9,5384,0.45254,0.28863707832035729]
[42960,10,5385,0.58694999999999997,0.37436587510525848]
[42960,11,5386,0.66366999999999998,0.42329908907250519]
[42960,12,5387,0.64846000000000004,0.41359791357143871]
[42960,13,5388,0.57647000000000004,0.36768156746218311]
[42960,14,5389,0.50585000000000002,0.32263902874519979]
[42960,15,5390,0.48146,0.30708270590029435]
[42960,16,5391,0.43980000000000002,0.28051130738784003]
[42960,17,5392,0.48453000000000002,0.30904079983772198]
[42960,18,5393,0.46729999999999999,0.29805123679476497]
[42960,19,5394,0.49229000000000001,0.31399024900854877]
[42960,20,5395,0.54225000000000001,0.34585551712382046]
[42960,21,5396,0.60484000000000004,0.38577639645398171]
[42960,22,5397,0.53874999999999995,0.34362316247203001]
[42960,23,5398,0.40597,0.2589340051392483]
[42960,24,5399,0.31141999999999997,0.19862853876016628]
[42961,1,5400,0.25616,0.16338284788646906]
[42961,2,5401,0.21590999999999999,0.1377107693908789]
[42961,3,5402,0.20510999999999999,0.13082236075106835]
[42961,4,5403,0.21487000000000001,0.13704744115148973]
[42961,5,5404,0.22145999999999999,0.14125064605300375]
[42961,6,5405,0.24604000000000001,0.15692815386472067]
[42961,7,5406,0.28083000000000002,0.17911775910351779]
[42961,8,5407,0.34775,0.22180038004575117]
[42961,9,5408,0.38680999999999999,0.24671345795973257]
[42961,10,5409,0.42370000000000002,0.27024247598960394]
[42961,11,5410,0.46222999999999997,0.29481751162774278]
[42961,12,5411,0.46714,0.29794918629639744]
[42961,13,5412,0.44985000000000003,0.28692135431655263]
[42961,14,5413,0.45371,0.28938332258967009]
[42961,15,5414,0.41066000000000003,0.26192536037264752]
[42961,16,5415,0.46150999999999998,0.29435828438508876]
[42961,17,5416,0.45668999999999998,0.29128401312176594]
[42961,18,5417,0.48948999999999998,0.31220436528711648]
[42961,19,5418,0.53556000000000004,0.34158853066082678]
[42961,20,5419,0.54269999999999996,0.34614253415047924]
[42961,21,5420,0.57757999999999998,0.36838954279460806]
[42961,22,5421,0.54432999999999998,0.34718217360259879]
[42961,23,5422,0.40983000000000003,0.26139597341236581]
[42961,24,5423,0.31566,0.20133287696690674]
[42962,1,5424,0.25969999999999999,0.16564071516285142]
[42962,2,5425,0.22591,0.14408892553885161]
[42962,3,5426,0.21460000000000001,0.13687523093549447]
[42962,4,5427,0.223,0.14223288209979154]
[42962,5,5428,0.21809000000000001,0.13910120743113694]
[42962,6,5429,0.22803999999999999,0.14544747279836978]
[42962,7,5430,0.30569000000000002,0.19497385528737793]
[42962,8,5431,0.34062999999999999,0.21725913286839457]
[42962,9,5432,0.37335000000000002,0.23812845978456132]
[42962,10,5433,0.41915999999999998,0.2673467930984243]
[42962,11,5434,0.45590000000000003,0.29078013878607611]
[42962,12,5435,0.47660000000000002,0.30398292201237964]
[42962,13,5436,0.45884999999999998,0.29266169484972804]
[42962,14,5437,0.45665,0.29125850049717406]
[42962,15,5438,0.37975999999999999,0.24221685787541183]
[42962,16,5439,0.42643999999999999,0.27199009077414849]
[42962,17,5440,0.49103000000000002,0.31318660133390425]
[42962,18,5441,0.51734999999999998,{"$f":"$H$7*(D5447/$H$3)","v":0.32997390831536844}]
[42962,19,5442,0.51834999999999998,0.33061172393016569]
[42962,20,5443,0.54813000000000001,0.34960587293882839]
[42962,21,5444,0.61231000000000002,0.39054087909651736]
[42962,22,5445,0.56759000000000004,0.36201776480278336]
[42962,23,5446,0.42048999999999997,0.26819508786610469]
[42962,24,5447,0.32824999999999999,0.20936297555720437]
[42963,1,5448,0.24984999999999999,0.15935823135709826]
[42963,2,5449,0.22301000000000001,0.14223926025593953]
[42963,3,5450,0.21728,0.13858457678315117]
[42963,4,5451,0.216,0.13776817279621065]
[42963,5,5452,0.21526000000000001,0.13729618924126066]
[42963,6,5453,0.24287,0.15490627836581333]
[42963,7,5454,0.28942000000000001,0.18459659523462635]
[42963,8,5455,0.36784,0.23461409574702835]
[42963,9,5456,0.40511999999999998,0.25839186186667062]
[42963,10,5457,0.41943000000000003,0.26751900331441958]
[42963,11,5458,0.45890999999999998,0.29269996378661589]
[42963,12,5459,0.49553000000000003,0.316056771600492]
[42963,13,5460,0.46739000000000003,0.29810864020009675]
[42963,14,5461,0.42298000000000002,0.26978324874694992]
[42963,15,5462,0.41659000000000002,0.26570760696839535]
[42963,16,5463,0.40456999999999999,0.2580410632785321]
[42963,17,5464,0.41921999999999998,0.26738506203531215]
[42963,18,5465,0.47811999999999999,0.30495240174687149]
[42963,19,5466,0.52988999999999997,0.33797211612492623]
[42963,20,5467,0.54105000000000003,0.34509013838606378]
[42963,21,5468,0.56728000000000001,0.36182004196219619]
[42963,22,5469,0.51851000000000003,0.33071377442853328]
[42963,23,5470,0.41342000000000001,0.26368573146948804]
[42963,24,5471,0.31846000000000002,0.20311876068833912]
[42964,1,5472,0.26029000000000002,0.16601702637558183]
[42964,2,5473,0.23236999999999999,0.14820921441044196]
[42964,3,5474,0.2127,0.13566338126737965]
[42964,4,5475,0.21632999999999999,0.13797865194909373]
[42964,5,5476,0.23449,0.14956138351381221]
[42964,6,5477,0.25041000000000002,0.15971540810138476]
[42964,7,5478,0.29316999999999999,0.18698840379011608]
[42964,8,5479,0.35593999999999998,0.22702408993094081]
[42964,9,5480,0.38767000000000001,0.24726197938845826]
[42964,10,5481,0.42457,0.27079737557447758]
[42964,11,5482,0.46783999999999998,0.29839565722675548]
[42964,12,5483,0.46188000000000001,0.29459427616256378]
[42964,13,5484,0.45322000000000001,0.28907079293841942]
[42964,14,5485,0.44294,0.28251404841830347]
[42964,15,5486,0.42344999999999999,0.27008302208590462]
[42964,16,5487,0.46994999999999998,0.29974144817397774]
[42964,17,5488,0.43924999999999997,0.2801605087997015]
[42964,18,5489,0.46161000000000002,0.2944220659465685]
[42964,19,5490,0.51580999999999999,0.32899167226858061]
[42964,20,5491,0.56474999999999997,0.36020636845675907]
[42964,21,5492,0.56955,0.36326788340778599]
[42964,22,5493,0.53017999999999998,0.33815708265321737]
[42964,23,5494,0.40468999999999999,0.25811760115230781]
[42964,24,5495,0.31239,0.19924721990651964]
[42965,1,5496,0.24682000000000001,0.15742565004426257]
[42965,2,5497,0.21518000000000001,0.1372451639920769]
[42965,3,5498,0.20713000000000001,0.13211074829295885]
[42965,4,5499,0.20759,0.1324041434757656]
[42965,5,5500,0.22362000000000001,0.14262832778096587]
[42965,6,5501,0.24545,0.15655184265199032]
[42965,7,5502,0.27617999999999998,0.17615191649471043]
[42965,8,5503,0.34641,0.22094570712192282]
[42965,9,5504,0.39650999999999997,0.2529002694232661]
[42965,10,5505,0.43104999999999999,{"$f":"$H$7*(D5511/$H$3)","v":0.27493042075836388}]
[42965,11,5506,0.48659999999999998,0.31036107816035235]
[42965,12,5507,0.52698,0.33611607268586613]
[42965,13,5508,0.48776000000000003,0.3111009442735172]
[42965,14,5509,0.45296999999999998,0.2889113390347201]
[42965,15,5510,0.42608000000000001,0.27176047715282148]
[42965,16,5511,0.42259999999999998,0.26954087881332695]
[42965,17,5512,0.42974000000000001,0.27409488230297946]
[42965,18,5513,0.47223999999999999,0.3012020459318635]
[42965,19,5514,0.46690999999999999,0.29780248870499404]
[42965,20,5515,0.52729999999999999,0.33632017368260131]
[42965,21,5516,0.56862000000000001,0.36267471488602454]
[42965,22,5517,0.50119000000000002,0.31966680798024455]
[42965,23,5518,0.42105999999999999,0.26855864276653912]
[42965,24,5519,0.33146999999999999,0.21141674183685161]
[42966,1,5520,0.27356999999999998,0.17448721774008955]
[42966,2,5521,0.24243999999999999,0.15463201765145049]
[42966,3,5522,0.24074000000000001,0.15354773110629516]
[42966,4,5523,0.21984000000000001,0.14021738475703219]
[42966,5,5524,0.20981,0.13382009414061555]
[42966,6,5525,0.22463,0.14327252155191109]
[42966,7,5526,0.26361000000000001,0.16813457421670877]
[42966,8,5527,0.34412999999999999,0.21949148752018505]
[42966,9,5528,0.45332,0.2891345744998991]
[42966,10,5529,0.48929,0.31207680216415701]
[42966,11,5530,0.58613999999999999,0.37384924445727269]
[42966,12,5531,0.60304000000000002,0.38462832834734662]
[42966,13,5532,0.57513999999999998,0.36683327269450278]
[42966,14,5533,0.50766,0.32379347500798289]
[42966,15,5534,0.50058000000000002,0.31927774045521817]
[42966,16,5535,0.44529000000000002,0.28401291511307708]
[42966,17,5536,0.45479999999999998,0.29007854160979907]
[42966,18,5537,0.45033000000000001,0.28722750581165529]
[42966,19,5538,0.47094000000000003,0.30037288563262704]
[42966,20,5539,0.51331000000000004,0.32739713323158748]
[42966,21,5540,0.50807999999999998,0.32406135756619775]
[42966,22,5541,0.47687000000000002,0.30415513222837487]
[42966,23,5542,0.38030000000000003,0.24256127830740237]
[42966,24,5543,0.32506000000000002,0.20732834374600109]
[42967,1,5544,0.26061000000000001,0.16622112737231695]
[42967,2,5545,0.23225000000000001,0.14813267653666631]
[42967,3,5546,0.20801,0.13267202603398046]
[42967,4,5547,0.21811,0.13911396374343291]
[42967,5,5548,0.20222999999999999,0.1289854517804522]
[42967,6,5549,0.20884,0.13320141299426219]
[42967,7,5550,0.24038999999999999,0.15332449564111611]
[42967,8,5551,0.30924000000000001,0.19723810071990824]
[42967,9,5552,0.47260000000000002,0.30143165955319051]
[42967,10,5553,0.58109999999999995,0.37063465375869448]
[42967,11,5554,0.67537000000000003,0.43076153176563331]
[42967,12,5555,0.70181000000000004,0.44762537662087315]
[42967,13,5556,0.63112000000000001,0.40253819081085401]
[42967,14,5557,0.53627999999999998,0.3420477579034808]
[42967,15,5558,0.48848999999999998,0.31156654967231917]
[42967,16,5559,0.4743,0.30251594609834587]
[42967,17,5560,0.48044999999999999,0.30643851212934908]
[42967,18,5561,0.49518000000000001,0.3158335361353129]
[42967,19,5562,0.53773000000000004,0.34297259054493684]
[42967,20,5563,0.57670999999999994,0.36783464320973447]
[42967,21,5564,0.62705,0.39994228125862907]
[42967,22,5565,0.58543000000000001,0.37339639537076669]
[42967,23,5566,0.42693999999999999,0.27230899858154711]
[42967,24,5567,0.33844000000000002,0.21586231667198857]
[42968,1,5568,0.25534000000000001,0.16285983908233531]
[42968,2,5569,0.21276,{"$f":"$H$7*(D5575/$H$3)","v":0.1357016502042675}]
[42968,3,5570,0.20099,0.12819456041810359]
[42968,4,5571,0.20776,0.13251257213028111]
[42968,5,5572,0.22488,0.14343197545561043]
[42968,6,5573,0.23541999999999999,0.15015455203557365]
[42968,7,5574,0.29450999999999999,0.18784307671394443]
[42968,8,5575,0.34433999999999998,0.21962542879929248]
[42968,9,5576,0.41416999999999998,0.26416409318058592]
[42968,10,5577,0.42433999999999999,0.27065067798307418]
[42968,11,5578,0.44778000000000001,0.28560107599392226]
[42968,12,5579,0.47311999999999999,0.30176332367288511]
[42968,13,5580,0.46089999999999998,0.29396921686006244]
[42968,14,5581,0.42363000000000001,0.27019782889656813]
[42968,15,5582,0.40325,0.25719914666699972]
[42968,16,5583,0.41930000000000001,0.26743608728449597]
[42968,17,5584,0.43701000000000001,0.27873180182255564]
[42968,18,5585,0.48774000000000001,0.31108818796122117]
[42968,19,5586,0.57433000000000001,0.36631664204651698]
[42968,20,5587,0.61058000000000001,0.38943745808291802]
[42968,21,5588,0.66837999999999997,0.42630320061820032]
[42968,22,5589,0.55193999999999999,0.35203595043120606]
[42968,23,5590,0.40669,0.25939323238190237]
[42968,24,5591,0.32047999999999999,0.20440714823022954]
[42969,1,5592,0.24685000000000001,0.15744478451270646]
[42969,2,5593,0.22334999999999999,0.14245611756497059]
[42969,3,5594,0.21698000000000001,0.13839323209871199]
[42969,4,5595,0.19844000000000001,0.12656813060037056]
[42969,5,5596,0.21973000000000001,0.14014722503940447]
[42969,6,5597,0.25982,0.16571725303662707]
[42969,7,5598,0.27244000000000002,0.17376648609536866]
[42969,8,5599,0.32919999999999999,0.20996890039126179]
[42969,9,5600,0.39668999999999999,0.25301507623392966]
[42969,10,5601,0.40933999999999998,0.26108344376111514]
[42969,11,5602,0.44631999999999999,0.28466986519631821]
[42969,12,5603,0.47025,0.2999327928584169]
[42969,13,5604,0.46131,0.29423072126212935]
[42969,14,5605,0.42142000000000002,0.26878825638786619]
[42969,15,5606,0.42009000000000002,0.2679399616201858]
[42969,16,5607,0.42263000000000001,0.26956001328177087]
[42969,17,5608,0.42526000000000003,0.27123746834868767]
[42969,18,5609,0.48198000000000002,0.30741437001998895]
[42969,19,5610,0.54991000000000001,0.35074118473316757]
[42969,20,5611,0.58030999999999999,0.3701307794230046]
[42969,21,5612,0.59004999999999996,0.37634310351113004]
[42969,22,5613,0.55039000000000005,0.35104733622827033]
[42969,23,5614,0.41065000000000002,0.26191898221649956]
[42969,24,5615,0.30637999999999999,0.19541394806158802]
[42970,1,5616,0.22917000000000001,0.14616820444309073]
[42970,2,5617,0.20524000000000001,0.13090527678099201]
[42970,3,5618,0.20455000000000001,0.13046518400678189]
[42970,4,5619,0.20175000000000001,0.12867930028534955]
[42970,5,5620,0.21237,0.13545290211449657]
[42970,6,5621,0.23557,0.15025022437779326]
[42970,7,5622,0.27104,0.17287354423465248]
[42970,8,5623,0.34034999999999999,0.21708054449625136]
[42970,9,5624,0.39618999999999999,0.25269616842653098]
[42970,10,5625,0.39602999999999999,0.25259411792816344]
[42970,11,5626,0.42592000000000002,0.27165842665445389]
[42970,12,5627,0.44178000000000001,0.28177418230513862]
[42970,13,5628,0.42910999999999999,0.27369305846565717]
[42970,14,5629,0.41267999999999999,0.263213747914538]
[42970,15,5630,0.38701000000000002,0.24684102108269207]
[42970,16,5631,0.40409,0.25773491178342944]
[42970,17,5632,0.42405999999999999,0.27047208961093094]
[42970,18,5633,0.46714,{"$f":"$H$7*(D5639/$H$3)","v":0.29794918629639744}]
[42970,19,5634,0.52154,0.33264635574136897]
[42970,20,5635,0.56511,0.36043598207808614]
[42970,21,5636,0.60202999999999995,0.38398413457640135]
[42970,22,5637,0.53698000000000001,0.34249422883383884]
[42970,23,5638,0.41504000000000002,0.26471899276545957]
[42970,24,5639,0.33182,0.21163997730203063]
[42971,1,5640,0.25089,0.16002155959648748]
[42971,2,5641,0.21604999999999999,0.13780006357695052]
[42971,3,5642,0.19658999999999999,0.1253881717129956]
[42971,4,5643,0.20412,0.13019092329241908]
[42971,5,5644,0.22922000000000001,0.1462000952238306]
[42971,6,5645,0.24576000000000001,0.15674956549257746]
[42971,7,5646,0.27649000000000001,0.17634963933529763]
[42971,8,5647,0.32983000000000001,0.21037072422858405]
[42971,9,5648,0.38464999999999999,0.2453357762317705]
[42971,10,5649,0.39244000000000001,0.25030435987104127]
[42971,11,5650,0.44367000000000001,0.28297965381710544]
[42971,12,5651,0.46862999999999999,0.29889953156244536]
[42971,13,5652,0.41283999999999998,0.26331579841290559]
[42971,14,5653,0.40444000000000002,0.25795814724860849]
[42971,15,5654,0.39599000000000001,0.25256860530357156]
[42971,16,5655,0.41076000000000001,0.26198914193412726]
[42971,17,5656,0.39807999999999999,0.25390163993849785]
[42971,18,5657,0.45791999999999999,0.29206852632796654]
[42971,19,5658,0.53557999999999995,0.34160128697312264]
[42971,20,5659,0.56455,0.36007880533379966]
[42971,21,5660,0.58042000000000005,0.37020093914063235]
[42971,22,5661,0.53983999999999999,0.3443183814921591]
[42971,23,5662,0.41021999999999997,0.26164472150213669]
[42971,24,5663,0.33312000000000003,0.21246913760126709]
[42972,1,5664,0.26791999999999999,0.17088355951648496]
[42972,2,5665,0.23515,0.1499823418195784]
[42972,3,5666,0.21686,0.13831669422493631]
[42972,4,5667,0.20141000000000001,0.12846244297631845]
[42972,5,5668,0.23454,0.14959327429455205]
[42972,6,5669,0.24759999999999999,0.15792314622380443]
[42972,7,5670,0.28821999999999998,0.18383121649686957]
[42972,8,5671,0.34897,0.22257851509580384]
[42972,9,5672,0.38246000000000002,0.24393896003536447]
[42972,10,5673,0.41376000000000002,0.26390258877851908]
[42972,11,5674,0.42856,0.2733422598775187]
[42972,12,5675,0.43441999999999997,0.27707985938023066]
[42972,13,5676,0.44194,0.28187623280350615]
[42972,14,5677,0.40117999999999998,0.2558788683443694]
[42972,15,5678,0.43,0.27426071436282673]
[42972,16,5679,0.44213999999999998,0.28200379592646563]
[42972,17,5680,0.43237999999999999,0.27577871552604427]
[42972,18,5681,0.46794999999999998,0.29846581694438318]
[42972,19,5682,0.48704999999999998,0.31064809518701109]
[42972,20,5683,0.53254999999999997,0.33966870566028695]
[42972,21,5684,0.57823999999999998,0.36881050110037422]
[42972,22,5685,0.51132999999999995,0.32613425831428883]
[42972,23,5686,0.40909000000000001,0.26092398985741583]
[42972,24,5687,0.31894,0.20342491218344178]
[42973,1,5688,0.27606000000000003,0.17607537862093478]
[42973,2,5689,0.22883000000000001,0.14595134713405963]
[42973,3,5690,0.22137000000000001,0.141193242647672]
[42973,4,5691,0.20344000000000001,0.12975720867435692]
[42973,5,5692,0.21193999999999999,0.13517864140013372]
[42973,6,5693,0.21770999999999999,0.13885883749751396]
[42973,7,5694,0.27201999999999998,0.17349860353715379]
[42973,8,5695,0.33754000000000001,0.21528828261867103]
[42973,9,5696,0.45745999999999998,0.29177513114515985]
[42973,10,5697,0.55237000000000003,{"$f":"$H$7*(D5703/$H$3)","v":0.35231021114556887}]
[42973,11,5698,0.59179999999999999,0.37745928083702524]
[42973,12,5699,0.58682999999999996,0.37428933723148278]
[42973,13,5700,0.60934999999999995,0.38865294487671737]
[42973,14,5701,0.49997999999999998,0.31889505108633981]
[42973,15,5702,0.46494999999999997,0.29655237009999136]
[42973,16,5703,0.49708999999999998,0.31705176395957568]
[42973,17,5704,0.45184000000000002,0.28819060738999919]
[42973,18,5705,0.43923000000000001,0.28014775248740559]
[42973,19,5706,0.45332,0.2891345744998991]
[42973,20,5707,0.49904999999999999,0.31830188256457831]
[42973,21,5708,0.51117000000000001,0.32603220781592129]
[42973,22,5709,0.47294999999999998,0.30165489501836956]
[42973,23,5710,0.40048,0.2554323974140113]
[42973,24,5711,0.32571,0.20774292389561932]
[42974,1,5712,0.27052999999999999,0.17254825827110584]
[42974,2,5713,0.23114000000000001,0.14742470120424137]
[42974,3,5714,0.22308,0.14228390734897534]
[42974,4,5715,0.19882,0.12681050053399351]
[42974,5,5716,0.19767000000000001,0.12607701257697668]
[42974,6,5717,0.20687,0.13194491623311155]
[42974,7,5718,0.23665,0.15093906524177431]
[42974,8,5719,0.33116000000000001,0.21121901899626444]
[42974,9,5720,0.46679999999999999,0.29773232898736635]
[42974,10,5721,0.59277999999999997,0.37808434013952663]
[42974,11,5722,0.66444000000000003,0.4237902070958991]
[42974,12,5723,0.70808000000000004,0.45162448052565202]
[42974,13,5724,0.60302,0.38461557203505065]
[42974,14,5725,0.56864999999999999,0.36269384935446847]
[42974,15,5726,0.52493999999999996,0.33481492883167968]
[42974,16,5727,0.50729999999999997,0.32356386138665583]
[42974,17,5728,0.53771000000000002,0.34295983423264093]
[42974,18,5729,0.51319999999999999,0.32732697351395973]
[42974,19,5730,0.52929999999999999,0.33759580491219582]
[42974,20,5731,0.59392,0.37881144994039551]
[42974,21,5732,0.63073999999999997,0.40229582087723104]
[42974,22,5733,0.56588000000000005,0.36092710010148005]
[42974,23,5734,0.43486999999999998,0.27736687640688945]
[42974,24,5735,0.30870999999999998,0.19690005844406569]
[42975,1,5736,0.24526000000000001,0.15643065768517883]
[42975,2,5737,0.21101,0.13458547287837228]
[42975,3,5738,0.20226,0.12900458624889613]
[42975,4,5739,0.21410999999999999,0.1365627012842438]
[42975,5,5740,0.21598999999999999,0.13776179464006266]
[42975,6,5741,0.26129999999999998,0.16666122014652704]
[42975,7,5742,0.31547999999999998,0.20121807015624321]
[42975,8,5743,0.35153000000000001,0.22421132306968486]
[42975,9,5744,0.39828999999999998,0.25403558121760528]
[42975,10,5745,0.4123,0.26297137798091508]
[42975,11,5746,0.4259,0.27164567034215797]
[42975,12,5747,0.46872999999999998,0.29896331312392505]
[42975,13,5748,0.47132000000000002,0.30061525556625002]
[42975,14,5749,0.43645,0.27837462507826916]
[42975,15,5750,0.42251,0.26948347540799517]
[42975,16,5751,0.46284999999999998,0.29521295730891711]
[42975,17,5752,0.47220000000000001,0.30117653330727162]
[42975,18,5753,0.57257000000000002,0.36519408656447377]
[42975,19,5754,0.59930000000000005,0.38224289794800487]
[42975,20,5755,0.63431999999999999,0.40457920077820525]
[42975,21,5756,0.67125999999999997,0.42814010958881643]
[42975,22,5757,0.58304999999999996,0.37187839420754915]
[42975,23,5758,0.4446,0.28357282233886694]
[42975,24,5759,0.32035000000000002,0.20432423220030596]
[42976,1,5760,0.26262000000000002,0.16750313675805945]
[42976,2,5761,0.22167000000000001,{"$f":"$H$7*(D5767/$H$3)","v":0.14138458733211118}]
[42976,3,5762,0.20660999999999999,0.13177908417326425]
[42976,4,5763,0.20333000000000001,0.12968704895672922]
[42976,5,5764,0.22803999999999999,0.14544747279836978]
[42976,6,5765,0.25061,0.15984297122434421]
[42976,7,5766,0.31196000000000002,0.19897295919215682]
[42976,8,5767,0.35957,0.22933936061265492]
[42976,9,5768,0.38735000000000003,0.24705787839172313]
[42976,10,5769,0.38477,0.24541231410554615]
[42976,11,5770,0.43441000000000002,0.27707348122408276]
[42976,12,5771,0.46511999999999998,0.2966607987545069]
[42976,13,5772,0.43486999999999998,0.27736687640688945]
[42976,14,5773,0.40783000000000003,0.26012034218277125]
[42976,15,5774,0.42481999999999998,0.2709568294781769]
[42976,16,5775,0.43511,0.27751995215444081]
[42976,17,5776,0.48504999999999998,0.30937246395741652]
[42976,18,5777,0.54781999999999997,0.34940815009824128]
[42976,19,5778,0.5353,0.34142269860097946]
[42976,20,5779,0.62022999999999995,0.39559237876571168]
[42976,21,5780,0.67776000000000003,0.43228591108499875]
[42976,22,5781,0.56957999999999998,0.36328701787622991]
[42976,23,5782,0.42821999999999999,0.27312540256848761]
[42976,24,5783,0.30853999999999998,0.19679162978955014]
[42977,1,5784,0.25103999999999999,0.16011723193870706]
[42977,2,5785,0.21196999999999999,0.13519777586857765]
[42977,3,5786,0.20401,0.13012076357479138]
[42977,4,5787,0.19875000000000001,0.12676585344095773]
[42977,5,5788,0.2286,0.14580464954265626]
[42977,6,5789,0.24360000000000001,0.15537188376461536]
[42977,7,5790,0.30697000000000002,0.19579025927431845]
[42977,8,5791,0.37557000000000001,0.23954441044941127]
[42977,9,5792,0.41676000000000002,0.2658160356229109]
[42977,10,5793,0.41427000000000003,0.26422787474206572]
[42977,11,5794,0.41226000000000002,0.26294586535632319]
[42977,12,5795,0.42803999999999998,0.2730105957578241]
[42977,13,5796,0.39918999999999999,0.2546096152709228]
[42977,14,5797,0.38140000000000002,0.24326287548367936]
[42977,15,5798,0.38002999999999998,0.24238906809140706]
[42977,16,5799,0.41161999999999999,0.26253766336285289]
[42977,17,5800,0.44819999999999999,0.28586895855213706]
[42977,18,5801,0.46611000000000002,0.29729223621315626]
[42977,19,5802,0.49647000000000002,0.31665631827840141]
[42977,20,5803,0.61331999999999998,0.39118507286746257]
[42977,21,5804,0.63166,0.40288261124284452]
[42977,22,5805,0.52356000000000003,0.33393474328325951]
[42977,23,5806,0.42159999999999997,0.26890306319852963]
[42977,24,5807,0.30693999999999999,0.19577112480587452]
[42978,1,5808,0.26319999999999999,0.16787306981464184]
[42978,2,5809,0.20830000000000001,0.13285699256227165]
[42978,3,5810,0.20663000000000001,0.13179184048556022]
[42978,4,5811,0.19520000000000001,0.1245016080084274]
[42978,5,5812,0.22797000000000001,0.145402825705334]
[42978,6,5813,0.23827999999999999,0.15197870469389385]
[42978,7,5814,0.29813000000000001,0.19015196923951055]
[42978,8,5815,0.36246,0.23118264773941904]
[42978,9,5816,0.37756000000000001,0.24081366352285782]
[42978,10,5817,0.39498,0.25192441153262629]
[42978,11,5818,0.43268000000000001,0.27597006021048343]
[42978,12,5819,0.46033000000000002,0.29360566195962801]
[42978,13,5820,0.40382000000000001,0.25756270156743422]
[42978,14,5821,0.39161000000000001,0.24977497291075951]
[42978,15,5822,0.37839,0.24134305048313956]
[42978,16,5823,0.42951,0.27394818471157606]
[42978,17,5824,0.43336999999999998,0.27641015298469357]
[42978,18,5825,0.49575000000000002,{"$f":"$H$7*(D5831/$H$3)","v":0.31619709103574739}]
[42978,19,5826,0.56572999999999996,0.36083142775926036]
[42978,20,5827,0.59067999999999998,0.37674492734845233]
[42978,21,5828,0.67354999999999998,0.42960070734670225]
[42978,22,5829,0.5343,0.34078488298618215]
[42978,23,5830,0.44611000000000001,0.28453592391721078]
[42978,24,5831,0.32776,0.2090504459059537]
[42979,1,5832,0.24531,0.15646254846591867]
[42979,2,5833,0.21776000000000001,0.13889072827825386]
[42979,3,5834,0.20296,0.12945105717925423]
[42979,4,5835,0.19495000000000001,0.1243421541047281]
[42979,5,5836,0.22253000000000001,0.14193310876083684]
[42979,6,5837,0.23587,0.15044156906223241]
[42979,7,5838,0.30592000000000003,0.19512055287878133]
[42979,8,5839,0.37352999999999997,0.23824326659522482]
[42979,9,5840,0.39562000000000003,0.25233261352609659]
[42979,10,5841,0.42035,0.26810579368003312]
[42979,11,5842,0.41763,0.26637093520778454]
[42979,12,5843,0.45274999999999999,0.28877101959946466]
[42979,13,5844,0.46955999999999998,0.29949270008420681]
[42979,14,5845,0.40775,0.26006931693358748]
[42979,15,5846,0.41844999999999999,0.26689394401191824]
[42979,16,5847,0.40466999999999997,0.25810484484001184]
[42979,17,5848,0.44901000000000002,0.28638558920012286]
[42979,18,5849,0.45537,0.29044209651023356]
[42979,19,5850,0.53166999999999998,0.33910742791926529]
[42979,20,5851,0.59208000000000005,0.37763786920916853]
[42979,21,5852,0.60024,0.38284244462591427]
[42979,22,5853,0.49510999999999999,0.31578888904227714]
[42979,23,5854,0.40366000000000002,0.25746065106906663]
[42979,24,5855,0.33289999999999997,0.21232881816601168]
[42980,1,5856,0.27405000000000002,0.17479336923519229]
[42980,2,5857,0.22441,0.1431322021166557]
[42980,3,5858,0.2127,0.13566338126737965]
[42980,4,5859,0.19699,0.12564329795891452]
[42980,5,5860,0.21018000000000001,0.13405608591809054]
[42980,6,5861,0.21210000000000001,0.13528069189850131]
[42980,7,5862,0.27362999999999998,0.1745254866769774]
[42980,8,5863,0.35877999999999999,0.22883548627696507]
[42980,9,5864,0.47443999999999997,0.30260524028441749]
[42980,10,5865,0.56262999999999996,0.3588541993533888]
[42980,11,5866,0.65508,0.41782025294139663]
[42980,12,5867,0.66686999999999996,0.42534009903985642]
[42980,13,5868,0.60006000000000004,0.38272763781525077]
[42980,14,5869,0.52744999999999997,0.33641584602482083]
[42980,15,5870,0.44699,0.28509720165823244]
[42980,16,5871,0.41355999999999998,0.2637750256555596]
[42980,17,5872,0.41821999999999998,0.26674724642051489]
[42980,18,5873,0.40232000000000001,0.25660597814523828]
[42980,19,5874,0.46881,0.29901433837310887]
[42980,20,5875,0.54769000000000001,0.34932523406831761]
[42980,21,5876,0.54825999999999997,0.34968878896875211]
[42980,22,5877,0.48137999999999997,0.30703168065111058]
[42980,23,5878,0.40234999999999999,0.2566251126136822]
[42980,24,5879,0.32414999999999999,0.20674793153653556]
[42981,1,5880,0.26323000000000002,0.16789220428308579]
[42981,2,5881,0.24267,0.15477871524285389]
[42981,3,5882,0.20984,0.13383922860905945]
[42981,4,5883,0.19985,0.12746745061723472]
[42981,5,5884,0.19625000000000001,0.12517131440396453]
[42981,6,5885,0.21532999999999999,0.13734083633429647]
[42981,7,5886,0.28061999999999998,0.17898381782441034]
[42981,8,5887,0.36294999999999999,0.23149517739066969]
[42981,9,5888,0.47897000000000001,0.30549454501944912]
[42981,10,5889,0.61387000000000003,{"$f":"$H$7*(D5895/$H$3)","v":0.39153587145560109}]
[42981,11,5890,0.67342000000000002,0.42951779131677859]
[42981,12,5891,0.70728999999999997,0.45112060618996214]
[42981,13,5892,0.67895000000000005,0.43304491166660752]
[42981,14,5893,0.55964999999999998,0.35695350882129295]
[42981,15,5894,0.51641999999999999,0.32938073979360699]
[42981,16,5895,0.48174,0.30726129427243759]
[42981,17,5896,0.49806,0.31767044510592907]
[42981,18,5897,0.51746999999999999,0.33005044618914414]
[42981,19,5898,0.54137000000000002,0.34529423938279891]
[42981,20,5899,0.62792000000000003,0.40049718084350278]
[42981,21,5900,0.63390999999999997,0.4043176963761384]
[42981,22,5901,0.5393,0.34397396106016853]
[42981,23,5902,0.39588000000000001,0.25249844558594386]
[42981,24,5903,0.31287999999999999,0.19955974955777031]
[42982,1,5904,0.23466000000000001,0.14966981216832775]
[42982,2,5905,0.21495,0.13709846640067352]
[42982,3,5906,0.19850999999999999,0.12661277769340637]
[42982,4,5907,0.1951,0.12443782644694767]
[42982,5,5908,0.20899999999999999,0.13330346349262975]
[42982,6,5909,0.25281999999999999,0.16125254373304618]
[42982,7,5910,0.35550999999999999,0.22674982921657799]
[42982,8,5911,0.38396000000000002,0.24489568345756041]
[42982,9,5912,0.3664,0.23369564126172027]
[42982,10,5913,0.39084999999999998,0.24929023304351355]
[42982,11,5914,0.38845000000000002,0.24775947556800015]
[42982,12,5915,0.43153999999999998,0.27524295040961455]
[42982,13,5916,0.41833999999999999,0.26682378429429054]
[42982,14,5917,0.39451000000000003,0.25162463819367159]
[42982,15,5918,0.39128000000000002,0.24956449375787643]
[42982,16,5919,0.44402999999999998,0.28320926743843244]
[42982,17,5920,0.46899000000000002,0.29912914518377237]
[42982,18,5921,0.54696,0.34885962866951564]
[42982,19,5922,0.61156999999999995,0.39006889554156732]
[42982,20,5923,0.71316999999999997,0.45487096200497013]
[42982,21,5924,0.63619000000000003,0.40577191597787615]
[42982,22,5925,0.53885000000000005,0.34368694403350974]
[42982,23,5926,0.42325000000000002,0.26995545896294521]
[42982,24,5927,0.30403000000000002,0.19391508136681448]
[42983,1,5928,0.23998,0.15306299123904921]
[42983,2,5929,0.22267999999999999,0.14202878110305642]
[42983,3,5930,0.19941999999999999,0.12719318990287187]
[42983,4,5931,0.19484000000000001,0.1242719943871004]
[42983,5,5932,0.21837000000000001,0.13927979580328018]
[42983,6,5933,0.24302000000000001,0.15500195070803294]
[42983,7,5934,0.31385000000000002,0.20017843070412369]
[42983,8,5935,0.36817,0.23482457489991146]
[42983,9,5936,0.36723,0.234225028222002]
[42983,10,5937,0.37209999999999999,0.23733119026606475]
[42983,11,5938,0.41811999999999999,0.26668346485903516]
[42983,12,5939,0.41650999999999999,0.26565658171921158]
[42983,13,5940,0.40522000000000002,0.25845564342815036]
[42983,14,5941,0.38628000000000001,0.24637541568389007]
[42983,15,5942,0.39022000000000001,0.24888840920619132]
[42983,16,5943,0.39859,0.25422692590204443]
[42983,17,5944,0.43595,0.27805571727087053]
[42983,18,5945,0.50961000000000001,0.32503721545683756]
[42983,19,5946,0.56345000000000001,0.35937720815752267]
[42983,20,5947,0.63861000000000001,0.40731542976568558]
[42983,21,5948,0.64922999999999997,0.41408903159483257]
[42983,22,5949,0.55725999999999998,0.35542912950192751]
[42983,23,5950,0.39694000000000002,0.25317453013762897]
[42983,24,5951,0.32177,0.20522993037331805]
[42984,1,5952,0.25872000000000001,0.16501565586035011]
[42984,2,5953,0.20838999999999999,{"$f":"$H$7*(D5959/$H$3)","v":0.1329143959676034}]
[42984,3,5954,0.20674999999999999,0.13186837835933587]
[42984,4,5955,0.20030999999999999,0.12776084580004143]
[42984,5,5956,0.21001,0.13394765726357499]
[42984,6,5957,0.25659999999999999,0.16366348675697986]
[42984,7,5958,0.29759999999999998,0.18981392696366797]
[42984,8,5959,0.36971999999999999,0.23581318910284724]
[42984,9,5960,0.37457000000000001,0.23890659483461402]
[42984,10,5961,0.42347000000000001,0.27009577839820059]
[42984,11,5962,0.45504,0.29023161735735042]
[42984,12,5963,0.44429999999999997,0.28338147765442773]
[42984,13,5964,0.40723999999999999,0.25974403097004084]
[42984,14,5965,0.39961000000000002,0.25487749782913771]
[42984,15,5966,0.38252000000000003,0.24397722897225232]
[42984,16,5967,0.41300999999999999,0.26342422706742108]
[42984,17,5968,0.44894000000000001,0.28634094210708705]
[42984,18,5969,0.53847,0.34344457409988677]
[42984,19,5970,0.57428999999999997,0.36629112942192504]
[42984,20,5971,0.67378000000000005,0.42974740493810559]
[42984,21,5972,0.64393999999999996,0.41071498699255504]
[42984,22,5973,0.52905000000000002,0.3374363510084965]
[42984,23,5974,0.44022,0.28077918994605489]
[42984,24,5975,0.31462000000000001,0.20066954872751758]
[42985,1,5976,0.24389,0.15555685029290656]
[42985,2,5977,0.21431,0.13669026440720325]
[42985,3,5978,0.21246000000000001,0.13551030551982832]
[42985,4,5979,0.20155999999999999,0.12855811531853803]
[42985,5,5980,0.22431999999999999,0.14307479871132395]
[42985,6,5981,0.25802999999999998,0.16457556308613996]
[42985,7,5982,0.31136999999999998,0.19859664797942642]
[42985,8,5983,0.37712000000000001,0.24053302465234705]
[42985,9,5984,0.37413999999999997,0.23863233412025114]
[42985,10,5985,0.39776,0.25369753894176272]
[42985,11,5986,0.44169000000000003,0.28171677889980684]
[42985,12,5987,0.39237,0.25025971277800541]
[42985,13,5988,0.42569000000000001,0.27151172906305054]
[42985,14,5989,0.40790999999999999,0.26017136743195501]
[42985,15,5990,0.38218999999999997,0.24376674981936919]
[42985,16,5991,0.40584999999999999,0.25885746726547265]
[42985,17,5992,0.47004000000000001,0.29979885157930952]
[42985,18,5993,0.50905999999999996,0.32468641686869903]
[42985,19,5994,0.56847000000000003,0.36257904254380496]
[42985,20,5995,0.63587000000000005,0.40556781498114108]
[42985,21,5996,0.64659,0.41240519837176781]
[42985,22,5997,0.54773000000000005,0.34935074669290955]
[42985,23,5998,0.43519999999999998,0.27757735555977253]
[42985,24,5999,0.317,0.20218754989073506]
[42986,1,6000,0.25073000000000001,0.15991950909811989]
[42986,2,6001,0.2286,0.14580464954265626]
[42986,3,6002,0.19719,0.12577086108187396]
[42986,4,6003,0.21606,0.13780644173309847]
[42986,5,6004,0.23388,0.14917231598878586]
[42986,6,6005,0.24685000000000001,0.15744478451270646]
[42986,7,6006,0.31447999999999998,0.20058025454144593]
[42986,8,6007,0.37444,0.23882367880469035]
[42986,9,6008,0.36958000000000002,0.23572389491677562]
[42986,10,6009,0.41338999999999998,0.26366659700104406]
[42986,11,6010,0.44119000000000003,0.28139787109240827]
[42986,12,6011,0.47989999999999999,0.30608771354121062]
[42986,13,6012,0.45929999999999999,0.29294871187638677]
[42986,14,6013,0.43396000000000001,0.27678646419742398]
[42986,15,6014,0.40684999999999999,0.25949528288026991]
[42986,16,6015,0.44714999999999999,0.28519925215659997]
[42986,17,6016,0.47161999999999998,0.30080660025068917]
[42986,18,6017,0.53308,{"$f":"$H$7*(D6023/$H$3)","v":0.34000674793612945}]
[42986,19,6018,0.53022999999999998,0.33818897343395732]
[42986,20,6019,0.61568000000000001,0.39269031771838414]
[42986,21,6020,0.61841000000000002,0.39443155434678068]
[42986,22,6021,0.49491000000000002,0.31566132591931767]
[42986,23,6022,0.41134999999999999,0.26236545314685761]
[42986,24,6023,0.30858000000000002,0.19681714241414205]
[42987,1,6024,0.25674999999999998,0.16375915909919944]
[42987,2,6025,0.21918000000000001,0.139796426451266]
[42987,3,6026,0.20199,0.12883237603290087]
[42987,4,6027,0.19392000000000001,0.1236852040214869]
[42987,5,6028,0.20729,0.13221279879132641]
[42987,6,6029,0.24908,0.15886711333370437]
[42987,7,6030,0.26790999999999998,0.170877181360337]
[42987,8,6031,0.33685999999999999,0.21485456800060887]
[42987,9,6032,0.47455999999999998,0.30268177815819314]
[42987,10,6033,0.54756000000000005,0.34924231803839401]
[42987,11,6034,0.65939000000000003,0.42056923824117287]
[42987,12,6035,0.66169999999999995,0.42204259231135455]
[42987,13,6036,0.59633000000000003,0.38034858557205692]
[42987,14,6037,0.54788999999999999,0.34945279719127709]
[42987,15,6038,0.49009999999999998,0.3125934328121428]
[42987,16,6039,0.45374999999999999,0.28940883521426192]
[42987,17,6040,0.43891999999999998,0.27995002964681842]
[42987,18,6041,0.44268999999999997,0.2823545945146041]
[42987,19,6042,0.48398000000000002,0.30869000124958351]
[42987,20,6043,0.58342000000000005,0.37211438598502422]
[42987,21,6044,0.55686999999999998,0.35518038141215658]
[42987,22,6045,0.47639999999999999,0.30385535888942017]
[42987,23,6046,0.40814,0.26031806502335841]
[42987,24,6047,0.33639999999999998,0.21456117281780213]
[42988,1,6048,0.27112999999999998,0.17293094763998421]
[42988,2,6049,0.22126000000000001,0.1411230829300443]
[42988,3,6050,0.21873000000000001,0.13950940942460721]
[42988,4,6051,0.19238,0.1227029679746991]
[42988,5,6052,0.19008,0.12123599206066538]
[42988,6,6053,0.20666999999999999,0.13181735311015211]
[42988,7,6054,0.23311000000000001,0.14868119796539198]
[42988,8,6055,0.33133000000000001,0.21132744765077999]
[42988,9,6056,0.52285000000000004,0.33348189419675345]
[42988,10,6057,0.62487000000000004,0.39855184321837106]
[42988,11,6058,0.69896999999999998,0.44581398027484886]
[42988,12,6059,0.72743999999999998,0.46397259082812714]
[42988,13,6060,0.66291999999999995,0.42282072736140719]
[42988,14,6061,0.54329000000000005,0.3465188453632097]
[42988,15,6062,0.52495000000000003,0.33482130698782769]
[42988,16,6063,0.49978,0.31876748796338034]
[42988,17,6064,0.46998000000000001,0.29976058264242167]
[42988,18,6065,0.48984,0.31242760075229548]
[42988,19,6066,0.57399,0.36609978473748589]
[42988,20,6067,0.65339000000000003,0.41674234455238923]
[42988,21,6068,0.61816000000000004,0.39427210044308142]
[42988,22,6069,0.53515999999999997,0.34133340441490778]
[42988,23,6070,0.40255000000000002,0.25675267573664168]
[42988,24,6071,0.30730000000000002,0.19600073842720156]
[42989,1,6072,0.23633999999999999,0.15074134240118714]
[42989,2,6073,0.20257,0.1292023090894833]
[42989,3,6074,0.19872000000000001,0.1267467189725138]
[42989,4,6075,0.19897999999999999,0.12691255103236107]
[42989,5,6076,0.22237000000000001,0.14183105826246928]
[42989,6,6077,0.24215999999999999,0.15445342927930727]
[42989,7,6078,0.31225000000000003,0.19915792572044805]
[42989,8,6079,0.32286999999999999,0.20593152754959504]
[42989,9,6080,0.36285000000000001,0.23143139582918995]
[42989,10,6081,0.37219000000000002,{"$f":"$H$7*(D6087/$H$3)","v":0.2373885936713965}]
[42989,11,6082,0.41575000000000001,0.26517184185196563]
[42989,12,6083,0.44441000000000003,0.28345163737205548]
[42989,13,6084,0.43491999999999997,0.27739876718762935]
[42989,14,6085,0.39405000000000001,0.25133124301086485]
[42989,15,6086,0.4017,0.25621053246406394]
[42989,16,6087,0.43819999999999998,0.27949080240416435]
[42989,17,6088,0.45728000000000002,0.29166032433449635]
[42989,18,6089,0.56862999999999997,0.36268109304217244]
[42989,19,6090,0.58382999999999996,0.37237589038709101]
[42989,20,6091,0.63744000000000001,0.40656918549637278]
[42989,21,6092,0.64414000000000005,0.41084255011551446]
[42989,22,6093,0.53358000000000005,0.34032565574352813]
[42989,23,6094,0.40500999999999998,0.25832170214904293]
[42989,24,6095,0.28894999999999998,0.18429682189567162]
[42990,1,6096,0.22847999999999999,0.14572811166888058]
[42990,2,6097,0.20588000000000001,0.13131347877446228]
[42990,3,6098,0.19633999999999999,0.12522871780929629]
[42990,4,6099,0.18648999999999999,0.11894623400354316]
[42990,5,6100,0.21995000000000001,0.14028754447465988]
[42990,6,6101,0.24267,0.15477871524285389]
[42990,7,6102,0.34034999999999999,0.21708054449625136]
[42990,8,6103,0.33805000000000002,0.21561356858221764]
[42990,9,6104,0.39776,0.25369753894176272]
[42990,10,6105,0.42246,0.26945158462725532]
[42990,11,6106,0.45204,0.2883181705129586]
[42990,12,6107,0.44480999999999998,0.28370676361797437]
[42990,13,6108,0.4093,0.26105793113652326]
[42990,14,6109,0.39078000000000002,0.24924558595047777]
[42990,15,6110,0.38666,0.24661778561751299]
[42990,16,6111,0.40412999999999999,0.25776042440802133]
[42990,17,6112,0.44446000000000002,0.28348352815279532]
[42990,18,6113,0.48576000000000003,0.30982531304392263]
[42990,19,6114,0.54913000000000001,0.3502436885536257]
[42990,20,6115,0.64039000000000001,0.4084507415600247]
[42990,21,6116,0.6462,0.41215645028199688]
[42990,22,6117,0.55052000000000001,0.35113025225819394]
[42990,23,6118,0.41389999999999999,0.2639918829645907]
[42990,24,6119,0.32006000000000001,0.20413926567201474]
[42991,1,6120,0.24295,0.15495730361499713]
[42991,2,6121,0.21657999999999999,0.13813810585279307]
[42991,3,6122,0.19242000000000001,0.12272848059929099]
[42991,4,6123,0.19788,0.12621095385608408]
[42991,5,6124,0.21787000000000001,0.13896088799588155]
[42991,6,6125,0.23341999999999999,0.14887892080597911]
[42991,7,6126,0.31742999999999999,0.20246181060509788]
[42991,8,6127,0.36018,0.22972842813768127]
[42991,9,6128,0.38457999999999998,0.24529112913873466]
[42991,10,6129,0.40855000000000002,0.26057956942542532]
[42991,11,6130,0.44966,0.28680016934974112]
[42991,12,6131,0.43618000000000001,0.27820241486227387]
[42991,13,6132,0.44212000000000001,0.28199103961416966]
[42991,14,6133,0.38390000000000002,0.24485741452067256]
[42991,15,6134,0.37957000000000002,0.24209567290860037]
[42991,16,6135,0.39843000000000001,0.2541248754036769]
[42991,17,6136,0.45828999999999998,0.29230451810544156]
[42991,18,6137,0.47781000000000001,0.30475467890628433]
[42991,19,6138,0.59240000000000004,0.37784197020590371]
[42991,20,6139,0.62646999999999997,0.39957234820204668]
[42991,21,6140,0.64585999999999999,0.41193959297296578]
[42991,22,6141,0.53657999999999995,0.34223910258791995]
[42991,23,6142,0.39690999999999999,0.25315539566918505]
[42991,24,6143,0.29841000000000001,0.19033055761165382]
[42992,1,6144,0.23466000000000001,0.14966981216832775]
[42992,2,6145,0.19894000000000001,{"$f":"$H$7*(D6151/$H$3)","v":0.12688703840776921}]
[42992,3,6146,0.19455,0.12408702785880918]
[42992,4,6147,0.19366,0.12351937196163959]
[42992,5,6148,0.21414,0.13658183575268773]
[42992,6,6149,0.23447000000000001,0.14954862720151627]
[42992,7,6150,0.33673999999999998,0.21477803012683319]
[42992,8,6151,0.38349,0.24459591011860565]
[42992,9,6152,0.39959,0.25486474151684174]
[42992,10,6153,0.39100000000000001,0.24938590538573319]
[42992,11,6154,0.4264,0.2719645781495566]
[42992,12,6155,0.42571999999999999,0.27153086353149442]
[42992,13,6156,0.42504999999999998,0.27110352706958024]
[42992,14,6157,0.38962999999999998,0.24851209799346088]
[42992,15,6158,0.39237,0.25025971277800541]
[42992,16,6159,0.42477999999999999,0.27093131685358501]
[42992,17,6160,0.42931999999999998,0.2738269997447646]
[42992,18,6161,0.47816999999999998,0.30498429252761133]
[42992,19,6162,0.58926000000000001,0.37583922917544021]
[42992,20,6163,0.64442999999999995,0.41102751664380566]
[42992,21,6164,0.62968000000000002,0.40161973632554593]
[42992,22,6165,0.52956999999999999,0.33776801512819105]
[42992,23,6166,0.41365000000000002,0.26383242906089138]
[42992,24,6167,0.32506000000000002,0.20732834374600109]
[42993,1,6168,0.24118999999999999,0.15383474813295392]
[42993,2,6169,0.21229000000000001,0.13540187686531277]
[42993,3,6170,0.19857,0.1266510466302942]
[42993,4,6171,0.18906000000000001,0.12058542013357217]
[42993,5,6172,0.21085999999999999,0.13448980053615267]
[42993,6,6173,0.23916000000000001,0.15253998243491546]
[42993,7,6174,0.32956000000000002,0.21019851401258882]
[42993,8,6175,0.38706000000000002,0.24687291186343191]
[42993,9,6176,0.38311000000000001,0.24435354018498268]
[42993,10,6177,0.39359,0.2510378478280581]
[42993,11,6178,0.46972999999999998,0.29960112873872236]
[42993,12,6179,0.48088999999999998,0.30671915099985986]
[42993,13,6180,0.44664999999999999,0.28488034434920129]
[42993,14,6181,0.40304000000000001,0.25706520538789229]
[42993,15,6182,0.39617999999999998,0.25268979027038302]
[42993,16,6183,0.41937999999999998,0.26748711253367974]
[42993,17,6184,0.42906,0.27366116768491733]
[42993,18,6185,0.50136999999999998,0.319781614790908]
[42993,19,6186,0.53903999999999996,0.34380812900032126]
[42993,20,6187,0.63217000000000001,0.40320789720639116]
[42993,21,6188,0.63475000000000004,0.40485346149256812]
[42993,22,6189,0.52524000000000004,0.33500627351611889]
[42993,23,6190,0.43006,0.27429898329971458]
[42993,24,6191,0.32528000000000001,0.20746866318125648]
[42994,1,6192,0.24526000000000001,0.15643065768517883]
[42994,2,6193,0.22331999999999999,0.14243698309652666]
[42994,3,6194,0.20247999999999999,0.12914490568415155]
[42994,4,6195,0.18898999999999999,0.12054077304053634]
[42994,5,6196,0.19137000000000001,0.12205877420375386]
[42994,6,6197,0.20805999999999999,0.1327039168147203]
[42994,7,6198,0.25875999999999999,0.16504116848494199]
[42994,8,6199,0.36277999999999999,0.23138674873615414]
[42994,9,6200,0.47217999999999999,0.30116377699497565]
[42994,10,6201,0.58845000000000003,0.37532259852745448]
[42994,11,6202,0.64495000000000002,0.41135918076350025]
[42994,12,6203,0.66749000000000003,0.42573554472103081]
[42994,13,6204,0.55203000000000002,0.35209335383653778]
[42994,14,6205,0.46977999999999998,0.2996330195194622]
[42994,15,6206,0.44991999999999999,0.28696600140958839]
[42994,16,6207,0.44761000000000001,0.28549264733940671]
[42994,17,6208,0.42499999999999999,0.2710716362888404]
[42994,18,6209,0.44624000000000003,{"$f":"$H$7*(D6215/$H$3)","v":0.28461883994713444}]
[42994,19,6210,0.4889,0.31182805407438607]
[42994,20,6211,0.56816999999999995,0.36238769785936575]
[42994,21,6212,0.52251999999999998,0.33327141504387031]
[42994,22,6213,0.48864999999999997,0.3116686001706867]
[42994,23,6214,0.38954,0.24845469458812916]
[42994,24,6215,0.31225000000000003,0.19915792572044805]
[42995,1,6216,0.24381,0.15550582504372279]
[42995,2,6217,0.22675000000000001,0.14462469065528133]
[42995,3,6218,0.19675000000000001,0.12549022221136319]
[42995,4,6219,0.19935,0.12714854280983606]
[42995,5,6220,0.19189999999999999,0.1223968164795964]
[42995,6,6221,0.20483000000000001,0.13064377237892513]
[42995,7,6222,0.24387,0.15554409398061059]
[42995,8,6223,0.34559000000000001,0.22042269831778907]
[42995,9,6224,0.47875000000000001,0.30535422558419373]
[42995,10,6225,0.58752000000000004,0.37472943000569298]
[42995,11,6226,0.71174000000000004,0.45395888567581005]
[42995,12,6227,0.71392,0.45534932371606807]
[42995,13,6228,0.61245000000000005,0.39063017328258898]
[42995,14,6229,0.55157999999999996,0.35180633680987905]
[42995,15,6230,0.50426000000000004,0.32162490191767218]
[42995,16,6231,0.49628,0.31653513331158989]
[42995,17,6232,0.50280999999999998,0.32070006927621608]
[42995,18,6233,0.56474000000000002,0.36019999030061112]
[42995,19,6234,0.58370999999999995,0.37229935251331531]
[42995,20,6235,0.65293999999999996,0.41645532752573045]
[42995,21,6236,0.61970999999999998,0.39526071464601714]
[42995,22,6237,0.52185000000000004,0.33284407858195619]
[42995,23,6238,0.41261999999999999,0.26317547897765015]
[42995,24,6239,0.31103999999999998,0.19838616882654334]
[42996,1,6240,0.23241000000000001,0.14823472703503388]
[42996,2,6241,0.18873000000000001,0.12037494098068906]
[42996,3,6242,0.19184000000000001,0.12235854754270857]
[42996,4,6243,0.19855,0.12663829031799825]
[42996,5,6244,0.21029999999999999,0.13413262379186619]
[42996,6,6245,0.26645000000000002,0.169945970562733]
[42996,7,6246,0.31042999999999998,0.19799710130151699]
[42996,8,6247,0.35433999999999999,0.22600358494726519]
[42996,9,6248,0.37798999999999999,0.24108792423722067]
[42996,10,6249,0.38769999999999999,0.24728111385690216]
[42996,11,6250,0.40972999999999998,0.26133219185088608]
[42996,12,6251,0.42181000000000002,0.26903700447763712]
[42996,13,6252,0.41598000000000002,0.26531853944336903]
[42996,14,6253,0.40576000000000001,0.25880006386014087]
[42996,15,6254,0.44311,0.28262247707281901]
[42996,16,6255,0.41599000000000003,0.26532491759951699]
[42996,17,6256,0.47450999999999999,0.3026498873774533]
[42996,18,6257,0.51497999999999999,0.32846228530829891]
[42996,19,6258,0.60702999999999996,0.38717321265038773]
[42996,20,6259,0.70611999999999997,0.45037436192064934]
[42996,21,6260,0.65444999999999998,0.41741842910407434]
[42996,22,6261,0.54895000000000005,0.35012888174296225]
[42996,23,6262,0.40528999999999998,0.25850029052118617]
[42996,24,6263,0.29085,0.18550867156378642]
[42997,1,6264,0.22728999999999999,0.14496911108727184]
[42997,2,6265,0.21165999999999999,0.13500005302799048]
[42997,3,6266,0.19899,0.12691892918850906]
[42997,4,6267,0.20000999999999999,0.12756950111560228]
[42997,5,6268,0.21672,0.13822740003886469]
[42997,6,6269,0.24256,0.15470855552522619]
[42997,7,6270,0.31794,0.20278709656864449]
[42997,8,6271,0.38788,0.24739592066756569]
[42997,9,6272,0.38925999999999999,0.24827610621598592]
[42997,10,6273,0.39834000000000003,{"$f":"$H$7*(D6279/$H$3)","v":0.25406747199834517}]
[42997,11,6274,0.41657,0.26569485065609938]
[42997,12,6275,0.40914,0.26095588063815567]
[42997,13,6276,0.41794999999999999,0.26657503620451967]
[42997,14,6277,0.36798999999999998,0.23470976808924793]
[42997,15,6278,0.38666,0.24661778561751299]
[42997,16,6279,0.41171999999999997,0.26260144492433263]
[42997,17,6280,0.45916000000000001,0.2928594176903152]
[42997,18,6281,0.52588999999999997,0.3354208536657371]
[42997,19,6282,0.61297999999999997,0.39096821555843153]
[42997,20,6283,0.69989999999999997,0.44640714879661036]
[42997,21,6284,0.67647000000000002,0.4314631289419103]
[42997,22,6285,0.54447999999999996,0.34727784594481842]
[42997,23,6286,0.39876,0.25433535455655998]
[42997,24,6287,0.28617999999999999,0.18253007264268314]
[42998,1,6288,0.23787,0.15171720029182698]
[42998,2,6289,0.2092,0.1334310266155892]
[42998,3,6290,0.19925999999999999,0.12709113940450431]
[42998,4,6291,0.19719,0.12577086108187396]
[42998,5,6292,0.21865999999999999,0.1394647623315714]
[42998,6,6293,0.25618999999999997,0.16340198235491299]
[42998,7,6294,0.31568000000000002,0.20134563327920268]
[42998,8,6295,0.36604999999999999,0.23347240579654124]
[42998,9,6296,0.36391000000000001,0.23210748038087509]
[42998,10,6297,0.37903999999999999,0.24175763063275779]
[42998,11,6298,0.41632999999999998,0.26554177490854802]
[42998,12,6299,0.40594000000000002,0.25891487067080443]
[42998,13,6300,0.39316000000000001,0.25076358711369529]
[42998,14,6301,0.36823,0.23486284383679931]
[42998,15,6302,0.37354999999999999,0.23825602290752079]
[42998,16,6303,0.40853,0.26056681311312935]
[42998,17,6304,0.44961000000000001,0.28676827856900128]
[42998,18,6305,0.53259000000000001,0.33969421828487883]
[42998,19,6306,0.63497000000000003,0.40499378092782351]
[42998,20,6307,0.66876999999999998,0.42655194870797131]
[42998,21,6308,0.65305999999999997,0.4165318653995061]
[42998,22,6309,0.52449000000000001,0.33452791180502095]
[42998,23,6310,0.39611000000000002,0.25264514317734721]
[42998,24,6311,0.29762,0.18982668327596394]
[42999,1,6312,0.23089000000000001,0.14726524730054202]
[42999,2,6313,0.20712,0.13210437013681087]
[42999,3,6314,0.19077,0.12167608483487549]
[42999,4,6315,0.19241,0.12272210244314302]
[42999,5,6316,0.21315000000000001,0.13595039829403843]
[42999,6,6317,0.23461000000000001,0.14963792138758789]
[42999,7,6318,0.3276,0.20894839540758617]
[42999,8,6319,0.37242999999999998,0.23754166941894783]
[42999,9,6320,0.37626999999999999,0.23999088137976937]
[42999,10,6321,0.43606,0.27812587698849822]
[42999,11,6322,0.46543000000000001,0.29685852159509407]
[42999,12,6323,0.48587000000000002,0.30989547276155033]
[42999,13,6324,0.42169000000000001,0.26896046660386147]
[42999,14,6325,0.40100999999999998,0.25577043968985386]
[42999,15,6326,0.41015000000000001,0.26160007440910094]
[42999,16,6327,0.43429000000000001,0.27699694335030706]
[42999,17,6328,0.50212000000000001,0.32025997650200594]
[42999,18,6329,0.54391999999999996,0.34692066920053188]
[42999,19,6330,0.61234,0.39056001356496128]
[42999,20,6331,0.63134000000000001,0.4026785102461094]
[42999,21,6332,0.64395000000000002,0.410721365148703]
[42999,22,6333,0.54057999999999995,0.34479036504710903]
[42999,23,6334,0.41500999999999999,0.26469985829701564]
[42999,24,6335,0.31141999999999997,0.19862853876016628]
[43000,1,6336,0.24135000000000001,0.15393679863132148]
[43000,2,6337,0.20862,{"$f":"$H$7*(D6343/$H$3)","v":0.13306109355900678}]
[43000,3,6338,0.19483,0.12426561623095241]
[43000,4,6339,0.18876999999999999,0.12040045360528094]
[43000,5,6340,0.22881000000000001,0.14593859082176372]
[43000,6,6341,0.24890999999999999,0.15875868467918883]
[43000,7,6342,0.33290999999999998,0.21233519632215964]
[43000,8,6343,0.39084000000000002,0.24928385488736562]
[43000,9,6344,0.42638999999999999,0.27195819999340859]
[43000,10,6345,0.42554999999999998,0.27142243487697887]
[43000,11,6346,0.48915999999999998,0.31199388613423334]
[43000,12,6347,0.48335,0.30828817741226117]
[43000,13,6348,0.47067999999999999,0.30020705357277977]
[43000,14,6349,0.43633,0.27829808720449351]
[43000,15,6350,0.42623,0.27185614949504106]
[43000,16,6351,0.42493999999999998,0.27103336735195255]
[43000,17,6352,0.45823999999999998,0.29227262732470172]
[43000,18,6353,0.50011000000000005,0.31897796711626347]
[43000,19,6354,0.57948999999999995,0.36960777061887085]
[43000,20,6355,0.67972999999999995,0.43354240784614934]
[43000,21,6356,0.61948999999999999,0.39512039521076175]
[43000,22,6357,0.52571999999999997,0.33531242501122155]
[43000,23,6358,0.40754000000000001,0.25993537565448005]
[43000,24,6359,0.31648999999999999,0.20186226392718845]
[43001,1,6360,0.25813999999999998,0.16464572280376766]
[43001,2,6361,0.21507999999999999,0.13718138243059716]
[43001,3,6362,0.21190000000000001,0.13515312877554184]
[43001,4,6363,0.20355000000000001,0.12982736839198461]
[43001,5,6364,0.18801000000000001,0.11991571373803503]
[43001,6,6365,0.21834000000000001,0.13926066133483628]
[43001,7,6366,0.25725999999999999,0.16408444506274605]
[43001,8,6367,0.37518000000000001,0.23929566235964037]
[43001,9,6368,0.54071999999999998,0.34487965923318065]
[43001,10,6369,0.63522000000000001,0.40515323483152282]
[43001,11,6370,0.69418999999999997,0.44276522163611787]
[43001,12,6371,0.72614000000000001,0.46314343052889073]
[43001,13,6372,0.62629000000000001,0.39945754139138323]
[43001,14,6373,0.51326000000000005,0.32736524245084764]
[43001,15,6374,0.47321999999999997,0.30182710523436479]
[43001,16,6375,0.44990000000000002,0.28695324509729248]
[43001,17,6376,0.45102999999999999,0.28767397674201334]
[43001,18,6377,0.51497000000000004,0.32845590715215095]
[43001,19,6378,0.55388000000000004,0.35327331272391277]
[43001,20,6379,0.63553999999999999,0.40535733582825795]
[43001,21,6380,0.59619,0.3802592913859853]
[43001,22,6381,0.52897000000000005,0.33738532575931274]
[43001,23,6382,0.41666999999999998,0.26575863221757912]
[43001,24,6383,0.32282,0.2058996367688552]
[43002,1,6384,0.24912000000000001,0.15889262595829629]
[43002,2,6385,0.23028999999999999,0.14688255793166366]
[43002,3,6386,0.20938000000000001,0.13354583342625273]
[43002,4,6387,0.20979999999999999,0.13381371598446756]
[43002,5,6388,0.19878000000000001,0.12678498790940165]
[43002,6,6389,0.22681999999999999,0.14466933774831711]
[43002,7,6390,0.25670999999999999,0.16373364647460756]
[43002,8,6391,0.34952,0.22292931368394237]
[43002,9,6392,0.51258999999999999,0.32693790598893341]
[43002,10,6393,0.65307999999999999,0.41654462171180212]
[43002,11,6394,0.73865000000000003,0.47112250387000465]
[43002,12,6395,0.69276000000000004,0.44185314530695785]
[43002,13,6396,0.62270000000000003,0.397167783334261]
[43002,14,6397,0.51336999999999999,0.32743540216847528]
[43002,15,6398,0.46994000000000002,0.29973507001782979]
[43002,16,6399,0.47262999999999999,0.30145079402163444]
[43002,17,6400,0.47876999999999997,0.30536698189648964]
[43002,18,6401,0.54137999999999997,{"$f":"$H$7*(D6407/$H$3)","v":0.34530061753894686}]
[43002,19,6402,0.58884000000000003,0.37557134661722541]
[43002,20,6403,0.64668999999999999,0.41246897993324749]
[43002,21,6404,0.61834999999999996,0.39439328540989282]
[43002,22,6405,0.49857000000000001,0.31799573106947565]
[43002,23,6406,0.41187000000000001,0.26269711726655226]
[43002,24,6407,0.30098999999999998,0.19197612189783075]
[43003,1,6408,0.2392,0.15256549505950734]
[43003,2,6409,0.21362999999999999,0.13625654978914109]
[43003,3,6410,0.20186000000000001,0.12874946000297724]
[43003,4,6411,0.18629999999999999,0.11882504903673168]
[43003,5,6412,0.21504000000000001,0.13715586980600528]
[43003,6,6413,0.26195000000000002,0.1670758002961453]
[43003,7,6414,0.34211999999999998,0.2182094781344425]
[43003,8,6415,0.39734999999999998,0.25343603453969582]
[43003,9,6416,0.39518999999999999,0.25205835281173372]
[43003,10,6417,0.40143000000000001,0.25603832224806872]
[43003,11,6418,0.40699000000000002,0.25958457706634153]
[43003,12,6419,0.44067000000000001,0.28106620697271362]
[43003,13,6420,0.42725999999999997,0.27251309957828218]
[43003,14,6421,0.40281,0.25691850779648895]
[43003,15,6422,0.40261000000000002,0.25679094467352948]
[43003,16,6423,0.43626999999999999,0.27825981826760565]
[43003,17,6424,0.45426,0.28973412117780856]
[43003,18,6425,0.56505000000000005,0.36039771314119834]
[43003,19,6426,0.66066000000000003,0.42137926407196541]
[43003,20,6427,0.73012999999999995,0.46568831483193185]
[43003,21,6428,0.66644000000000003,0.42506583832549366]
[43003,22,6429,0.57647999999999999,0.36768794561833107]
[43003,23,6430,0.42348999999999998,0.27010853471049651]
[43003,24,6431,0.32299,0.20600806542337075]
[43004,1,6432,0.25008999999999998,0.15951130710464964]
[43004,2,6433,0.21418000000000001,0.13660734837727961]
[43004,3,6434,0.20519000000000001,0.13087338600025217]
[43004,4,6435,0.19517000000000001,0.1244824735399835]
[43004,5,6436,0.22017,0.14042786390991527]
[43004,6,6437,0.26236999999999999,0.1673436828543601]
[43004,7,6438,0.32702999999999999,0.2085848405071517]
[43004,8,6439,0.37411,0.23861319965180725]
[43004,9,6440,0.41658000000000001,0.26570122881224739]
[43004,10,6441,0.43057000000000001,0.27462426926326122]
[43004,11,6442,0.43198999999999999,0.27552996743627334]
[43004,12,6443,0.45332,0.2891345744998991]
[43004,13,6444,0.44169999999999998,0.28172315705595485]
[43004,14,6445,0.41099000000000002,0.26213583952553066]
[43004,15,6446,0.3891,0.24817405571761836]
[43004,16,6447,0.42021999999999998,0.2680228776501094]
[43004,17,6448,0.51107999999999998,0.32597480441058951]
[43004,18,6449,0.55608999999999997,0.35468288523261471]
[43004,19,6450,0.61267000000000005,0.39077049271784436]
[43004,20,6451,0.75207999999999997,0.47968836757673194]
[43004,21,6452,0.68837000000000004,0.43905313475799784]
[43004,22,6453,0.57103000000000004,0.36421185051768595]
[43004,23,6454,0.44671,0.28491861328608914]
[43004,24,6455,0.31794,0.20278709656864449]
[43005,1,6456,0.24134,0.1539304204751735]
[43005,2,6457,0.21659,0.13814448400894105]
[43005,3,6458,0.20881,0.13318227852581827]
[43005,4,6459,0.19517999999999999,0.12448885169613144]
[43005,5,6460,0.22725000000000001,0.14494359846267996]
[43005,6,6461,0.25439000000000001,0.1622539142482779]
[43005,7,6462,0.34144000000000002,0.21777576351638042]
[43005,8,6463,0.37224000000000002,0.23742048445213634]
[43005,9,6464,0.41654999999999998,0.26568209434380347]
[43005,10,6465,0.43804999999999999,{"$f":"$H$7*(D6471/$H$3)","v":0.27939513006194477}]
[43005,11,6466,0.46754000000000001,0.29820431254231633]
[43005,12,6467,0.46000999999999997,0.29340156096289288]
[43005,13,6468,0.41932000000000003,0.26744884359679189]
[43005,14,6469,0.38414999999999999,0.24501686842437184]
[43005,15,6470,0.37833,0.24130478154625171]
[43005,16,6471,0.39749000000000001,0.25352532872576744]
[43005,17,6472,0.44131999999999999,0.28148078712233188]
[43005,18,6473,0.51388,0.32776068813202192]
[43005,19,6474,0.61372000000000004,0.39144019911338152]
[43005,20,6475,0.73175000000000001,0.46672157612790344]
[43005,21,6476,0.70916999999999997,0.45231969954578105]
[43005,22,6477,0.54059000000000001,0.34479674320325698]
[43005,23,6478,0.43797999999999998,0.27935048296890896]
[43005,24,6479,0.30824000000000001,0.19660028510511099]
[43006,1,6480,0.25094,0.16005345037722732]
[43006,2,6481,0.22298000000000001,0.1422201257874956]
[43006,3,6482,0.21937999999999999,0.13992398957422542]
[43006,4,6483,0.20455999999999999,0.13047156216292985]
[43006,5,6484,0.20244000000000001,0.12911939305955966]
[43006,6,6485,0.22994999999999999,0.14666570062263259]
[43006,7,6486,0.29315999999999998,0.18698202563396812]
[43006,8,6487,0.37389,0.23847288021655186]
[43006,9,6488,0.53061000000000003,0.3384313433675803]
[43006,10,6489,0.64556000000000002,0.41174824828852663]
[43006,11,6490,0.71772000000000002,0.45777302305229772]
[43006,12,6491,0.67225999999999997,0.42877792520361374]
[43006,13,6492,0.62848000000000004,0.4008543575877892]
[43006,14,6493,0.54866000000000004,0.349943915214671]
[43006,15,6494,0.46887000000000001,0.29905260730999672]
[43006,16,6495,0.43730999999999998,0.27892314650699479]
[43006,17,6496,0.44506000000000001,0.28386621752167368]
[43006,18,6497,0.50602999999999998,0.32275383555586329]
[43006,19,6498,0.57789999999999997,0.36859364379134324]
[43006,20,6499,0.71333000000000002,0.45497301250333771]
[43006,21,6500,0.65749000000000002,0.41935738857305804]
[43006,22,6501,0.52125999999999995,0.33246776736922568]
[43006,23,6502,0.43902999999999998,0.28002018936444611]
[43006,24,6503,0.31381999999999999,0.20015929623567974]
[43007,1,6504,0.25285000000000002,0.16127167820149013]
[43007,2,6505,0.22986999999999999,0.1466146753734488]
[43007,3,6506,0.19853000000000001,0.12662553400570231]
[43007,4,6507,0.20115,0.12829661091647115]
[43007,5,6508,0.22842000000000001,0.14568984273199276]
[43007,6,6509,0.27240999999999999,0.17374735162692473]
[43007,7,6510,0.36337999999999998,0.2317694381050325]
[43007,8,6511,0.40784999999999999,0.26013309849506722]
[43007,9,6512,0.44788,0.28566485755540194]
[43007,10,6513,0.43713999999999997,0.27881471785247924]
[43007,11,6514,0.47926999999999997,0.30568588970388832]
[43007,12,6515,0.48532999999999998,0.30955105232955982]
[43007,13,6516,0.45579999999999998,0.29071635722459638]
[43007,14,6517,0.44538,0.2840703185184088]
[43007,15,6518,0.44217000000000001,0.28202293039490955]
[43007,16,6519,0.45967000000000002,0.29318470365386184]
[43007,17,6520,0.49542000000000003,0.31598661188286425]
[43007,18,6521,0.52441000000000004,0.33447688655583718]
[43007,19,6522,0.66061000000000003,0.42134737329122557]
[43007,20,6523,0.71814999999999996,0.45804728376666054]
[43007,21,6524,0.67891000000000001,0.43301939904201558]
[43007,22,6525,0.58364000000000005,0.37225470542027961]
[43007,23,6526,0.43326999999999999,0.27634637142321383]
[43007,24,6527,0.34616999999999998,0.22079263137437147]
[43008,1,6528,0.26751999999999998,0.17062843327056604]
[43008,2,6529,0.22159000000000001,{"$f":"$H$7*(D6535/$H$3)","v":0.14133356208292741}]
[43008,3,6530,0.22578000000000001,0.14400600950892797]
[43008,4,6531,0.21657000000000001,0.13813172769664511]
[43008,5,6532,0.2097,0.13374993442298785]
[43008,6,6533,0.25452999999999998,0.16234320843434952]
[43008,7,6534,0.26849000000000001,0.17124711441691942]
[43008,8,6535,0.38441999999999998,0.2451890786403671]
[43008,9,6536,0.53717999999999999,0.34262179195679832]
[43008,10,6537,0.57962999999999998,0.36969706480494247]
[43008,11,6538,0.66469,0.42394966099959841]
[43008,12,6539,0.72497,0.46239718625957793]
[43008,13,6540,0.62511000000000005,0.39870491896592242]
[43008,14,6541,0.53688000000000002,0.34243044727235916]
[43008,15,6542,0.48042000000000001,0.30641937766090516]
[43008,16,6543,0.46604000000000001,0.29724758912012039]
[43008,17,6544,0.45862999999999998,0.29252137541447265]
[43008,18,6545,0.48598999999999998,0.30997201063532598]
[43008,19,6546,0.64678000000000002,0.41252638333857933]
[43008,20,6547,0.68654999999999999,0.43789231033906678]
[43008,21,6548,0.66632999999999998,0.42499567860786591]
[43008,22,6549,0.56323000000000001,0.35923688872226728]
[43008,23,6550,0.42375000000000002,0.27027436677034383]
[43008,24,6551,0.34626000000000001,0.22085003477970325]
[43009,1,6552,0.26756999999999997,0.17066032405130593]
[43009,2,6553,0.22585,0.14405065660196378]
[43009,3,6554,0.20366999999999999,0.12990390626576029]
[43009,4,6555,0.19971,0.1273781564311631]
[43009,5,6556,0.20482,0.13063739422277715]
[43009,6,6557,0.22266,0.14201602479076048]
[43009,7,6558,0.23702000000000001,0.1511750570192493]
[43009,8,6559,0.34469,0.2198486642644715]
[43009,9,6560,0.53979999999999995,0.3442928688675671]
[43009,10,6561,0.66066999999999998,0.42138564222811337]
[43009,11,6562,0.74943000000000004,0.47799815619751923]
[43009,12,6563,0.79408999999999996,0.50648300155436532]
[43009,13,6564,0.64790000000000003,0.41324073682715223]
[43009,14,6565,0.56310000000000004,0.35915397269234367]
[43009,15,6566,0.52614000000000005,0.33558030756943652]
[43009,16,6567,0.45401000000000002,0.28957466727410924]
[43009,17,6568,0.48366999999999999,0.30849227840899635]
[43009,18,6569,0.53227000000000002,0.33949011728814377]
[43009,19,6570,0.62595999999999996,0.39924706223850009]
[43009,20,6571,0.74624999999999997,0.47596990254246385]
[43009,21,6572,0.66500999999999999,0.42415376199633353]
[43009,22,6573,0.52042999999999995,0.33193838040894397]
[43009,23,6574,0.41319,0.26353903387808464]
[43009,24,6575,0.30215999999999998,0.19272236616714356]
[43010,1,6576,0.25370999999999999,0.16182019963021574]
[43010,2,6577,0.22281999999999999,0.14211807528912804]
[43010,3,6578,0.1993,0.12711665202909622]
[43010,4,6579,0.19658,0.12538179355684764]
[43010,5,6580,0.22953999999999999,0.14640419622056569]
[43010,6,6581,0.25006,0.15949217263620574]
[43010,7,6582,0.33865000000000001,0.215996257951096]
[43010,8,6583,0.36463000000000001,0.23256670762352913]
[43010,9,6584,0.39765,0.25362737922413503]
[43010,10,6585,0.39613999999999999,0.25266427764579114]
[43010,11,6586,0.40688999999999997,0.25952079550486179]
[43010,12,6587,0.42104000000000003,0.26854588645424321]
[43010,13,6588,0.40952,0.26119825057177865]
[43010,14,6589,0.40246999999999999,0.25670165048745786]
[43010,15,6590,0.39945999999999998,0.25478182548691808]
[43010,16,6591,0.39917999999999998,0.25460323711477484]
[43010,17,6592,0.44884000000000002,0.28627716054560737]
[43010,18,6593,0.56013000000000002,{"$f":"$H$7*(D6599/$H$3)","v":0.35725966031639572}]
[43010,19,6594,0.69540999999999997,0.44354335668617056]
[43010,20,6595,0.74483999999999995,0.47507058252559964]
[43010,21,6596,0.65203,0.41587491531626497]
[43010,22,6597,0.50919999999999999,0.32477571105477065]
[43010,23,6598,0.38597999999999999,0.24618407099945086]
[43010,24,6599,0.28843000000000002,0.18396515777597702]
[43011,1,6600,0.24562,0.15666027130650584]
[43011,2,6601,0.20174,0.12867292212920156]
[43011,3,6602,0.19799,0.12628111357371177]
[43011,4,6603,0.19162999999999999,0.12222460626360113]
[43011,5,6604,0.21476000000000001,0.13697728143386204]
[43011,6,6605,0.25056,0.15981108044360437]
[43011,7,6606,0.32847999999999999,0.20950967314860774]
[43011,8,6607,0.38270999999999999,0.24409841393906376]
[43011,9,6608,0.38745000000000002,0.24712165995320287]
[43011,10,6609,0.41194999999999998,0.26274814251573597]
[43011,11,6610,0.42518,0.2711864430995039]
[43011,12,6611,0.41316000000000003,0.26351989940964071]
[43011,13,6612,0.41321999999999998,0.26355816834652851]
[43011,14,6613,0.36519000000000001,0.23292388436781561]
[43011,15,6614,0.37497999999999998,0.23916809923668086]
[43011,16,6615,0.40592,0.25890211435850846]
[43011,17,6616,0.44680999999999998,0.28498239484756888]
[43011,18,6617,0.56057000000000001,0.3575402991869065]
[43011,19,6618,0.62583999999999995,0.39917052436472439]
[43011,20,6619,0.71858,0.45832154448102336]
[43011,21,6620,0.6613,0.42178746606543566]
[43011,22,6621,0.56411,0.35979816646328883]
[43011,23,6622,0.40781000000000001,0.26010758587047533]
[43011,24,6623,0.30621999999999999,0.19531189756322048]
[43012,1,6624,0.2427,0.15479784971129779]
[43012,2,6625,0.22237999999999999,0.14183743641861724]
[43012,3,6626,0.21037,0.13417727088490203]
[43012,4,6627,0.19439999999999999,0.12399135551658957]
[43012,5,6628,0.24235000000000001,0.15457461424611876]
[43012,6,6629,0.26666000000000001,0.17007991184184043]
[43012,7,6630,0.33471000000000001,0.21348326442879476]
[43012,8,6631,0.41097,0.26212308321323469]
[43012,9,6632,0.40443000000000001,0.25795176909246054]
[43012,10,6633,0.39243,0.25029798171489326]
[43012,11,6634,0.43852999999999998,0.27970128155704743]
[43012,12,6635,0.45212000000000002,0.28836919576214243]
[43012,13,6636,0.41800999999999999,0.26661330514140746]
[43012,14,6637,0.39473000000000003,0.25176495762892703]
[43012,15,6638,0.40266000000000002,0.25682283545426937]
[43012,16,6639,0.42993999999999999,0.27422244542593888]
[43012,17,6640,0.47567999999999999,0.3033961316467661]
[43012,18,6641,0.58189999999999997,0.37114490625053231]
[43012,19,6642,0.69333999999999996,0.44222307836354019]
[43012,20,6643,0.74768000000000001,0.47688197887162398]
[43012,21,6644,0.65280000000000005,0.41636603333965888]
[43012,22,6645,0.52568000000000004,0.33528691238662972]
[43012,23,6646,0.41360000000000002,0.26380053828015154]
[43012,24,6647,0.31681999999999999,0.20207274308007159]
[43013,1,6648,0.24512999999999999,0.15634774165525514]
[43013,2,6649,0.22741,0.14504564896104752]
[43013,3,6650,0.20841999999999999,0.13293353043604733]
[43013,4,6651,0.21103,0.13459822919066822]
[43013,5,6652,0.22575000000000001,0.14398687504048405]
[43013,6,6653,0.26312999999999998,0.16782842272160603]
[43013,7,6654,0.34928999999999999,0.22278261609253897]
[43013,8,6655,0.39701999999999998,0.25322555538681274]
[43013,9,6656,0.39627000000000001,0.2527471936757148]
[43013,10,6657,0.38784999999999997,{"$f":"$H$7*(D6663/$H$3)","v":0.24737678619912173}]
[43013,11,6658,0.44764999999999999,0.2855181599639986]
[43013,12,6659,0.48043000000000002,0.30642575581705322]
[43013,13,6660,0.44280999999999998,0.2824311323883798]
[43013,14,6661,0.41881000000000002,0.2671235576332453]
[43013,15,6662,0.41863,0.2670087508225818]
[43013,16,6663,0.44789000000000001,0.28567123571154995]
[43013,17,6664,0.49408000000000002,0.31513193895903591]
[43013,18,6665,0.57181999999999999,0.36471572485337583]
[43013,19,6666,0.70704999999999996,0.45096753044241084]
[43013,20,6667,0.77324999999999999,0.49319092414199023]
[43013,21,6668,0.67195000000000005,0.42858020236302657]
[43013,22,6669,0.57715000000000005,0.3681152820802453]
[43013,23,6670,0.42947999999999997,0.27392905024313219]
[43013,24,6671,0.34187000000000001,0.21805002423074324]
[43014,1,6672,0.25328000000000001,0.16154593891585295]
[43014,2,6673,0.21351999999999999,0.1361863900715134]
[43014,3,6674,0.20301,0.12948294795999407]
[43014,4,6675,0.20583000000000001,0.13128158799372242]
[43014,5,6676,0.22289,0.14216272238216385]
[43014,6,6677,0.25053999999999998,0.1597983241313084]
[43014,7,6678,0.33865000000000001,0.215996257951096]
[43014,8,6679,0.4299,0.27419693280134705]
[43014,9,6680,0.47402,0.30233735772620263]
[43014,10,6681,0.47153,0.30074919684535745]
[43014,11,6682,0.48530000000000001,0.30953191786111589]
[43014,12,6683,0.55198000000000003,0.35206146305579794]
[43014,13,6684,0.49332999999999999,0.31465357724793797]
[43014,14,6685,0.44372,0.28301154459784533]
[43014,15,6686,0.44852999999999998,0.2860794377050202]
[43014,16,6687,0.46253,0.29500885631218199]
[43014,17,6688,0.51393999999999995,0.32779895706890966]
[43014,18,6689,0.5716,0.36457540541812045]
[43014,19,6690,0.68001,0.43372099621829263]
[43014,20,6691,0.70648999999999995,0.45061035369812436]
[43014,21,6692,0.61212999999999995,0.39042607228585374]
[43014,22,6693,0.56145,0.3581015769279281]
[43014,23,6694,0.46622000000000002,0.29736239593078395]
[43014,24,6695,0.36137999999999998,0.23049380687543797]
[43015,1,6696,0.28821999999999998,0.18383121649686957]
[43015,2,6697,0.22992000000000001,0.14664656615418867]
[43015,3,6698,0.21634999999999999,0.13799140826138967]
[43015,4,6699,0.20941000000000001,0.13356496789469666]
[43015,5,6700,0.20238999999999999,0.12908750227881977]
[43015,6,6701,0.22645000000000001,0.14443334597084215]
[43015,7,6702,0.27637,0.17627310146152195]
[43015,8,6703,0.37089,0.23655943337216004]
[43015,9,6704,0.52486999999999995,0.33477028173864387]
[43015,10,6705,0.59287999999999996,0.37814812170100631]
[43015,11,6706,0.71586000000000005,0.45658668600877483]
[43015,12,6707,0.71543999999999996,0.45631880345055992]
[43015,13,6708,0.66054999999999997,0.42130910435433766]
[43015,14,6709,0.56655999999999995,0.36136081471954212]
[43015,15,6710,0.49678,0.31685404111898857]
[43015,16,6711,0.48519000000000001,0.30946175814348814]
[43015,17,6712,0.47069,0.30021343172892773]
[43015,18,6713,0.53813999999999995,0.34323409494700363]
[43015,19,6714,0.64878000000000002,0.41380201456817378]
[43015,20,6715,0.70299,0.44837799904633391]
[43015,21,6716,0.62387999999999999,0.39792040575972176]
[43015,22,6717,0.53639999999999999,0.34212429577725645]
[43015,23,6718,0.43808000000000002,0.27941426453038876]
[43015,24,6719,0.36424000000000001,0.23231795953375819]
[43016,1,6720,0.27412999999999998,0.17484439448437605]
[43016,2,6721,0.23038,{"$f":"$H$7*(D6727/$H$3)","v":0.14693996133699541}]
[43016,3,6722,0.22303999999999999,0.14225839472438345]
[43016,4,6723,0.20768,0.13246154688109735]
[43016,5,6724,0.1961,0.12507564206174493]
[43016,6,6725,0.21560000000000001,0.13751304655029176]
[43016,7,6726,0.25102999999999998,0.16011085378255904]
[43016,8,6727,0.37381999999999999,0.23842823312351602]
[43016,9,6728,0.56462999999999997,0.36012983058298337]
[43016,10,6729,0.72821999999999998,0.46447008700766906]
[43016,11,6730,0.78632000000000002,0.50152717422739057]
[43016,12,6731,0.76685000000000003,0.4891089042072877]
[43016,13,6732,0.66659999999999997,0.4251678888238612]
[43016,14,6733,0.55052999999999996,0.3511366304143419]
[43016,15,6734,0.50329000000000002,0.3210062207713188]
[43016,16,6735,0.47203000000000001,0.30106810465275607]
[43016,17,6736,0.48537000000000002,0.3095765649541517]
[43016,18,6737,0.56261000000000005,0.35884144304109294]
[43016,19,6738,0.67979999999999996,0.43358705493918515]
[43016,20,6739,0.77478000000000002,0.49416678203263004]
[43016,21,6740,0.69162999999999997,0.44113241366223688]
[43016,22,6741,0.55337000000000003,0.35294802676036618]
[43016,23,6742,0.42082000000000003,0.26840556701898782]
[43016,24,6743,0.30952000000000002,0.19741668909205148]
[43017,1,6744,0.24173,0.15417916856494446]
[43017,2,6745,0.22494,0.14347024439249825]
[43017,3,6746,0.20934,0.13352032080166082]
[43017,4,6747,0.2122,0.13534447345998102]
[43017,5,6748,0.24123,0.1538602607575458]
[43017,6,6749,0.2681,0.17099836632714849]
[43017,7,6750,0.36037000000000002,0.22984961310449276]
[43017,8,6751,0.39673999999999998,0.2530469670146695]
[43017,9,6752,0.37977,0.24222323603155979]
[43017,10,6753,0.40683999999999998,0.25948890472412195]
[43017,11,6754,0.43604999999999999,0.27811949883235026]
[43017,12,6755,0.44484000000000001,0.28372589808641824]
[43017,13,6756,0.41287000000000001,0.26333493288134951]
[43017,14,6757,0.37652999999999998,0.24015671343961664]
[43017,15,6758,0.38501999999999997,0.24557176800924546]
[43017,16,6759,0.42891000000000001,0.27356549534269775]
[43017,17,6760,0.45695999999999998,0.29145622333776117]
[43017,18,6761,0.54086999999999996,0.34497533157540022]
[43017,19,6762,0.69103999999999999,0.44075610244950647]
[43017,20,6763,0.75546000000000002,0.48184418435474674]
[43017,21,6764,0.62871999999999995,0.40100743333534056]
[43017,22,6765,0.54557999999999995,0.34797944312109536]
[43017,23,6766,0.42427999999999999,0.27061240904618633]
[43017,24,6767,0.32108999999999999,0.20479621575525589]
[43018,1,6768,0.25230000000000002,0.16092087961335164]
[43018,2,6769,0.21762999999999999,0.13880781224833019]
[43018,3,6770,0.20752999999999999,0.13236587453887777]
[43018,4,6771,0.19469,0.12417632204488079]
[43018,5,6772,0.21667,0.13819550925812482]
[43018,6,6773,0.24265,0.15476595893055795]
[43018,7,6774,0.33757999999999999,0.21531379524326291]
[43018,8,6775,0.41372999999999999,0.26388345431007515]
[43018,9,6776,0.41382999999999998,0.26394723587155489]
[43018,10,6777,0.41256999999999999,0.26314358819691031]
[43018,11,6778,0.45301999999999998,0.28894322981545995]
[43018,12,6779,0.46483000000000002,0.29647583222621576]
[43018,13,6780,0.41938999999999999,0.2674934906898277]
[43018,14,6781,0.39256000000000002,0.25038089774481692]
[43018,15,6782,0.41858000000000001,0.2669768600418419]
[43018,16,6783,0.46295999999999998,0.29528311702654481]
[43018,17,6784,0.46727000000000002,0.29803210232632105]
[43018,18,6785,0.55849000000000004,{"$f":"$H$7*(D6791/$H$3)","v":0.35621364270812816}]
[43018,19,6786,0.69652000000000003,0.44425133201859557]
[43018,20,6787,0.72655999999999998,0.46341131308710559]
[43018,21,6788,0.66364999999999996,0.42328633276020922]
[43018,22,6789,0.57084000000000001,0.36409066555087449]
[43018,23,6790,0.44083,0.28116825747108121]
[43018,24,6791,0.32297999999999999,0.20600168726722273]
[43019,1,6792,0.23880999999999999,0.15231674696973641]
[43019,2,6793,0.21809999999999999,0.13910758558728492]
[43019,3,6794,0.20554,0.13109662146543119]
[43019,4,6795,0.20054,0.12790754339144483]
[43019,5,6796,0.21349000000000001,0.1361672556030695]
[43019,6,6797,0.26025999999999999,0.16599789190713787]
[43019,7,6798,0.33317000000000002,0.21250102838200699]
[43019,8,6799,0.40303,0.25705882723174434]
[43019,9,6800,0.42347000000000001,0.27009577839820059]
[43019,10,6801,0.44816,0.28584344592754524]
[43019,11,6802,0.45434999999999998,0.28979152458314034]
[43019,12,6803,0.45689999999999997,0.29141795440087331]
[43019,13,6804,0.43071999999999999,0.2747199416054808]
[43019,14,6805,0.38873999999999997,0.24794444209629132]
[43019,15,6806,0.39695000000000003,0.25318090829377693]
[43019,16,6807,0.43124000000000001,0.2750516057251754]
[43019,17,6808,0.45072000000000001,0.28747625390142623]
[43019,18,6809,0.59575,0.37997865251547447]
[43019,19,6810,0.69427000000000005,0.44281624688530169]
[43019,20,6811,0.74755000000000005,0.47679906284170032]
[43019,21,6812,0.68101999999999996,0.43436518998923784]
[43019,22,6813,0.53676999999999997,0.34236028755473141]
[43019,23,6814,0.40614,0.25904243379376385]
[43019,24,6815,0.31752000000000002,0.20251921401042969]
[43020,1,6816,0.25963000000000003,0.16559606806981564]
[43020,2,6817,0.22636999999999999,0.14438232072165835]
[43020,3,6818,0.22442000000000001,0.14313858027280368]
[43020,4,6819,0.21348,0.13616087744692151]
[43020,5,6820,0.21843000000000001,0.13931806474016803]
[43020,6,6821,0.26696999999999999,0.17027763468242757]
[43020,7,6822,0.34428999999999998,0.21959353801855258]
[43020,8,6823,0.43098999999999998,0.27489215182147603]
[43020,9,6824,0.42031000000000002,0.26808028105544124]
[43020,10,6825,0.44927,0.28655142125997018]
[43020,11,6826,0.46875,0.29897606943622101]
[43020,12,6827,0.46792,0.29844668247593931]
[43020,13,6828,0.42413000000000001,0.27051673670396675]
[43020,14,6829,0.38089000000000001,0.24293758952013275]
[43020,15,6830,0.38784000000000002,0.24737040804297381]
[43020,16,6831,0.41674,0.26580327931061493]
[43020,17,6832,0.46743000000000001,0.29813415282468864]
[43020,18,6833,0.58672999999999997,0.3742255556700031]
[43020,19,6834,0.71713000000000005,0.45739671183956737]
[43020,20,6835,0.72646999999999995,0.46335390968177387]
[43020,21,6836,0.68103999999999998,0.43437794630153376]
[43020,22,6837,0.55978000000000006,0.35703642485121673]
[43020,23,6838,0.43025999999999998,0.274426546422674]
[43020,24,6839,0.33041999999999999,0.21074703544131446]
[43021,1,6840,0.25359999999999999,0.16175003991258805]
[43021,2,6841,0.21865000000000001,0.13945838417542342]
[43021,3,6842,0.21215000000000001,0.13531258267924115]
[43021,4,6843,0.21845000000000001,0.13933082105246397]
[43021,5,6844,0.22953000000000001,0.14639781806441773]
[43021,6,6845,0.26777000000000001,0.17078788717426538]
[43021,7,6846,0.33295000000000002,0.21236070894675158]
[43021,8,6847,0.40547,0.25861509733184967]
[43021,9,6848,0.41876000000000002,0.26709166685250546]
[43021,10,6849,0.45155000000000001,{"$f":"$H$7*(D6855/$H$3)","v":0.28800564086170793}]
[43021,11,6850,0.47494999999999998,0.30293052624796407]
[43021,12,6851,0.50222,0.32032375806348573]
[43021,13,6852,0.44973000000000002,0.28684481644277693]
[43021,14,6853,0.42031000000000002,0.26808028105544124]
[43021,15,6854,0.44047999999999998,0.28094502200590216]
[43021,16,6855,0.45730999999999999,0.29167945880294022]
[43021,17,6856,0.49619999999999997,0.31648410806240612]
[43021,18,6857,0.59282999999999997,0.37811623092026647]
[43021,19,6858,0.70567999999999997,0.45009372305013856]
[43021,20,6859,0.74651999999999996,0.47614211275845914]
[43021,21,6860,0.67144999999999999,0.428261294555628]
[43021,22,6861,0.56935000000000002,0.36314032028482657]
[43021,23,6862,0.44912999999999997,0.28646212707389856]
[43021,24,6863,0.33576,0.21415297082433188]
[43022,1,6864,0.27141999999999999,0.17311591416827543]
[43022,2,6865,0.2324,0.14822834887888589]
[43022,3,6866,0.21687999999999999,0.13832945053723225]
[43022,4,6867,0.20744000000000001,0.13230847113354602]
[43022,5,6868,0.20068,0.12799683757751645]
[43022,6,6869,0.24035000000000001,0.15329898301652423]
[43022,7,6870,0.27368999999999999,0.17456375561386525]
[43022,8,6871,0.38873999999999997,0.24794444209629132]
[43022,9,6872,0.55213000000000001,0.35215713539801757]
[43022,10,6873,0.62577000000000005,0.39912587727168858]
[43022,11,6874,0.73121999999999998,0.46638353385206088]
[43022,12,6875,0.75402000000000002,0.48092572986943871]
[43022,13,6876,0.63180000000000003,0.40297190542891614]
[43022,14,6877,0.59755999999999998,0.38113309877825757]
[43022,15,6878,0.51500999999999997,0.32848141977674283]
[43022,16,6879,0.47510999999999998,0.30303257674633166]
[43022,17,6880,0.4793,0.30570502417233225]
[43022,18,6881,0.54174,0.34553023116027387]
[43022,19,6882,0.65246999999999999,0.41615555418677574]
[43022,20,6883,0.70967000000000002,0.45263860735317973]
[43022,21,6884,0.62924999999999998,0.40134547561118306]
[43022,22,6885,0.56608999999999998,0.36106104138058742]
[43022,23,6886,0.47569,0.30340250980291406]
[43022,24,6887,0.36585000000000001,0.2333448426735818]
[43023,1,6888,0.28170000000000001,0.17967265868839141]
[43023,2,6889,0.24642,0.15717052379834365]
[43023,3,6890,0.21751999999999999,0.1387376525307025]
[43023,4,6891,0.20544000000000001,0.13103283990395145]
[43023,5,6892,0.2021,0.12890253575052857]
[43023,6,6893,0.22303999999999999,0.14225839472438345]
[43023,7,6894,0.25491000000000003,0.16258557836797252]
[43023,8,6895,0.34949000000000002,0.22291017921549844]
[43023,9,6896,0.53329000000000004,0.34014068921523699]
[43023,10,6897,0.70755999999999997,0.45129281640595742]
[43023,11,6898,0.82357999999999998,0.52529218403473688]
[43023,12,6899,0.77098,0.49174308269640038]
[43023,13,6900,0.63643000000000005,0.40592499172542756]
[43023,14,6901,0.58603000000000005,0.37377908473964505]
[43023,15,6902,0.55383000000000004,0.35324142194317293]
[43023,16,6903,0.50793999999999995,0.32397206338012607]
[43023,17,6904,0.50641999999999998,0.32300258364563428]
[43023,18,6905,0.6129,0.39091719030924771]
[43023,19,6906,0.75999000000000005,0.48473348908977842]
[43023,20,6907,0.73816000000000004,0.47080997421875398]
[43023,21,6908,0.70201999999999998,0.44775931789998058]
[43023,22,6909,0.60512999999999995,0.3859613629822729]
[43023,23,6910,0.45290000000000002,0.28886669194168429]
[43023,24,6911,0.31724999999999998,0.20234700379443438]
[43024,1,6912,0.25470999999999999,0.16245801524501302]
[43024,2,6913,0.21401000000000001,{"$f":"$H$7*(D6919/$H$3)","v":0.13649891972276407}]
[43024,3,6914,0.22248999999999999,0.14190759613624493]
[43024,4,6915,0.20480000000000001,0.13062463791048121]
[43024,5,6916,0.22339999999999999,0.14248800834571043]
[43024,6,6917,0.27015,0.17230588833748289]
[43024,7,6918,0.35587000000000002,0.22697944283790503]
[43024,8,6919,0.40310000000000001,0.25710347432478015]
[43024,9,6920,0.41960999999999998,0.26763381012508308]
[43024,10,6921,0.42666999999999999,0.27213678836555183]
[43024,11,6922,0.40633999999999998,0.25916999691672327]
[43024,12,6923,0.46245000000000003,0.29495783106299822]
[43024,13,6924,0.43658000000000002,0.27845754110819282]
[43024,14,6925,0.40339999999999998,0.2572948190092193]
[43024,15,6926,0.42870999999999998,0.27343793221973828]
[43024,16,6927,0.43325000000000002,0.27633361511091792]
[43024,17,6928,0.50190999999999997,0.32012603522289851]
[43024,18,6929,0.63297000000000003,0.403718149698229]
[43024,19,6930,0.76398999999999995,0.48728475154896744]
[43024,20,6931,0.76458000000000004,0.48766106276169791]
[43024,21,6932,0.66757999999999995,0.42579294812636254]
[43024,22,6933,0.57915000000000005,0.36939091330983981]
[43024,23,6934,0.41800999999999999,0.26661330514140746]
[43024,24,6935,0.30947000000000002,0.19738479831131164]
[43025,1,6936,0.24969,0.15925618085873072]
[43025,2,6937,0.21496999999999999,0.13711122271296944]
[43025,3,6938,0.20902000000000001,0.1333162198049257]
[43025,4,6939,0.20899000000000001,0.13329708533648177]
[43025,5,6940,0.23108000000000001,0.14738643226735351]
[43025,6,6941,0.26843,0.17120884548003162]
[43025,7,6942,0.36299999999999999,0.23152706817140958]
[43025,8,6943,0.40971000000000002,0.26131943553859011]
[43025,9,6944,0.42404999999999998,0.27046571145478299]
[43025,10,6945,0.41766999999999999,0.26639644783237637]
[43025,11,6946,0.42941000000000001,0.27388440315009638]
[43025,12,6947,0.4703,0.29996468363915679]
[43025,13,6948,0.42525000000000002,0.27123109019253971]
[43025,14,6949,0.40360000000000001,0.25742238213217883]
[43025,15,6950,0.40098,0.25575130522140993]
[43025,16,6951,0.45333000000000001,0.28914095265604711]
[43025,17,6952,0.53003,0.33806141031099785]
[43025,18,6953,0.61783999999999994,0.39406799944634624]
[43025,19,6954,0.75329000000000002,0.48046012447063663]
[43025,20,6955,0.75351999999999997,0.48060682206204003]
[43025,21,6956,0.68576000000000004,0.4373884360033769]
[43025,22,6957,0.56508000000000003,0.36041684760964221]
[43025,23,6958,0.44313000000000002,0.28263523338511493]
[43025,24,6959,0.32569999999999999,0.20773654573947131]
[43026,1,6960,0.25286999999999998,0.16128443451378602]
[43026,2,6961,0.22070000000000001,0.14076590618575782]
[43026,3,6962,0.22345999999999999,0.14252627728259828]
[43026,4,6963,0.20197000000000001,0.12881961972060493]
[43026,5,6964,0.22277,0.14208618450838817]
[43026,6,6965,0.25412000000000001,0.16208170403228267]
[43026,7,6966,0.35499000000000003,0.22641816509688345]
[43026,8,6967,0.40471000000000001,0.25813035746460378]
[43026,9,6968,0.40294000000000002,0.25700142382641261]
[43026,10,6969,0.40351999999999999,0.25737135688299501]
[43026,11,6970,0.41635,0.26555453122084399]
[43026,12,6971,0.44857999999999998,0.28611132848576004]
[43026,13,6972,0.46013999999999999,0.29348447699281649]
[43026,14,6973,0.41982000000000003,0.26776775140419057]
[43026,15,6974,0.41863,0.2670087508225818]
[43026,16,6975,0.45883000000000002,0.29264893853743207]
[43026,17,6976,0.53347,0.34025549602590044]
[43026,18,6977,0.61868000000000001,{"$f":"$H$7*(D6983/$H$3)","v":0.39460376456277596}]
[43026,19,6978,0.70352000000000003,0.44871604132217646]
[43026,20,6979,0.69364999999999999,0.44242080120412741]
[43026,21,6980,0.66552,0.42447904795988012]
[43026,22,6981,0.54944999999999999,0.35044778955036088]
[43026,23,6982,0.41910999999999998,0.26731490231768446]
[43026,24,6983,0.33266000000000001,0.21217574241846038]
[43027,1,6984,0.25966,0.16561520253825954]
[43027,2,6985,0.22286,0.14214358791371995]
[43027,3,6986,0.21154000000000001,0.13492351515421483]
[43027,4,6987,0.21077000000000001,0.13443239713082095]
[43027,5,6988,0.22317000000000001,0.14234131075430709]
[43027,6,6989,0.25913999999999998,0.16528353841856491]
[43027,7,6990,0.35669000000000001,0.22750245164203878]
[43027,8,6991,0.41163,0.26254404151900085]
[43027,9,6992,0.42043000000000003,0.26815681892921689]
[43027,10,6993,0.44341000000000003,0.28281382175725817]
[43027,11,6994,0.46561999999999998,0.29697970656190559]
[43027,12,6995,0.47241,0.30131047458637905]
[43027,13,6996,0.45924999999999999,0.29291682109564693]
[43027,14,6997,0.43481999999999998,0.27733498562614961]
[43027,15,6998,0.42584,0.27160740140527012]
[43027,16,6999,0.47957,0.30587723438832748]
[43027,17,7000,0.49529000000000001,0.31590369585294065]
[43027,18,7001,0.57157999999999998,0.36456264910582442]
[43027,19,7002,0.73495999999999995,0.46876896425140263]
[43027,20,7003,0.73158999999999996,0.46661952562953585]
[43027,21,7004,0.67910999999999999,0.43314696216497506]
[43027,22,7005,0.58101999999999998,0.37058362850951071]
[43027,23,7006,0.44738,0.28534594974800331]
[43027,24,7007,0.33888000000000001,0.21614295554249938]
[43028,1,7008,0.27383999999999997,0.17465942795608483]
[43028,2,7009,0.23660999999999999,0.15091355261718239]
[43028,3,7010,0.22140000000000001,0.14121237711611592]
[43028,4,7011,0.21767,0.13883332487292208]
[43028,5,7012,0.23158999999999999,0.1477117182309001]
[43028,6,7013,0.26584999999999998,0.16956328119385461]
[43028,7,7014,0.34867999999999999,0.22239354856751262]
[43028,8,7015,0.41084999999999999,0.26204654533945904]
[43028,9,7016,0.46578000000000003,0.29708175706027312]
[43028,10,7017,0.45444000000000001,0.28984892798847206]
[43028,11,7018,0.49037999999999998,0.31277202118428599]
[43028,12,7019,0.51110999999999995,0.32599393887903344]
[43028,13,7020,0.48396,0.30867724493728749]
[43028,14,7021,0.44080999999999998,0.28115550115878524]
[43028,15,7022,0.46201999999999999,0.29468357034863535]
[43028,16,7023,0.52454000000000001,0.33455980258576085]
[43028,17,7024,0.56181999999999999,0.35833756870540306]
[43028,18,7025,0.60126000000000002,0.38349301655300749]
[43028,19,7026,0.72458999999999996,0.46215481632595495]
[43028,20,7027,0.71367000000000003,0.45518986981236881]
[43028,21,7028,0.64705000000000001,0.41269859355457456]
[43028,22,7029,0.56967999999999996,0.36335079943770959]
[43028,23,7030,0.46133000000000002,0.29424347757442526]
[43028,24,7031,0.37725999999999998,0.24062231883841864]
[43029,1,7032,0.27688000000000001,0.17659838742506856]
[43029,2,7033,0.24235000000000001,0.15457461424611876]
[43029,3,7034,0.22256000000000001,0.14195224322928077]
[43029,4,7035,0.21576000000000001,0.13761509704865932]
[43029,5,7036,0.21218000000000001,0.13533171714768508]
[43029,6,7037,0.23425000000000001,0.14940830776626085]
[43029,7,7038,0.28039999999999998,0.17884349838915492]
[43029,8,7039,0.33873999999999999,0.21605366135642773]
[43029,9,7040,0.56605000000000005,0.36103552875599559]
[43029,10,7041,0.68964999999999999,{"$f":"$H$7*(D7047/$H$3)","v":0.43986953874493834}]
[43029,11,7042,0.78312999999999999,0.49949254241618724]
[43029,12,7043,0.78071999999999997,0.49795540678452577]
[43029,13,7044,0.73129999999999995,0.46643455910124465]
[43029,14,7045,0.61883999999999995,0.39470581506114344]
[43029,15,7046,0.53966000000000003,0.34420357468149554]
[43029,16,7047,0.52497000000000005,0.33483406330012366]
[43029,17,7048,0.55257000000000001,0.35243777426852835]
[43029,18,7049,0.59826999999999997,0.38158594786476363]
[43029,19,7050,0.68462999999999996,0.43666770435865593]
[43029,20,7051,0.69508999999999999,0.4433392556894355]
[43029,21,7052,0.60412999999999994,0.38532354736747559]
[43029,22,7053,0.54837999999999998,0.3497653268425277]
[43029,23,7054,0.45029999999999998,0.28720837134321137]
[43029,24,7055,0.35648000000000002,0.22736851036293138]
[43030,1,7056,0.30831999999999998,0.19665131035429476]
[43030,2,7057,0.24626999999999999,0.15707485145612404]
[43030,3,7058,0.22319,0.14235406706660303]
[43030,4,7059,0.21965999999999999,0.14010257794636866]
[43030,5,7060,0.21729000000000001,0.13859095493929913]
[43030,6,7061,0.26766000000000001,0.17071772745663769]
[43030,7,7062,0.30854999999999999,0.1967980079456981]
[43030,8,7063,0.47677999999999998,0.30409772882304315]
[43030,9,7064,0.61465999999999998,0.39203974579129092]
[43030,10,7065,0.73587000000000002,0.46934937646086822]
[43030,11,7066,0.85167000000000004,0.54320842465439234]
[43030,12,7067,0.79025000000000001,0.50403378959354384]
[43030,13,7068,0.67978000000000005,0.43357429862688929]
[43030,14,7069,0.62373999999999996,0.39783111157365014]
[43030,15,7070,0.54610999999999998,0.34831748539693796]
[43030,16,7071,0.51227999999999996,0.32674018314834619]
[43030,17,7072,0.58248,0.37151483930711471]
[43030,18,7073,0.67939000000000005,0.4333255505371183]
[43030,19,7074,0.76715,0.48930024889172685]
[43030,20,7075,0.70604,0.45032333667146557]
[43030,21,7076,0.60955000000000004,0.38878050799967689]
[43030,22,7077,0.51792000000000005,0.33033746321580287]
[43030,23,7078,0.43042000000000002,0.27452859692104165]
[43030,24,7079,0.32024999999999998,0.2042604506388262]
[43031,1,7080,0.24143000000000001,0.15398782388050528]
[43031,2,7081,0.21596000000000001,0.13774266017161876]
[43031,3,7082,0.20895,0.13327157271188989]
[43031,4,7083,0.22488,0.14343197545561043]
[43031,5,7084,0.23832,0.15200421731848576]
[43031,6,7085,0.27161999999999997,0.1732434772912349]
[43031,7,7086,0.38229000000000002,0.24383053138084895]
[43031,8,7087,0.41034999999999999,0.26172763753206035]
[43031,9,7088,0.46245000000000003,0.29495783106299822]
[43031,10,7089,0.43486999999999998,0.27736687640688945]
[43031,11,7090,0.4834,0.30832006819300106]
[43031,12,7091,0.47417999999999999,0.30243940822457022]
[43031,13,7092,0.42085,0.26842470148743175]
[43031,14,7093,0.41704999999999998,0.26600100215120209]
[43031,15,7094,0.46128999999999998,0.29421796494983338]
[43031,16,7095,0.47397,0.30230546694546279]
[43031,17,7096,0.60368999999999995,0.38504290849696482]
[43031,18,7097,0.71277000000000001,0.45461583575905129]
[43031,19,7098,0.72965000000000002,0.46538216333682914]
[43031,20,7099,0.71582000000000001,0.45656117338418289]
[43031,21,7100,0.65214000000000005,0.41594507503389272]
[43031,22,7101,0.53075000000000006,0.33852063755365192]
[43031,23,7102,0.41637000000000002,0.26556728753313996]
[43031,24,7103,0.31929999999999997,0.20365452580476878]
[43032,1,7104,0.24487999999999999,0.15618828775155585]
[43032,2,7105,0.22098000000000001,{"$f":"$H$7*(D7111/$H$3)","v":0.14094449455790106}]
[43032,3,7106,0.21160000000000001,0.13496178409110265]
[43032,4,7107,0.21795999999999999,0.1390182914012133]
[43032,5,7108,0.22298999999999999,0.14222650394364358]
[43032,6,7109,0.26740999999999998,0.17055827355293834]
[43032,7,7110,0.35614000000000001,0.22715165305390028]
[43032,8,7111,0.40671000000000002,0.25940598869419829]
[43032,9,7112,0.44185000000000002,0.28181882939817443]
[43032,10,7113,0.49634,0.3165734022484778]
[43032,11,7114,0.45709,0.29153913936768483]
[43032,12,7115,0.497,0.31699436055424396]
[43032,13,7116,0.44518000000000002,0.28394275539544933]
[43032,14,7117,0.42270000000000002,0.26960466037480668]
[43032,15,7118,0.43839,0.27961198737097587]
[43032,16,7119,0.47837000000000002,0.30511185565057075]
[43032,17,7120,0.55150999999999994,0.35176168971684318]
[43032,18,7121,0.68537000000000003,0.43713968791360602]
[43032,19,7122,0.72616000000000003,0.4631561868411867]
[43032,20,7123,0.69581999999999999,0.44380486108823747]
[43032,21,7124,0.63541999999999998,0.40528079795448224]
[43032,22,7125,0.52222000000000002,0.33308007035943116]
[43032,23,7126,0.42352000000000001,0.27012766917894043]
[43032,24,7127,0.32288,0.20593790570574305]
[43033,1,7128,0.2707,0.17265668692562139]
[43033,2,7129,0.2407,0.15352221848170325]
[43033,3,7130,0.22345999999999999,0.14252627728259828]
[43033,4,7131,0.20197000000000001,0.12881961972060493]
[43033,5,7132,0.22277,0.14208618450838817]
[43033,6,7133,0.25412000000000001,0.16208170403228267]
[43033,7,7134,0.36919000000000002,0.23547514682700468]
[43033,8,7135,0.4209,0.26845659226817159]
[43033,9,7136,0.41904999999999998,0.2672766333807966]
[43033,10,7137,0.41965999999999998,0.26766570090582298]
[43033,11,7138,0.43301000000000001,0.27618053936336656]
[43033,12,7139,0.46651999999999999,0.29755374061522311]
[43033,13,7140,0.47854999999999998,0.30522666246123425]
[43033,14,7141,0.43661,0.27847667557663669]
[43033,15,7142,0.43537999999999999,0.27769216237043604]
[43033,16,7143,0.47717999999999999,0.30435285506896204]
[43033,17,7144,0.55481000000000003,0.35386648124567427]
[43033,18,7145,0.64341999999999999,0.41038332287286039]
[43033,19,7146,0.73165999999999998,0.46666417272257171]
[43033,20,7147,0.72138999999999998,0.46011380635860366]
[43033,21,7148,0.69213999999999998,0.44145769962578346]
[43033,22,7149,0.57142999999999999,0.36446697676360484]
[43033,23,7150,0.43586999999999998,0.27800469202168671]
[43033,24,7151,0.34595999999999999,0.22065869009526404]
[43034,1,7152,0.25452999999999998,0.16234320843434952]
[43034,2,7153,0.23665,0.15093906524177431]
[43034,3,7154,0.20898,0.13329070718033381]
[43034,4,7155,0.21604000000000001,0.13779368542080253]
[43034,5,7156,0.22572,0.14396774057204012]
[43034,6,7157,0.28053,0.17892641441907858]
[43034,7,7158,0.35642000000000001,0.22733024142604352]
[43034,8,7159,0.43059999999999998,0.27464340373170515]
[43034,9,7160,0.44624999999999998,0.2846252181032824]
[43034,10,7161,0.43258000000000002,0.27590627864900374]
[43034,11,7162,0.48919000000000001,0.31201302060267722]
[43034,12,7163,0.49796000000000001,0.31760666354444933]
[43034,13,7164,0.42438999999999999,0.27068256876381402]
[43034,14,7165,0.40781000000000001,0.26010758587047533]
[43034,15,7166,0.42305999999999999,0.26983427399613369]
[43034,16,7167,0.46916999999999998,0.29924395199443588]
[43034,17,7168,0.55042000000000002,0.35106647069671426]
[43034,18,7169,0.72755999999999998,{"$f":"$H$7*(D7175/$H$3)","v":0.46404912870190285}]
[43034,19,7170,0.72841,0.46459127197448052]
[43034,20,7171,0.71242000000000005,0.45439260029387218]
[43034,21,7172,0.63009000000000004,0.40188124072761283]
[43034,22,7173,0.54134000000000004,0.34527510491435498]
[43034,23,7174,0.43608999999999998,0.27814501145694215]
[43034,24,7175,0.32516,0.20739212530748083]
[43035,1,7176,0.26724999999999999,0.17045622305457081]
[43035,2,7177,0.22835,0.14564519563895695]
[43035,3,7178,0.21315999999999999,0.13595677645018639]
[43035,4,7179,0.21004999999999999,0.13397316988816688]
[43035,5,7180,0.23050999999999999,0.14702287736691905]
[43035,6,7181,0.27202999999999999,0.17350498169330178]
[43035,7,7182,0.33979999999999999,0.21672974590811284]
[43035,8,7183,0.43506,0.27748806137370097]
[43035,9,7184,0.47738999999999998,0.30448679634806941]
[43035,10,7185,0.48047000000000001,0.30645126844164505]
[43035,11,7186,0.52559,0.335229508981298]
[43035,12,7187,0.52544999999999997,0.33514021479522632]
[43035,13,7188,0.49347000000000002,0.31474287143400959]
[43035,14,7189,0.46904000000000001,0.29916103596451227]
[43035,15,7190,0.46573999999999999,0.29705624443568124]
[43035,16,7191,0.47616000000000003,0.30370228314186881]
[43035,17,7192,0.59438000000000002,0.37910484512320225]
[43035,18,7193,0.71031,0.45304680934664998]
[43035,19,7194,0.71240000000000003,0.45437984398157627]
[43035,20,7195,0.71553,0.4563762068558917]
[43035,21,7196,0.63458000000000003,0.40474503283805263]
[43035,22,7197,0.53695000000000004,0.34247509436539497]
[43035,23,7198,0.45096000000000003,0.28762932964897758]
[43035,24,7199,0.34804000000000002,0.2219853465740424]
[43036,1,7200,0.28672999999999998,0.18288087123082164]
[43036,2,7201,0.24262,0.15474682446211399]
[43036,3,7202,0.23982000000000001,0.15296094074068167]
[43036,4,7203,0.21745999999999999,0.13869938359381467]
[43036,5,7204,0.21092,0.13452806947304052]
[43036,6,7205,0.24728,0.15771904522706931]
[43036,7,7206,0.30658000000000002,0.19554151118454752]
[43036,8,7207,0.44629999999999997,0.28465710888402229]
[43036,9,7208,0.5887,0.37548205243115379]
[43036,10,7209,0.66012999999999999,0.4210412217961228]
[43036,11,7210,0.77664999999999995,0.49535949723230094]
[43036,12,7211,0.83360999999999996,0.53168947465115346]
[43036,13,7212,0.71718000000000004,0.45742860262030721]
[43036,14,7213,0.61165999999999998,0.39012629894689904]
[43036,15,7214,0.59441999999999995,0.37913035774779408]
[43036,16,7215,0.56474999999999997,0.36020636845675907]
[43036,17,7216,0.58474999999999999,0.37296268075270456]
[43036,18,7217,0.71423000000000003,0.45554704655665529]
[43036,19,7218,0.70833000000000002,0.45178393442935133]
[43036,20,7219,0.68650999999999995,0.43786679771447484]
[43036,21,7220,0.62526999999999999,0.39880696946429001]
[43036,22,7221,0.53786,0.34305550657486045]
[43036,23,7222,0.44333,0.2827627965080744]
[43036,24,7223,0.36980000000000002,0.235864214352031]
[43037,1,7224,0.28859000000000001,0.18406720827434461]
[43037,2,7225,0.25845000000000001,0.16484344564435482]
[43037,3,7226,0.23544999999999999,0.15017368650401758]
[43037,4,7227,0.22509999999999999,0.14357229489086581]
[43037,5,7228,0.21928,0.13986020801274571]
[43037,6,7229,0.22098000000000001,0.14094449455790106]
[43037,7,7230,0.23177,0.14782652504156363]
[43037,8,7231,0.2969,0.18936745603330993]
[43037,9,7232,0.42487000000000003,0.27098872025891674]
[43037,10,7233,0.62658000000000003,{"$f":"$H$7*(D7239/$H$3)","v":0.39964250791967437}]
[43037,11,7234,0.70787999999999995,0.45149691740269254]
[43037,12,7235,0.81532000000000004,0.52002382705651151]
[43037,13,7236,0.81637000000000004,0.52069353345204861]
[43037,14,7237,0.71796000000000004,0.45792609879984914]
[43037,15,7238,0.62399000000000004,0.39799056547734951]
[43037,16,7239,0.55722000000000005,0.35540361687733563]
[43037,17,7240,0.55562999999999996,0.35438949004980796]
[43037,18,7241,0.60377000000000003,0.38509393374614864]
[43037,19,7242,0.73682000000000003,0.46995530129492563]
[43037,20,7243,0.79744999999999999,0.5086260620200842]
[43037,21,7244,0.75365000000000004,0.48068973809196369]
[43037,22,7245,0.66829000000000005,0.42624579721286859]
[43037,23,7246,0.58465,0.37289889919122476]
[43037,24,7247,0.45539000000000002,0.29045485282252947]
[43037,25,7248,0.33833999999999997,0.21579853511050884]
[43038,1,7249,0.25244,0.1610101737994232]
[43038,2,7250,0.2213,0.14114859555463619]
[43038,3,7251,0.20585999999999999,0.13130072246216631]
[43038,4,7252,0.22214999999999999,0.14169073882721386]
[43038,5,7253,0.23089000000000001,0.14726524730054202]
[43038,6,7254,0.27549000000000001,0.17571182372050034]
[43038,7,7255,0.37319999999999998,0.23803278744234171]
[43038,8,7256,0.41615000000000002,0.26542696809788457]
[43038,9,7257,0.42403000000000002,0.27045295514248707]
[43038,10,7258,0.44895000000000002,0.28634732026323506]
[43038,11,7259,0.43753999999999998,0.27906984409839819]
[43038,12,7260,0.42493999999999998,0.27103336735195255]
[43038,13,7261,0.40781000000000001,0.26010758587047533]
[43038,14,7262,0.39750999999999997,0.25353808503806341]
[43038,15,7263,0.44605,0.28449765498032298]
[43038,16,7264,0.48773,0.31108180980507322]
[43038,17,7265,0.60411999999999999,0.38531716921132764]
[43038,18,7266,0.69901000000000002,0.4458394928994408]
[43038,19,7267,0.76102999999999998,0.48539681732916751]
[43038,20,7268,0.78441000000000005,0.50030894640312784]
[43038,21,7269,0.68137000000000003,0.43458842545441689]
[43038,22,7270,0.57386999999999999,0.36602324686371024]
[43038,23,7271,0.43217,0.27564477424693684]
[43038,24,7272,0.31047999999999998,0.19802899208225686]
[43039,1,7273,0.25856000000000001,0.16491360536198252]
[43039,2,7274,0.22203000000000001,0.14161420095343821]
[43039,3,7275,0.20813000000000001,0.13274856390775613]
[43039,4,7276,0.21087,0.13449617869230066]
[43039,5,7277,0.23275000000000001,0.14845158434406494]
[43039,6,7278,0.28088999999999997,0.17915602804040556]
[43039,7,7279,0.35504999999999998,0.22645643403377122]
[43039,8,7280,0.42960999999999999,0.2740119662730558]
[43039,9,7281,0.44629999999999997,0.28465710888402229]
[43039,10,7282,0.46206000000000003,0.29470908297322729]
[43039,11,7283,0.45236999999999999,0.28852864966584169]
[43039,12,7284,0.47838000000000003,0.30511823380671876]
[43039,13,7285,0.44668000000000002,0.28489947881764527]
[43039,14,7286,0.42020000000000002,0.26801012133781354]
[43039,15,7287,0.42427999999999999,0.27061240904618633]
[43039,16,7288,0.47616999999999998,0.30370866129801677]
[43039,17,7289,0.56825999999999999,0.36244510126469753]
[43039,18,7290,0.69438,0.44288640660292938]
[43039,19,7291,0.73611000000000004,0.46950245220841957]
[43039,20,7292,0.71796000000000004,0.45792609879984914]
[43039,21,7293,0.66325999999999996,0.42303758467043828]
[43039,22,7294,0.54471000000000003,0.34742454353622176]
[43039,23,7295,0.42756,0.27270444426272145]
[43039,24,7296,0.32017000000000001,0.20420942538964243]
[43040,1,7297,0.24215999999999999,{"$f":"$H$7*(D7303/$H$3)","v":0.15445342927930727}]
[43040,2,7298,0.23119000000000001,0.14745659198498121]
[43040,3,7299,0.21446000000000001,0.13678593674942285]
[43040,4,7300,0.21074999999999999,0.13441964081852495]
[43040,5,7301,0.22953000000000001,0.14639781806441773]
[43040,6,7302,0.27107999999999999,0.17289905685924437]
[43040,7,7303,0.35630000000000001,0.22725370355226784]
[43040,8,7304,0.42742999999999998,0.27262152823279773]
[43040,9,7305,0.41259000000000001,0.26315634450920627]
[43040,10,7306,0.42581000000000002,0.27158826693682619]
[43040,11,7307,0.46273999999999998,0.29514279759128942]
[43040,12,7308,0.46404000000000001,0.29597195789052588]
[43040,13,7309,0.45308999999999999,0.28898787690849576]
[43040,14,7310,0.39950999999999998,0.25481371626765792]
[43040,15,7311,0.42359999999999998,0.2701786944281242]
[43040,16,7312,0.49401,0.3150872918660001]
[43040,17,7313,0.58218999999999999,0.37132987277882346]
[43040,18,7314,0.73197999999999996,0.46686827371930678]
[43040,19,7315,0.75687000000000004,0.48274350437161095]
[43040,20,7316,0.74497999999999998,0.47515987671167131]
[43040,21,7317,0.64776,0.41315144264108056]
[43040,22,7318,0.57821999999999996,0.36879774478807831]
[43040,23,7319,0.45707999999999999,0.29153276121153687]
[43040,24,7320,0.3347,0.21347688627264677]
[43041,1,7321,0.25995000000000001,0.16580016906655076]
[43041,2,7322,0.22547,0.14380828666834081]
[43041,3,7323,0.21318999999999999,0.13597591091863032]
[43041,4,7324,0.22169,0.14139734364440712]
[43041,5,7325,0.22772000000000001,0.14524337180163469]
[43041,6,7326,0.28660999999999998,0.18280433335704596]
[43041,7,7327,0.38151000000000002,0.24333303520130706]
[43041,8,7328,0.41700999999999999,0.26597548952661021]
[43041,9,7329,0.43883,0.2798926262414867]
[43041,10,7330,0.45419999999999999,0.28969585224092076]
[43041,11,7331,0.45996999999999999,0.293376048338301]
[43041,12,7332,0.47991,0.30609409169735857]
[43041,13,7333,0.48612,0.31005492666524964]
[43041,14,7334,0.42083999999999999,0.26841832333128374]
[43041,15,7335,0.45911999999999997,0.29283390506572327]
[43041,16,7336,0.47660999999999998,0.3039893001685276]
[43041,17,7337,0.59131,0.37714675118577462]
[43041,18,7338,0.73099999999999998,0.4662432144168055]
[43041,19,7339,0.74911000000000005,0.47779405520078411]
[43041,20,7340,0.77444000000000002,0.493949924723599]
[43041,21,7341,0.68357000000000001,0.43599161980697093]
[43041,22,7342,0.58326999999999996,0.37201871364280453]
[43041,23,7343,0.45243,0.28856691860272954]
[43041,24,7344,0.33474999999999999,0.21350877705338664]
[43042,1,7345,0.28439999999999999,0.18139476084834402]
[43042,2,7346,0.23438999999999999,0.14949760195233247]
[43042,3,7347,0.21695999999999999,0.13838047578641602]
[43042,4,7348,0.22450999999999999,0.14319598367813544]
[43042,5,7349,0.23033999999999999,0.1469144487124035]
[43042,6,7350,0.28891,0.18427130927107974]
[43042,7,7351,0.37472,0.23900226717683359]
[43042,8,7352,0.42182999999999998,0.26904976078993303]
[43042,9,7353,0.44161,0.28166575365062307]
[43042,10,7354,0.41842000000000001,0.26687480954347437]
[43042,11,7355,0.45851999999999998,0.29245121569684496]
[43042,12,7356,0.49592000000000003,0.31630551969026294]
[43042,13,7357,0.49587999999999999,0.316280007065671]
[43042,14,7358,0.45590999999999998,0.29078651694222407]
[43042,15,7359,0.48135,0.30701254618266666]
[43042,16,7360,0.50068999999999997,0.31934790017284587]
[43042,17,7361,0.58111000000000002,{"$f":"$H$7*(D7367/$H$3)","v":0.37064103191484243}]
[43042,18,7362,0.71660999999999997,0.45706504771987277]
[43042,19,7363,0.79066000000000003,0.50429529399561068]
[43042,20,7364,0.74578,0.47567012920350915]
[43042,21,7365,0.66510000000000002,0.42421116540166526]
[43042,22,7366,0.57199,0.36482415350789138]
[43042,23,7367,0.46632000000000001,0.29742617749226369]
[43042,24,7368,0.34797,0.22194069948100659]
[43043,1,7369,0.27744000000000002,0.17695556416935501]
[43043,2,7370,0.2432,0.15511675751869644]
[43043,3,7371,0.23103000000000001,0.14735454148661364]
[43043,4,7372,0.21006,0.13397954804431486]
[43043,5,7373,0.22203999999999999,0.14162057910958614]
[43043,6,7374,0.24554000000000001,0.15660924605732207]
[43043,7,7375,0.31326999999999999,0.19980849764754127]
[43043,8,7376,0.43401000000000001,0.27681835497816382]
[43043,9,7377,0.57715000000000005,0.3681152820802453]
[43043,10,7378,0.74023000000000005,0.4721302525413843]
[43043,11,7379,0.81013999999999997,0.51671994217186157]
[43043,12,7380,0.80564999999999998,0.51385615006142182]
[43043,13,7381,0.73233999999999999,0.46709788734063384]
[43043,14,7382,0.62116000000000005,0.39618554728747318]
[43043,15,7383,0.58923999999999999,0.37582647286314425]
[43043,16,7384,0.57889999999999997,0.36923145940614044]
[43043,17,7385,0.65510999999999997,0.4178393874098405]
[43043,18,7386,0.76558999999999999,0.48830525653264312]
[43043,19,7387,0.77437999999999996,0.49391165578671109]
[43043,20,7388,0.71460999999999997,0.45578941649027821]
[43043,21,7389,0.64183000000000001,0.40936919604533278]
[43043,22,7390,0.54371000000000003,0.34678672792142456]
[43043,23,7391,0.44103999999999999,0.28130219875018864]
[43043,24,7392,0.34941,0.22285915396631464]
[43044,1,7393,0.28156999999999999,0.17958974265846772]
[43044,2,7394,0.23677000000000001,0.15101560311554998]
[43044,3,7395,0.21898999999999999,0.13967524148445448]
[43044,4,7396,0.21908,0.13973264488978623]
[43044,5,7397,0.20924000000000001,0.13345653924018111]
[43044,6,7398,0.24046000000000001,0.15336914273415192]
[43044,7,7399,0.26323000000000002,0.16789220428308579]
[43044,8,7400,0.40911999999999998,0.2609431243258597]
[43044,9,7401,0.58794000000000002,0.37499731256390784]
[43044,10,7402,0.78317999999999999,0.49952443319692708]
[43044,11,7403,0.84757000000000005,0.54059338063372342]
[43044,12,7404,0.85672999999999999,0.54643577166526636]
[43044,13,7405,0.69455999999999996,0.44300121341359289]
[43044,14,7406,0.60687999999999998,0.3870775403081681]
[43044,15,7407,0.54695000000000005,0.34885325051336769]
[43044,16,7408,0.53541000000000005,0.34149285831860715]
[43044,17,7409,0.62744999999999995,0.40019740750454802]
[43044,18,7410,0.73141,0.4665047188188724]
[43044,19,7411,0.76756000000000002,0.48956175329379376]
[43044,20,7412,0.75553999999999999,0.48189520960393051]
[43044,21,7413,0.70638000000000001,0.45054019398049666]
[43044,22,7414,0.58167000000000002,0.37099820865912891]
[43044,23,7415,0.48657,0.31034194369190843]
[43044,24,7416,0.34438999999999997,0.21965731958003232]
[43045,1,7417,0.25513999999999998,0.16273227595937584]
[43045,2,7418,0.22397,0.1428515632461449]
[43045,3,7419,0.20662,0.13178546232941224]
[43045,4,7420,0.21004999999999999,0.13397316988816688]
[43045,5,7421,0.23077,0.14718870942676635]
[43045,6,7422,0.27298,0.17411090652735917]
[43045,7,7423,0.36788999999999999,0.23464598652776819]
[43045,8,7424,0.40024999999999999,0.2552856998226079]
[43045,9,7425,0.44571,{"$f":"$H$7*(D7431/$H$3)","v":0.28428079767129188}]
[43045,10,7426,0.45068999999999998,0.2874571194329823]
[43045,11,7427,0.47983999999999999,0.30604944460432271]
[43045,12,7428,0.48603000000000002,0.30999752325991786]
[43045,13,7429,0.47661999999999999,0.30399567832467556]
[43045,14,7430,0.47199000000000002,0.30104259202816419]
[43045,15,7431,0.46296999999999999,0.29528949518269282]
[43045,16,7432,0.50390000000000001,0.32139528829634512]
[43045,17,7433,0.62246000000000001,0.39701470758670965]
[43045,18,7434,0.75094000000000005,0.47896125777586313]
[43045,19,7435,0.82665999999999995,0.52725665612831241]
[43045,20,7436,0.75958000000000003,0.48447198468771152]
[43045,21,7437,0.67996999999999996,0.43369548359370069]
[43045,22,7438,0.55318999999999996,0.35283321994970257]
[43045,23,7439,0.44467000000000001,0.28361746943190275]
[43045,24,7440,0.32619999999999999,0.20805545354686997]
[43046,1,7441,0.25734000000000001,0.16413547031192988]
[43046,2,7442,0.21560000000000001,0.13751304655029176]
[43046,3,7443,0.20760999999999999,0.13241689978806154]
[43046,4,7444,0.20868999999999999,0.13310574065204259]
[43046,5,7445,0.22822999999999999,0.14556865776518127]
[43046,6,7446,0.27626000000000001,0.17620294174389425]
[43046,7,7447,0.36284,0.23142501767304199]
[43046,8,7448,0.41810999999999998,0.2666770867028872]
[43046,9,7449,0.47870000000000001,0.30532233480345389]
[43046,10,7450,0.48041,0.3064129995047572]
[43046,11,7451,0.51785000000000003,0.33029281612276712]
[43046,12,7452,0.47053,0.30011138123056019]
[43046,13,7453,0.43847999999999998,0.27966939077630759]
[43046,14,7454,0.43819999999999998,0.27949080240416435]
[43046,15,7455,0.46522999999999998,0.2967309584721346]
[43046,16,7456,0.46067999999999998,0.293828897424807]
[43046,17,7457,0.56498999999999999,0.36035944420431043]
[43046,18,7458,0.71258999999999995,0.45450102894838768]
[43046,19,7459,0.74856,0.47744325661264558]
[43046,20,7460,0.72399999999999998,0.46177850511322455]
[43046,21,7461,0.70299999999999996,0.44838437720248181]
[43046,22,7462,0.56894,0.36287881588275966]
[43046,23,7463,0.47575000000000001,0.30344077873980191]
[43046,24,7464,0.34388000000000002,0.21933203361648573]
[43047,1,7465,0.26285999999999998,0.16765621250561077]
[43047,2,7466,0.23108999999999999,0.14739281042350147]
[43047,3,7467,0.21876000000000001,0.13952854389305111]
[43047,4,7468,0.22287999999999999,0.14215634422601589]
[43047,5,7469,0.23583000000000001,0.15041605643764056]
[43047,6,7470,0.28170000000000001,0.17967265868839141]
[43047,7,7471,0.37158000000000002,0.23699952614637015]
[43047,8,7472,0.45328000000000002,0.28910906187530722]
[43047,9,7473,0.43248999999999999,0.27584887524367196]
[43047,10,7474,0.46414,0.29603573945200562]
[43047,11,7475,0.50058000000000002,0.31927774045521817]
[43047,12,7476,0.46110000000000001,0.29409677998302192]
[43047,13,7477,0.45119999999999999,0.28778240539652888]
[43047,14,7478,0.40787000000000001,0.26014585480736313]
[43047,15,7479,0.44116,0.28137873662396429]
[43047,16,7480,0.49668000000000001,0.31679025955750884]
[43047,17,7481,0.61685999999999996,0.3934429401438449]
[43047,18,7482,0.77037999999999995,0.49136039332752202]
[43047,19,7483,0.77364999999999995,0.49344605038790906]
[43047,20,7484,0.76066,0.4851608255516926]
[43047,21,7485,0.67820000000000003,0.43256654995550953]
[43047,22,7486,0.59467000000000003,0.37928981165149345]
[43047,23,7487,0.43465999999999999,0.27723293512778208]
[43047,24,7488,0.33473000000000003,0.21349602074109073]
[43048,1,7489,0.27899000000000002,{"$f":"$H$7*(D7495/$H$3)","v":0.17794417837229079}]
[43048,2,7490,0.23882,0.15232312512588439]
[43048,3,7491,0.22866,0.14584291847954411]
[43048,4,7492,0.21956000000000001,0.14003879638488895]
[43048,5,7493,0.24313000000000001,0.15507211042566066]
[43048,6,7494,0.28777000000000003,0.18354419947021083]
[43048,7,7495,0.37925999999999999,0.24189795006801318]
[43048,8,7496,0.43341000000000002,0.27643566560928545]
[43048,9,7497,0.43697000000000003,0.27870628919796375]
[43048,10,7498,0.45084000000000002,0.28755279177520193]
[43048,11,7499,0.44186999999999999,0.28183158571047034]
[43048,12,7500,0.46655999999999997,0.29757925323981499]
[43048,13,7501,0.45634000000000002,0.29106077765658689]
[43048,14,7502,0.45073999999999997,0.28748901021372214]
[43048,15,7503,0.50458000000000003,0.32182900291440725]
[43048,16,7504,0.56981000000000004,0.36343371546763337]
[43048,17,7505,0.68252000000000002,0.43532191341143378]
[43048,18,7506,0.78059999999999996,0.49787886891075017]
[43048,19,7507,0.77673999999999999,0.49541690063763266]
[43048,20,7508,0.77841000000000005,0.49648205271434415]
[43048,21,7509,0.72568999999999995,0.46285641350223194]
[43048,22,7510,0.60694999999999999,0.38712218740120397]
[43048,23,7511,0.47910000000000003,0.30557746104937278]
[43048,24,7512,0.37276999999999999,0.2377585267279789]
[43049,1,7513,0.26701000000000003,0.17030314730701948]
[43049,2,7514,0.23541999999999999,0.15015455203557365]
[43049,3,7515,0.21754000000000001,0.13875040884299844]
[43049,4,7516,0.22316,0.1423349325981591]
[43049,5,7517,0.23766000000000001,0.15158325901271955]
[43049,6,7518,0.30037000000000003,0.19158067621665648]
[43049,7,7519,0.39285999999999999,0.25057224242925608]
[43049,8,7520,0.44452999999999998,0.28352817524583113]
[43049,9,7521,0.44966,0.28680016934974112]
[43049,10,7522,0.46877999999999997,0.29899520390466494]
[43049,11,7523,0.51182000000000005,0.32644678796553955]
[43049,12,7524,0.54281999999999997,0.34621907202425495]
[43049,13,7525,0.50297000000000003,0.32080211977458373]
[43049,14,7526,0.47519,0.30308360199551548]
[43049,15,7527,0.46090999999999999,0.2939755950162104]
[43049,16,7528,0.50802999999999998,0.3240294667854578]
[43049,17,7529,0.62616000000000005,0.39937462536145957]
[43049,18,7530,0.75097000000000003,0.47898039224430705]
[43049,19,7531,0.74538000000000004,0.47541500295759026]
[43049,20,7532,0.75324999999999998,0.48043461184604475]
[43049,21,7533,0.66862999999999995,0.42646265452189963]
[43049,22,7534,0.57296999999999998,0.36544921281039267]
[43049,23,7535,0.45910000000000001,0.29282114875342735]
[43049,24,7536,0.35394999999999999,0.22575483685749426]
[43050,1,7537,0.27759,0.17705123651157459]
[43050,2,7538,0.23974000000000001,0.15290991549149788]
[43050,3,7539,0.22262000000000001,0.14199051216616859]
[43050,4,7540,0.21062,0.13433672478860131]
[43050,5,7541,0.21725,0.13856544231470724]
[43050,6,7542,0.23374,0.14908302180271424]
[43050,7,7543,0.30658000000000002,0.19554151118454752]
[43050,8,7544,0.42318,0.26991081186990939]
[43050,9,7545,0.59867000000000004,0.38184107411068258]
[43050,10,7546,0.71909999999999996,0.4586532086007179]
[43050,11,7547,0.78154999999999997,0.49848479374480753]
[43050,12,7548,0.81820000000000004,0.52186073602712757]
[43050,13,7549,0.74980000000000002,0.47823414797499419]
[43050,14,7550,0.63173999999999997,0.40293363649202829]
[43050,15,7551,0.62919999999999998,0.40131358483044322]
[43050,16,7552,0.61287000000000003,0.39089805584080384]
[43050,17,7553,0.69830999999999999,{"$f":"$H$7*(D7559/$H$3)","v":0.44539302196908265}]
[43050,18,7554,0.74953999999999998,0.47806831591514687]
[43050,19,7555,0.69428999999999996,0.44282900319759766]
[43050,20,7556,0.71230000000000004,0.45431606242009659]
[43050,21,7557,0.63653000000000004,0.4059887732869073]
[43050,22,7558,0.57457999999999998,0.3664760959502163]
[43050,23,7559,0.44890000000000002,0.28631542948249517]
[43050,24,7560,0.35510999999999998,0.22649470297065907]
[43051,1,7561,0.28355999999999998,0.1808589957319143]
[43051,2,7562,0.23746999999999999,0.15146207404590806]
[43051,3,7563,0.22159000000000001,0.14133356208292741]
[43051,4,7564,0.21698999999999999,0.13839961025485994]
[43051,5,7565,0.22922999999999999,0.14620647337997855]
[43051,6,7566,0.23654,0.15086890552414658]
[43051,7,7567,0.27146999999999999,0.17314780494901527]
[43051,8,7568,0.40805000000000002,0.26026066161802663]
[43051,9,7569,0.63083,0.40235322428256276]
[43051,10,7570,0.80798000000000003,0.51534226044389941]
[43051,11,7571,0.89512000000000003,0.57092151311733363]
[43051,12,7572,0.84606000000000003,0.53963027905537964]
[43051,13,7573,0.73726999999999998,0.47024231832158442]
[43051,14,7574,0.64585000000000004,0.41193321481681783]
[43051,15,7575,0.60719000000000001,0.38727526314875527]
[43051,16,7576,0.61012,0.38914406290011128]
[43051,17,7577,0.66708000000000001,0.42547404031896391]
[43051,18,7578,0.78154999999999997,0.49848479374480753]
[43051,19,7579,0.81030999999999997,0.51682837082637711]
[43051,20,7580,0.77446999999999999,0.49396905919204287]
[43051,21,7581,0.71147000000000005,0.45378667545981483]
[43051,22,7582,0.55135000000000001,0.35165963921847565]
[43051,23,7583,0.46986,0.29968404476864602]
[43051,24,7584,0.34995999999999999,0.22320995255445314]
[43052,1,7585,0.25706000000000001,0.16395688193978664]
[43052,2,7586,0.23057,0.1470611463038069]
[43052,3,7587,0.21437999999999999,0.13673491150023906]
[43052,4,7588,0.21190999999999999,0.13515950693168979]
[43052,5,7589,0.23497999999999999,0.14987391316506285]
[43052,6,7590,0.27851999999999999,0.17764440503333606]
[43052,7,7591,0.37333,0.23811570347226538]
[43052,8,7592,0.45645999999999998,0.29113731553036254]
[43052,9,7593,0.42497000000000001,0.27105250182039647]
[43052,10,7594,0.43680999999999998,0.27860423869959616]
[43052,11,7595,0.48360999999999998,0.30845400947210844]
[43052,12,7596,0.50461,0.32184813738285117]
[43052,13,7597,0.47642000000000001,0.30386811520171614]
[43052,14,7598,0.42814999999999998,0.2730807554754518]
[43052,15,7599,0.44527,0.28400015880078111]
[43052,16,7600,0.49618000000000001,0.31647135175011021]
[43052,17,7601,0.61219999999999997,0.39047071937888961]
[43052,18,7602,0.78380000000000005,0.49991987887810146]
[43052,19,7603,0.75080999999999998,0.47887834174593941]
[43052,20,7604,0.79188999999999998,0.50507980720181134]
[43052,21,7605,0.73572000000000004,0.46925370411864864]
[43052,22,7606,0.59348999999999996,0.37853718922603263]
[43052,23,7607,0.48075000000000001,0.30662985681378829]
[43052,24,7608,0.35222999999999999,0.22465779400004293]
[43053,1,7609,0.26812999999999998,0.17101750079559239]
[43053,2,7610,0.24368999999999999,0.15542928716994708]
[43053,3,7611,0.22352,0.14256454621948614]
[43053,4,7612,0.22031000000000001,0.14051715809598689]
[43053,5,7613,0.24210999999999999,0.15442153849856738]
[43053,6,7614,0.28441,0.18140113900449198]
[43053,7,7615,0.35881000000000002,0.22885462074540902]
[43053,8,7616,0.42276999999999998,0.26964930746784244]
[43053,9,7617,0.45284000000000002,{"$f":"$H$7*(D7623/$H$3)","v":0.28882842300479644}]
[43053,10,7618,0.43419000000000002,0.27693316178882738]
[43053,11,7619,0.46867999999999999,0.2989314223431852]
[43053,12,7620,0.47920000000000001,0.30564124261085257]
[43053,13,7621,0.48764999999999997,0.31103078455588945]
[43053,14,7622,0.46026,0.2935610148665922]
[43053,15,7623,0.48419000000000001,0.30882394252869089]
[43053,16,7624,0.51834999999999998,0.33061172393016569]
[43053,17,7625,0.64354999999999996,0.41046623890278411]
[43053,18,7626,0.74494000000000005,0.47513436408707949]
[43053,19,7627,0.77707999999999999,0.49563375794666376]
[43053,20,7628,0.78966000000000003,0.50365747838081343]
[43053,21,7629,0.68613999999999997,0.43763080593699988]
[43053,22,7630,0.62033000000000005,0.39565616032719142]
[43053,23,7631,0.47542000000000001,0.30323029958691883]
[43053,24,7632,0.34982000000000002,0.22312065836838155]
[43054,1,7633,0.26812999999999998,0.17101750079559239]
[43054,2,7634,0.24368999999999999,0.15542928716994708]
[43054,3,7635,0.22352,0.14256454621948614]
[43054,4,7636,0.22031000000000001,0.14051715809598689]
[43054,5,7637,0.24210999999999999,0.15442153849856738]
[43054,6,7638,0.28441,0.18140113900449198]
[43054,7,7639,0.35881000000000002,0.22885462074540902]
[43054,8,7640,0.42276999999999998,0.26964930746784244]
[43054,9,7641,0.45284000000000002,0.28882842300479644]
[43054,10,7642,0.43419000000000002,0.27693316178882738]
[43054,11,7643,0.46867999999999999,0.2989314223431852]
[43054,12,7644,0.47920000000000001,0.30564124261085257]
[43054,13,7645,0.48764999999999997,0.31103078455588945]
[43054,14,7646,0.46026,0.2935610148665922]
[43054,15,7647,0.48419000000000001,0.30882394252869089]
[43054,16,7648,0.51834999999999998,0.33061172393016569]
[43054,17,7649,0.64354999999999996,0.41046623890278411]
[43054,18,7650,0.74494000000000005,0.47513436408707949]
[43054,19,7651,0.77707999999999999,0.49563375794666376]
[43054,20,7652,0.78966000000000003,0.50365747838081343]
[43054,21,7653,0.68613999999999997,0.43763080593699988]
[43054,22,7654,0.62033000000000005,0.39565616032719142]
[43054,23,7655,0.47542000000000001,0.30323029958691883]
[43054,24,7656,0.34982000000000002,0.22312065836838155]
[43055,1,7657,0.26536999999999999,0.16925712969875195]
[43055,2,7658,0.23469999999999999,0.14969532479291961]
[43055,3,7659,0.21032000000000001,0.13414538010416216]
[43055,4,7660,0.22133,0.14116773002308011]
[43055,5,7661,0.24371000000000001,0.15544204348224305]
[43055,6,7662,0.27240999999999999,0.17374735162692473]
[43055,7,7663,0.38044,0.24265057249347399]
[43055,8,7664,0.42465999999999998,0.27085477897980931]
[43055,9,7665,0.45108999999999999,0.28771224567890119]
[43055,10,7666,0.47969000000000001,0.30595377226210319]
[43055,11,7667,0.52115,0.33239760765159804]
[43055,12,7668,0.5212,0.33242949843233793]
[43055,13,7669,0.52449000000000001,0.33452791180502095]
[43055,14,7670,0.51365000000000005,0.32761399054061857]
[43055,15,7671,0.54781999999999997,0.34940815009824128]
[43055,16,7672,0.62151000000000001,0.39640878275265223]
[43055,17,7673,0.64376999999999995,0.4106065583380395]
[43055,18,7674,0.73294000000000004,0.46748057670951221]
[43055,19,7675,0.74724999999999997,0.47660771815726111]
[43055,20,7676,0.74853000000000003,0.47742412214420166]
[43055,21,7677,0.63961999999999997,0.40795962353663079]
[43055,22,7678,0.57191000000000003,0.36477312825870761]
[43055,23,7679,0.46398,0.29593368895363803]
[43055,24,7680,0.37617,0.23992709981828964]
[43056,1,7681,0.28788000000000002,{"$f":"$H$7*(D7687/$H$3)","v":0.18361435918783853}]
[43056,2,7682,0.24944,0.15909672695503141]
[43056,3,7683,0.21840000000000001,0.1392989302717241]
[43056,4,7684,0.20846000000000001,0.13295904306063921]
[43056,5,7685,0.22822000000000001,0.14556227960903331]
[43056,6,7686,0.23557,0.15025022437779326]
[43056,7,7687,0.28009000000000001,0.17864577554856778]
[43056,8,7688,0.41327999999999998,0.26359643728341636]
[43056,9,7689,0.56835999999999998,0.36250888282617721]
[43056,10,7690,0.67437999999999998,0.4301300943069839]
[43056,11,7691,0.81116999999999995,0.51737689225510275]
[43056,12,7692,0.88537999999999994,0.56470918902920819]
[43056,13,7693,0.78383000000000003,0.49993901334654539]
[43056,14,7694,0.66949999999999998,0.42701755410677328]
[43056,15,7695,0.62905999999999995,0.4012242906443716]
[43056,16,7696,0.64653000000000005,0.41236692943488001]
[43056,17,7697,0.74633000000000005,0.47602092779164773]
[43056,18,7698,0.78837000000000002,0.50283469623772492]
[43056,19,7699,0.75500999999999996,0.48155716732808795]
[43056,20,7700,0.74397000000000002,0.4745156829407261]
[43056,21,7701,0.71226,0.45429054979550459]
[43056,22,7702,0.59392999999999996,0.37881782809654341]
[43056,23,7703,0.45835999999999999,0.29234916519847737]
[43056,24,7704,0.34525,0.22020584100875801]
[43057,1,7705,0.30625999999999998,0.19533741018781237]
[43057,2,7706,0.24610000000000001,0.15696642280160852]
[43057,3,7707,0.23737,0.15139829248442835]
[43057,4,7708,0.21682000000000001,0.13829118160034443]
[43057,5,7709,0.21260000000000001,0.13559959970589994]
[43057,6,7710,0.23632,0.1507285860888912]
[43057,7,7711,0.29931999999999997,0.1909109698211193]
[43057,8,7712,0.42648000000000003,0.27201560339874037]
[43057,9,7713,0.56464999999999999,0.36014258689527934]
[43057,10,7714,0.69894000000000001,0.44579484580640494]
[43057,11,7715,0.75377000000000005,0.4807662759657394]
[43057,12,7716,0.82852000000000003,0.52844299317183541]
[43057,13,7717,0.74817,0.47719450852287465]
[43057,14,7718,0.6583,0.41987401922104384]
[43057,15,7719,0.60616999999999999,0.38662469122166204]
[43057,16,7720,0.59901000000000004,0.38205793141971361]
[43057,17,7721,0.71813000000000005,0.45803452745436468]
[43057,18,7722,0.78398000000000001,0.50003468568876497]
[43057,19,7723,0.77346000000000004,0.49332486542109766]
[43057,20,7724,0.76266,0.48643645678128711]
[43057,21,7725,0.68981000000000003,0.43997158924330593]
[43057,22,7726,0.57328999999999997,0.36565331380712779]
[43057,23,7727,0.49911,0.31834015150146622]
[43057,24,7728,0.40212999999999999,0.25648479317842676]
[43058,1,7729,0.31115999999999999,0.19846270670031899]
[43058,2,7730,0.24995999999999999,0.15942839107472598]
[43058,3,7731,0.23519999999999999,0.15001423260031826]
[43058,4,7732,0.21704000000000001,0.13843150103559981]
[43058,5,7733,0.23724000000000001,0.15131537645450469]
[43058,6,7734,0.23304,0.14863655087235614]
[43058,7,7735,0.28140999999999999,0.17948769216010019]
[43058,8,7736,0.36736999999999997,0.23431432240807362]
[43058,9,7737,0.53095000000000003,0.33864820067661139]
[43058,10,7738,0.76434999999999997,0.48751436517029445]
[43058,11,7739,0.82149000000000005,0.52395914939981059]
[43058,12,7740,0.90929000000000004,0.57995936037901108]
[43058,13,7741,0.82882999999999996,0.52864071601242246]
[43058,14,7742,0.67190000000000005,0.42854831158228673]
[43058,15,7743,0.61212,0.39041969412970584]
[43058,16,7744,0.66108,0.42164714663018027]
[43058,17,7745,0.7056,{"$f":"$H$7*(D7751/$H$3)","v":0.45004269780095479}]
[43058,18,7746,0.76922999999999997,0.49062690537050513]
[43058,19,7747,0.78254000000000001,0.49911623120345683]
[43058,20,7748,0.80130000000000001,0.5110816521370537]
[43058,21,7749,0.72557000000000005,0.46277987562845629]
[43058,22,7750,0.58931,0.37587111995618011]
[43058,23,7751,0.46839999999999998,0.29875283397104196]
[43058,24,7752,0.36259999999999998,0.23127194192549064]
[43059,1,7753,0.26634000000000002,0.16987581084510531]
[43059,2,7754,0.23561000000000001,0.15027573700238514]
[43059,3,7755,0.21271999999999999,0.13567613757967559]
[43059,4,7756,0.21973999999999999,0.14015360319555242]
[43059,5,7757,0.2389,0.15237415037506818]
[43059,6,7758,0.27404000000000001,0.17478699107904427]
[43059,7,7759,0.36775999999999998,0.23456307049784456]
[43059,8,7760,0.45224999999999999,0.28845211179206603]
[43059,9,7761,0.46301999999999999,0.29532138596343266]
[43059,10,7762,0.50700000000000001,0.32337251670221667]
[43059,11,7763,0.50897999999999999,0.32463539161951527]
[43059,12,7764,0.50295999999999996,0.32079574161843566]
[43059,13,7765,0.44302000000000002,0.28256507366748723]
[43059,14,7766,0.43924999999999997,0.2801605087997015]
[43059,15,7767,0.44491000000000003,0.2837705451794541]
[43059,16,7768,0.50817000000000001,0.32411876097152947]
[43059,17,7769,0.65286,0.41640430227654673]
[43059,18,7770,0.73114000000000001,0.46633250860287706]
[43059,19,7771,0.80057999999999996,0.51062242489439957]
[43059,20,7772,0.75519000000000003,0.48167197413875151]
[43059,21,7773,0.70748,0.45124179115677365]
[43059,22,7774,0.59709000000000001,0.38083332543930287]
[43059,23,7775,0.46333000000000002,0.29551910880401983]
[43059,24,7776,0.35810999999999998,0.22840814981505092]
[43060,1,7777,0.26297999999999999,0.16773275037938645]
[43060,2,7778,0.23463000000000001,0.14965067769988383]
[43060,3,7779,0.22534999999999999,0.14373174879456513]
[43060,4,7780,0.21573000000000001,0.13759596258021539]
[43060,5,7781,0.23388999999999999,0.14917869414493382]
[43060,6,7782,0.27340999999999999,0.17438516724172201]
[43060,7,7783,0.34612999999999999,0.22076711874977958]
[43060,8,7784,0.45083000000000001,0.28754641361905392]
[43060,9,7785,0.46256000000000003,0.29502799078062591]
[43060,10,7786,0.48242000000000002,0.30769500889049972]
[43060,11,7787,0.47243000000000002,0.30132323089867502]
[43060,12,7788,0.4899,0.31246586968918333]
[43060,13,7789,0.46357999999999999,0.29567856270771914]
[43060,14,7790,0.41499000000000003,0.26468710198471973]
[43060,15,7791,0.41274,0.26325201685142585]
[43060,16,7792,0.48577999999999999,0.30983806935621855]
[43060,17,7793,0.63044999999999995,0.40211085434893978]
[43060,18,7794,0.71101000000000003,0.45349328027700803]
[43060,19,7795,0.76593999999999995,0.48852849199782211]
[43060,20,7796,0.72875999999999996,0.46481450743965957]
[43060,21,7797,0.67103000000000002,0.42799341199741314]
[43060,22,7798,0.59572999999999998,0.37996589620317855]
[43060,23,7799,0.46744999999999998,0.29814690913698455]
[43060,24,7800,0.34315000000000001,0.21886642821768373]
[43061,1,7801,0.26959,0.17194871159319644]
[43061,2,7802,0.23633999999999999,0.15074134240118714]
[43061,3,7803,0.21709999999999999,0.13846976997248764]
[43061,4,7804,0.21873000000000001,0.13950940942460721]
[43061,5,7805,0.22803000000000001,0.14544109464222182]
[43061,6,7806,0.27598,0.17602435337175101]
[43061,7,7807,0.35496,0.2263990306284395]
[43061,8,7808,0.43995000000000001,0.2806069797300596]
[43061,9,7809,0.47160000000000002,{"$f":"$H$7*(D7815/$H$3)","v":0.30079384393839326}]
[43061,10,7810,0.46010000000000001,0.29345896436822461]
[43061,11,7811,0.46329999999999999,0.2954999743355759]
[43061,12,7812,0.48960999999999999,0.31228090316089208]
[43061,13,7813,0.45434000000000002,0.28978514642699232]
[43061,14,7814,0.43509999999999999,0.27751357399829285]
[43061,15,7815,0.45158999999999999,0.28803115348629987]
[43061,16,7816,0.51243000000000005,0.32683585549056587]
[43061,17,7817,0.65229999999999999,0.4160471255322602]
[43061,18,7818,0.74502000000000002,0.47518538933626325]
[43061,19,7819,0.78071999999999997,0.49795540678452577]
[43061,20,7820,0.72801000000000005,0.46433614572856169]
[43061,21,7821,0.68350999999999995,0.43595335087008302]
[43061,22,7822,0.56737000000000004,0.36187744536752797]
[43061,23,7823,0.46000999999999997,0.29340156096289288]
[43061,24,7824,0.35200999999999999,0.22451747456478752]
[43062,1,7825,0.26977000000000001,0.17206351840385997]
[43062,2,7826,0.25337999999999999,0.16160972047733266]
[43062,3,7827,0.22585,0.14405065660196378]
[43062,4,7828,0.2228,0.1421053189768321]
[43062,5,7829,0.23558999999999999,0.1502629806900892]
[43062,6,7830,0.27156000000000002,0.17320520835434708]
[43062,7,7831,0.37241999999999997,0.23753529126279982]
[43062,8,7832,0.44812999999999997,0.28582431145910125]
[43062,9,7833,0.45927000000000001,0.2929295774079429]
[43062,10,7834,0.47960999999999998,0.30590274701291936]
[43062,11,7835,0.53080000000000005,0.33855252833439176]
[43062,12,7836,0.50065000000000004,0.31932238754825404]
[43062,13,7837,0.47891,0.30545627608256132]
[43062,14,7838,0.4864,0.31023351503739288]
[43062,15,7839,0.46811999999999998,0.29857424559889872]
[43062,16,7840,0.52985000000000004,0.33794660350033434]
[43062,17,7841,0.65747999999999995,0.41935101041691003]
[43062,18,7842,0.72633999999999999,0.46327099365185015]
[43062,19,7843,0.75470999999999999,0.4813658226436488]
[43062,20,7844,0.75814000000000004,0.48355353020240344]
[43062,21,7845,0.68562999999999996,0.43730551997345324]
[43062,22,7846,0.57920000000000005,0.3694228040905797]
[43062,23,7847,0.47520000000000001,0.30308998015166344]
[43062,24,7848,0.36652000000000001,0.23377217913549597]
[43063,1,7849,0.27667999999999998,0.17647082430210906]
[43063,2,7850,0.23602000000000001,0.15053724140445204]
[43063,3,7851,0.22509999999999999,0.14357229489086581]
[43063,4,7852,0.22189,0.14152490676736657]
[43063,5,7853,0.23834,0.1520169736307817]
[43063,6,7854,0.28403,0.18115876907086903]
[43063,7,7855,0.36448000000000003,0.23247103528130952]
[43063,8,7856,0.39313999999999999,0.25075083080139932]
[43063,9,7857,0.42946000000000001,0.27391629393083622]
[43063,10,7858,0.43408999999999998,0.27686938022734758]
[43063,11,7859,0.48981000000000002,0.3124084662838516]
[43063,12,7860,0.52858000000000005,0.3371365776695418]
[43063,13,7861,0.51959999999999995,0.3314089934486622]
[43063,14,7862,0.48832999999999999,0.31146449917395158]
[43063,15,7863,0.48888999999999999,0.31182167591823806]
[43063,16,7864,0.61031999999999997,0.38927162602307075]
[43063,17,7865,0.67295000000000005,0.42921801797782388]
[43063,18,7866,0.73104999999999998,0.46627510519754534]
[43063,19,7867,0.75670000000000004,0.48263507571709541]
[43063,20,7868,0.73672000000000004,0.46989151973344589]
[43063,21,7869,0.68542999999999998,0.43717795685049377]
[43063,22,7870,0.59030000000000005,0.37650255741482941]
[43063,23,7871,0.53995000000000004,0.34438854120978679]
[43063,24,7872,0.38077,0.24286105164635707]
[43064,1,7873,0.29521999999999998,{"$f":"$H$7*(D7879/$H$3)","v":0.18829592580045051}]
[43064,2,7874,0.24823999999999999,0.15833134821727468]
[43064,3,7875,0.22925999999999999,0.14622560784842248]
[43064,4,7876,0.22066,0.14074039356116594]
[43064,5,7877,0.22363,0.14263470593711383]
[43064,6,7878,0.23527999999999999,0.15006525784950203]
[43064,7,7879,0.31469999999999998,0.20072057397670134]
[43064,8,7880,0.43043999999999999,0.27454135323333756]
[43064,9,7881,0.57454000000000005,0.36645058332562441]
[43064,10,7882,0.69057999999999997,0.44046270726669973]
[43064,11,7883,0.79003999999999996,0.50389984831443635]
[43064,12,7884,0.88775000000000004,0.56622081203627783]
[43064,13,7885,0.81994999999999996,0.52297691335302277]
[43064,14,7886,0.70975999999999995,0.45269601075851146]
[43064,15,7887,0.64204000000000006,0.40950313732444021]
[43064,16,7888,0.66847999999999996,0.42636698217968005]
[43064,17,7889,0.71187999999999996,0.45404817986188162]
[43064,18,7890,0.74841000000000002,0.47734758427042601]
[43064,19,7891,0.76254999999999995,0.48636629706365936]
[43064,20,7892,0.72741,0.46395345635968327]
[43064,21,7893,0.70882000000000001,0.45209646408060206]
[43064,22,7894,0.60031999999999996,0.38289346987509804]
[43064,23,7895,0.50890999999999997,0.3245907445264794]
[43064,24,7896,0.40449000000000002,0.25799003802934839]
[43065,1,7897,0.32677,0.2084190084473044]
[43065,2,7898,0.25874999999999998,0.16503479032879398]
[43065,3,7899,0.24091000000000001,0.15365615976081068]
[43065,4,7900,0.2298,0.14657002828041302]
[43065,5,7901,0.23063,0.14709941524069473]
[43065,6,7902,0.23638000000000001,0.15076685502577905]
[43065,7,7903,0.27904000000000001,0.17797606915303063]
[43065,8,7904,0.43643999999999999,0.2783682469221212]
[43065,9,7905,0.61373,0.39144657726952942]
[43065,10,7906,0.74455000000000005,0.47488561599730855]
[43065,11,7907,0.89300000000000002,0.56956934401396342]
[43065,12,7908,0.84304999999999997,0.53771045405483975]
[43065,13,7909,0.76088999999999996,0.48530752314309589]
[43065,14,7910,0.68845999999999996,0.43911053816332957]
[43065,15,7911,0.68447999999999998,0.43657203201643641]
[43065,16,7912,0.66474999999999995,0.42398792993648621]
[43065,17,7913,0.73128000000000004,0.46642180278894874]
[43065,18,7914,0.77807999999999999,0.49627157356146101]
[43065,19,7915,0.82313999999999998,0.5250115451642261]
[43065,20,7916,0.78083999999999998,0.49803194465830147]
[43065,21,7917,0.69837000000000005,0.44543129090597056]
[43065,22,7918,0.59975000000000001,0.38252991497466365]
[43065,23,7919,0.47952,0.30584534360758764]
[43065,24,7920,0.35568,0.22685825787109354]
[43066,1,7921,0.29676000000000002,0.18927816184723831]
[43066,2,7922,0.25025999999999998,0.15961973575916516]
[43066,3,7923,0.22972999999999999,0.14652538118737718]
[43066,4,7924,0.23261000000000001,0.14836229015799335]
[43066,5,7925,0.24911,0.15888624780214833]
[43066,6,7926,0.29310999999999998,0.18695013485322823]
[43066,7,7927,0.37697000000000003,0.24043735231012747]
[43066,8,7928,0.42877999999999999,0.27348257931277409]
[43066,9,7929,0.42731000000000002,0.27254499035902213]
[43066,10,7930,0.47366999999999998,0.30211412226102358]
[43066,11,7931,0.48119000000000001,0.30691049568429907]
[43066,12,7932,0.49822,0.31777249560429666]
[43066,13,7933,0.48392000000000002,0.3086517323126956]
[43066,14,7934,0.45818999999999999,0.29224073654396182]
[43066,15,7935,0.49321999999999999,0.31458341753031027]
[43066,16,7936,0.57665999999999995,0.36780275242899457]
[43066,17,7937,0.73809000000000002,{"$f":"$H$7*(D7943/$H$3)","v":0.47076532712571817}]
[43066,18,7938,0.80518000000000001,0.51355637672246712]
[43066,19,7939,0.86043999999999998,0.54880206759616434]
[43066,20,7940,0.85001000000000004,0.54214965073382881]
[43066,21,7941,0.75195999999999996,0.47961182970295629]
[43066,22,7942,0.63061999999999996,0.40221928300345533]
[43066,23,7943,0.45543,0.29048036544712141]
[43066,24,7944,0.35559000000000002,0.22680085446576179]
[43067,1,7945,0.28328999999999999,0.18068678551591902]
[43067,2,7946,0.24287,0.15490627836581333]
[43067,3,7947,0.22955999999999999,0.14641695253286163]
[43067,4,7948,0.22226000000000001,0.14176089854484158]
[43067,5,7949,0.24326999999999999,0.15516140461173222]
[43067,6,7950,0.29298000000000002,0.18686721882330462]
[43067,7,7951,0.37343999999999999,0.2381858631898931]
[43067,8,7952,0.44868000000000002,0.28617511004723978]
[43067,9,7953,0.44868999999999998,0.28618148820338773]
[43067,10,7954,0.44672000000000001,0.28492499144223715]
[43067,11,7955,0.47732999999999998,0.30444852741118161]
[43067,12,7956,0.51815,0.33048416080720622]
[43067,13,7957,0.50111000000000006,0.31961578273106078]
[43067,14,7958,0.45883000000000002,0.29264893853743207]
[43067,15,7959,0.49147000000000002,0.31346724020441502]
[43067,16,7960,0.56852999999999998,0.36261731148069276]
[43067,17,7961,0.68591000000000002,0.43748410834559653]
[43067,18,7962,0.75099000000000005,0.47899314855660297]
[43067,19,7963,0.76397999999999999,0.48727837339281949]
[43067,20,7964,0.76858000000000004,0.49021232522088698]
[43067,21,7965,0.74270000000000003,0.47370565710993356]
[43067,22,7966,0.61946000000000001,0.39510126074231783]
[43067,23,7967,0.47020000000000001,0.29990090207767706]
[43067,24,7968,0.35086000000000001,0.22378398660777071]
[43068,1,7969,0.26839000000000002,0.17118333285543971]
[43068,2,7970,0.24933,0.15902656723740372]
[43068,3,7971,0.23668,0.15095819971021823]
[43068,4,7972,0.23884,0.15233588143818033]
[43068,5,7973,0.26705000000000001,0.17032865993161136]
[43068,6,7974,0.29614000000000001,0.188882716166064]
[43068,7,7975,0.40077000000000002,0.25561736394230256]
[43068,8,7976,0.43674000000000002,0.27855959160656035]
[43068,9,7977,0.45495000000000002,0.2901742139520187]
[43068,10,7978,0.46561000000000002,0.29697332840575758]
[43068,11,7979,0.48798000000000002,0.31124126370877259]
[43068,12,7980,0.48912,0.31196837350964146]
[43068,13,7981,0.48321999999999998,0.30820526138233756]
[43068,14,7982,0.42998999999999998,0.27425433620667877]
[43068,15,7983,0.46969,0.29957561611413047]
[43068,16,7984,0.53776999999999997,0.34299810316952872]
[43068,17,7985,0.65466999999999997,0.41755874853932973]
[43068,18,7986,0.75644999999999996,0.48247562181339604]
[43068,19,7987,0.78622000000000003,0.50146339266591078]
[43068,20,7988,0.78873000000000004,0.50306430985905193]
[43068,21,7989,0.70916999999999997,0.45231969954578105]
[43068,22,7990,0.65600000000000003,0.41840704330701012]
[43068,23,7991,0.49714999999999998,0.31709003289646354]
[43068,24,7992,0.35655999999999999,0.22741953561211514]
[43069,1,7993,0.27327000000000001,0.17429587305565039]
[43069,2,7994,0.23910000000000001,0.15250171349802763]
[43069,3,7995,0.23483000000000001,0.14977824082284327]
[43069,4,7996,0.22791,0.14536455676844615]
[43069,5,7997,0.26312000000000002,0.1678220445654581]
[43069,6,7998,0.29552,0.1884872704848897]
[43069,7,7999,0.38907999999999998,0.24816129940532239]
[43069,8,8000,0.45401000000000002,0.28957466727410924]
[43069,9,8001,0.44285999999999998,{"$f":"$H$7*(D8007/$H$3)","v":0.28246302316911964}]
[43069,10,8002,0.43160999999999999,0.27528759750265036]
[43069,11,8003,0.42909000000000003,0.27368030215336125]
[43069,12,8004,0.50565000000000004,0.32251146562224042]
[43069,13,8005,0.46296999999999999,0.29528949518269282]
[43069,14,8006,0.4456,0.28421063795366419]
[43069,15,8007,0.46873999999999999,0.29896969128007306]
[43069,16,8008,0.52725,0.33628828290186136]
[43069,17,8009,0.69708999999999999,0.44461488691903001]
[43069,18,8010,0.76998,0.49110526708160313]
[43069,19,8011,0.79898999999999998,0.50960829806687202]
[43069,20,8012,0.85743999999999998,0.54688862075177247]
[43069,21,8013,0.78434000000000004,0.50026429931009198]
[43069,22,8014,0.62824999999999998,0.40070765999638586]
[43069,23,8015,0.49606,0.3163948138763345]
[43069,24,8016,0.34386,0.21931927730418979]
[43070,1,8017,0.28016999999999997,0.17869680079775152]
[43070,2,8018,0.24057999999999999,0.1534456806079276]
[43070,3,8019,0.22448000000000001,0.14317684920969151]
[43070,4,8020,0.22098000000000001,0.14094449455790106]
[43070,5,8021,0.2477,0.15798692778528414]
[43070,6,8022,0.27999000000000002,0.17858199398708804]
[43070,7,8023,0.37703999999999999,0.24048199940316325]
[43070,8,8024,0.45191999999999999,0.28824163263918295]
[43070,9,8025,0.46697,0.29784075764188189]
[43070,10,8026,0.46273999999999998,0.29514279759128942]
[43070,11,8027,0.51432999999999995,0.32804770515868059]
[43070,12,8028,0.53886000000000001,0.3436933221896577]
[43070,13,8029,0.55306,0.35275030391977896]
[43070,14,8030,0.49086000000000002,0.31307817267938876]
[43070,15,8031,0.52429000000000003,0.33440034868206153]
[43070,16,8032,0.58943000000000001,0.37594765782995576]
[43070,17,8033,0.75556000000000001,0.48190796591622648]
[43070,18,8034,0.8256,0.5265805715766273]
[43070,19,8035,0.80344000000000004,0.51244657755271983]
[43070,20,8036,0.85163,0.54318291202980029]
[43070,21,8037,0.76834999999999998,0.49006562762948352]
[43070,22,8038,0.63077000000000005,0.40231495534567496]
[43070,23,8039,0.51739000000000002,0.32999942093996032]
[43070,24,8040,0.40305000000000002,0.25707158354404031]
[43071,1,8041,0.29887999999999998,0.19063033095060852]
[43071,2,8042,0.25805,0.16458831939843591]
[43071,3,8043,0.24102000000000001,0.15372631947843837]
[43071,4,8044,0.22989999999999999,0.14663380984189273]
[43071,5,8045,0.22691,0.14472674115364889]
[43071,6,8046,0.24062,0.15347119323251945]
[43071,7,8047,0.31657999999999997,0.2019196673325202]
[43071,8,8048,0.46611000000000002,0.29729223621315626]
[43071,9,8049,0.64534999999999998,0.4116143070094192]
[43071,10,8050,0.75485000000000002,0.48145511682972042]
[43071,11,8051,0.88500999999999996,0.56447319725173317]
[43071,12,8052,0.86046999999999996,0.54882120206460816]
[43071,13,8053,0.77242,0.49266153718170846]
[43071,14,8054,0.68328,0.43580665327867968]
[43071,15,8055,0.66730999999999996,0.4256207379103672]
[43071,16,8056,0.72346999999999995,0.46144046283738199]
[43071,17,8057,0.79493999999999998,0.50702514482694305]
[43071,18,8058,0.77895999999999999,0.49683285130248261]
[43071,19,8059,0.78774,0.50243287240040269]
[43071,20,8060,0.79571999999999998,0.50752264100648492]
[43071,21,8061,0.71287,0.45467961732053097]
[43071,22,8062,0.61312,0.3910575097445031]
[43071,23,8063,0.49990000000000001,0.31884402583715604]
[43071,24,8064,0.40886,0.26077729226601243]
[43072,1,8065,0.32890999999999998,{"$f":"$H$7*(D8071/$H$3)","v":0.20978393386297056}]
[43072,2,8066,0.26268000000000002,0.1675414056949473]
[43072,3,8067,0.23343,0.1488852989621271]
[43072,4,8068,0.22878000000000001,0.14591945635331979]
[43072,5,8069,0.24321999999999999,0.15512951383099238]
[43072,6,8070,0.25488,0.16256644389952857]
[43072,7,8071,0.30304999999999999,0.19329002206431314]
[43072,8,8072,0.41060999999999998,0.26189346959190762]
[43072,9,8073,0.61241999999999996,0.390611038814145]
[43072,10,8074,0.76817999999999997,0.48995719897496798]
[43072,11,8075,0.90966999999999998,0.580201730312634]
[43072,12,8076,0.94411999999999996,0.60217447824239989]
[43072,13,8077,0.78181999999999996,0.49865700396080281]
[43072,14,8078,0.69877999999999996,0.44569279530803735]
[43072,15,8079,0.63056000000000001,0.40218101406656753]
[43072,16,8080,0.623,0.39735912801870016]
[43072,17,8081,0.75068999999999997,0.47880180387216376]
[43072,18,8082,0.80193999999999999,0.51148985413052395]
[43072,19,8083,0.83118999999999998,0.53014596086334409]
[43072,20,8084,0.82120000000000004,0.52377418287151944]
[43072,21,8085,0.74587000000000003,0.47572753260884093]
[43072,22,8086,0.64151000000000002,0.40916509504859772]
[43072,23,8087,0.48359000000000002,0.30844125315981258]
[43072,24,8088,0.37308999999999998,0.23796262772471402]
[43073,1,8089,0.2878,0.18356333393865476]
[43073,2,8090,0.23930000000000001,0.15262927662098708]
[43073,3,8091,0.23955000000000001,0.15278873052468639]
[43073,4,8092,0.23416999999999999,0.14935728251707708]
[43073,5,8093,0.26141999999999999,0.16673775802030272]
[43073,6,8094,0.29430000000000001,0.187709135434837]
[43073,7,8095,0.38869999999999999,0.24791892947169944]
[43073,8,8096,0.45834999999999998,0.29234278704232941]
[43073,9,8097,0.47321999999999997,0.30182710523436479]
[43073,10,8098,0.48425000000000001,0.30886221146557874]
[43073,11,8099,0.48422999999999999,0.30884945515328283]
[43073,12,8100,0.48086000000000001,0.30670001653141604]
[43073,13,8101,0.46667999999999998,0.2976557911135907]
[43073,14,8102,0.46000999999999997,0.29340156096289288]
[43073,15,8103,0.46694999999999998,0.29782800132958592]
[43073,16,8104,0.55725999999999998,0.35542912950192751]
[43073,17,8105,0.68008999999999997,0.4337720214674764]
[43073,18,8106,0.78942999999999997,0.50351078078941003]
[43073,19,8107,0.80495000000000005,0.51340967913106372]
[43073,20,8108,0.80771999999999999,0.5151764283840522]
[43073,21,8109,0.74351,0.47422228775791936]
[43073,22,8110,0.61438999999999999,0.39186753557529563]
[43073,23,8111,0.49580999999999997,0.31623535997263519]
[43073,24,8112,0.36434,0.23238174109523793]
[43074,1,8113,0.28942000000000001,0.18459659523462635]
[43074,2,8114,0.25523000000000001,0.16278967936470762]
[43074,3,8115,0.22470000000000001,0.14331716864494692]
[43074,4,8116,0.23416000000000001,0.1493509043609291]
[43074,5,8117,0.24385999999999999,0.15553771582446263]
[43074,6,8118,0.28175,0.17970454946913125]
[43074,7,8119,0.3841,0.244984977643632]
[43074,8,8120,0.43905,0.28003294567674208]
[43074,9,8121,0.44952999999999999,0.28671725331981746]
[43074,10,8122,0.49348999999999998,0.31475562774630556]
[43074,11,8123,0.55464999999999998,0.35376443074730662]
[43074,12,8124,0.56752000000000002,0.36197311770974749]
[43074,13,8125,0.51051000000000002,0.32561124951015513]
[43074,14,8126,0.48738999999999999,0.31086495249604218]
[43074,15,8127,0.51968000000000003,0.33146001869784614]
[43074,16,8128,0.57482,0.3666291716977676]
[43074,17,8129,0.72846,{"$f":"$H$7*(D8135/$H$3)","v":0.46462316275522036}]
[43074,18,8130,0.78381000000000001,0.49992625703424937]
[43074,19,8131,0.81713000000000002,0.52117827331929445]
[43074,20,8132,0.81111,0.5173386233182149]
[43074,21,8133,0.76610999999999996,0.48863692065233766]
[43074,22,8134,0.62844999999999995,0.40083522311934522]
[43074,23,8135,0.49046000000000001,0.31282304643346975]
[43074,24,8136,0.34866999999999998,0.22238717041136463]
[43075,1,8137,0.27062000000000003,0.17260566167643765]
[43075,2,8138,0.25163000000000002,0.16049354315143743]
[43075,3,8139,0.23008999999999999,0.14675499480870421]
[43075,4,8140,0.22125,0.14111670477389632]
[43075,5,8141,0.24701000000000001,0.15754683501107405]
[43075,6,8142,0.27576000000000001,0.1758840339364956]
[43075,7,8143,0.37389,0.23847288021655186]
[43075,8,8144,0.43847000000000003,0.27966301262015969]
[43075,9,8145,0.48544999999999999,0.30962759020333541]
[43075,10,8146,0.50438000000000005,0.32170143979144789]
[43075,11,8147,0.51476,0.32832196587304352]
[43075,12,8148,0.55742000000000003,0.3555311800002951]
[43075,13,8149,0.49903999999999998,0.31829550440843035]
[43075,14,8150,0.51200000000000001,0.32656159477620306]
[43075,15,8151,0.53441000000000005,0.3408550427038099]
[43075,16,8152,0.60099000000000002,0.38332080633701227]
[43075,17,8153,0.70701999999999998,0.45094839597396691]
[43075,18,8154,0.80998000000000003,0.51661789167349403]
[43075,19,8155,0.84902999999999995,0.54152459143132736]
[43075,20,8156,0.84743000000000002,0.5405040864476518]
[43075,21,8157,0.73775999999999997,0.47055484797283503]
[43075,22,8158,0.61899999999999999,0.39480786555951108]
[43075,23,8159,0.47954999999999998,0.30586447807603157]
[43075,24,8160,0.36530000000000001,0.2329940440854433]
[43076,1,8161,0.28150999999999998,0.1795514737215799]
[43076,2,8162,0.24870999999999999,0.15863112155622938]
[43076,3,8163,0.22297,0.14221374763134764]
[43076,4,8164,0.22772999999999999,0.14524974995778264]
[43076,5,8165,0.24254999999999999,0.15470217736907821]
[43076,6,8166,0.27839000000000003,0.17756148900341243]
[43076,7,8167,0.39295999999999998,0.25063602399073581]
[43076,8,8168,0.46044000000000002,0.2936758216772557]
[43076,9,8169,0.44797999999999999,0.28572863911688168]
[43076,10,8170,0.43293999999999999,0.27613589227033075]
[43076,11,8171,0.48966999999999999,0.31231917209777998]
[43076,12,8172,0.56691000000000003,0.36158405018472123]
[43076,13,8173,0.51958000000000004,0.33139623713636635]
[43076,14,8174,0.47054000000000001,0.30011775938670815]
[43076,15,8175,0.48909000000000002,0.31194923904119753]
[43076,16,8176,0.50219999999999998,0.32031100175118971]
[43076,17,8177,0.66810999999999998,0.42613099040220503]
[43076,18,8178,0.76551000000000002,0.48825423128345935]
[43076,19,8179,0.82032000000000005,0.52321290513049779]
[43076,20,8180,0.81289999999999996,0.51848031326870203]
[43076,21,8181,0.76456000000000002,0.48764830644940188]
[43076,22,8182,0.65063000000000004,0.41498197345554877]
[43076,23,8183,0.50209000000000004,0.32024084203356207]
[43076,24,8184,0.38617000000000001,0.24630525596626235]
[43077,1,8185,0.31058999999999998,0.19809915179988455]
[43077,2,8186,0.26118000000000002,0.16658468227275142]
[43077,3,8187,0.23355999999999999,0.14896821499205073]
[43077,4,8188,0.23594000000000001,0.15048621615526825]
[43077,5,8189,0.24811,0.15824843218735105]
[43077,6,8190,0.28456999999999999,0.18150318950285957]
[43077,7,8191,0.39211000000000001,0.25009388071815813]
[43077,8,8192,0.47183999999999998,0.30094691968594456]
[43077,9,8193,0.44699,{"$f":"$H$7*(D8199/$H$3)","v":0.28509720165823244}]
[43077,10,8194,0.48102,0.30680206702978352]
[43077,11,8195,0.55030000000000001,0.35098993282293856]
[43077,12,8196,0.57118000000000002,0.36430752285990559]
[43077,13,8197,0.53095999999999999,0.33865457883275929]
[43077,14,8198,0.53734000000000004,0.34272384245516591]
[43077,15,8199,0.53818999999999995,0.34326598572774353]
[43077,16,8200,0.61089000000000004,0.38963518092350519]
[43077,17,8201,0.76068000000000002,0.48517358186398851]
[43077,18,8202,0.79032000000000002,0.5040784366865797]
[43077,19,8203,0.76388999999999996,0.48722096998748776]
[43077,20,8204,0.73180000000000001,0.46675346690864333]
[43077,21,8205,0.71701000000000004,0.45732017396579167]
[43077,22,8206,0.60899999999999999,0.38842970941153837]
[43077,23,8207,0.51368999999999998,0.32763950316521034]
[43077,24,8208,0.39254,0.25036814143252101]
[43078,1,8209,0.31087999999999999,0.19828411832817577]
[43078,2,8210,0.26673000000000002,0.17012455893487627]
[43078,3,8211,0.26097999999999999,0.16645711914979192]
[43078,4,8212,0.22769,0.14522423733319076]
[43078,5,8213,0.24556,0.15662200236961801]
[43078,6,8214,0.24553,0.15660286790117406]
[43078,7,8215,0.31211,0.19906863153437643]
[43078,8,8216,0.37730000000000002,0.24064783146301055]
[43078,9,8217,0.55476999999999999,0.35384096862108233]
[43078,10,8218,0.69488000000000005,0.44320531441032807]
[43078,11,8219,0.78520000000000001,0.50081282073881761]
[43078,12,8220,0.87733000000000005,0.55957477333009031]
[43078,13,8221,0.88997999999999999,0.56764314085727574]
[43078,14,8222,0.70555000000000001,0.45001080702021495]
[43078,15,8223,0.69491999999999998,0.44323082703491995]
[43078,16,8224,0.66263000000000005,0.42263576083311605]
[43078,17,8225,0.73409999999999997,0.468220442822677]
[43078,18,8226,0.78771999999999998,0.50242011608810666]
[43078,19,8227,0.77661000000000002,0.49533398460770905]
[43078,20,8228,0.79618999999999995,0.50782241434543962]
[43078,21,8229,0.69059999999999999,0.4404754635789957]
[43078,22,8230,0.60270999999999997,0.38441784919446348]
[43078,23,8231,0.48674000000000001,0.31045037234642398]
[43078,24,8232,0.41039999999999999,0.26175952831280019]
[43079,1,8233,0.32366,0.20643540188528489]
[43079,2,8234,0.26434000000000002,0.16860017961551077]
[43079,3,8235,0.24715000000000001,0.15763612919714567]
[43079,4,8236,0.22844,0.14570259904428873]
[43079,5,8237,0.21992,0.14026841000621595]
[43079,6,8238,0.24859999999999999,0.15856096183860169]
[43079,7,8239,0.29304000000000002,0.18690548776019245]
[43079,8,8240,0.41894999999999999,0.26721285181931692]
[43079,9,8241,0.56240999999999997,0.35871387991813342]
[43079,10,8242,0.75770000000000004,0.48327289133189266]
[43079,11,8243,0.85568,0.54576606526972926]
[43079,12,8244,0.83845000000000003,0.53477650222677231]
[43079,13,8245,0.75941999999999998,0.48436993418934399]
[43079,14,8246,0.73999000000000004,0.471977176793833]
[43079,15,8247,0.65410000000000001,0.41719519363889535]
[43079,16,8248,0.67003000000000001,0.42735559638261583]
[43079,17,8249,0.75532999999999995,0.48176126832482308]
[43079,18,8250,0.82852000000000003,0.52844299317183541]
[43079,19,8251,0.83140999999999998,0.53028628029859948]
[43079,20,8252,0.89485999999999999,0.57075568105748642]
[43079,21,8253,0.8054,0.51369669615772251]
[43079,22,8254,0.65441000000000005,0.41739291647948251]
[43079,23,8255,0.47398000000000001,0.30231184510161074]
[43079,24,8256,0.38195000000000001,0.24361367407181786]
[43080,1,8257,0.28963,{"$f":"$H$7*(D8263/$H$3)","v":0.18473053651373375}]
[43080,2,8258,0.25119999999999998,0.16021928243707459]
[43080,3,8259,0.23444000000000001,0.14952949273307234]
[43080,4,8260,0.23415,0.14934452620478114]
[43080,5,8261,0.25990999999999997,0.16577465644195882]
[43080,6,8262,0.28863,0.1840927208989365]
[43080,7,8263,0.39800999999999997,0.25385699284546204]
[43080,8,8264,0.45155000000000001,0.28800564086170793]
[43080,9,8265,0.47527999999999998,0.30314100540084721]
[43080,10,8266,0.48246,0.30772052151509161]
[43080,11,8267,0.52266999999999997,0.33336708738608989]
[43080,12,8268,0.50307999999999997,0.32087227949221137]
[43080,13,8269,0.47619,0.30372141761031274]
[43080,14,8270,0.46431,0.29614416810652117]
[43080,15,8271,0.49730000000000002,0.31718570523868311]
[43080,16,8272,0.55334000000000005,0.35292889229192226]
[43080,17,8273,0.69545000000000001,0.4435688693107625]
[43080,18,8274,0.75294000000000005,0.48023688900545763]
[43080,19,8275,0.81484000000000001,0.51971767556140869]
[43080,20,8276,0.81657000000000002,0.52082109657500797]
[43080,21,8277,0.76534000000000002,0.4881458026289438]
[43080,22,8278,0.66501999999999994,0.42416014015248144]
[43080,23,8279,0.52292000000000005,0.33352654128978926]
[43080,24,8280,0.37702999999999998,0.24047562124701527]
[43081,1,8281,0.28523999999999999,0.18193052596477371]
[43081,2,8282,0.24210999999999999,0.15442153849856738]
[43081,3,8283,0.22875999999999999,0.14590670004102382]
[43081,4,8284,0.24077999999999999,0.15357324373088704]
[43081,5,8285,0.24661,0.15729170876515514]
[43081,6,8286,0.29796,0.19004354058499501]
[43081,7,8287,0.39681,0.25309161410770531]
[43081,8,8288,0.44496999999999998,0.2838088141163419]
[43081,9,8289,0.46245000000000003,0.29495783106299822]
[43081,10,8290,0.46254000000000001,0.29501523446833]
[43081,11,8291,0.51334000000000002,0.32741626770003135]
[43081,12,8292,0.53812000000000004,0.34322133863470777]
[43081,13,8293,0.50173999999999996,0.32001760656838296]
[43081,14,8294,0.49123,0.31331416445686366]
[43081,15,8295,0.48725000000000002,0.31077565830997056]
[43081,16,8296,0.56225000000000003,0.35861182941976594]
[43081,17,8297,0.65846000000000005,0.41997606971941143]
[43081,18,8298,0.75612999999999997,0.48227152081666091]
[43081,19,8299,0.7903,0.50406568037428368]
[43081,20,8300,0.83586000000000005,0.53312455978444739]
[43081,21,8301,0.79983000000000004,0.51014406318330163]
[43081,22,8302,0.63507999999999998,0.40506394064545115]
[43081,23,8303,0.51598999999999995,0.32910647907924412]
[43081,24,8304,0.36303999999999997,0.23155258079600144]
[43082,1,8305,0.30093999999999999,0.19194423111709086]
[43082,2,8306,0.24687000000000001,0.15745754082500241]
[43082,3,8307,0.24252000000000001,0.15468304290063431]
[43082,4,8308,0.23597000000000001,0.15050535062371218]
[43082,5,8309,0.26741999999999999,0.17056465170908636]
[43082,6,8310,0.31619000000000003,0.2016709192427493]
[43082,7,8311,0.41354999999999997,0.26376864749941159]
[43082,8,8312,0.45929999999999999,0.29294871187638677]
[43082,9,8313,0.47720000000000001,0.30436561138125795]
[43082,10,8314,0.47012999999999999,0.29985625498464125]
[43082,11,8315,0.4854,0.30959569942259557]
[43082,12,8316,0.53512000000000004,0.34130789179031601]
[43082,13,8317,0.51341000000000003,0.32746091479306721]
[43082,14,8318,0.46788999999999997,0.29842754800749532]
[43082,15,8319,0.48953000000000002,0.31222987791170831]
[43082,16,8320,0.55513999999999997,0.35407696039855729]
[43082,17,8321,0.68459000000000003,{"$f":"$H$7*(D8327/$H$3)","v":0.43664219173406416}]
[43082,18,8322,0.78754000000000002,0.50230530927744321]
[43082,19,8323,0.83059000000000005,0.52976327149446578]
[43082,20,8324,0.79747000000000001,0.50863881833238012]
[43082,21,8325,0.75502000000000002,0.48156354548423597]
[43082,22,8326,0.64817000000000002,0.41341294704314746]
[43082,23,8327,0.51310999999999996,0.32726957010862795]
[43082,24,8328,0.36929000000000001,0.23553892838848439]
[43083,1,8329,0.28051999999999999,0.1789200362629306]
[43083,2,8330,0.25041000000000002,0.15971540810138476]
[43083,3,8331,0.24848000000000001,0.15848442396482604]
[43083,4,8332,0.24151,0.15403884912968904]
[43083,5,8333,0.25167,0.16051905577602932]
[43083,6,8334,0.29237000000000002,0.1864781512982783]
[43083,7,8335,0.37019999999999997,0.23611934059794989]
[43083,8,8336,0.46539999999999998,0.29683938712665014]
[43083,9,8337,0.46367000000000003,0.29573596611305092]
[43083,10,8338,0.47355999999999998,0.30204396254339588]
[43083,11,8339,0.48018,0.3062663019133538]
[43083,12,8340,0.48881999999999998,0.31177702882520225]
[43083,13,8341,0.50187000000000004,0.32010052259830668]
[43083,14,8342,0.52229000000000003,0.33312471745246697]
[43083,15,8343,0.49041000000000001,0.31279115565272991]
[43083,16,8344,0.58618999999999999,0.37388113523801253]
[43083,17,8345,0.69591999999999998,0.4438686426497172]
[43083,18,8346,0.81791999999999998,0.52168214765498433]
[43083,19,8347,0.81798999999999999,0.52172679474802008]
[43083,20,8348,0.81654000000000004,0.52080196210656404]
[43083,21,8349,0.77778000000000003,0.49608022887702186]
[43083,22,8350,0.67134000000000005,0.42819113483800031]
[43083,23,8351,0.49656,0.31671372168373318]
[43083,24,8352,0.38064999999999999,0.2427845137725814]
[43084,1,8353,0.30634,0.19538843543699613]
[43084,2,8354,0.25711000000000001,0.16398877272052648]
[43084,3,8355,0.24113999999999999,0.15380285735221405]
[43084,4,8356,0.23213,0.14805613866289064]
[43084,5,8357,0.25015999999999999,0.15955595419768542]
[43084,6,8358,0.29569000000000001,0.18859569913940524]
[43084,7,8359,0.38861000000000001,0.24786152606636769]
[43084,8,8360,0.47700999999999999,0.30424442641444649]
[43084,9,8361,0.49326999999999999,0.31461530831105011]
[43084,10,8362,0.52266000000000001,0.33336070922994199]
[43084,11,8363,0.58782000000000001,0.37492077469013213]
[43084,12,8364,0.62439,0.39824569172326835]
[43084,13,8365,0.59111000000000002,0.37701918806281515]
[43084,14,8366,0.57155999999999996,0.36454989279352845]
[43084,15,8367,0.58799000000000001,0.37502920334464768]
[43084,16,8368,0.69177999999999995,0.44122808600445645]
[43084,17,8369,0.79288999999999998,0.50571762281660859]
[43084,18,8370,0.79085000000000005,0.50441647896242225]
[43084,19,8371,0.78732999999999997,0.50217136799833573]
[43084,20,8372,0.76876999999999995,0.49033351018769838]
[43084,21,8373,0.71916000000000002,0.45869147753760581]
[43084,22,8374,0.60919999999999996,0.38855727253449779]
[43084,23,8375,0.53208999999999995,0.33937531047748015]
[43084,24,8376,0.40637000000000001,0.25918913138516725]
[43085,1,8377,0.32568000000000003,0.2077237894271754]
[43085,2,8378,0.26416000000000001,0.16848537280484727]
[43085,3,8379,0.24074999999999999,0.15355410926244309]
[43085,4,8380,0.24185000000000001,0.15425570643872011]
[43085,5,8381,0.24631,0.15710036408071595]
[43085,6,8382,0.27366000000000001,0.17454462114542135]
[43085,7,8383,0.33822999999999998,0.21572837539288112]
[43085,8,8384,0.45112000000000002,0.28773138014734517]
[43085,9,8385,0.58526,{"$f":"$H$7*(D8391/$H$3)","v":0.37328796671625114}]
[43085,10,8386,0.74770000000000003,0.47689473518391995]
[43085,11,8387,0.81294999999999995,0.51851220404944187]
[43085,12,8388,0.93722000000000005,0.59777355050029879]
[43085,13,8389,0.83638000000000001,0.53345622390414194]
[43085,14,8390,0.67081000000000002,0.42785309256215776]
[43085,15,8391,0.68910000000000005,0.43951874015679987]
[43085,16,8392,0.68025000000000002,0.43387407196584399]
[43085,17,8393,0.77368999999999999,0.493471563012501]
[43085,18,8394,0.81481999999999999,0.51970491924911277]
[43085,19,8395,0.83653,0.53355189624636157]
[43085,20,8396,0.85285999999999995,0.54396742523600095]
[43085,21,8397,0.72092000000000001,0.45981403301964896]
[43085,22,8398,0.61704999999999999,0.39356412511065636]
[43085,23,8399,0.52637,0.33572700516083981]
[43085,24,8400,0.43713000000000002,0.27880833969633134]
[43086,1,8401,0.33576,0.21415297082433188]
[43086,2,8402,0.27217000000000002,0.17359427587937343]
[43086,3,8403,0.23504,0.1499121821019507]
[43086,4,8404,0.2311,0.14739918857964945]
[43086,5,8405,0.22983000000000001,0.14658916274885692]
[43086,6,8406,0.27200000000000002,0.17348584722485785]
[43086,7,8407,0.32356000000000001,0.20637162032380515]
[43086,8,8408,0.43231999999999998,0.27574044658915642]
[43086,9,8409,0.54027999999999998,0.34459902036266987]
[43086,10,8410,0.75351000000000001,0.48060044390589213]
[43086,11,8411,0.83247000000000004,0.5309623648502847]
[43086,12,8412,0.91435,0.58318670738988521]
[43086,13,8413,0.78395999999999999,0.50002192937646894]
[43086,14,8414,0.75270000000000004,0.48008381325790633]
[43086,15,8415,0.69252000000000002,0.44170006955940649]
[43086,16,8416,0.71791000000000005,0.45789420801910918]
[43086,17,8417,0.79701,0.50834542314957343]
[43086,18,8418,0.81805000000000005,0.52176506368490805]
[43086,19,8419,0.82264999999999999,0.52469901551297538]
[43086,20,8420,0.82086000000000003,0.52355732556248835]
[43086,21,8421,0.79096999999999995,0.50449301683619785]
[43086,22,8422,0.65258000000000005,0.41622571390440349]
[43086,23,8423,0.51214000000000004,0.32665088896227468]
[43086,24,8424,0.38551999999999997,0.24589067581664412]
[43087,1,8425,0.28963,0.18473053651373375]
[43087,2,8426,0.25119999999999998,0.16021928243707459]
[43087,3,8427,0.23444000000000001,0.14952949273307234]
[43087,4,8428,0.23415,0.14934452620478114]
[43087,5,8429,0.25990999999999997,0.16577465644195882]
[43087,6,8430,0.28863,0.1840927208989365]
[43087,7,8431,0.43045,0.27454773138948552]
[43087,8,8432,0.48835000000000001,0.31147725548624755]
[43087,9,8433,0.51400999999999997,0.32784360416194552]
[43087,10,8434,0.52178000000000002,0.33279943148892038]
[43087,11,8435,0.56525999999999998,0.36053165442030566]
[43087,12,8436,0.54408000000000001,0.34702271969889947]
[43087,13,8437,0.51500000000000001,0.32847504162059482]
[43087,14,8438,0.50214999999999999,0.32027911097044987]
[43087,15,8439,0.53783000000000003,0.34303637210641652]
[43087,16,8440,0.59843999999999997,0.38169437651927918]
[43087,17,8441,0.69545000000000001,0.4435688693107625]
[43087,18,8442,0.75294000000000005,0.48023688900545763]
[43087,19,8443,0.81484000000000001,0.51971767556140869]
[43087,20,8444,0.81657000000000002,0.52082109657500797]
[43087,21,8445,0.76534000000000002,0.4881458026289438]
[43087,22,8446,0.66501999999999994,0.42416014015248144]
[43087,23,8447,0.52292000000000005,0.33352654128978926]
[43087,24,8448,0.37702999999999998,0.24047562124701527]
[43088,1,8449,0.28523999999999999,{"$f":"$H$7*(D8455/$H$3)","v":0.18193052596477371}]
[43088,2,8450,0.24210999999999999,0.15442153849856738]
[43088,3,8451,0.22875999999999999,0.14590670004102382]
[43088,4,8452,0.24077999999999999,0.15357324373088704]
[43088,5,8453,0.24661,0.15729170876515514]
[43088,6,8454,0.29796,0.19004354058499501]
[43088,7,8455,0.42914999999999998,0.27371857109024905]
[43088,8,8456,0.48122999999999999,0.30693600830889095]
[43088,9,8457,0.50014000000000003,0.3189971015847074]
[43088,10,8458,0.50022999999999995,0.31905450499003912]
[43088,11,8459,0.55518000000000001,0.35410247302314918]
[43088,12,8460,0.58196999999999999,0.37118955334356807]
[43088,13,8461,0.54262999999999995,0.34609788705744343]
[43088,14,8462,0.53125999999999995,0.33884592351719844]
[43088,15,8463,0.52695999999999998,0.33610331637357022]
[43088,16,8464,0.60807,0.38783654088977687]
[43088,17,8465,0.65846000000000005,0.41997606971941143]
[43088,18,8466,0.75612999999999997,0.48227152081666091]
[43088,19,8467,0.7903,0.50406568037428368]
[43088,20,8468,0.83586000000000005,0.53312455978444739]
[43088,21,8469,0.79983000000000004,0.51014406318330163]
[43088,22,8470,0.63507999999999998,0.40506394064545115]
[43088,23,8471,0.51598999999999995,0.32910647907924412]
[43088,24,8472,0.36303999999999997,0.23155258079600144]
[43089,1,8473,0.28625,0.18257471973571898]
[43089,2,8474,0.25569999999999998,0.16308945270366232]
[43089,3,8475,0.23555000000000001,0.15023746806549731]
[43089,4,8476,0.23182,0.1478584158223035]
[43089,5,8477,0.23948,0.15274408343165058]
[43089,6,8478,0.28669,0.18285535860622976]
[43089,7,8479,0.38557999999999998,0.24592894475353191]
[43089,8,8480,0.45637,0.29107991212503082]
[43089,9,8481,0.51983000000000001,0.33155569104006566]
[43089,10,8482,0.50719000000000003,0.32349370166902819]
[43089,11,8483,0.53830999999999996,0.34334252360151918]
[43089,12,8484,0.57733999999999996,0.3682364670470567]
[43089,13,8485,0.57001999999999997,0.36356765674674069]
[43089,14,8486,0.53715999999999997,0.3426090356445024]
[43089,15,8487,0.54196,0.34567055059552926]
[43089,16,8488,0.59411999999999998,0.37893901306335492]
[43089,17,8489,0.71096000000000004,0.45346138949626819]
[43089,18,8490,0.76705000000000001,0.48923646733024712]
[43089,19,8491,0.81584999999999996,0.52036186933235395]
[43089,20,8492,0.78530999999999995,0.5008829804564453]
[43089,21,8493,0.76310999999999996,0.48672347380794584]
[43089,22,8494,0.65691999999999995,0.41899383367262361]
[43089,23,8495,0.52175000000000005,0.33278029702047646]
[43089,24,8496,0.40656999999999999,0.25931669450812667]
[43090,1,8497,0.29065000000000002,0.185381108440827]
[43090,2,8498,0.24839,0.15842702055949429]
[43090,3,8499,0.22789000000000001,0.1453518004561502]
[43090,4,8500,0.25141999999999998,0.16035960187232998]
[43090,5,8501,0.25067,0.15988124016123206]
[43090,6,8502,0.28665000000000002,0.18282984598163787]
[43090,7,8503,0.38757000000000003,0.24719819782697852]
[43090,8,8504,0.45837,0.29235554335462538]
[43090,9,8505,0.49096000000000001,0.31314195424086844]
[43090,10,8506,0.52744999999999997,0.33641584602482083]
[43090,11,8507,0.56238999999999995,0.3587011236058375]
[43090,12,8508,0.62073999999999996,0.39591766472925832]
[43090,13,8509,0.59431999999999996,0.3790665761863144]
[43090,14,8510,0.55903000000000003,0.35655806314011873]
[43090,15,8511,0.58082999999999996,0.37046244354269925]
[43090,16,8512,0.64881,0.41382114903661771]
[43090,17,8513,0.75422,{"$f":"$H$7*(D8519/$H$3)","v":0.48105329299239813}]
[43090,18,8514,0.80330000000000001,0.51235728336664821]
[43090,19,8515,0.85411999999999999,0.54477107291064553]
[43090,20,8516,0.78539999999999999,0.50094038386177708]
[43090,21,8517,0.75880000000000003,0.48397448850816965]
[43090,22,8518,0.62251000000000001,0.39704659836744949]
[43090,23,8519,0.53908999999999996,0.3438400197810611]
[43090,24,8520,0.40487000000000001,0.25823240796297131]
[43091,1,8521,0.31242999999999999,0.19927273253111152]
[43091,2,8522,0.2616,0.16685256483096622]
[43091,3,8523,0.25625999999999999,0.1634466294479488]
[43091,4,8524,0.24526000000000001,0.15643065768517883]
[43091,5,8525,0.25102000000000002,0.16010447562641111]
[43091,6,8526,0.27572999999999998,0.17586489946805167]
[43091,7,8527,0.34827999999999998,0.2221384223215937]
[43091,8,8528,0.41857,0.26697048188569394]
[43091,9,8529,0.51778000000000002,0.33024816902973125]
[43091,10,8530,0.61467000000000005,0.39204612394743887]
[43091,11,8531,0.63827999999999996,0.4071049506128025]
[43091,12,8532,0.66452,0.42384123234508286]
[43091,13,8533,0.70470999999999995,0.44947504190378518]
[43091,14,8534,0.63102000000000003,0.40247440924937428]
[43091,15,8535,0.56301999999999996,0.35910294744315979]
[43091,16,8536,0.62927,0.40135823192347908]
[43091,17,8537,0.74600999999999995,0.4758168267949125]
[43091,18,8538,0.86355999999999999,0.55079205231433181]
[43091,19,8539,0.84409000000000001,0.53837378229422894]
[43091,20,8540,0.79544999999999999,0.50735043079048958]
[43091,21,8541,0.71335999999999999,0.45499214697178159]
[43091,22,8542,0.68672999999999995,0.43800711714973023]
[43091,23,8543,0.56244000000000005,0.3587330143865774]
[43091,24,8544,0.41142000000000001,0.26241010023989342]
[43092,1,8545,0.32568000000000003,0.2077237894271754]
[43092,2,8546,0.26416000000000001,0.16848537280484727]
[43092,3,8547,0.24074999999999999,0.15355410926244309]
[43092,4,8548,0.24185000000000001,0.15425570643872011]
[43092,5,8549,0.24631,0.15710036408071595]
[43092,6,8550,0.27366000000000001,0.17454462114542135]
[43092,7,8551,0.33822999999999998,0.21572837539288112]
[43092,8,8552,0.44638,0.28470813413320606]
[43092,9,8553,0.57911000000000001,0.36936540068524792]
[43092,10,8554,0.73985000000000001,0.47188788260776132]
[43092,11,8555,0.80440999999999996,0.51306525869907316]
[43092,12,8556,0.92737000000000003,0.59149106669454576]
[43092,13,8557,0.82759000000000005,0.52784982465007391]
[43092,14,8558,0.66376000000000002,0.42335649247783697]
[43092,15,8559,0.68186000000000002,0.43490095510566762]
[43092,16,8560,0.67310000000000003,0.42931369032004352]
[43092,17,8561,0.76556000000000002,0.48828612206419919]
[43092,18,8562,0.80625999999999998,0.51424521758644814]
[43092,19,8563,0.82774000000000003,0.52794549699229354]
[43092,20,8564,0.84389999999999998,0.53825259732741748]
[43092,21,8565,0.71335000000000004,0.45498576881563368]
[43092,22,8566,0.61056999999999995,0.38943107992677006]
[43092,23,8567,0.52083999999999997,0.33219988481101093]
[43092,24,8568,0.43253999999999998,0.27588076602441181]
[43093,1,8569,0.35575000000000001,0.22690290496412938]
[43093,2,8570,0.27622999999999998,0.1761838072754503]
[43093,3,8571,0.25372,0.16182657778636375]
[43093,4,8572,0.23477999999999999,0.1497463500421034]
[43093,5,8573,0.25355,0.1617181491318482]
[43093,6,8574,0.27612999999999999,0.17612002571397059]
[43093,7,8575,0.31922,0.20360350055558502]
[43093,8,8576,0.46697,0.29784075764188189]
[43093,9,8577,0.62526999999999999,{"$f":"$H$7*(D8583/$H$3)","v":0.39880696946429001}]
[43093,10,8578,0.69167000000000001,0.44115792628682882]
[43093,11,8579,0.77271000000000001,0.49284650370999966]
[43093,12,8580,0.71196000000000004,0.45409920511106544]
[43093,13,8581,0.74782000000000004,0.47697127305769565]
[43093,14,8582,0.67915999999999999,0.4331788529457149]
[43093,15,8583,0.69189999999999996,0.44130462387823211]
[43093,16,8584,0.78139999999999998,0.49838912140258795]
[43093,17,8585,0.92712000000000006,0.59133161279084645]
[43093,18,8586,0.92901999999999996,0.59254346245896117]
[43093,19,8587,0.75880999999999998,0.48398086666431761]
[43093,20,8588,0.68554999999999999,0.43725449472426947]
[43093,21,8589,0.65930999999999995,0.42051821299198905]
[43093,22,8590,0.61865999999999999,0.39459100825047999]
[43093,23,8591,0.55105999999999999,0.3514746726901844]
[43093,24,8592,0.45795999999999998,0.29209403895255842]
[43094,1,8593,0.34345999999999999,0.21906415105827085]
[43094,2,8594,0.29459000000000002,0.18789410196312822]
[43094,3,8595,0.24676000000000001,0.15738738110737471]
[43094,4,8596,0.23099,0.14732902886202173]
[43094,5,8597,0.24015,0.15317141989356475]
[43094,6,8598,0.25694,0.16388034406601096]
[43094,7,8599,0.2823,0.18005534805726975]
[43094,8,8600,0.39794000000000002,0.25381234575242623]
[43094,9,8601,0.55303999999999998,0.35273754760748305]
[43094,10,8602,0.71352000000000004,0.45509419747014918]
[43094,11,8603,0.77361000000000002,0.49342053776331724]
[43094,12,8604,0.80808000000000002,0.51540604200537921]
[43094,13,8605,0.66903999999999997,0.42672415892396653]
[43094,14,8606,0.55035000000000001,0.3510218236036784]
[43094,15,8607,0.56176999999999999,0.35830567792466322]
[43094,16,8608,0.55684999999999996,0.35516762509986066]
[43094,17,8609,0.69569999999999999,0.44372832321446182]
[43094,18,8610,0.73014999999999997,0.46570107114422776]
[43094,19,8611,0.74843000000000004,0.47736034058272192]
[43094,20,8612,0.73282999999999998,0.46741041699188446]
[43094,21,8613,0.64410999999999996,0.41082341564707053]
[43094,22,8614,0.54708000000000001,0.34893616654329135]
[43094,23,8615,0.48015000000000002,0.30624716744490993]
[43094,24,8616,0.39266000000000001,0.25044467930629666]
[43095,1,8617,0.31813000000000002,0.20290828153545601]
[43095,2,8618,0.25178,0.16058921549365701]
[43095,3,8619,0.25385000000000002,0.16190949381628739]
[43095,4,8620,0.22531999999999999,0.1437126143261212]
[43095,5,8621,0.23571,0.15033951856386488]
[43095,6,8622,0.22703999999999999,0.14480965718357253]
[43095,7,8623,0.29966999999999999,0.19113420528629835]
[43095,8,8624,0.40022999999999997,0.25527294351031199]
[43095,9,8625,0.60765999999999998,0.38757503648770997]
[43095,10,8626,0.72667000000000004,0.46348147280473329]
[43095,11,8627,0.72567000000000004,0.46284365718993609]
[43095,12,8628,0.73773,0.47053571350439111]
[43095,13,8629,0.60740000000000005,0.38740920442786281]
[43095,14,8630,0.49253000000000002,0.31414332475610018]
[43095,15,8631,0.49202000000000001,0.31381803879255354]
[43095,16,8632,0.48348999999999998,0.30837747159833279]
[43095,17,8633,0.61109000000000002,0.38976274404646466]
[43095,18,8634,0.71255000000000002,0.45447551632379585]
[43095,19,8635,0.69338,0.44224859098813213]
[43095,20,8636,0.70304,0.4484098898270738]
[43095,21,8637,0.64837,0.41354051016610693]
[43095,22,8638,0.56228,0.35863096388820981]
[43095,23,8639,0.47552,0.30329408114839856]
[43095,24,8640,0.40526000000000001,0.25848115605274224]
[43096,1,8641,0.32998,{"$f":"$H$7*(D8647/$H$3)","v":0.21046639657080368}]
[43096,2,8642,0.25540000000000002,0.16289810801922316]
[43096,3,8643,0.23838999999999999,0.15204886441152157]
[43096,4,8644,0.23777999999999999,0.15165979688649522]
[43096,5,8645,0.24698999999999999,0.15753407869877809]
[43096,6,8646,0.27192,0.17343482197567409]
[43096,7,8647,0.33046999999999999,0.2107789262220543]
[43096,8,8648,0.39162999999999998,0.24978772922305542]
[43096,9,8649,0.49791999999999997,0.31758115091985745]
[43096,10,8650,0.53940999999999995,0.34404412077779617]
[43096,11,8651,0.59665999999999997,0.38055906472494]
[43096,12,8652,0.63031000000000004,0.40202156016286822]
[43096,13,8653,0.61468999999999996,0.39205888025973484]
[43096,14,8654,0.59448999999999996,0.37917500484082994]
[43096,15,8655,0.55374999999999996,0.35319039669398911]
[43096,16,8656,0.54486000000000001,0.3475202158784414]
[43096,17,8657,0.69469999999999998,0.44309050759966451]
[43096,18,8658,0.74272000000000005,0.47371841342222953]
[43096,19,8659,0.74541999999999997,0.47544051558218209]
[43096,20,8660,0.72711999999999999,0.46376848983139207]
[43096,21,8661,0.70457999999999998,0.44939212587386157]
[43096,22,8662,0.60031999999999996,0.38289346987509804]
[43096,23,8663,0.49297000000000002,0.31442396362661096]
[43096,24,8664,0.40184999999999998,0.25630620480628352]
[43097,1,8665,0.32998,0.21046639657080368]
[43097,2,8666,0.25540000000000002,0.16289810801922316]
[43097,3,8667,0.23838999999999999,0.15204886441152157]
[43097,4,8668,0.23777999999999999,0.15165979688649522]
[43097,5,8669,0.24698999999999999,0.15753407869877809]
[43097,6,8670,0.27192,0.17343482197567409]
[43097,7,8671,0.33528000000000002,0.21384681932922922]
[43097,8,8672,0.39733000000000002,0.25342327822739991]
[43097,9,8673,0.50517000000000001,0.32220531412713765]
[43097,10,8674,0.54725999999999997,0.3490509733539548]
[43097,11,8675,0.60533999999999999,0.38609530426138033]
[43097,12,8676,0.63948000000000005,0.40787032935055922]
[43097,13,8677,0.62363000000000002,0.39776095185602245]
[43097,14,8678,0.60314000000000001,0.38469210990882635]
[43097,15,8679,0.56181000000000003,0.35833119054925511]
[43097,16,8680,0.55279,0.35257809370378373]
[43097,17,8681,0.70481000000000005,0.44953882346526497]
[43097,18,8682,0.75353000000000003,0.48061320021818804]
[43097,19,8683,0.75627,0.48236081500273253]
[43097,20,8684,0.73770000000000002,0.47051657903594724]
[43097,21,8685,0.71482999999999997,0.4559297359255336]
[43097,22,8686,0.60906000000000005,0.38846797834842617]
[43097,23,8687,0.50014000000000003,0.3189971015847074]
[43097,24,8688,0.40770000000000001,0.26003742615284764]
[43098,1,8689,0.30424000000000001,0.19404902264592189]
[43098,2,8690,0.26334000000000002,0.16796236400071349]
[43098,3,8691,0.25614999999999999,0.16337646973032111]
[43098,4,8692,0.24074999999999999,0.15355410926244309]
[43098,5,8693,0.25009999999999999,0.1595176852607976]
[43098,6,8694,0.26566000000000001,0.16944209622704315]
[43098,7,8695,0.30885000000000001,0.19698935263013734]
[43098,8,8696,0.35866999999999999,0.22876532655933737]
[43098,9,8697,0.46457999999999999,0.29631637832251639]
[43098,10,8698,0.53617000000000004,0.3419775981858531]
[43098,11,8699,0.61192000000000002,0.39029213100674642]
[43098,12,8700,0.65895000000000004,0.4202885993706621]
[43098,13,8701,0.62916000000000005,0.40128807220585139]
[43098,14,8702,0.58162999999999998,0.37097269603453703]
[43098,15,8703,0.58828000000000003,0.37521416987293893]
[43098,16,8704,0.59077000000000002,0.37680233075378411]
[43098,17,8705,0.67701999999999996,{"$f":"$H$7*(D8711/$H$3)","v":0.43181392753004877}]
[43098,18,8706,0.75256999999999996,0.48000089722798261]
[43098,19,8707,0.75717000000000001,0.48293484905605011]
[43098,20,8708,0.75439000000000001,0.48116172164691368]
[43098,21,8709,0.69818999999999998,0.44531648409530694]
[43098,22,8710,0.60753999999999997,0.38749849861393432]
[43098,23,8711,0.49510999999999999,0.31578888904227714]
[43098,24,8712,0.41321000000000002,0.26355179019038061]
[43099,1,8713,0.32568000000000003,0.2077237894271754]
[43099,2,8714,0.26416000000000001,0.16848537280484727]
[43099,3,8715,0.24074999999999999,0.15355410926244309]
[43099,4,8716,0.24185000000000001,0.15425570643872011]
[43099,5,8717,0.24631,0.15710036408071595]
[43099,6,8718,0.26282,0.16763069988101892]
[43099,7,8719,0.32483000000000001,0.20718164615459772]
[43099,8,8720,0.39871000000000001,0.25430346377582014]
[43099,9,8721,0.51727000000000001,0.32992288306618467]
[43099,10,8722,0.63180000000000003,0.40297190542891614]
[43099,11,8723,0.75258999999999998,0.48001365354027858]
[43099,12,8724,0.78693000000000002,0.50191624175241689]
[43099,13,8725,0.75546000000000002,0.48184418435474674]
[43099,14,8726,0.60590999999999995,0.38645885916181472]
[43099,15,8727,0.62243000000000004,0.39699557311826572]
[43099,16,8728,0.61443999999999999,0.39189942635603553]
[43099,17,8729,0.69884000000000002,0.44573106424492526]
[43099,18,8730,0.73599000000000003,0.46942591433464392]
[43099,19,8731,0.75560000000000005,0.48193347854081842]
[43099,20,8732,0.77034999999999998,0.49134125885907814]
[43099,21,8733,0.65117999999999998,0.41533277204368724]
[43099,22,8734,0.55735999999999997,0.35549291106340719]
[43099,23,8735,0.47543999999999997,0.3032430558992148]
[43099,24,8736,0.39484000000000002,0.25183511734655473]
[43100,1,8737,0.33278000000000002,0.21225228029223603]
[43100,2,8738,0.28127999999999997,0.17940477613017652]
[43100,3,8739,0.23630000000000001,0.15071582977659526]
[43100,4,8740,0.25011,0.15952406341694558]
[43100,5,8741,0.24786,0.15808897828365173]
[43100,6,8742,0.26380999999999999,0.16826213733966819]
[43100,7,8743,0.30790000000000001,0.1963834277960799]
[43100,8,8744,0.37813000000000002,0.24117721842329229]
[43100,9,8745,0.50883999999999996,0.32454609743344359]
[43100,10,8746,0.67952000000000001,0.43340846656704191]
[43100,11,8747,0.75870000000000004,0.48391070694668997]
[43100,12,8748,0.78508,0.50073628286504202]
[43100,13,8749,0.78810999999999998,0.50266886417787771]
[43100,14,8750,0.75953999999999999,0.48444647206311958]
[43100,15,8751,0.65227000000000002,0.41602799106381633]
[43100,16,8752,0.64134999999999998,0.40906304455023007]
[43100,17,8753,0.72223999999999999,0.46065594963118139]
[43100,18,8754,0.76507999999999998,0.48797997056909653]
[43100,19,8755,0.72641,0.46331564074488601]
[43100,20,8756,0.66520000000000001,0.42427494696314505]
[43100,21,8757,0.58855999999999997,0.37539275824508211]
[43100,22,8758,0.56084999999999996,0.35771888755904974]
[43100,23,8759,0.51034999999999997,0.32550919901178749]
[43100,24,8760,0.50231000000000003,0.32038116146881745]

{"sheet":"Tabulka Dotace","index":12,"n_rows":6,"n_cols":4,"rows_kept":6,"cut":false,"hidden":false,"merged":[]}
["Sledovaný parametr","[jednotky]","C.3.5","C.3.6"]
["Celkový využitelný zisk v budově","[kWh/rok]",">=1700",">=3000"]
["Minimální míra využití vyrobené elektřiny pro krytí spotřeby v místě výroby","[%]",0.7,0.7]
["Akumulace přebytků energie do elektrických akumulátorů","[-]","povinná","povinná"]
["Minimální měrná kapacita akumulátorů","[kWp/kWh]","1.75 (1.25)","1.75 (1.25)"]
["Výše podpory","[Kč/dům]",70000,100000]

{"sheet":"Porovnanibaterii","index":13,"n_rows":54,"n_cols":13,"rows_kept":54,"cut":false,"hidden":false,"merged":[[44,0,45,0],[44,1,45,1],[44,2,45,2],[44,3,45,3],[44,4,45,4],[28,10,29,10],[44,10,45,10],[28,9,29,9],[44,9,45,9],[28,5,29,5],[28,6,29,6],[28,7,29,7],[28,8,29,8],[44,5,45,5],[44,6,45,6],[44,7,45,7],[44,8,45,8],[28,0,29,0],[28,1,29,1],[28,2,29,2],[28,3,29,3],[28,4,29,4],[16,10,17,10],[16,6,17,6],[0,1,1,1],[0,2,1,2],[0,3,1,3],[0,4,1,4],[16,7,17,7],[16,8,17,8],[0,9,1,9],[0,10,1,10],[16,5,17,5],[0,5,1,5],[0,6,1,6],[0,7,1,7],[0,8,1,8],[0,0,1,0],[16,9,17,9],[16,0,17,0],[16,1,17,1],[16,2,17,2],[16,3,17,3],[16,4,17,4]]}
["Název","Typ","Napětí [V]","Kapacita [Ah]","kwh","Cena [Kč]","kč/kwh"," Počet cyklů DOD 80%","DOD","Náklady na 1 kwh [Kč]","Zdroj"]
[]
["Victron 60 Ah","PB-Gel",12,60,{"$f":"C3*D3/1000","v":0.72},5098,{"$f":"F3/E3","v":7080.5555555555557},1800,0.5,{"$f":"F3/(D3*C3*(H3/10^3)*I3)","v":7.867283950617284},null,null,"https://www.obchodsolar.cz/solarni-baterie"]
["Victron 110 Ah","PB-Gel",12,110,{"$f":"C4*D4/1000","v":1.32},8485,{"$f":"F4/E4","v":6428.030303030303},1800,0.5,{"$f":"F4/(D4*C4*(H4/10^3)*I4)","v":7.1422558922558919},null,null,"https://www.obchodsolar.cz/solarni-baterie"]
["Victron 130 Ah","PB-Gel",12,130,1.56,9960,6384.6153846153848,1800,0.5,7.0940170940170937,null,null,"https://www.obchodsolar.cz/solarni-baterie"]
["Victron 165 Ah","PB-Gel",12,165,1.98,12798,6463.636363636364,1800,0.5,7.1818181818181817,null,null,"https://www.obchodsolar.cz/solarni-baterie"]
["Hoppecke 100 Ah","Pb-AGM",12,100,1.2,9293,7744.166666666667,2500,0.5,6.1953333333333331,null,null,"https://www.obchodsolar.cz/solarni-baterie"]
["Hoppecke 150 Ah","Pb-AGM",12,150,1.8,12098,6721.1111111111113,2500,0.5,5.3768888888888888,null,null,"https://eshop.neosolar.cz/"]
["Hoppecke 200 Ah","Pb-AGM",12,200,2.4,14558,6065.8333333333339,2500,0.5,4.8526666666666669,null,null,"https://eshop.neosolar.cz/"]
["Hoppecke 250 Ah","Pb-AGM",12,250,3,18818,6272.666666666667,2500,0.5,5.0181333333333331,null,null,"https://eshop.neosolar.cz/"]
["Banner 80 Ah","Pb-trakční",12,80,0.96,2889,3009.375,300,0.5,20.0625,null,null,"https://www.obchodsolar.cz/solarni-baterie"]
["Banner 100 Ah","Pb-trakční",12,100,1.2,3632,3026.666666666667,300,0.5,20.177777777777777,null,null,"https://www.obchodsolar.cz/solarni-baterie"]
["Banner 130 Ah","Pb-trakční",12,130,1.56,4639,2973.7179487179487,300,0.5,19.824786324786324,null,null,"https://www.obchodsolar.cz/solarni-baterie"]
["Banner 180 Ah","Pb-trakční",12,180,2.16,5925,2743.0555555555552,300,0.5,18.287037037037038,null,null,"https://www.obchodsolar.cz/solarni-baterie"]
["Banner 230 Ah","Pb-trakční",12,230,2.76,7705,2791.666666666667,300,0.5,18.611111111111111,null,null,"https://www.obchodsolar.cz/solarni-baterie"]
[]
["Název","Typ","Napětí [V]","Kapacita [Ah]","kwh","Cena [Kč]","kč/kwh"," Počet cyklů DOD 80%","DOD","Náklady na 1 kwh [Kč]","Zdroj"]
[]
["Victron 60 Ah","LiFePO4",12.8,60,{"$f":"C19*D19/1000","v":0.76800000000000002},19100,{"$f":"F19/E19","v":24869.791666666668},7000,0.5,{"$f":"F19/(D19*C19*(H19/10^3)*I19)","v":7.1056547619047619},null,null,"http://eshop.terms.eu/cz/e-shop/c68835/lithium.html"]
["Victron 90 Ah","LiFePO4",12.8,90,1.1519999999999999,27000,23437.5,7000,0.5,{"$f":"F20/(D20*C20*(H20/10^3)*I20)","v":6.6964285714285712},null,null,"http://eshop.terms.eu/cz/e-shop/c68835/lithium.html"]
["Victron 160 Ah","LiFePO4",12.8,160,2.048,44150,21557.6171875,7000,0.5,6.1593191964285712,null,null,"http://eshop.terms.eu/cz/e-shop/c68835/lithium.html"]
["Victron 200 Ah","LiFePO4",12.8,200,2.56,59500,23242.1875,7000,0.5,6.640625,null,null,"http://eshop.terms.eu/cz/e-shop/c68835/lithium.html"]
["Victron 300 Ah","LiFePO4",12.8,300,3.84,86400,22500,7000,0.5,6.4285714285714288,null,null,"http://eshop.terms.eu/cz/e-shop/c68835/lithium.html"]
["Winston 40 Ah","LiFePO4",12,40,0.48,7529,15685.416666666668,7000,0.5,4.4815476190476193,null,null,"https://www.battery-import.cz/baterie-6-12v/"]
["Winston 60 Ah","LiFePO5",12,60,0.72,11279,15665.277777777779,7000,0.5,4.4757936507936504,null,null,"https://www.battery-import.cz/baterie-6-12v/"]
["Winston 90 Ah","LiFePO4",12,90,1.08,16899,15647.222222222221,7000,0.5,4.4706349206349207,null,null,"https://www.battery-import.cz/baterie-6-12v/"]
[]
[]
["Název","Typ","Napětí [V]","Kapacita [Ah]","kwh","Cena [Kč]","kč/kwh"," Počet cyklů DOD 80%","DOD","Náklady na 1 kwh [Kč]","Zdroj"]
[]
["Victron 60 Ah","PB-Gel",12,60,{"$f":"C31*D31/1000","v":0.72},5098,{"$f":"F31/E31","v":7080.5555555555557},500,0.8,{"$f":"F31/(D31*C31*(H31/10^3)*I31)","v":17.701388888888889},null,null,"https://www.obchodsolar.cz/Victron-energy/VRLA-GEL-60Ah"]
["Victron 110 Ah","PB-Gel",12,110,1.32,8485,6428.030303030303,500,0.8,{"$f":"F32/(D32*C32*(H32/10^3)*I32)","v":16.070075757575758},null,null,"https://www.obchodsolar.cz/Victron-energy/VRLA-GEL-60Ah"]
["Victron 130 Ah","PB-Gel",12,130,1.56,9960,6384.6153846153848,500,0.8,15.961538461538462,null,null,"https://www.obchodsolar.cz/Victron-energy/VRLA-GEL-60Ah"]
["Victron 165 Ah","PB-Gel",12,165,1.98,12798,6463.636363636364,500,0.8,16.15909090909091,null,null,"https://www.obchodsolar.cz/Victron-energy/VRLA-GEL-60Ah"]
["Hoppecke 100 Ah","Pb-AGM",12,100,1.2,9293,7744.166666666667,1000,0.8,9.6802083333333329,null,null,"https://eshop.neosolar.cz/"]
["Hoppecke 150 Ah","Pb-AGM",12,150,1.8,12098,6721.1111111111113,1000,0.8,8.4013888888888886,null,null,"https://eshop.neosolar.cz/"]
["Hoppecke 200 Ah","Pb-AGM",12,200,2.4,14558,6065.8333333333339,1000,0.8,7.5822916666666664,null,null,"https://eshop.neosolar.cz/"]
["Hoppecke 250 Ah","Pb-AGM",12,250,3,18818,6272.666666666667,1000,0.8,7.8408333333333333,null,null,"https://eshop.neosolar.cz/"]
["Banner 80 Ah","Pb-trakční",12,80,0.96,2889,3009.375,150,0.8,25.078125,null,null,"https://www.obchodsolar.cz/solarni-baterie"]
["Banner 100 Ah","Pb-trakční",12,100,1.2,3632,3026.666666666667,150,0.8,25.222222222222221,null,null,"https://www.obchodsolar.cz/solarni-baterie"]
["Banner 130 Ah","Pb-trakční",12,130,1.56,4639,2973.7179487179487,150,0.8,24.780982905982903,null,null,"https://www.obchodsolar.cz/solarni-baterie"]
["Banner 180 Ah","Pb-trakční",12,180,2.16,5925,2743.0555555555552,150,0.8,22.858796296296298,null,null,"https://www.obchodsolar.cz/solarni-baterie"]
["Banner 230 Ah","Pb-trakční",12,230,2.76,7705,2791.666666666667,150,0.8,23.263888888888886,null,null,"https://www.obchodsolar.cz/solarni-baterie"]
[]
["Název","Typ","Napětí [V]","Kapacita [Ah]","kwh","Cena [Kč]","kč/kwh"," Počet cyklů DOD 80%","DOD","Náklady na 1 kwh [Kč]","Zdroj"]
[]
["Victron 60 Ah","LiFePO4",12.8,60,{"$f":"C47*D47/1000","v":0.76800000000000002},19100,{"$f":"F47/E47","v":24869.791666666668},5000,0.8,{"$f":"F47/(D47*C47*(H47/10^3)*I47)","v":6.217447916666667},null,null,"http://eshop.terms.eu/cz/e-shop/c68835/lithium.html"]
["Victron 90 Ah","LiFePO4",12.8,90,1.1519999999999999,25800,22395.833333333336,5000,0.8,{"$f":"F48/(D48*C48*(H48/10^3)*I48)","v":5.598958333333333},null,null,"http://eshop.terms.eu/cz/e-shop/c68835/lithium.html"]
["Victron 160 Ah","LiFePO4",12.8,160,2.048,44150,21557.6171875,5000,0.8,5.389404296875,null,null,"http://eshop.terms.eu/cz/e-shop/c68835/lithium.html"]
["Victron 200 Ah","LiFePO4",12.8,200,2.56,59500,23242.1875,5000,0.8,5.810546875,null,null,"http://eshop.terms.eu/cz/e-shop/c68835/lithium.html"]
["Victron 300 Ah","LiFePO4",12.8,300,3.84,86400,22500,5000,0.8,5.625,null,null,"http://eshop.terms.eu/cz/e-shop/c68835/lithium.html"]
["Winston 40 Ah","LiFePO4",12,40,0.48,7529,15685.416666666668,5000,0.8,3.9213541666666667,null,null,"https://www.battery-import.cz/baterie-6-12v/"]
["Winston 60 Ah","LiFePO5",12,60,0.72,11279,15665.277777777779,5000,0.8,3.9163194444444445,null,null,"https://www.battery-import.cz/baterie-6-12v/"]
["Winston 90 Ah","LiFePO4",12,90,1.08,16899,15647.222222222221,5000,0.8,3.9118055555555555,null,null,"https://www.battery-import.cz/baterie-6-12v/"]