{"text_format":"1","workbook":"xlsx","n_sheets":13,"sheets":["Intro","Input Sheet","Spotřeba","Site SWT","Baterie","CashFlow","Results","Interaktivní Analýza","SensitivityAnalysis","PowerChart","WeibullChar","Tok Energie Leto","Tok Energie zima"],"not_rendered":{"charts":12,"images":6,"macros":1,"external_links":1,"defined_names":4,"comments":0,"pivot_tables":0},"unopened":[{"sheet":"PowerChart","index":9,"reason":"not_a_worksheet"},{"sheet":"WeibullChar","index":10,"reason":"not_a_worksheet"},{"sheet":"Tok Energie Leto","index":11,"reason":"not_a_worksheet"},{"sheet":"Tok Energie zima","index":12,"reason":"not_a_worksheet"}],"bounds":{"document_bytes":16777216,"sheet_cells":100000,"rows_first":2000,"rows_last":500,"rows_between":2000,"halvings":0,"cell_chars":16384,"cell_head_chars":4096},"cells_cut":0,"cells_raw":0,"read":"whole","date_system":"1900"}

{"sheet":"Intro","index":0,"n_rows":45,"n_cols":4,"rows_kept":45,"cut":false,"hidden":false,"merged":[[1,1,1,9]]}
[]
[null,"Ekonomická analýza malé větrné elektrárny"]
[]
[]
[]
[]
[]
[]
[]
[]
[]
[]
[]
[]
[]
[]
[]
[]
[]
[]
[]
[]
[]
[]
[]
[]
[]
[]
[]
[]
[]
[]
[]
[]
[]
[]
[null,"Základní instrukce"]
[]
[]
[]
[]
[]
[]
[null,null,null,"Buňka pro zadávání"]
[null,null,null,"Buňka automaticky vypočítá hodnotu"]

{"sheet":"Input Sheet","index":1,"n_rows":63,"n_cols":11,"rows_kept":63,"cut":false,"hidden":false,"merged":[[50,6,51,6],[37,4,37,14],[48,1,48,2],[50,3,51,3],[50,4,51,4],[50,5,51,5],[2,2,2,9],[4,1,4,2],[13,1,13,2],[15,3,16,3],[15,4,16,4],[15,5,16,5],[15,6,16,6],[15,7,16,7],[15,8,16,8],[15,9,16,9]]}
[]
[]
[null,"Název projektu:","Malá větrná elektrárna u RD, Lhota"]
[]
[null,"Místo pro výstavbu MVtE"]
[null,null,"Weibull - konstanta k",1.93,"--","(dostupné z http://vitr.ufa.cas.cz/male-vte/)"]
[null,null,"Výška měření rychlosti větru",5.5,"m","(10m pro data z http://vitr.ufa.cas.cz/male-vte/)"]
[null,null,"Výška rotoru MVtE",10,"m"]
[null,null,"Druh povrchu - konstanta",0.21,"--"]
[null,null,"Průměrná rychlost větru:",15,"m/s","(dostupné z http://vitr.ufa.cas.cz/male-vte nebo tlačítko)"]
[null,null,"Nadmořská výška základů MVtE",355,"m"]
[null,null,"Hustota vzduchu",{"$f":"1.225*(1-(D11+D8)/44308)^4.2553","v":1.182630735012056},"kg/m3"]
[]
[null,"Výběr MVtE"]
[]
[null,null,6,"AP1200","AP2400","AP7","SKYSTREAM 3.7","HY-3000L 5BLADE","HY-1500L 5BLADE"]
[null,null,"Vlastnosti MVtE"]
[null,null,"Jmenovitý výkon",1200,2400,7000,2400,3000,1500,null,"W"]
[null,null,"Jmenovitá rychlost větru",10,11,12,13,12.5,12,null,"m/s"]
[null,null,"Výstupní napětí ",48,230,230,240,220,"110/220",null,"V"]
[null,null,"Rozběhová rychlost",3,3,3,3.5,2.5,2.5,null,"m/s"]
[null,null,"Maximální rychlost větru",30,30,30,25,25,25,null,"m/s"]
[null,null,"Průměr rotoru",3.2,3.3,6.5,3.7,3.05,2.0499999999999998,null,"m"]
[null,null,"Efektivita",{"$f":"D18/WindPower(D19-0.000000001, D21, D22, D19, D18, D23, 1, $D$12)","v":0.25245993549069912},0.35671098518195477,0.20655645243293544,0.1719051604831866,0.35571543845903253,0.44499074268504402,{"$error":"#DIV/0!"}]
[null,null,"Každoroční opotřebení",5.0000000000000001E-3,5.0000000000000001E-3,5.0000000000000001E-3,5.0000000000000001E-3,5.0000000000000001E-3,5.0000000000000001E-3]
[null,null,"Životnost",30,30,30,30,30,30,null,"years"]
[null,null,"Cena Instalace"]
[null,null,"Cena (s DPH)",44999,79999,169999,215869,102999,53890,null,"Kč"]
[null,null,"Variabilní náklady ",{"$f":"2%*D28","v":899.98},1599.98,3399.98,4317.38,2059.98,1077.8,null,"Kč"]
[null,null,"Procentuální růst variabilních nákladů",5.0000000000000001E-3,5.0000000000000001E-3,5.0000000000000001E-3,5.0000000000000001E-3,5.0000000000000001E-3,5.0000000000000001E-3]
[]
[null,"Další investice"]
[]
[null,null,0]
[null,null,"Invertor"]
[null,null,"Max. vstupní výkon"]
[null,null,"Výstupní napětí"]
[null,null,"Max. efektivita",0.95]
[null,null,"Cena (s DPH)",{"$f":"IF(C16=1,63300,IF(C16=2,63300,IF(C16=3,130000,IF(C16=4,50000,IF(C16=5,50000,IF(C16=6,40000))))))","v":40000},"Kč",{"$f":"IF('Interaktivní Analýza'!H4=1,63300,IF('Interaktivní Analýza'!H4=2,63300,IF('Interaktivní Analýza'!H4=3,130000,IF('Interaktivní Analýza'!H4=4,50000,IF('Interaktivní Analýza'!H4=5,50000,IF('Interaktivní Analýza'!H4=6,40000))))))","v":130000}]
[]
[null,null,"Baterie",{"$f":"CashFlow!E25","v":0}]
[null,null,"Stožár",21999,"Kč"]
[null,null,"Kotvící lano + očnice",450,"Kč"]
[null,null,"Práce",5000,"Kč"]
[null,null,"Další investice"]
[]
[null,null,"Počáteční investice",{"$f":"D42+D44+D43+D45+VlastnostMVE(CashFlow!E31,C28)+D39","v":121339},"Kč",{"$f":"D42+D44+D43+D45+VlastnostMVE('Interaktivní Analýza'!H4,C28)+F39","v":327448}]
[]
[null,"Financování MVtE"]
[]
[null,null,null,"Půjčka","Hotovost","Jiný systém"]
[null,null,2]
[null,null,"Hotovost ",0.6,1,0]
[null,null,"Úrok (%/rok)",0.06,0,0]
[null,null,"Doba splácení (let)",20,0,0]
[null,null,"Diskont",0.05,"(Pro výpočet NPV)"]
[]
[null,"Cena elektřiny"]
[]
[null,null,"Zelený Bonus",1430,"Kč/MWh","(https://www.eru.cz/elektrina/cenova-rozhodnuti/platna-cenova-rozhodnuti)"]
[null,null,"Doba trvání zeleného bonusu",20,"let","(v roce 2017 20 let, upřesněno v Cenovém rozhodnutí ERU)"]
[null,null,"Platba za spotřebu el. Energie",{"$f":"Spotřeba!AL121","v":1779.3247394005232},"Kč/MWh"]
[null,null,"garantovaná výkupní cena",1930,"Kč/MWh"]

{"sheet":"Spotřeba","index":2,"n_rows":121,"n_cols":38,"rows_kept":121,"cut":false,"hidden":false,"merged":[[1,0,1,3],[1,7,1,30],[59,0,59,3]]}
[]
["Spotřeba elektrické energie rodinného domu",null,null,null,null,null,null,"Průměrná spotřeba elektrické energie během dne"]
["Spotřebič","Příkon [W]","Čas denně [h]","Denní spotřeba [Wh]",null,null,null,0,1,2,3,4,5,6,7,8,9,10,11,12,13,14,15,16,17,18,19,20,21,22,23]
["Notebook",80,3,{"$f":"C4*B4","v":240},null,null,null,null,null,null,null,null,null,null,null,null,null,null,null,null,null,null,null,null,null,null,{"$f":"$D$4/3","v":80},{"$f":"$D$4/3","v":80},80]
["Notebook 2",95,5.5,{"$f":"C5*B5","v":522.5},null,null,null,null,null,null,null,null,null,null,null,null,null,null,null,null,null,null,null,{"$f":"$D$5/5.5","v":95},{"$f":"$D$5/5.5","v":95},{"$f":"D5/11","v":47.5},{"$f":"$D$5/5.5","v":95},{"$f":"$D$5/5.5","v":95},{"$f":"$D$5/5.5","v":95}]
["Stolní PC",210,7.5,1575,null,null,null,null,null,null,null,null,null,null,null,105,210,20,20,20,210,210,20,20,20,105,210,210,210]
["Notebook 3",65,3,195,null,null,null,null,null,null,null,null,null,null,null,null,65,65,null,null,null,null,null,null,null,null,65]
["Tiskárna",340,{"$f":"2/60","v":3.3333333333333333E-2},11.333333333333334,null,null,null,null,null,null,null,null,null,null,null,null,null,null,null,null,null,null,null,null,null,null,null,null,11]
["Nabíječka 4x (á 5W)",20,4.5,90,null,null,null,20,20,10,null,null,null,null,null,null,null,null,null,null,null,null,null,null,null,null,null,null,null,20,20]
["Fén",1200,{"$f":"5/60","v":8.3333333333333329E-2},100,null,null,null,null,null,null,null,null,null,null,{"$f":"B10*(5/60)","v":100}]
["Plasmová TV",250,1,250,null,null,null,null,null,null,null,null,null,null,null,null,null,null,null,null,null,null,null,null,null,null,{"$f":"B11","v":250}]
["DVD + SetTopBox",35,1,35,null,null,null,null,null,null,null,null,null,null,null,null,null,null,null,null,null,null,null,null,null,null,{"$f":"B12","v":35}]
["Reprosoustava",30,1,30,null,null,null,null,null,null,null,null,null,null,null,null,null,null,null,null,null,null,null,null,null,{"$f":"B13","v":30}]
["Varná konvice",2400,{"$f":"8/60","v":0.13333333333333333},320,null,null,null,null,null,null,null,null,null,160,null,null,null,null,null,null,null,null,null,null,null,160]
["Myčka",2000,3,6000,null,null,null,null,null,null,null,null,null,null,{"$f":"B15","v":2000},null,null,null,null,1000,1000,null,null,null,null,null,{"$f":"B15","v":2000}]
["Sporák (1/2 plotýnek)",3000,{"$f":"45/60","v":0.75},2250,null,null,null,null,null,null,null,null,null,null,null,null,null,null,{"$f":"D16/2","v":1125},null,null,null,null,null,{"$f":"D16/2","v":1125}]
["Trouba",3200,0.5,1600,null,null,null,null,null,null,null,null,null,null,null,null,null,1600]
["Mikrovlnná trouba",1400,0.05,70,null,null,null,null,null,null,null,null,null,null,null,null,null,null,null,null,null,null,null,null,{"$f":"B18*(3/60)","v":70}]
["Kávovar",1600,3.3333333333333333E-2,53.333333333333336,null,null,null,null,null,null,null,null,null,{"$f":"D19/2","v":26.666666666666668},null,null,null,null,null,{"$f":"N19","v":26.666666666666668}]
["Lednice s mrazákem",17.5,24,420,null,null,null,17.5,17.5,17.5,17.5,17.5,17.5,17.5,17.5,17.5,17.5,17.5,17.5,17.5,17.5,17.5,17.5,17.5,17.5,17.5,17.5,17.5,17.5,17.5,17.5]
["Mixér",600,{"$f":"2/60","v":3.3333333333333333E-2},20,null,null,null,null,null,null,null,null,null,null,null,null,null,null,10,null,null,null,null,null,10]
["Elektrický radiator",2000,0.5,1000,null,null,null,null,null,null,null,null,null,null,null,1000]
["Sprcha - parogenerátor",2400,{"$f":"15/60","v":0.25},600,null,null,null,null,null,null,null,null,null,null,null,null,null,null,null,null,null,null,null,null,null,600]
["Bazén, Filtrace",500,5,2500,null,null,null,null,null,null,{"$f":"$D$24/7","v":357.14285714285717},{"$f":"$D$24/7","v":357.14285714285717},null,null,null,null,{"$f":"$D$24/7","v":357.14285714285717},{"$f":"$D$24/7","v":357.14285714285717},null,null,null,null,null,{"$f":"$D$24/7","v":357.14285714285717},{"$f":"$D$24/7","v":357.14285714285717},null,null,null,{"$f":"$D$24/7","v":357.14285714285717}]
["Sauna",6000,{"$f":"0.5","v":0.5},3000,null,null,null,null,null,null,null,null,null,null,null,null,null,null,null,null,null,null,null,null,null,null,null,3000]
["Bojler",1550,2,3100,null,null,null,null,null,null,null,null,null,null,{"$f":"D26/4","v":775},null,null,null,null,null,null,775,null,null,null,null,1550]
["Mrazák",28,24,672,null,null,null,28,28,28,28,28,28,28,28,28,28,28,28,28,28,28,28,28,28,28,28,28,28,28,28]
["Pračka",480,2,960,null,null,null,null,null,null,null,null,null,null,null,480,null,null,null,null,null,null,null,480]
["Sušička",1450,1.5,2175,null,null,null,null,null,null,null,null,null,null,null,null,null,1450,null,null,null,null,null,null,{"$f":"D29/3","v":725}]
["Žehlička",1800,0.16666666666666666,300,null,null,null,null,null,null,null,null,null,null,null,null,null,null,null,null,null,300]
["Osvětlení chodba 1",60,2,120,null,null,null,null,null,null,null,null,null,null,{"$f":"D31/5","v":24},null,null,null,null,null,null,null,null,null,null,{"$f":"D31/5","v":24},{"$f":"D31/5","v":24},{"$f":"D31/5","v":24},{"$f":"D31/5","v":24}]
["Osvětlení chodba 2",60,2,120,null,null,null,null,null,null,null,null,null,null,24,null,null,null,null,null,null,null,null,null,null,24,24,24,24]
["Osvětlení chodba 3",45,2,90,null,null,null,null,null,null,null,null,null,null,18,null,null,null,null,null,null,null,null,null,null,18,18,18,18]
["Osvětlení pokoj 1",45,2,90,null,null,null,null,null,null,null,null,null,null,18,null,null,null,null,null,null,null,null,null,null,18,18,18,18]
["Osvětlení pokoj 2",60,1,60,null,null,null,null,null,null,null,null,null,null,12,null,null,null,null,null,null,null,null,null,null,12,12,12,12]
["Osvětlení pokoj 3",45,2,90,null,null,null,null,null,null,null,null,null,null,18,null,null,null,null,null,null,null,null,null,null,18,18,18,18]
["Osvětlení koupelna",60,0.5,30,null,null,null,null,null,null,null,null,null,null,6,null,null,null,null,null,null,null,null,null,null,6,6,6,6]
["Osvětlení pokoj 4",30,0.5,15,null,null,null,null,null,null,null,null,null,null,3,null,null,null,null,null,null,null,null,null,null,3,3,3,3]
["Osvětlení pracovna",25,2,50,null,null,null,null,null,null,null,null,null,null,10,null,null,null,null,null,null,null,null,null,null,10,10,10,10]
["Osvětlení pracovna 2",25,1,25,null,null,null,null,null,null,null,null,null,null,5,null,null,null,null,null,null,null,null,null,null,5,5,5,5]
["Osvětlení pracovna 3",25,0.5,12.5,null,null,null,null,null,null,null,null,null,null,2.5,null,null,null,null,null,null,null,null,null,null,2.5,2.5,2.5,2.5]
["Osvětlení kuchyň",40,4,160,null,null,null,null,null,null,null,null,null,null,32,null,null,null,null,null,null,null,null,null,null,32,32,32,32]
["Osvětlení obývák",40,3,120,null,null,null,null,null,null,null,null,null,null,24,null,null,null,null,null,null,null,null,null,null,24,24,24,24]
["Osvětlení sauna",40,0.5,20,null,null,null,null,null,null,null,null,null,null,4,null,null,null,null,null,null,null,null,null,null,4,4,4,4]
["Osvětlení garáž",80,1,80,null,null,null,null,null,null,null,null,null,null,16,null,null,null,null,null,null,null,null,null,null,16,16,16,16]
["Osvětlení sklep",60,0.5,30,null,null,null,null,null,null,null,null,null,null,6,null,null,null,null,null,null,null,null,null,null,6,6,6,6]
["Osvětlení kotelna",30,0.1,3,null,null,null,null,null,null,null,null,null,null,0.6,null,null,null,null,null,null,null,null,null,null,0.6,0.6,0.6,0.6]
["Garáž",140,{"$f":"5/60","v":8.3333333333333329E-2},11.666666666666666,null,null,null,null,null,null,null,null,null,null,4,null,null,null,null,4,null,null,null,null,4]
["Venkovní vrata",180,{"$f":"5/60","v":8.3333333333333329E-2},15,null,null,null,null,null,null,null,null,null,null,5,null,null,null,null,5,null,null,null,null,5]
["Tepelné čerpadlo",3400,5,17000,null,null,null,null,null,null,null,null,null,null,{"$f":"$D$50/5","v":3400},null,null,null,null,{"$f":"$D$50/5","v":3400},null,null,{"$f":"$D$50/5","v":3400},null,null,{"$f":"$D$50/5","v":3400},null,null,{"$f":"$D$50/5","v":3400}]
["oběhové čerpadlo",150,10,1500,null,null,null,null,null,null,null,null,null,null,{"$f":"$D$51/10","v":150},{"$f":"$D$51/10","v":150},{"$f":"$D$51/10","v":150},null,{"$f":"$D$51/10","v":150},{"$f":"$D$51/10","v":150},{"$f":"$D$51/10","v":150},null,null,{"$f":"$D$51/10","v":150},{"$f":"$D$51/10","v":150},null,null,{"$f":"$D$51/10","v":150},{"$f":"$D$51/10","v":150}]
["WiFi router",7.2,24,172.8,null,null,null,7.2,7.2,7.2,7.2,7.2,7.2,7.2,7.2,7.2,7.2,7.2,7.2,7.2,7.2,7.2,7.2,7.2,7.2,7.2,7.2,7.2,7.2,7.2,7.2]
["Vysavač",1400,0.15,210,null,null,null,null,null,null,null,null,null,null,null,{"$f":"D53/4","v":52.5},{"$f":"D53/4","v":52.5},{"$f":"D53/4","v":52.5},{"$f":"D53/4","v":52.5},null,null,null,null,null,null,null,null,null,null,null,null,null,null,null,null,null,"Spotřeba kWh","Cena [Kč/MWh]"]
["Radio Kuchyn",25,1,25,null,null,null,null,null,null,null,null,null,null,null,null,null,null,12.5,null,null,null,null,null,12.5,null,null,null,null,null,null,null,null,null,"Spotřeba celkem",null,{"$f":"AF55*150/1000","v":7223.1200000000008}]
["Denní spotřeba",null,null,{"$f":"SUM(D4:D54)","v":48139.133333333339},null,null,"Celkem:",{"$f":"SUM(H4:H54)","v":72.7},72.7,62.7,409.84285714285716,409.84285714285716,52.7,239.36666666666665,6709.8,1840.2,887.34285714285716,3597.3428571428572,1422.7,4658.3666666666668,1412.7,1337.7,3472.7,1154.8428571428572,2626.3428571428567,4618.3,4560.8,3810.7999999999997,4578.9428571428571,72.7,72.7,{"$f":"SUM(H55:AE55)","v":48154.133333333339},"Wh",null,"VT",null,{"$f":"AF56*150/1000","v":831.85642857142864},2045]
[null,null,null,null,null,null,"ve VT",null,null,null,null,null,null,null,null,null,{"$f":"Q55","v":887.34285714285716},null,null,{"$f":"T55","v":4658.3666666666668},null,null,null,null,null,null,null,null,null,null,null,{"$f":"SUM(Q56:T56)","v":5545.7095238095244},"Wh",null,"NT",null,{"$f":"AK54-AK55","v":6391.2635714285725},1753.59]
[null,null,"v zimně",{"$f":"D55*150/1000","v":7220.8700000000008},"kWh",null,null,null,null,null,null,null,null,null,null,null,null,null,null,null,null,null,null,null,null,null,null,null,null,null,null,null,null,null,"Průměrná platba za el. Energii:",null,null,{"$f":"($AK$55*$AL$55+$AK$56*$AL$56)/$AK$54","v":1787.150467201154}]
[]
[]
["Spotřeba elektrické energie rodinného domu"]
["Spotřebič","Příkon [W]","Čas denně [h]","Denní spotřeba [Wh]"]
["Notebook",80,3,{"$f":"C62*B62","v":240},null,null,null,null,null,null,null,null,null,null,null,null,null,null,null,null,null,null,null,null,null,null,80,80,80]
["Notebook 2",95,5.5,{"$f":"C63*B63","v":522.5},null,null,null,null,null,null,null,null,null,null,null,null,null,null,null,null,null,null,null,95,95,47,95,95,95]
["Stolní PC",210,7.5,1575,null,null,null,null,null,null,null,null,null,null,null,105,210,20,20,20,210,210,20,20,20,105,210,210,210]
["Notebook 3",65,3,195,null,null,null,null,null,null,null,null,null,null,null,null,65,65,null,null,null,null,null,null,null,null,65]
["Tiskárna",340,{"$f":"2/60","v":3.3333333333333333E-2},11.333333333333334,null,null,null,null,null,null,null,null,null,null,null,null,null,null,null,null,null,null,null,null,null,null,null,null,11]
["Nabíječka 4x (á 5W)",20,4.5,90,null,null,null,20,20,10,null,null,null,null,null,null,null,null,null,null,null,null,null,null,null,null,null,null,null,20,20]
["Fén",1200,{"$f":"5/60","v":8.3333333333333329E-2},100,null,null,null,null,null,null,null,null,null,null,{"$f":"B68*(5/60)","v":100}]
["Plasmová TV",250,1,250,null,null,null,null,null,null,null,null,null,null,null,null,null,null,null,null,null,null,null,null,null,null,{"$f":"B69","v":250}]
["DVD + SetTopBox",35,1,35,null,null,null,null,null,null,null,null,null,null,null,null,null,null,null,null,null,null,null,null,null,null,{"$f":"B70","v":35}]
["Reprosoustava",30,1,30,null,null,null,null,null,null,null,null,null,null,null,null,null,null,null,null,null,null,null,null,{"$f":"B71*0.5","v":15},{"$f":"B71","v":30},{"$f":"B71","v":30}]
["Varná konvice",2400,{"$f":"8/60","v":0.13333333333333333},320,null,null,null,null,null,null,null,null,null,160,null,null,null,null,null,null,null,null,null,null,null,160]
["Myčka",2000,2,4000,null,null,null,null,null,null,null,null,null,null,null,null,null,null,null,null,{"$f":"D73/2","v":2000},null,null,null,null,null,{"$f":"B73","v":2000}]
["Sporák (1/2 plotýnek)",3000,{"$f":"45/60","v":0.75},2250,null,null,null,null,null,null,null,null,null,null,null,null,null,null,{"$f":"D74/2","v":1125},null,null,null,null,null,{"$f":"D74/2","v":1125}]
["Trouba",3200,0.5,1600,null,null,null,null,null,null,null,null,null,null,null,null,null,1600]
["Mikrovlnná trouba",1400,0.05,70,null,null,null,null,null,null,null,null,null,null,null,null,null,null,null,null,null,null,null,null,{"$f":"B76*(3/60)","v":70}]
["Kávovar",1600,3.3333333333333333E-2,53.333333333333336,null,null,null,null,null,null,null,null,null,{"$f":"D77/2","v":26.666666666666668},null,null,null,null,null,{"$f":"N77","v":26.666666666666668}]
["Lednice s mrazákem",17.5,24,420,null,null,null,17.5,17.5,17.5,17.5,17.5,17.5,17.5,17.5,17.5,17.5,17.5,17.5,17.5,17.5,17.5,17.5,17.5,17.5,17.5,17.5,17.5,17.5,17.5,17.5]
["Mixér",600,{"$f":"2/60","v":3.3333333333333333E-2},20,null,null,null,null,null,null,null,null,null,null,null,null,null,null,10,null,null,null,null,null,10]
["Elektrický radiator",2000,0,0,null,null,null,null,null,null,null,null,null,null,null,0]
["Sprcha - parogenerátor",2400,{"$f":"15/60","v":0.25},600,null,null,null,null,null,null,null,null,null,null,null,null,null,null,null,null,null,null,null,null,null,600]
["Bazén, Filtrace",500,8,4000,null,null,null,null,null,null,{"$f":"$D$82/16","v":250},{"$f":"$D$82/16","v":250},null,null,{"$f":"$D$82/16","v":250},{"$f":"$D$82/16","v":250},null,null,{"$f":"$D$82/8","v":500},{"$f":"$D$82/8","v":500},null,null,{"$f":"$D$82/16","v":250},{"$f":"$D$82/8","v":500},{"$f":"$D$82/16","v":250},null,null,{"$f":"$D$82/8","v":500},{"$f":"$D$82/8","v":500}]
["Sauna",6000,0,0]
["Bojler",1550,1.5,2325,null,null,null,null,null,null,null,null,null,null,{"$f":"$D$84/4","v":581.25},null,null,null,null,null,null,{"$f":"$D$84/4","v":581.25},null,null,null,null,{"$f":"$D$84/4","v":581.25},{"$f":"$D$84/4","v":581.25}]
["Mrazák",28,24,672,null,null,null,28,28,28,28,28,28,28,28,28,28,28,28,28,28,28,28,28,28,28,28,28,28,28,28]
["Pračka",480,2,960,null,null,null,null,null,null,null,null,null,null,null,480,null,null,null,null,null,null,null,null,null,480]
["Sušička",1450,0,0]
["Žehlička",1800,0.16666666666666666,300,null,null,null,null,null,null,null,null,null,null,null,null,null,null,null,null,null,300]
["Osvětlení chodba 1",60,0.25,15,null,null,null,null,null,null,null,null,null,null,null,null,null,null,null,null,null,null,null,null,null,null,null,null,{"$f":"D89/2","v":7.5},{"$f":"D89/2","v":7.5}]
["Osvětlení chodba 2",60,0.25,15,null,null,null,null,null,null,null,null,null,null,null,null,null,null,null,null,null,null,null,null,null,null,null,null,{"$f":"D90/2","v":7.5},{"$f":"D90/2","v":7.5}]
["Osvětlení chodba 3",45,0.25,11.25,null,null,null,null,null,null,null,null,null,null,null,null,null,null,null,null,null,null,null,null,null,null,null,null,5.625,5.625]
["Osvětlení pokoj 1",45,0.25,11.25,null,null,null,null,null,null,null,null,null,null,null,null,null,null,null,null,null,null,null,null,null,null,null,null,5.625,5.625]
["Osvětlení pokoj 2",60,0.25,15,null,null,null,null,null,null,null,null,null,null,null,null,null,null,null,null,null,null,null,null,null,null,null,null,7.5,7.5]
["Osvětlení pokoj 3",45,0.25,11.25,null,null,null,null,null,null,null,null,null,null,null,null,null,null,null,null,null,null,null,null,null,null,null,null,{"$f":"D94/3","v":3.75},{"$f":"D94/3","v":3.75}]
["Osvětlení koupelna",60,0.25,15,null,null,null,null,null,null,null,null,null,null,5,null,null,null,null,null,null,null,null,null,null,null,null,null,{"$f":"D95/3","v":5},{"$f":"D95/3","v":5}]
["Osvětlení pokoj 4",30,0.25,7.5,null,null,null,null,null,null,null,null,null,null,{"$f":"D96/3","v":2.5},null,null,null,null,null,null,null,null,null,null,null,null,null,{"$f":"D96/3","v":2.5},{"$f":"D96/3","v":2.5}]
["Osvětlení pracovna",25,0.25,6.25,null,null,null,null,null,null,null,null,null,null,null,null,null,null,null,null,null,null,null,null,null,null,null,null,3.125,3.125]
["Osvětlení pracovna 2",25,0.25,6.25,null,null,null,null,null,null,null,null,null,null,null,null,null,null,null,null,null,null,null,null,null,null,null,null,3.125,3.125]
["Osvětlení pracovna 3",25,0.25,6.25,null,null,null,null,null,null,null,null,null,null,null,null,null,null,null,null,null,null,null,null,null,null,null,null,3.125,3.125]
["Osvětlení kuchyň",40,1,40,null,null,null,null,null,null,null,null,null,null,null,null,null,null,null,null,null,null,null,null,null,null,null,null,20,20]
["Osvětlení obývák",40,0.5,20,null,null,null,null,null,null,null,null,null,null,null,null,null,null,null,null,null,null,null,null,null,null,null,null,10,10]
["Osvětlení sauna",40,0,0,null,null,null,null,null,null,null,null,null,null,null,null,null,null,null,null,null,null,null,null,null,{"$f":"D102/5","v":0},{"$f":"D102/5","v":0},{"$f":"D102/5","v":0},{"$f":"D102/5","v":0}]
["Osvětlení garáž",80,1,80,null,null,null,null,null,null,null,null,null,null,10,null,null,null,null,null,null,null,null,null,null,16,16,16,16]
["Osvětlení sklep",60,0.5,30,null,null,null,null,null,null,null,null,null,null,null,null,null,null,null,null,null,null,null,null,null,6,6,6,6]
["Osvětlení kotelna",30,0.1,3,null,null,null,null,null,null,null,null,null,null,{"$f":"D105/5","v":0.6},null,null,null,null,null,null,null,null,null,null,0.6,0.6,0.6,0.6]
["Garáž",140,{"$f":"5/60","v":8.3333333333333329E-2},11.666666666666666,null,null,null,null,null,null,null,null,null,null,4,null,null,null,null,4,null,null,null,null,4]
["Venkovní vrata",180,{"$f":"5/60","v":8.3333333333333329E-2},15,null,null,null,null,null,null,null,null,null,null,5,null,null,null,null,5,null,null,null,null,5]
["Tepelné čerpadlo",3400,0,0]
["oběhové čerpadlo",150,0,0]
["WiFi router",7.2,24,172.8,null,null,null,{"$f":"$D$110/24","v":7.2},{"$f":"$D$110/24","v":7.2},7.2,7.2,7.2,7.2,7.2,7.2,7.2,7.2,7.2,7.2,7.2,7.2,7.2,7.2,7.2,7.2,7.2,7.2,7.2,7.2,7.2,7.2,null,null,null,"Léto "]
["Vysavač",1400,0.15,210,null,null,null,null,null,null,null,null,null,null,null,{"$f":"D111/4","v":52.5},{"$f":"D111/4","v":52.5},{"$f":"D111/4","v":52.5},{"$f":"D111/4","v":52.5},null,null,null,null,null,null,null,null,null,null,null,null,null,null,null,null,null,"Spotřeba kWh","Cena [Kč/MWh]"]
["Radio Kuchyn",25,1,25,null,null,null,null,null,null,null,null,null,null,null,null,null,null,12.5,null,null,null,null,null,12.5,null,null,null,null,null,null,null,null,null,"Spotřeba celkem",null,{"$f":"AF113*215/1000","v":4603.2324166666667}]
["Denní spotřeba",null,null,{"$f":"SUM(D62:D112)","v":21366.633333333335},null,null,null,{"$f":"SUM(H62:H112)","v":72.7},72.7,62.7,302.7,302.7,52.7,239.36666666666665,1011.0500000000001,940.2,380.2,1790.2,1772.7,608.36666666666667,2262.6999999999998,1143.95,322.7,667.7,1659.2,1497.3,3421.5499999999997,1541.55,1055.675,157.07499999999999,72.7,{"$f":"SUM(H113:AE113)","v":21410.383333333335},"Wh",null,"VT",null,{"$f":"AF114*215/1000","v":212.5418333333333},2045]
[null,null,null,null,null,null,null,null,null,null,null,null,null,null,null,null,{"$f":"Q113","v":380.2},null,null,{"$f":"T113","v":608.36666666666667},null,null,null,null,null,null,null,null,null,null,null,{"$f":"SUM(Q114:T114)","v":988.56666666666661},"Wh",null,"NT",null,{"$f":"AK112-AK113","v":4390.6905833333331},1753.59]
[null,null,"v letě  celkem",{"$f":"D113*215/1000","v":4593.8261666666667},null,null,null,null,null,null,null,null,null,null,null,null,null,null,null,null,null,null,null,null,null,null,null,null,null,null,null,null,null,null,"Průměrná platba za el. Energii:",null,null,{"$f":"(AK113*AL113+AK114*AL114)/AK112","v":1767.0450702735352}]
[]
[null,null,null,null,null,null,null,null,null,null,null,null,null,null,null,null,null,null,null,null,null,null,null,null,null,null,null,null,null,null,null,null,null,null,"Celkem"]
[null,null,null,null,null,null,null,null,null,null,null,null,null,null,null,null,null,null,null,null,null,null,null,null,null,null,null,null,null,null,null,null,null,null,"Spotřeba Celekm",null,{"$f":"AK112+AK54","v":11826.352416666668}]
[null,null,null,null,null,null,null,null,null,null,null,null,null,null,null,null,null,null,null,null,null,null,null,null,null,null,null,null,null,null,null,null,null,null,"VT",null,{"$f":"AK113+AK55","v":1044.398261904762},2045]
[null,null,null,null,null,null,null,null,null,null,null,null,null,null,null,null,null,null,null,null,null,null,null,null,null,null,null,null,null,null,null,null,null,null,"NT",null,{"$f":"AK114+AK56","v":10781.954154761905},1753.59]
[null,null,null,null,null,null,null,null,null,null,null,null,null,null,null,null,null,null,null,null,null,null,null,null,null,null,null,null,null,null,null,null,null,null,null,null,null,{"$f":"(AK119*AL119+AK120*AL120)/AK118","v":1779.3247394005232}]

{"sheet":"Site SWT","index":3,"n_rows":2837,"n_cols":34,"rows_kept":2837,"cut":false,"hidden":false,"merged":[[46,18,47,18],[46,19,47,19],[46,20,47,20],[46,21,47,21],[46,22,47,22],[46,23,47,23],[46,25,47,25],[46,27,47,27],[46,28,47,28],[46,29,47,29],[46,30,47,30],[46,31,47,31],[46,32,47,32],[73,25,73,26],[74,25,74,26],[75,25,75,26],[45,27,45,28],[14,25,15,25],[14,27,15,27],[14,28,15,28],[14,29,15,29],[14,30,15,30],[14,31,15,31],[14,32,15,32],[13,27,13,28],[9997,8,9997,9],[9997,10,9997,12],[9998,8,9998,9],[9998,10,9998,12],[9999,8,9999,9],[9999,10,9999,12],[9994,8,9994,9],[9994,10,9994,12],[9995,8,9995,9],[9995,10,9995,12],[9996,8,9996,9],[9996,10,9996,12],[9991,8,9991,9],[9991,10,9991,12],[9992,8,9992,9],[9992,10,9992,12],[9993,8,9993,9],[9993,10,9993,12],[9988,8,9988,9],[9988,10,9988,12],[9989,8,9989,9],[9989,10,9989,12],[9990,8,9990,9],[9990,10,9990,12],[9985,8,9985,9],[9985,10,9985,12],[9986,8,9986,9],[9986,10,9986,12],[9987,8,9987,9],[9987,10,9987,12],[9982,8,9982,9],[9982,10,9982,12],[9983,8,9983,9],[9983,10,9983,12],[9984,8,9984,9],[9984,10,9984,12],[9979,8,9979,9],[9979,10,9979,12],[9980,8,9980,9],[9980,10,9980,12],[9981,8,9981,9],[9981,10,9981,12],[9976,8,9976,9],[9976,10,9976,12],[9977,8,9977,9],[9977,10,9977,12],[9978,8,9978,9],[9978,10,9978,12],[9973,8,9973,9],[9973,10,9973,12],[9974,8,9974,9],[9974,10,9974,12],[9975,8,9975,9],[9975,10,9975,12],[9970,8,9970,9],[9970,10,9970,12],[9971,8,9971,9],[9971,10,9971,12],[9972,8,9972,9],[9972,10,9972,12],[9967,8,9967,9],[9967,10,9967,12],[9968,8,9968,9],[9968,10,9968,12],[9969,8,9969,9],[9969,10,9969,12],[9964,8,9964,9],[9964,10,9964,12],[9965,8,9965,9],[9965,10,9965,12],[9966,8,9966,9],[9966,10,9966,12],[9961,8,9961,9],[9961,10,9961,12],[9962,8,9962,9],[9962,10,9962,12],[9963,8,9963,9],[9963,10,9963,12],[9958,8,9958,9],[9958,10,9958,12],[9959,8,9959,9],[9959,10,9959,12],[9960,8,9960,9],[9960,10,9960,12],[9955,8,9955,9],[9955,10,9955,12],[9956,8,9956,9],[9956,10,9956,12],[9957,8,9957,9],[9957,10,9957,12],[9952,8,9952,9],[9952,10,9952,12],[9953,8,9953,9],[9953,10,9953,12],[9954,8,9954,9],[9954,10,9954,12],[9949,8,9949,9],[9949,10,9949,12],[9950,8,9950,9],[9950,10,9950,12],[9951,8,9951,9],[9951,10,9951,12],[9946,8,9946,9],[9946,10,9946,12],[9947,8,9947,9],[9947,10,9947,12],[9948,8,9948,9],[9948,10,9948,12],[9943,8,9943,9],[9943,10,9943,12],[9944,8,9944,9],[9944,10,9944,12],[9945,8,9945,9],[9945,10,9945,12],[9940,8,9940,9],[9940,10,9940,12],[9941,8,9941,9],[9941,10,9941,12],[9942,8,9942,9],[9942,10,9942,12],[9937,8,9937,9],[9937,10,9937,12],[9938,8,9938,9],[9938,10,9938,12],[9939,8,9939,9],[9939,10,9939,12],[9934,8,9934,9],[9934,10,9934,12],[9935,8,9935,9],[9935,10,9935,12],[9936,8,9936,9],[9936,10,9936,12],[9931,8,9931,9],[9931,10,9931,12],[9932,8,9932,9],[9932,10,9932,12],[9933,8,9933,9],[9933,10,9933,12],[9928,8,9928,9],[9928,10,9928,12],[9929,8,9929,9],[9929,10,9929,12],[9930,8,9930,9],[9930,10,9930,12],[9925,8,9925,9],[9925,10,9925,12],[9926,8,9926,9],[9926,10,9926,12],[9927,8,9927,9],[9927,10,9927,12],[9922,8,9922,9],[9922,10,9922,12],[9923,8,9923,9],[9923,10,9923,12],[9924,8,9924,9],[9924,10,9924,12],[9919,8,9919,9],[9919,10,9919,12],[9920,8,9920,9],[9920,10,9920,12],[9921,8,9921,9],[9921,10,9921,12],[9916,8,9916,9],[9916,10,9916,12],[9917,8,9917,9],[9917,10,9917,12],[9918,8,9918,9],[9918,10,9918,12],[9913,8,9913,9],[9913,10,9913,12],[9914,8,9914,9],[9914,10,9914,12],[9915,8,9915,9],[9915,10,9915,12],[9910,8,9910,9],[9910,10,9910,12],[9911,8,9911,9],[9911,10,9911,12],[9912,8,9912,9],[9912,10,9912,12],[9907,8,9907,9],[9907,10,9907,12],[9908,8,9908,9],[9908,10,9908,12],[9909,8,9909,9],[9909,10,9909,12],[9904,8,9904,9],[9904,10,9904,12],[9905,8,9905,9],[9905,10,9905,12],[9906,8,9906,9],[9906,10,9906,12],[9901,8,9901,9],[9901,10,9901,12],[9902,8,9902,9],[9902,10,9902,12],[9903,8,9903,9],[9903,10,9903,12],[9898,8,9898,9],[9898,10,9898,12],[9899,8,9899,9],[9899,10,9899,12],[9900,8,9900,9],[9900,10,9900,12],[9895,8,9895,9],[9895,10,9895,12],[9896,8,9896,9],[9896,10,9896,12],[9897,8,9897,9],[9897,10,9897,12],[9892,8,9892,9],[9892,10,9892,12],[9893,8,9893,9],[9893,10,9893,12],[9894,8,9894,9],[9894,10,9894,12],[9889,8,9889,9],[9889,10,9889,12],[9890,8,9890,9],[9890,10,9890,12],[9891,8,9891,9],[9891,10,9891,12],[9886,8,9886,9],[9886,10,9886,12],[9887,8,9887,9],[9887,10,9887,12],[9888,8,9888,9],[9888,10,9888,12],[9883,8,9883,9],[9883,10,9883,12],[9884,8,9884,9],[9884,10,9884,12],[9885,8,9885,9],[9885,10,9885,12],[9880,8,9880,9],[9880,10,9880,12],[9881,8,9881,9],[9881,10,9881,12],[9882,8,9882,9],[9882,10,9882,12],[9877,8,9877,9],[9877,10,9877,12],[9878,8,9878,9],[9878,10,9878,12],[9879,8,9879,9],[9879,10,9879,12],[9874,8,9874,9],[9874,10,9874,12],[9875,8,9875,9],[9875,10,9875,12],[9876,8,9876,9],[9876,10,9876,12],[9871,8,9871,9],[9871,10,9871,12],[9872,8,9872,9],[9872,10,9872,12],[9873,8,9873,9],[9873,10,9873,12],[9868,8,9868,9],[9868,10,9868,12],[9869,8,9869,9],[9869,10,9869,12],[9870,8,9870,9],[9870,10,9870,12],[9865,8,9865,9],[9865,10,9865,12],[9866,8,9866,9],[9866,10,9866,12],[9867,8,9867,9],[9867,10,9867,12],[9862,8,9862,9],[9862,10,9862,12],[9863,8,9863,9],[9863,10,9863,12],[9864,8,9864,9],[9864,10,9864,12],[9859,8,9859,9],[9859,10,9859,12],[9860,8,9860,9],[9860,10,9860,12],[9861,8,9861,9],[9861,10,9861,12],[9856,8,9856,9],[9856,10,9856,12],[9857,8,9857,9],[9857,10,9857,12],[9858,8,9858,9],[9858,10,9858,12],[9853,8,9853,9],[9853,10,9853,12],[9854,8,9854,9],[9854,10,9854,12],[9855,8,9855,9],[9855,10,9855,12],[9850,8,9850,9],[9850,10,9850,12],[9851,8,9851,9],[9851,10,9851,12],[9852,8,9852,9],[9852,10,9852,12],[9847,8,9847,9],[9847,10,9847,12],[9848,8,9848,9],[9848,10,9848,12],[9849,8,9849,9],[9849,10,9849,12],[9844,8,9844,9],[9844,10,9844,12],[9845,8,9845,9],[9845,10,9845,12],[9846,8,9846,9],[9846,10,9846,12],[9841,8,9841,9],[9841,10,9841,12],[9842,8,9842,9],[9842,10,9842,12],[9843,8,9843,9],[9843,10,9843,12],[9838,8,9838,9],[9838,10,9838,12],[9839,8,9839,9],[9839,10,9839,12],[9840,8,9840,9],[9840,10,9840,12],[9835,8,9835,9],[9835,10,9835,12],[9836,8,9836,9],[9836,10,9836,12],[9837,8,9837,9],[9837,10,9837,12],[9832,8,9832,9],[9832,10,9832,12],[9833,8,9833,9],[9833,10,9833,12],[9834,8,9834,9],[9834,10,9834,12],[9829,8,9829,9],[9829,10,9829,12],[9830,8,9830,9],[9830,10,9830,12],[9831,8,9831,9],[9831,10,9831,12],[9826,8,9826,9],[9826,10,9826,12],[9827,8,9827,9],[9827,10,9827,12],[9828,8,9828,9],[9828,10,9828,12],[9823,8,9823,9],[9823,10,9823,12],[9824,8,9824,9],[9824,10,9824,12],[9825,8,9825,9],[9825,10,9825,12],[9820,8,9820,9],[9820,10,9820,12],[9821,8,9821,9],[9821,10,9821,12],[9822,8,9822,9],[9822,10,9822,12],[9817,8,9817,9],[9817,10,9817,12],[9818,8,9818,9],[9818,10,9818,12],[9819,8,9819,9],[9819,10,9819,12],[9814,8,9814,9],[9814,10,9814,12],[9815,8,9815,9],[9815,10,9815,12],[9816,8,9816,9],[9816,10,9816,12],[9811,8,9811,9],[9811,10,9811,12],[9812,8,9812,9],[9812,10,9812,12],[9813,8,9813,9],[9813,10,9813,12],[9808,8,9808,9],[9808,10,9808,12],[9809,8,9809,9],[9809,10,9809,12],[9810,8,9810,9],[9810,10,9810,12],[9805,8,9805,9],[9805,10,9805,12],[9806,8,9806,9],[9806,10,9806,12],[9807,8,9807,9],[9807,10,9807,12],[9802,8,9802,9],[9802,10,9802,12],[9803,8,9803,9],[9803,10,9803,12],[9804,8,9804,9],[9804,10,9804,12],[9799,8,9799,9],[9799,10,9799,12],[9800,8,9800,9],[9800,10,9800,12],[9801,8,9801,9],[9801,10,9801,12],[9796,8,9796,9],[9796,10,9796,12],[9797,8,9797,9],[9797,10,9797,12],[9798,8,9798,9],[9798,10,9798,12],[9793,8,9793,9],[9793,10,9793,12],[9794,8,9794,9],[9794,10,9794,12],[9795,8,9795,9],[9795,10,9795,12],[9790,8,9790,9],[9790,10,9790,12],[9791,8,9791,9],[9791,10,9791,12],[9792,8,9792,9],[9792,10,9792,12],[9787,8,9787,9],[9787,10,9787,12],[9788,8,9788,9],[9788,10,9788,12],[9789,8,9789,9],[9789,10,9789,12],[9784,8,9784,9],[9784,10,9784,12],[9785,8,9785,9],[9785,10,9785,12],[9786,8,9786,9],[9786,10,9786,12],[9781,8,9781,9],[9781,10,9781,12],[9782,8,9782,9],[9782,10,9782,12],[9783,8,9783,9],[9783,10,9783,12],[9778,8,9778,9],[9778,10,9778,12],[9779,8,9779,9],[9779,10,9779,12],[9780,8,9780,9],[9780,10,9780,12],[9775,8,9775,9],[9775,10,9775,12],[9776,8,9776,9],[9776,10,9776,12],[9777,8,9777,9],[9777,10,9777,12],[9772,8,9772,9],[9772,10,9772,12],[9773,8,9773,9],[9773,10,9773,12],[9774,8,9774,9],[9774,10,9774,12],[9769,8,9769,9],[9769,10,9769,12],[9770,8,9770,9],[9770,10,9770,12],[9771,8,9771,9],[9771,10,9771,12],[9766,8,9766,9],[9766,10,9766,12],[9767,8,9767,9],[9767,10,9767,12],[9768,8,9768,9],[9768,10,9768,12],[9763,8,9763,9],[9763,10,9763,12],[9764,8,9764,9],[9764,10,9764,12],[9765,8,9765,9],[9765,10,9765,12],[9760,8,9760,9],[9760,10,9760,12],[9761,8,9761,9],[9761,10,9761,12],[9762,8,9762,9],[9762,10,9762,12],[9757,8,9757,9],[9757,10,9757,12],[9758,8,9758,9],[9758,10,9758,12],[9759,8,9759,9],[9759,10,9759,12],[9754,8,9754,9],[9754,10,9754,12],[9755,8,9755,9],[9755,10,9755,12],[9756,8,9756,9],[9756,10,9756,12],[9751,8,9751,9],[9751,10,9751,12],[9752,8,9752,9],[9752,10,9752,12],[9753,8,9753,9],[9753,10,9753,12],[9748,8,9748,9],[9748,10,9748,12],[9749,8,9749,9],[9749,10,9749,12],[9750,8,9750,9],[9750,10,9750,12],[9745,8,9745,9],[9745,10,9745,12],[9746,8,9746,9],[9746,10,9746,12],[9747,8,9747,9],[9747,10,9747,12],[9742,8,9742,9],[9742,10,9742,12],[9743,8,9743,9],[9743,10,9743,12],[9744,8,9744,9],[9744,10,9744,12],[9739,8,9739,9],[9739,10,9739,12],[9740,8,9740,9],[9740,10,9740,12],[9741,8,9741,9],[9741,10,9741,12],[9736,8,9736,9],[9736,10,9736,12],[9737,8,9737,9],[9737,10,9737,12],[9738,8,9738,9],[9738,10,9738,12],[9733,8,9733,9],[9733,10,9733,12],[9734,8,9734,9],[9734,10,9734,12],[9735,8,9735,9],[9735,10,9735,12],[9730,8,9730,9],[9730,10,9730,12],[9731,8,9731,9],[9731,10,9731,12],[9732,8,9732,9],[9732,10,9732,12],[9727,8,9727,9],[9727,10,9727,12],[9728,8,9728,9],[9728,10,9728,12],[9729,8,9729,9],[9729,10,9729,12],[9724,8,9724,9],[9724,10,9724,12],[9725,8,9725,9],[9725,10,9725,12],[9726,8,9726,9],[9726,10,9726,12],[9721,8,9721,9],[9721,10,9721,12],[9722,8,9722,9],[9722,10,9722,12],[9723,8,9723,9],[9723,10,9723,12],[9718,8,9718,9],[9718,10,9718,12],[9719,8,9719,9],[9719,10,9719,12],[9720,8,9720,9],[9720,10,9720,12],[9715,8,9715,9],[9715,10,9715,12],[9716,8,9716,9],[9716,10,9716,12],[9717,8,9717,9],[9717,10,9717,12],[9712,8,9712,9],[9712,10,9712,12],[9713,8,9713,9],[9713,10,9713,12],[9714,8,9714,9],[9714,10,9714,12],[9709,8,9709,9],[9709,10,9709,12],[9710,8,9710,9],[9710,10,9710,12],[9711,8,9711,9],[9711,10,9711,12],[9706,8,9706,9],[9706,10,9706,12],[9707,8,9707,9],[9707,10,9707,12],[9708,8,9708,9],[9708,10,9708,12],[9703,8,9703,9],[9703,10,9703,12],[9704,8,9704,9],[9704,10,9704,12],[9705,8,9705,9],[9705,10,9705,12],[9700,8,9700,9],[9700,10,9700,12],[9701,8,9701,9],[9701,10,9701,12],[9702,8,9702,9],[9702,10,9702,12],[9697,8,9697,9],[9697,10,9697,12],[9698,8,9698,9],[9698,10,9698,12],[9699,8,9699,9],[9699,10,9699,12],[9694,8,9694,9],[9694,10,9694,12],[9695,8,9695,9],[9695,10,9695,12],[9696,8,9696,9],[9696,10,9696,12],[9691,8,9691,9],[9691,10,9691,12],[9692,8,9692,9],[9692,10,9692,12],[9693,8,9693,9],[9693,10,9693,12],[9688,8,9688,9],[9688,10,9688,12],[9689,8,9689,9],[9689,10,9689,12],[9690,8,9690,9],[9690,10,9690,12],[9685,8,9685,9],[9685,10,9685,12],[9686,8,9686,9],[9686,10,9686,12],[9687,8,9687,9],[9687,10,9687,12],[9682,8,9682,9],[9682,10,9682,12],[9683,8,9683,9],[9683,10,9683,12],[9684,8,9684,9],[9684,10,9684,12],[9679,8,9679,9],[9679,10,9679,12],[9680,8,9680,9],[9680,10,9680,12],[9681,8,9681,9],[9681,10,9681,12],[9676,8,9676,9],[9676,10,9676,12],[9677,8,9677,9],[9677,10,9677,12],[9678,8,9678,9],[9678,10,9678,12],[9673,8,9673,9],[9673,10,9673,12],[9674,8,9674,9],[9674,10,9674,12],[9675,8,9675,9],[9675,10,9675,12],[9670,8,9670,9],[9670,10,9670,12],[9671,8,9671,9],[9671,10,9671,12],[9672,8,9672,9],[9672,10,9672,12],[9667,8,9667,9],[9667,10,9667,12],[9668,8,9668,9],[9668,10,9668,12],[9669,8,9669,9],[9669,10,9669,12],[9664,8,9664,9],[9664,10,9664,12],[9665,8,9665,9],[9665,10,9665,12],[9666,8,9666,9],[9666,10,9666,12],[9661,8,9661,9],[9661,10,9661,12],[9662,8,9662,9],[9662,10,9662,12],[9663,8,9663,9],[9663,10,9663,12],[9658,8,9658,9],[9658,10,9658,12],[9659,8,9659,9],[9659,10,9659,12],[9660,8,9660,9],[9660,10,9660,12],[9655,8,9655,9],[9655,10,9655,12],[9656,8,9656,9],[9656,10,9656,12],[9657,8,9657,9],[9657,10,9657,12],[9652,8,9652,9],[9652,10,9652,12],[9653,8,9653,9],[9653,10,9653,12],[9654,8,9654,9],[9654,10,9654,12],[9649,8,9649,9],[9649,10,9649,12],[9650,8,9650,9],[9650,10,9650,12],[9651,8,9651,9],[9651,10,9651,12],[9646,8,9646,9],[9646,10,9646,12],[9647,8,9647,9],[9647,10,9647,12],[9648,8,9648,9],[9648,10,9648,12],[9643,8,9643,9],[9643,10,9643,12],[9644,8,9644,9],[9644,10,9644,12],[9645,8,9645,9],[9645,10,9645,12],[9640,8,9640,9],[9640,10,9640,12],[9641,8,9641,9],[9641,10,9641,12],[9642,8,9642,9],[9642,10,9642,12],[9637,8,9637,9],[9637,10,9637,12],[9638,8,9638,9],[9638,10,9638,12],[9639,8,9639,9],[9639,10,9639,12],[9634,8,9634,9],[9634,10,9634,12],[9635,8,9635,9],[9635,10,9635,12],[9636,8,9636,9],[9636,10,9636,12],[9631,8,9631,9],[9631,10,9631,12],[9632,8,9632,9],[9632,10,9632,12],[9633,8,9633,9],[9633,10,9633,12],[9628,8,9628,9],[9628,10,9628,12],[9629,8,9629,9],[9629,10,9629,12],[9630,8,9630,9],[9630,10,9630,12],[9625,8,9625,9],[9625,10,9625,12],[9626,8,9626,9],[9626,10,9626,12],[9627,8,9627,9],[9627,10,9627,12],[9622,8,9622,9],[9622,10,9622,12],[9623,8,9623,9],[9623,10,9623,12],[9624,8,9624,9],[9624,10,9624,12],[9619,8,9619,9],[9619,10,9619,12],[9620,8,9620,9],[9620,10,9620,12],[9621,8,9621,9],[9621,10,9621,12],[9616,8,9616,9],[9616,10,9616,12],[9617,8,9617,9],[9617,10,9617,12],[9618,8,9618,9],[9618,10,9618,12],[9613,8,9613,9],[9613,10,9613,12],[9614,8,9614,9],[9614,10,9614,12],[9615,8,9615,9],[9615,10,9615,12],[9610,8,9610,9],[9610,10,9610,12],[9611,8,9611,9],[9611,10,9611,12],[9612,8,9612,9],[9612,10,9612,12],[9607,8,9607,9],[9607,10,9607,12],[9608,8,9608,9],[9608,10,9608,12],[9609,8,9609,9],[9609,10,9609,12],[9604,8,9604,9],[9604,10,9604,12],[9605,8,9605,9],[9605,10,9605,12],[9606,8,9606,9],[9606,10,9606,12],[9601,8,9601,9],[9601,10,9601,12],[9602,8,9602,9],[9602,10,9602,12],[9603,8,9603,9],[9603,10,9603,12],[9598,8,9598,9],[9598,10,9598,12],[9599,8,9599,9],[9599,10,9599,12],[9600,8,9600,9],[9600,10,9600,12],[9595,8,9595,9],[9595,10,9595,12],[9596,8,9596,9],[9596,10,9596,12],[9597,8,9597,9],[9597,10,9597,12],[9592,8,9592,9],[9592,10,9592,12],[9593,8,9593,9],[9593,10,9593,12],[9594,8,9594,9],[9594,10,9594,12],[9589,8,9589,9],[9589,10,9589,12],[9590,8,9590,9],[9590,10,9590,12],[9591,8,9591,9],[9591,10,9591,12],[9586,8,9586,9],[9586,10,9586,12],[9587,8,9587,9],[9587,10,9587,12],[9588,8,9588,9],[9588,10,9588,12],[9583,8,9583,9],[9583,10,9583,12],[9584,8,9584,9],[9584,10,9584,12],[9585,8,9585,9],[9585,10,9585,12],[9580,8,9580,9],[9580,10,9580,12],[9581,8,9581,9],[9581,10,9581,12],[9582,8,9582,9],[9582,10,9582,12],[9577,8,9577,9],[9577,10,9577,12],[9578,8,9578,9],[9578,10,9578,12],[9579,8,9579,9],[9579,10,9579,12],[9574,8,9574,9],[9574,10,9574,12],[9575,8,9575,9],[9575,10,9575,12],[9576,8,9576,9],[9576,10,9576,12],[9571,8,9571,9],[9571,10,9571,12],[9572,8,9572,9],[9572,10,9572,12],[9573,8,9573,9],[9573,10,9573,12],[9568,8,9568,9],[9568,10,9568,12],[9569,8,9569,9],[9569,10,9569,12],[9570,8,9570,9],[9570,10,9570,12],[9565,8,9565,9],[9565,10,9565,12],[9566,8,9566,9],[9566,10,9566,12],[9567,8,9567,9],[9567,10,9567,12],[9562,8,9562,9],[9562,10,9562,12],[9563,8,9563,9],[9563,10,9563,12],[9564,8,9564,9],[9564,10,9564,12],[9559,8,9559,9],[9559,10,9559,12],[9560,8,9560,9],[9560,10,9560,12],[9561,8,9561,9],[9561,10,9561,12],[9556,8,9556,9],[9556,10,9556,12],[9557,8,9557,9],[9557,10,9557,12],[9558,8,9558,9],[9558,10,9558,12],[9553,8,9553,9],[9553,10,9553,12],[9554,8,9554,9],[9554,10,9554,12],[9555,8,9555,9],[9555,10,9555,12],[9550,8,9550,9],[9550,10,9550,12],[9551,8,9551,9],[9551,10,9551,12],[9552,8,9552,9],[9552,10,9552,12],[9547,8,9547,9],[9547,10,9547,12],[9548,8,9548,9],[9548,10,9548,12],[9549,8,9549,9],[9549,10,9549,12],[9544,8,9544,9],[9544,10,9544,12],[9545,8,9545,9],[9545,10,9545,12],[9546,8,9546,9],[9546,10,9546,12],[9541,8,9541,9],[9541,10,9541,12],[9542,8,9542,9],[9542,10,9542,12],[9543,8,9543,9],[9543,10,9543,12],[9538,8,9538,9],[9538,10,9538,12],[9539,8,9539,9],[9539,10,9539,12],[9540,8,9540,9],[9540,10,9540,12],[9535,8,9535,9],[9535,10,9535,12],[9536,8,9536,9],[9536,10,9536,12],[9537,8,9537,9],[9537,10,9537,12],[9532,8,9532,9],[9532,10,9532,12],[9533,8,9533,9],[9533,10,9533,12],[9534,8,9534,9],[9534,10,9534,12],[9529,8,9529,9],[9529,10,9529,12],[9530,8,9530,9],[9530,10,9530,12],[9531,8,9531,9],[9531,10,9531,12],[9526,8,9526,9],[9526,10,9526,12],[9527,8,9527,9],[9527,10,9527,12],[9528,8,9528,9],[9528,10,9528,12],[9523,8,9523,9],[9523,10,9523,12],[9524,8,9524,9],[9524,10,9524,12],[9525,8,9525,9],[9525,10,9525,12],[9520,8,9520,9],[9520,10,9520,12],[9521,8,9521,9],[9521,10,9521,12],[9522,8,9522,9],[9522,10,9522,12],[9517,8,9517,9],[9517,10,9517,12],[9518,8,9518,9],[9518,10,9518,12],[9519,8,9519,9],[9519,10,9519,12],[9514,8,9514,9],[9514,10,9514,12],[9515,8,9515,9],[9515,10,9515,12],[9516,8,9516,9],[9516,10,9516,12],[9511,8,9511,9],[9511,10,9511,12],[9512,8,9512,9]],"merged_total":20021,"flags":["merged_cut"]}
[]
["Výpočty parametrů plánovaného místa výstavby MVtE"]
[]
[null,"Parametr","Hodnota","Jednotky"]
[null,"Průměrná rychlost větru",{"$f":"IF(ISBLANK($G$43),'Input Sheet'!$D$10*(C10/C9)^C8,IF(ISERR($G$43),'Input Sheet'!$D$10*(C10/C9)^C8,'Site SWT'!G43))","v":3.554975970628655},"m/s"]
[null,"Weibull A",{"$f":"C5/0.88","v":4.0397454211689263},"m/s"]
[null,"Weibull k",{"$f":"'Input Sheet'!D6","v":1.93},"--"]
[null,"Korekční vztah - druh povrchu",{"$f":"'Input Sheet'!D9","v":0.21},"--"]
[null,"Výška měření rychlosti větru",{"$f":"'Input Sheet'!D7","v":5.5},"m"]
[null,"Výška rotoru MVtE",{"$f":"'Input Sheet'!D8","v":10},"m"]
[]
[]
[]
[null,null,null,null,null,null,null,null,null,null,null,null,null,null,null,null,null,null,null,null,null,null,null,null,null,"ZIMA",null,"Toky Energie ZIMA"]
[null,"Table for calculating average wind speed ",null,null,null,null,null,null,"Weibull' s probabilty wind speed distribution calcultion",null,null,null,null,null,null,null,null,null,"AP1200","AP2400","AP7","SKYSTREAM 3.7","HY-3000L 5BLADE","HY-1500L 5BLADE",null,"Spotřeba domu",null,"AP1200","AP2400","AP7","SKYSTREAM 3.7","HY-3000L 5BLADE","HY-1500L 5BLADE"]
[null,"Time of Measurement","Speed (m/s)",null,"Results",null,"Speed Recalculated to Hub Height (m/s)",null,"Wind Speed (m/s)",null,"Wind Speed Frequency During a day",null,null,"Chosen SWT's Power (W)","Portion of Generated Energy (W)"]
[null,"2017-03-10T07:58:16",6.1999999999999993,null,"Hour","Speed (m/s)",null,null,null,null,null,null,null,null,null,null,null,0,41.917839273075138,62.997849690843601,141.53307500374385,34.677489454005681,56.868120924504048,32.138397610730173,null,{"$f":"Spotřeba!H$55","v":72.7},null,{"$f":"$Z17-S17","v":30.782160726924864},{"$f":"$Z17-T17","v":9.7021503091564014},-68.833075003743843,38.022510545994322,15.831879075495955,40.561602389269829,0]
[null,"2017-03-10T08:08:16",3.9000000000000004,null,0,2.3562068867272346,2.6713897558268296,null,0,null,{"$f":"_xlfn.WEIBULL.DIST(I18,$C$7,$C$6,0)","v":0},null,null,{"$f":"GeneratedPower(I18, 'Input Sheet'!$C$16)","v":0},{"$f":"N18*K18/2","v":0},null,null,1,39.957704631899482,60.049703388712523,134.90876234038257,32.890223892922521,54.382660305259982,30.733787440262741,null,{"$f":"Spotřeba!I$55","v":72.7},null,{"$f":"$Z18-S18","v":32.742295368100521},12.65029661128748,-62.208762340382563,39.809776107077482,18.317339694740021,41.966212559737258,1]
[null,"2017-03-10T08:18:16",6.5,null,1,2.3234482777529748,2.6342491240249566,null,0.5,null,{"$f":"_xlfn.WEIBULL.DIST(I19,$C$7,$C$6,0)","v":6.7241198385746923E-2},null,null,{"$f":"GeneratedPower(I19, 'Input Sheet'!$C$16)","v":0},{"$f":"N19*K19/2","v":0},null,null,2,47.220620930238447,70.977258847039835,159.46426558850706,39.526167528709131,63.595153595924188,35.939996809283684,null,{"$f":"Spotřeba!J$55","v":62.7},null,15.479379069761556,-8.2772588470398318,-96.764265588507058,23.173832471290872,-0.8951535959241852,26.760003190716318,2]
[null,"2017-03-10T08:28:16",4.6999999999999993,null,2,2.4406896598380188,2.7671735411571023,null,1,null,{"$f":"_xlfn.WEIBULL.DIST(I20,$C$7,$C$6,0)","v":0.12188491916872753},null,null,{"$f":"GeneratedPower(I20, 'Input Sheet'!$C$16)","v":0},0,null,null,3,38.647084332087587,58.078795973749159,130.48040619371594,31.69691734709761,52.720913024868338,29.794678926990287,null,{"$f":"Spotřeba!K$55","v":409.84285714285716},null,371.19577281076954,351.764061169108,279.36245094914125,378.14593979575955,357.12194411798885,380.04817821586687,3]
[null,"2017-03-10T08:38:16",5.2,null,3,2.3010344762226631,2.608837094149949,null,1.5,null,0.16401451647251261,null,null,{"$f":"GeneratedPower(I21, 'Input Sheet'!$C$16)","v":0},0,null,null,4,50.274099839221066,75.575118469477474,169.79824434674981,42.326060075324307,67.472176642252876,38.130937804511795,null,{"$f":"Spotřeba!L$55","v":409.84285714285716},null,359.56875730363606,334.26773867337965,240.04461279610734,367.51679706753282,342.37068050060429,371.71191933834535,4]
[null,"2017-03-10T08:48:16",6.6000000000000005,null,4,2.4868965513747314,2.8195613927481946,null,2,null,0.19205901335726908,null,null,{"$f":"GeneratedPower(I22, 'Input Sheet'!$C$16)","v":0},0,null,null,5,53.653856678137451,80.66757463605569,181.24588508097699,45.4312295013195,71.76760713366221,40.558258220656718,null,{"$f":"Spotřeba!M$55","v":52.7},null,-0.95385667813744845,-27.967574636055687,-128.54588508097697,7.2687704986805031,-19.067607133662207,12.141741779343285,5]
[null,"2017-03-10T08:58:16",4.8,null,5,2.5362068949074579,2.8754678359861208,null,2.5,null,0.20576505576869036,null,null,{"$f":"GeneratedPower(I23, 'Input Sheet'!$C$16)","v":13.563368058946397},1.3954335925301895,null,null,6,42.022480595001241,63.155254226898641,141.88676279174538,34.772984259434111,57.000817554531388,32.213388315598941,null,{"$f":"Spotřeba!N$55","v":239.36666666666665},null,197.3441860716654,176.211412439768,97.479903874921263,204.59368240723254,182.36584911213527,207.15327835106771,6]
[null,"2017-03-10T09:08:16",8.6999999999999993,null,6,2.3579310374013307,2.6733445410684094,null,3,null,0.20628530730458733,null,null,{"$f":"GeneratedPower(I24, 'Input Sheet'!$C$16)","v":23.437500005859373},2.4174059455799841,null,null,7,42.87757629685769,64.441589561679464,144.77719435476675,35.553634758667599,58.085227972314527,32.826218990539637,null,{"$f":"Spotřeba!O$55","v":6709.8},null,6666.9224237031422,6645.3584104383208,6565.0228056452333,6674.2463652413326,6651.7147720276853,6676.9737810094603,7]
[null,"2017-03-10T09:18:16",5.3000000000000007,null,7,2.3719298358549152,2.6892159176412589,null,3.5,null,0.19588086613363404,null,null,{"$f":"GeneratedPower(I25, 'Input Sheet'!$C$16)","v":37.217881953748915},3.6451354763798425,null,null,8,52.024704915727831,78.212378745999331,175.72640429760054,43.933658690292027,69.696467911233938,39.387880674809274,null,{"$f":"Spotřeba!P$55","v":1840.2},null,1788.1752950842722,1761.9876212540007,1664.4735957023995,1796.266341309708,1770.5035320887662,1800.8121193251907,8]
[null,"2017-03-10T09:28:16",7.1,null,8,2.5126666525999704,2.8487786846623799,null,4,null,0.17746971988764482,null,null,{"$f":"GeneratedPower(I26, 'Input Sheet'!$C$16)","v":55.555555569444444},4.9297144425558956,null,null,9,76.593100862806907,115.36948029671582,259.35899555309362,66.674844219140226,101.11041990883525,57.135532150856967,null,{"$f":"Spotřeba!Q$55","v":887.34285714285716},null,810.74975628005029,771.97337684614138,627.98386158976359,820.6680129237169,786.23243723402186,830.20732499200017,9]
[null,"2017-03-10T09:38:16",4.3,null,9,2.8317777683337528,3.2105763563115683,null,4.5,null,0.15415051267418151,null,null,{"$f":"GeneratedPower(I27, 'Input Sheet'!$C$16)","v":79.101562519775385},6.0967732078760983,null,null,10,121.190140964067,184.00131363536607,415.0727715874628,109.1805620448125,159.86119667746217,90.261523104204116,null,{"$f":"Spotřeba!R$55","v":3597.3428571428572},null,3476.1527161787903,3413.3415435074912,3182.2700855553944,3488.1622950980445,3437.4816604653952,3507.081334038653,10]
[null,"2017-03-10T09:48:16",8.1,null,10,3.2896666695674259,3.7297157098856757,null,5,null,0.12879405038951455,null,null,{"$f":"GeneratedPower(I28, 'Input Sheet'!$C$16)","v":108.50694447157117},6.9875244369418974,null,null,11,154.34352679760028,236.38809977920923,535.77873206207744,142.34832684189161,205.71215168494325,115.99238738775038,null,{"$f":"Spotřeba!S$55","v":1422.7},null,1268.3564732023997,1186.3119002207909,886.92126793792261,1280.3516731581085,1216.9878483150569,1306.7076126122497,11]
[null,"2017-03-10T09:58:16",6.1000000000000005,null,11,3.5773333211739859,4.0558626838732499,null,5.5,null,0.10375812730251664,null,null,{"$f":"GeneratedPower(I29, 'Input Sheet'!$C$16)","v":144.42274309166123},7.4925166815416206,null,null,12,153.77814578018152,235.48391100119741,533.67877788820863,141.76896082682455,204.91183074701337,115.54446237437908,null,{"$f":"Spotřeba!T$55","v":4658.3666666666668},null,4504.5885208864856,4422.8827556654696,4124.6878887784578,4516.5977058398421,4453.4548359196533,4542.822204292288,12]
[null,"2017-03-10T10:08:16",7.7,null,12,3.5726666698853173,4.0505717883594521,null,6,null,8.0743902723563951E-2,null,null,{"$f":"GeneratedPower(I30, 'Input Sheet'!$C$16)","v":187.50000004687499},7.5697408822265553,null,null,13,216.1164600213815,337.50943489982882,774.71711785660534,208.97005383720003,297.44393763963967,167.00245930115733,null,{"$f":"Spotřeba!U$55","v":1412.7},null,1196.5835399786185,1075.1905651001712,637.9828821433947,1203.7299461627999,1115.2560623603604,1245.6975406988427,13]
[null,"2017-03-10T10:18:16",5.6999999999999993,null,13,4.0556666771570837,4.5981812868115499,null,6.5,null,6.0780872937311894E-2,null,null,{"$f":"GeneratedPower(I31, 'Input Sheet'!$C$16)","v":238.38975700404188},7.2447687650096642,null,null,14,265.6794193075645,421.94781525233003,980.6995855733818,267.69312649420482,377.62951901956427,211.02350596201794,null,{"$f":"Spotřeba!V$55","v":1337.7},null,1072.0205806924355,915.75218474767007,357.00041442661825,1070.0068735057953,960.07048098043583,1126.6764940379821,14]
[null,"2017-03-10T10:28:16",6.8,null,14,4.4130000134309135,5.0033140530871112,null,7,null,4.4307402260188818E-2,null,null,{"$f":"GeneratedPower(I32, 'Input Sheet'!$C$16)","v":297.74305562999132},6.5961106679879009,null,null,15,261.50019012776994,414.71735769341126,962.82990120045508,262.54791479147997,370.63248476137761,207.20336937855606,null,{"$f":"Spotřeba!W$55","v":3472.7},null,3211.1998098722297,3057.9826423065888,2509.8700987995448,3210.15208520852,3102.067515238622,3265.4966306214437,15]
[null,"2017-03-10T10:38:16",7.9,null,15,4.3833333551883698,4.9696789731774578,null,7.5,null,3.1306078618685264E-2,null,null,{"$f":"GeneratedPower(I33, 'Input Sheet'!$C$16)","v":366.21093759155275},5.7323142016317963,null,null,16,245.47787526096576,387.18385914275569,895.17753004962788,243.15702620458549,344.21222397632147,192.74262078783713,null,{"$f":"Spotřeba!X$55","v":1154.8428571428572},null,909.36498188189137,{"$f":"$Z33-T33","v":767.65899800010152},{"$f":"$Z33-U33","v":259.66532709322928},{"$f":"$Z33-V33","v":911.68583093827169},{"$f":"$Z33-W33","v":810.63063316653574},{"$f":"$Z33-X33","v":962.10023635502},16]
[null,"2017-03-10T10:48:16",9.4,null,16,4.2689655073757828,4.8400124745505586,null,8,null,2.1455881677616664E-2,null,null,{"$f":"GeneratedPower(I34, 'Input Sheet'!$C$16)","v":444.44444455555555},4.7679737073290296,null,null,17,259.843376463955,411.85645970423121,955.77123258850906,260.51820629423236,367.87071025453224,205.6944372251161,null,{"$f":"Spotřeba!Y$55","v":2626.3428571428567},null,2366.4994806789018,2214.4863974386253,1670.5716245543476,2365.8246508486245,2258.4721468883245,2420.6484199177407,17]
[null,"2017-03-10T10:58:16",8.3000000000000007,null,17,4.3715555479129158,4.9563256832439695,null,8.5,null,1.4272473301208498E-2,null,null,{"$f":"GeneratedPower(I35, 'Input Sheet'!$C$16)","v":533.09461818882914},3.8042893525590009,null,null,18,229.28738944057145,359.66597523041509,828.19256547798511,224.09353754586451,318.16192863304025,178.42770537796159,null,{"$f":"Spotřeba!Z$55","v":4618.3},null,4389.012610559429,4258.6340247695853,3790.107434522015,4394.2064624541354,4300.1380713669596,4439.8722946220387,18]
[null,"2017-03-10T11:08:16",6.1999999999999993,null,18,4.1520689499789274,4.7074790082915179,null,9,null,9.21969071641939E-3,null,null,{"$f":"GeneratedPower(I36, 'Input Sheet'!$C$16)","v":632.81250015820308},2.9171677664713642,null,null,19,141.47879758448215,215.9082612531632,488.36267016633678,129.28818308333243,187.66465334596106,105.88062895002116,null,{"$f":"Spotřeba!AA$55","v":4560.8},null,4419.3212024155182,4344.8917387468373,4072.4373298336632,4431.5118169166681,4373.1353466540395,4454.9193710499794,19]
[null,"2017-03-10T11:18:16",9,null,19,3.4693103401825347,3.9333897862512317,null,9.5,null,5.7862136136583482E-3,null,null,{"$f":"GeneratedPower(I37, 'Input Sheet'!$C$16)","v":744.24913213050672},2.1531922301434743,null,null,20,87.893543937307228,132.58931478967082,298.2337448324372,77.267406679501775,115.74196386061821,65.396363314515725,null,{"$f":"Spotřeba!AB$55","v":3810.7999999999997},null,3722.9064560626925,3678.2106852103288,3512.5662551675623,3733.5325933204981,3695.0580361393813,3745.4036366854839,20]
[null,"2017-03-10T11:28:16",7.1,null,20,2.9589654998532655,3.3547776168044514,null,10,null,3.5294284690333458E-3,null,null,{"$f":"GeneratedPower(I38, 'Input Sheet'!$C$16)","v":868.05555577256939},1.531869995623135,null,null,21,92.080040332719577,138.99516812723891,312.72272052934773,81.21808552698009,121.20089334830884,68.476993771138069,null,{"$f":"Spotřeba!AC$55","v":4578.9428571428571},null,4486.8628168101377,4439.9476890156184,4266.2201366135096,4497.7247716158772,4457.7419637945486,4510.465863371719,21]
[null,"2017-03-10T11:38:16",8.1,null,21,3.0037931193565499,3.4056016951966135,null,10.5,null,2.0931281710715689E-3,null,null,{"$f":"GeneratedPower(I39, 'Input Sheet'!$C$16)","v":1004.8828127512206},1.0516742619976081,null,null,22,74.744432851953746,112.56148591171723,253.0285905533793,64.950948927448096,98.729769702066605,55.791005294908452,null,{"$f":"Spotřeba!AD$55","v":72.7},null,-2.0444328519537436,-39.861485911717224,-180.32859055337929,7.7490510725519073,-26.029769702066602,16.908994705091551,22]
[null,"2017-03-10T11:48:16",6.9,null,22,2.8099999849138588,3.1858854228200157,null,11,null,1.207260818016606E-3,null,null,{"$f":"GeneratedPower(I40, 'Input Sheet'!$C$16)","v":1155.3819447332899},0.69742367586016429,null,null,23,45.121743796120455,67.818219741122519,152.36493319618884,37.604827655308831,60.931819913117486,34.434897792548902,null,{"$f":"Spotřeba!AE$55","v":72.7},null,27.578256203879548,4.8817802588774839,-79.664933196188841,35.095172344691171,11.768180086882516,38.2651022074511,23]
[null,"2017-03-10T11:58:16",3.7,null,23,2.4079310154092721,2.7300328691580997,null,11.5,null,6.7738894375875562E-4,null,null,{"$f":"GeneratedPower(I41, 'Input Sheet'!$C$16)","v":1320.2039933856065},0.44714579431278362]
[null,"2017-03-10T12:08:16",6.3,null,null,null,null,null,12,null,3.6983886263857282E-4,null,null,{"$f":"GeneratedPower(I42, 'Input Sheet'!$C$16)","v":1500},0.27737914697892962,null,null,"během zimy [kWh]",{"$f":"SUM(S17:S41)*150/1000","v":425.05862265325391},{"$f":"SUM(T17:T41)*150/1000","v":657.92275199982441},1503.871630366993,398.71355647208702,582.51069728060315,327.4097155449528,null,"Denně nespotřebováno",null,{"$f":"-SUMIFS(AB17:AB40,AB17:AB40,\"<0\")","v":2.998289530091192},76.106319394812743,616.34551176317848,0,45.992530431652995,0,"Wh"]
[null,"2017-03-10T12:18:16",4.5,null,"Average",{"$f":"AVERAGE(F18:F41)","v":3.1355435296833019},{"$f":"AVERAGE(G18:G41)","v":3.554975970628655},null,12.5,null,1.9652593309244561E-4,null,null,{"$f":"GeneratedPower(I43, 'Input Sheet'!$C$16)","v":1500},0.14739444981933422,null,null,"% využito",{"$f":"S42*10^3/('Input Sheet'!$D$18*150*24)","v":9.8393199688253219E-2},{"$f":"T42*10^3/('Input Sheet'!$D$18*150*24)","v":0.15229693333329269},{"$f":"U42*10^3/('Input Sheet'!$D$18*150*24)","v":0.34811843295532247},{"$f":"V42*10^3/('Input Sheet'!$D$18*150*24)","v":9.2294804738909039E-2},{"$f":"W42*10^3/('Input Sheet'!$D$18*150*24)","v":0.13484043918532479},{"$f":"X42*10^3/('Input Sheet'!$D$18*150*24)","v":7.5789286005776099E-2},null,"V zimě nespotřebováno",null,{"$f":"AB42*150/1000","v":0.44974342951367879},{"$f":"AC42*150/1000","v":11.415947909221911},92.451826764476777,0,6.8988795647479488,0,"kWh"]
[null,"2017-03-10T12:28:16",4.6999999999999993,null,null,null,null,null,13,null,1.0165920761890843E-4,null,null,{"$f":"GeneratedPower(I44, 'Input Sheet'!$C$16)","v":1500},7.6244405714181326E-2,null,null,null,null,null,null,null,null,null,null,"Ze zimní gener. Energie",null,{"$f":"AB43/S42","v":1.0580738880353493E-3},1.7351501942320664E-2,6.1475876595873787E-2,0,1.1843352571814946E-2,0]
[null,"2017-03-10T12:38:16",5.6000000000000005,null,null,null,null,null,13.5,null,5.1200263178544181E-5,null,null,{"$f":"GeneratedPower(I45, 'Input Sheet'!$C$16)","v":1500},3.8400197383908138E-2]
[null,"2017-03-10T12:48:16",3.2,null,null,null,null,null,14,null,2.5111278475017047E-5,null,null,{"$f":"GeneratedPower(I46, 'Input Sheet'!$C$16)","v":1500},1.8833458856262784E-2,null,null,null,null,null,null,null,null,null,null,"LÉTO",null,"Toky Energie LÉTO"]
[null,"2017-03-10T12:58:16",4.8,null,null,null,null,null,14.5,null,1.1995088071132264E-5,null,null,{"$f":"GeneratedPower(I47, 'Input Sheet'!$C$16)","v":1500},8.9963160533491973E-3,null,null,null,"AP1200","AP2400","AP7","SKYSTREAM 3.7","HY-3000L 5BLADE","HY-1500L 5BLADE",null,"Spotřeba domu",null,"AP1200","AP2400","AP7","SKYSTREAM 3.7","HY-3000L 5BLADE","HY-1500L 5BLADE"]
[null,"2017-03-10T13:08:16",4.8,null,null,null,null,null,15,null,5.5813321049720938E-6,null,null,{"$f":"GeneratedPower(I48, 'Input Sheet'!$C$16)","v":1500},4.1859990787290703E-3]
[null,"2017-03-10T13:18:16",6.9,null,null,null,null,null,15.5,null,2.5300523300944109E-6,null,null,{"$f":"GeneratedPower(I49, 'Input Sheet'!$C$16)","v":1500},1.8975392475708082E-3,null,null,0,{"$f":"S17","v":41.917839273075138},{"$f":"T17","v":62.997849690843601},141.53307500374385,34.677489454005681,56.868120924504048,32.138397610730173,null,{"$f":"Spotřeba!H$113","v":72.7},null,{"$f":"$Z49-S49","v":30.782160726924864},{"$f":"$Z49-T49","v":9.7021503091564014},{"$f":"$Z49-U49","v":-68.833075003743843},{"$f":"$Z49-V49","v":38.022510545994322},{"$f":"$Z49-W49","v":15.831879075495955},{"$f":"$Z49-X49","v":40.561602389269829},0]
[null,"2017-03-10T13:28:16",5.3000000000000007,null,null,null,null,null,16,null,1.1174596618775361E-6,null,null,{"$f":"GeneratedPower(I50, 'Input Sheet'!$C$16)","v":1500},8.3809474640815203E-4,null,null,1,{"$f":"S18","v":39.957704631899482},60.049703388712523,134.90876234038257,32.890223892922521,54.382660305259982,30.733787440262741,null,{"$f":"Spotřeba!I113","v":72.7},null,{"$f":"$Z50-S50","v":32.742295368100521},12.65029661128748,-62.208762340382563,39.809776107077482,18.317339694740021,41.966212559737258,1]
[null,"2017-03-10T13:38:16",5.2,null,null,null,null,null,16.5,null,4.8094446805882895E-7,null,null,{"$f":"GeneratedPower(I51, 'Input Sheet'!$C$16)","v":1500},3.6070835104412173E-4,null,null,2,47.220620930238447,70.977258847039835,159.46426558850706,39.526167528709131,63.595153595924188,35.939996809283684,null,{"$f":"Spotřeba!J113","v":62.7},null,15.479379069761556,-8.2772588470398318,-96.764265588507058,23.173832471290872,-0.8951535959241852,26.760003190716318,2]
[null,"2017-03-10T13:48:16",3.2,null,null,null,null,null,17,null,2.0172774957116271E-7,null,null,{"$f":"GeneratedPower(I52, 'Input Sheet'!$C$16)","v":1500},1.5129581217837205E-4,null,null,3,38.647084332087587,58.078795973749159,130.48040619371594,31.69691734709761,52.720913024868338,29.794678926990287,null,{"$f":"Spotřeba!K113","v":302.7},null,264.05291566791243,244.62120402625084,172.21959380628405,271.00308265290238,249.97908697513165,272.9053210730097,3]
[null,"2017-03-10T13:58:16",5.2,null,null,null,null,null,17.5,null,8.2468499579710042E-8,null,null,{"$f":"GeneratedPower(I53, 'Input Sheet'!$C$16)","v":1500},6.1851374684782537E-5,null,null,4,50.274099839221066,75.575118469477474,169.79824434674981,42.326060075324307,67.472176642252876,38.130937804511795,null,{"$f":"Spotřeba!L113","v":302.7},null,252.42590016077892,227.12488153052252,132.90175565325018,260.37393992467571,235.22782335774713,264.56906219548819,4]
[null,"2017-03-10T14:08:16",5.7,null,null,null,null,null,18,null,3.2862747630657709E-8,null,null,{"$f":"GeneratedPower(I54, 'Input Sheet'!$C$16)","v":1500},2.464706072299328E-5,null,null,5,53.653856678137451,80.66757463605569,181.24588508097699,45.4312295013195,71.76760713366221,40.558258220656718,null,{"$f":"Spotřeba!M113","v":52.7},null,-0.95385667813744845,-27.967574636055687,-128.54588508097697,7.2687704986805031,-19.067607133662207,12.141741779343285,5]
[null,"2017-03-10T14:18:16",7.6999999999999993,null,null,null,null,null,18.5,null,1.2765925038095599E-8,null,null,{"$f":"GeneratedPower(I55, 'Input Sheet'!$C$16)","v":1500},9.5744437785716993E-6,null,null,6,42.022480595001241,63.155254226898641,141.88676279174538,34.772984259434111,57.000817554531388,32.213388315598941,null,{"$f":"Spotřeba!N113","v":239.36666666666665},null,197.3441860716654,176.211412439768,97.479903874921263,204.59368240723254,182.36584911213527,207.15327835106771,6]
[null,"2017-03-10T14:28:16",7.3,null,null,null,null,null,19,null,4.8347117919895076E-9,null,null,{"$f":"GeneratedPower(I56, 'Input Sheet'!$C$16)","v":1500},3.6260338439921307E-6,null,null,7,42.87757629685769,64.441589561679464,144.77719435476675,35.553634758667599,58.085227972314527,32.826218990539637,null,{"$f":"Spotřeba!O113","v":1011.0500000000001},null,968.17242370314239,946.60841043832056,866.27280564523335,975.49636524133246,952.96477202768551,978.22378100946048,7]
[null,"2017-03-10T14:38:16",5.6,null,null,null,null,null,19.5,null,1.7852298085195626E-9,null,null,{"$f":"GeneratedPower(I57, 'Input Sheet'!$C$16)","v":1500},1.338922356389672E-6,null,null,8,52.024704915727831,78.212378745999331,175.72640429760054,43.933658690292027,69.696467911233938,39.387880674809274,null,{"$f":"Spotřeba!P113","v":940.2},null,888.17529508427219,861.98762125400071,764.47359570239951,896.26634130970797,870.50353208876606,900.81211932519079,8]
[null,"2017-03-10T14:48:16",6.7,null,null,null,null,null,20,null,6.4277140264688695E-10,null,null,{"$f":"GeneratedPower(I58, 'Input Sheet'!$C$16)","v":1500},4.820785519851652E-7,null,null,9,76.593100862806907,115.36948029671582,259.35899555309362,66.674844219140226,101.11041990883525,57.135532150856967,null,{"$f":"Spotřeba!Q113","v":380.2},null,303.60689913719307,264.83051970328415,120.84100444690637,313.52515578085979,279.08958009116475,323.064467849143,9]
[null,"2017-03-10T14:58:16",6.5,null,null,null,null,null,20.5,null,2.2567835112837729E-10,null,null,{"$f":"GeneratedPower(I59, 'Input Sheet'!$C$16)","v":1500},1.6925876334628296E-7,null,null,10,121.190140964067,184.00131363536607,415.0727715874628,109.1805620448125,159.86119667746217,90.261523104204116,null,{"$f":"Spotřeba!R$113","v":1790.2},null,1669.009859035933,1606.1986863646339,1375.1272284125373,1681.0194379551876,1630.3388033225378,1699.9384768957959,10]
[null,"2017-03-10T15:08:16",7.2,null,null,null,null,null,21,null,7.7272471321872966E-11,null,null,{"$f":"GeneratedPower(I60, 'Input Sheet'!$C$16)","v":1500},5.7954353491404722E-8,null,null,11,154.34352679760028,236.38809977920923,535.77873206207744,142.34832684189161,205.71215168494325,115.99238738775038,null,{"$f":"Spotřeba!S113","v":1772.7},null,1618.3564732023997,1536.3119002207909,1236.9212679379225,1630.3516731581085,1566.9878483150569,1656.7076126122497,11]
[null,"2017-03-10T15:18:16",5.8000000000000007,null,null,null,null,null,21.5,null,2.5804207719726855E-11,null,null,{"$f":"GeneratedPower(I61, 'Input Sheet'!$C$16)","v":1500},1.935315578979514E-8,null,null,12,153.77814578018152,235.48391100119741,533.67877788820863,141.76896082682455,204.91183074701337,115.54446237437908,null,{"$f":"Spotřeba!T$113","v":608.36666666666667},null,454.58852088648518,372.88275566546929,74.687888778458046,466.59770583984209,403.45483591965331,492.82220429228761,12]
[null,"2017-03-10T15:28:16",6.3999999999999995,null,null,null,null,null,22,null,8.4045627925564071E-12,null,null,{"$f":"GeneratedPower(I62, 'Input Sheet'!$C$16)","v":1500},6.3034220944173051E-9,null,null,13,216.1164600213815,337.50943489982882,774.71711785660534,208.97005383720003,297.44393763963967,167.00245930115733,null,{"$f":"Spotřeba!U$113","v":2262.6999999999998},null,2046.5835399786183,1925.1905651001709,1487.9828821433944,2053.7299461627999,1965.2560623603601,2095.6975406988427,13]
[null,"2017-03-10T15:38:16",10,null,null,null,null,null,22.5,null,2.6700875208068241E-12,null,null,{"$f":"GeneratedPower(I63, 'Input Sheet'!$C$16)","v":1500},2.0025656406051182E-9,null,null,14,265.6794193075645,421.94781525233003,980.6995855733818,267.69312649420482,377.62951901956427,211.02350596201794,null,{"$f":"Spotřeba!V$113","v":1143.95},null,878.27058069243549,722.00218474767007,163.25041442661825,876.25687350579528,766.32048098043583,932.92649403798214,14]
[null,"2017-03-10T15:48:16",5.6,null,null,null,null,null,23,null,8.2746091142735567E-13,null,null,{"$f":"GeneratedPower(I64, 'Input Sheet'!$C$16)","v":1500},6.2059568357051673E-10,null,null,15,261.50019012776994,414.71735769341126,962.82990120045508,262.54791479147997,370.63248476137761,207.20336937855606,null,{"$f":"Spotřeba!W$113","v":322.7},null,61.199809872230048,-92.01735769341127,-640.12990120045515,60.15208520852002,-47.932484761377623,115.49663062144393,15]
[null,"2017-03-10T15:58:16",7.3,null,0,{"$f":"$G$43","v":3.554975970628655},null,null,23.5,null,2.5015314007046264E-13,null,null,{"$f":"GeneratedPower(I65, 'Input Sheet'!$C$16)","v":1500},1.8761485505284697E-10,null,null,16,245.47787526096576,387.18385914275569,895.17753004962788,243.15702620458549,344.21222397632147,192.74262078783713,null,{"$f":"Spotřeba!X$113","v":667.7},null,422.22212473903426,280.51614085724435,-227.47753004962783,424.54297379541458,323.48777602367858,474.95737921216289,16]
[null,"2017-03-10T16:08:16",7.6999999999999993,null,1,{"$f":"$G$43","v":3.554975970628655},null,null,24,null,7.3777656677924603E-14,null,null,{"$f":"GeneratedPower(I66, 'Input Sheet'!$C$16)","v":1500},5.5333242508443451E-11,null,null,17,259.843376463955,411.85645970423121,955.77123258850906,260.51820629423236,367.87071025453224,205.6944372251161,null,{"$f":"Spotřeba!Y$113","v":1659.2},null,1399.3566235360449,1247.3435402957689,703.42876741149098,1398.6817937057676,1291.3292897454678,1453.5055627748839,17]
[null,"2017-03-10T16:18:16",7.8,null,2,3.554975970628655,null,null,24.5,null,2.122888928166613E-14,null,null,{"$f":"GeneratedPower(I67, 'Input Sheet'!$C$16)","v":1500},1.5921666961249598E-11,null,null,18,229.28738944057145,359.66597523041509,828.19256547798511,224.09353754586451,318.16192863304025,178.42770537796159,null,{"$f":"Spotřeba!Z$113","v":1497.3},null,1268.0126105594286,1137.6340247695848,669.10743452201484,1273.2064624541354,1179.1380713669596,1318.8722946220385,18]
[null,"2017-03-10T16:28:16",7.5,null,3,3.554975970628655,null,null,25,null,5.9598522519018509E-15,null,null,{"$f":"GeneratedPower(I68, 'Input Sheet'!$C$16)","v":1500},4.4698891889263885E-12,null,null,19,141.47879758448215,215.9082612531632,488.36267016633678,129.28818308333243,187.66465334596106,105.88062895002116,null,{"$f":"Spotřeba!AA$113","v":3421.5499999999997},null,3280.0712024155177,3205.6417387468364,2933.1873298336632,3292.2618169166672,3233.8853466540386,3315.6693710499785,19]
[null,"2017-03-10T16:38:16",5.6,null,4,3.554975970628655,null,null,25.5,null,1.6325671814761141E-15,null,null,{"$f":"GeneratedPower(I69, 'Input Sheet'!$C$16)","v":0},0,null,null,20,87.893543937307228,132.58931478967082,298.2337448324372,77.267406679501775,115.74196386061821,65.396363314515725,null,{"$f":"Spotřeba!AB$113","v":1541.55},null,1453.6564560626928,1408.9606852103291,1243.3162551675628,1464.2825933204981,1425.8080361393818,1476.1536366854843,20]
[null,"2017-03-10T16:48:16",5.7,null,5,3.554975970628655,null,null,26,null,4.3636992842083866E-16,null,null,{"$f":"GeneratedPower(I70, 'Input Sheet'!$C$16)","v":0},0,null,null,21,92.080040332719577,138.99516812723891,312.72272052934773,81.21808552698009,121.20089334830884,68.476993771138069,null,{"$f":"Spotřeba!AC$113","v":1055.675},null,963.59495966728036,916.67983187276104,742.95227947065223,974.45691447301988,934.47410665169116,987.19800622886191,21]
[null,"2017-03-10T16:58:16",5.6,null,6,3.554975970628655,null,null,26.5,null,1.1381694570158461E-16,null,null,{"$f":"GeneratedPower(I71, 'Input Sheet'!$C$16)","v":0},0,null,null,22,74.744432851953746,112.56148591171723,253.0285905533793,64.950948927448096,98.729769702066605,55.791005294908452,null,{"$f":"Spotřeba!AD$113","v":157.07499999999999},null,82.330567148046242,44.513514088282761,-95.953590553379314,92.124051072551893,58.345230297933384,101.28399470509154,22]
[null,"2017-03-10T17:08:16",8.1999999999999993,null,7,3.554975970628655,null,null,27,null,2.8969897168454647E-17,null,null,{"$f":"GeneratedPower(I72, 'Input Sheet'!$C$16)","v":0},0,null,null,23,45.121743796120455,67.818219741122519,152.36493319618884,37.604827655308831,60.931819913117486,34.434897792548902,null,{"$f":"Spotřeba!AE$113","v":72.7},null,27.578256203879548,4.8817802588774839,-79.664933196188841,35.095172344691171,11.768180086882516,38.2651022074511,23]
[null,"2017-03-10T17:18:16",4.8999999999999995,null,8,3.554975970628655,null,null,27.5,null,7.1960448449682328E-18,null,null,{"$f":"GeneratedPower(I73, 'Input Sheet'!$C$16)","v":0},0]
[null,"2017-03-10T17:28:16",6.3,null,9,3.554975970628655,null,null,28,null,1.7444802729794279E-18,null,null,{"$f":"GeneratedPower(I74, 'Input Sheet'!$C$16)","v":0},0,null,null,"během léta [kWh]",{"$f":"SUM(S49:S73)*215/1000","v":609.25069246966393},{"$f":"SUM(T49:T73)*215/1000","v":943.02261119974833},2155.5493368593566,571.48943094332481,834.93199943553122,469.28725894776562,null,"Denně nespotřebováno",null,{"$f":"-SUMIFS(AB49:AB72,AB49:AB72,\"<0\")","v":0.95385667813744845},128.2621911765068,1399.5779430132618,0,67.895245490964015,0,"Wh"]
[null,"2017-03-10T17:38:16",5.3999999999999995,null,10,3.554975970628655,null,null,28.5,null,4.1274464520726441E-19,null,null,{"$f":"GeneratedPower(I75, 'Input Sheet'!$C$16)","v":0},0,null,null,"% využito",{"$f":"S74*10^3/('Input Sheet'!$D$18*215*24)","v":9.8393199688253219E-2},{"$f":"T74*10^3/('Input Sheet'!$D$18*215*24)","v":0.15229693333329269},{"$f":"U74*10^3/('Input Sheet'!$D$18*215*24)","v":0.34811843295532247},{"$f":"V74*10^3/('Input Sheet'!$D$18*215*24)","v":9.2294804738909039E-2},{"$f":"W74*10^3/('Input Sheet'!$D$18*215*24)","v":0.13484043918532482},{"$f":"X74*10^3/('Input Sheet'!$D$18*215*24)","v":7.5789286005776099E-2},null,"V létě nespotřebováno",null,{"$f":"AB74*215/1000","v":0.20507918579955142},{"$f":"AC74*215/1000","v":27.576371102948965},300.90925774785131,0,14.597477780557263,{"$f":"AG74*365/1000","v":0},"kWh"]
[null,"2017-03-10T17:48:16",5.5,null,11,3.554975970628655,null,null,29,null,9.5314156611668094E-20,null,null,{"$f":"GeneratedPower(I76, 'Input Sheet'!$C$16)","v":0},0,null,null,null,null,null,null,null,null,null,null,"Z letní gener. Energie",null,{"$f":"AB75/S74","v":3.3660886780159519E-4},{"$f":"AC75/T74","v":2.9242534352241334E-2},{"$f":"AD75/U74","v":0.13959748107008177},{"$f":"AE75/V74","v":0},{"$f":"AF75/W74","v":1.748343313039399E-2},{"$f":"AG75/X74","v":0}]
[null,"2017-03-10T17:58:16",5,null,12,3.554975970628655,null,null,29.5,null,2.1483788661833432E-20,null,null,{"$f":"GeneratedPower(I77, 'Input Sheet'!$C$16)","v":0},0]
[null,"2017-03-10T18:08:16",3.5,null,13,3.554975970628655,null,null,30,null,{"$f":"_xlfn.WEIBULL.DIST(I78,$C$7,$C$6,0)","v":4.7267029682278365E-21},null,null,{"$f":"GeneratedPower(I78, 'Input Sheet'!$C$16)","v":0},0]
[null,"2017-03-10T18:18:16",2.1,null,14,3.554975970628655,null,null,null,null,null,"Generated el. Energy Daily",null,null,{"$f":"SUM(O18:O78)*24","v":1873.2710033344808},"Wh"]
[null,"2017-03-10T18:28:16",1.9000000000000001,null,15,3.554975970628655,null,null,null,null,null,"Generated el. Energy Yearly",null,null,{"$f":"O79*365*10^-3","v":683.7439162170856},"kWh"]
[null,"2017-03-10T18:38:16",1,null,16,3.554975970628655,null,null,null,null,null,null,null,null,null,"kW"]
[null,"2017-03-10T18:48:16",0.6,null,17,3.554975970628655]
[null,"2017-03-10T18:58:16",2.5,null,18,3.554975970628655]
[null,"2017-03-10T19:08:16",2.2000000000000002,null,19,3.554975970628655]
[null,"2017-03-10T19:18:16",2.5,null,20,3.554975970628655]
[null,"2017-03-10T19:28:16",2.8,null,21,3.554975970628655]
[null,"2017-03-10T19:38:16",2.6,null,22,3.554975970628655]
[null,"2017-03-10T19:48:16",2.2999999999999998,null,23,3.554975970628655]
[null,"2017-03-10T19:58:16",1.7]
[null,"2017-03-10T20:08:16",1.9]
[null,"2017-03-10T20:18:16",2]
[null,"2017-03-10T20:28:16",2.0999999999999996]
[null,"2017-03-10T20:38:16",2.4]
[null,"2017-03-10T20:48:16",2.5999999999999996]
[null,"2017-03-10T20:58:16",3.0999999999999996]
[null,"2017-03-10T21:08:16",3.9]
[null,"2017-03-10T21:18:16",4.3000000000000007]
[null,"2017-03-10T21:28:16",3.3]
[null,"2017-03-10T21:38:16",2.9]
[null,"2017-03-10T21:48:16",3]
[null,"2017-03-10T21:58:16",2.0999999999999996]
[null,"2017-03-10T22:08:16",2.2999999999999998]
[null,"2017-03-10T22:18:16",2.7]
[null,"2017-03-10T22:28:16",2.7]
[null,"2017-03-10T22:38:16",3.5999999999999996]
[null,"2017-03-10T22:48:16",4.5999999999999996]
[null,"2017-03-10T22:58:16",3.8]
[null,"2017-03-10T23:08:16",3.2]
[null,"2017-03-10T23:18:16",2.7]
[null,"2017-03-10T23:28:16",3.5999999999999996]
[null,"2017-03-10T23:38:16",3.7]
[null,"2017-03-10T23:48:16",2.5]
[null,"2017-03-10T23:58:16",2.7]
[null,"2017-03-11T00:08:16",4]
[null,"2017-03-11T00:18:16",3.3]
[null,"2017-03-11T00:28:16",3.9000000000000004]
[null,"2017-03-11T00:38:16",3.2]
[null,"2017-03-11T00:48:16",2.7]
[null,"2017-03-11T00:58:16",2.9]
[null,"2017-03-11T01:08:16",2.9]
[null,"2017-03-11T01:18:16",4.9000000000000004]
[null,"2017-03-11T01:28:16",3.2]
[null,"2017-03-11T01:38:16",2.5]
[null,"2017-03-11T01:48:16",2.6]
[null,"2017-03-11T01:58:16",2.5]
[null,"2017-03-11T02:08:16",2]
[null,"2017-03-11T02:18:16",2.5]
[null,"2017-03-11T02:28:16",2.5]
[null,"2017-03-11T02:38:16",2.5]
[null,"2017-03-11T02:48:16",1.5]
[null,"2017-03-11T02:58:16",2.4]
[null,"2017-03-11T03:08:16",2.7]
[null,"2017-03-11T03:18:16",2.6]
[null,"2017-03-11T03:28:16",2.6]
[null,"2017-03-11T03:38:16",2.2000000000000002]
[null,"2017-03-11T03:48:16",2.2999999999999998]
[null,"2017-03-11T03:58:16",3.8000000000000003]
[null,"2017-03-11T04:08:16",2.5999999999999996]
[null,"2017-03-11T04:18:16",1.7]
[null,"2017-03-11T04:28:16",2.6]
[null,"2017-03-11T04:38:16",2]
[null,"2017-03-11T04:48:16",3]
[null,"2017-03-11T04:58:16",2.2000000000000002]
[null,"2017-03-11T05:08:16",3.3000000000000003]
[null,"2017-03-11T05:18:16",2.5]
[null,"2017-03-11T05:28:16",1.7]
[null,"2017-03-11T05:38:16",3]
[null,"2017-03-11T05:48:16",3.0999999999999996]
[null,"2017-03-11T05:58:16",2.4]
[null,"2017-03-11T06:08:16",2.4]
[null,"2017-03-11T06:18:16",2.6]
[null,"2017-03-11T06:28:16",2.4]
[null,"2017-03-11T06:38:16",1.6]
[null,"2017-03-11T06:48:16",1.1000000000000001]
[null,"2017-03-11T06:58:16",3.0999999999999996]
[null,"2017-03-11T07:08:16",1.7]
[null,"2017-03-11T07:18:16",2]
[null,"2017-03-11T07:28:16",1.9]
[null,"2017-03-11T07:38:16",1.2999999999999998]
[null,"2017-03-11T07:48:16",1.6]
[null,"2017-03-11T07:58:16",1.6]
[null,"2017-03-11T08:08:16",2.2999999999999998]
[null,"2017-03-11T08:18:16",1.8]
[null,"2017-03-11T08:28:16",2.2000000000000002]
[null,"2017-03-11T08:38:16",1.9]
[null,"2017-03-11T08:48:16",2.2999999999999998]
[null,"2017-03-11T08:58:16",3.9]
[null,"2017-03-11T09:08:16",2.6]
[null,"2017-03-11T09:18:16",3.2]
[null,"2017-03-11T09:28:16",3.1]
[null,"2017-03-11T09:38:16",1.9]
[null,"2017-03-11T09:48:16",1.7]
[null,"2017-03-11T09:58:16",3.5999999999999996]
[null,"2017-03-11T10:08:16",2.2999999999999998]
[null,"2017-03-11T10:18:16",3.3]
[null,"2017-03-11T10:28:16",2.5]
[null,"2017-03-11T10:38:16",2.2000000000000002]
[null,"2017-03-11T10:48:16",2.5]
[null,"2017-03-11T10:58:16",4.2]
[null,"2017-03-11T11:08:16",4.7]
[null,"2017-03-11T11:18:16",3.1]
[null,"2017-03-11T11:28:16",3.3]
[null,"2017-03-11T11:38:16",3.4]
[null,"2017-03-11T11:48:16",2.9]
[null,"2017-03-11T11:58:16",4.7]
[null,"2017-03-11T12:08:16",0.6]
[null,"2017-03-11T12:18:16",2.2999999999999998]
[null,"2017-03-11T12:28:16",1.8]
[null,"2017-03-11T12:38:16",3]
[null,"2017-03-11T12:48:16",3.8]
[null,"2017-03-11T12:58:16",2.7]
[null,"2017-03-11T13:08:16",4.5]
[null,"2017-03-11T13:18:16",3.3]
[null,"2017-03-11T13:28:16",5.7]
[null,"2017-03-11T13:38:16",6.6]
[null,"2017-03-11T13:48:16",4]
[null,"2017-03-11T13:58:16",3.8]
[null,"2017-03-11T14:08:16",3.9000000000000004]
[null,"2017-03-11T14:18:16",2.8]
[null,"2017-03-11T14:28:16",4.5999999999999996]
[null,"2017-03-11T14:38:16",3.0999999999999996]
[null,"2017-03-11T14:48:16",4.2]
[null,"2017-03-11T14:58:16",2.8]
[null,"2017-03-11T15:08:16",3]
[null,"2017-03-11T15:18:16",3.0999999999999996]
[null,"2017-03-11T15:28:16",3.1]
[null,"2017-03-11T15:38:16",4.3000000000000007]
[null,"2017-03-11T15:48:16",3.7]
[null,"2017-03-11T15:58:16",1.9]
[null,"2017-03-11T16:08:16",3.2]
[null,"2017-03-11T16:18:16",3.2]
[null,"2017-03-11T16:28:16",2.9]
[null,"2017-03-11T16:38:16",3.6]
[null,"2017-03-11T16:48:16",3.5]
[null,"2017-03-11T16:58:16",2.8]
[null,"2017-03-11T17:08:16",2.6]
[null,"2017-03-11T17:18:16",2.0999999999999996]
[null,"2017-03-11T17:28:16",2.7]
[null,"2017-03-11T17:38:16",5]
[null,"2017-03-11T17:48:16",1]
[null,"2017-03-11T17:58:16",2.4]
[null,"2017-03-11T18:08:16",1.2]
[null,"2017-03-11T18:18:16",2.5]
[null,"2017-03-11T18:28:16",2.1]
[null,"2017-03-11T18:38:16",2.1]
[null,"2017-03-11T18:48:16",3.2]
[null,"2017-03-11T18:58:16",2.9]
[null,"2017-03-11T19:08:16",1.5]
[null,"2017-03-11T19:18:16",2.2999999999999998]
[null,"2017-03-11T19:28:16",2.2999999999999998]
[null,"2017-03-11T19:38:16",1.6]
[null,"2017-03-11T19:48:16",2]
[null,"2017-03-11T19:58:16",1.5]
[null,"2017-03-11T20:08:16",3.5999999999999996]
[null,"2017-03-11T20:18:16",2.8]
[null,"2017-03-11T20:28:16",1.5]
[null,"2017-03-11T20:38:16",1.3]
[null,"2017-03-11T20:48:16",1.4]
[null,"2017-03-11T20:58:16",2.0999999999999996]
[null,"2017-03-11T21:08:16",2.2000000000000002]
[null,"2017-03-11T21:18:16",1.7]
[null,"2017-03-11T21:28:16",3.1]
[null,"2017-03-11T21:38:16",1.6]
[null,"2017-03-11T21:48:16",1.7]
[null,"2017-03-11T21:58:16",1.5]
[null,"2017-03-11T22:08:16",1.9]
[null,"2017-03-11T22:18:16",1.5]
[null,"2017-03-11T22:28:16",2.2999999999999998]
[null,"2017-03-11T22:38:16",1.8]
[null,"2017-03-11T22:48:16",0.6]
[null,"2017-03-11T22:58:16",0.9]
[null,"2017-03-11T23:08:16",0.6]
[null,"2017-03-11T23:18:16",1]
[null,"2017-03-11T23:28:16",1.2]
[null,"2017-03-11T23:38:16",2.2000000000000002]
[null,"2017-03-11T23:48:16",2.2000000000000002]
[null,"2017-03-11T23:58:16",1.5]
[null,"2017-03-12T00:08:16",1.4]
[null,"2017-03-12T00:18:16",2]
[null,"2017-03-12T00:28:16",2.2000000000000002]
[null,"2017-03-12T00:38:16",1.8]
[null,"2017-03-12T00:48:16",0.8]
[null,"2017-03-12T00:58:16",2.5999999999999996]
[null,"2017-03-12T01:08:16",3.3]
[null,"2017-03-12T01:18:16",2]
[null,"2017-03-12T01:28:16",2.2999999999999998]
[null,"2017-03-12T01:38:16",1.9]
[null,"2017-03-12T01:48:16",2.2999999999999998]
[null,"2017-03-12T01:58:16",2.4]
[null,"2017-03-12T02:08:16",0.8]
[null,"2017-03-12T02:18:16",1.6]
[null,"2017-03-12T02:28:16",1.1000000000000001]
[null,"2017-03-12T02:38:16",1.5]
[null,"2017-03-12T02:48:16",0.6]
[null,"2017-03-12T02:58:16",1.3]
[null,"2017-03-12T03:08:16",1.4]
[null,"2017-03-12T03:18:16",0.9]
[null,"2017-03-12T03:28:16",0.9]
[null,"2017-03-12T03:38:16",1.1000000000000001]
[null,"2017-03-12T03:48:16",1]
[null,"2017-03-12T03:58:16",1.5]
[null,"2017-03-12T04:08:16",1.4]
[null,"2017-03-12T04:18:16",0.9]
[null,"2017-03-12T04:28:16",0.9]
[null,"2017-03-12T04:38:16",0.6]
[null,"2017-03-12T04:48:16",1.1000000000000001]
[null,"2017-03-12T04:58:16",1.3]
[null,"2017-03-12T05:08:16",1.4]
[null,"2017-03-12T05:18:16",1.1000000000000001]
[null,"2017-03-12T05:28:16",0.5]
[null,"2017-03-12T05:38:16",0.6]
[null,"2017-03-12T05:48:16",2]
[null,"2017-03-12T05:58:16",0.9]
[null,"2017-03-12T06:08:16",1.8]
[null,"2017-03-12T06:18:16",1.2]
[null,"2017-03-12T06:28:16",2.4]
[null,"2017-03-12T06:38:16",1.6]
[null,"2017-03-12T06:48:16",0.8]
[null,"2017-03-12T06:58:16",1.1000000000000001]
[null,"2017-03-12T07:08:16",0.6]
[null,"2017-03-12T07:18:16",1.4]
[null,"2017-03-12T07:28:16",1.1000000000000001]
[null,"2017-03-12T07:38:16",1.3]
[null,"2017-03-12T07:48:16",0.6]
[null,"2017-03-12T07:58:16",0.5]
[null,"2017-03-12T08:08:16",1.6]
[null,"2017-03-12T08:18:16",2.0999999999999996]
[null,"2017-03-12T08:28:16",0.5]
[null,"2017-03-12T08:38:16",1.8]
[null,"2017-03-12T08:48:16",1.5]
[null,"2017-03-12T08:58:16",1.4]
[null,"2017-03-12T09:08:16",2.6]
[null,"2017-03-12T09:18:16",2.5]
[null,"2017-03-12T09:28:16",2.2999999999999998]
[null,"2017-03-12T09:38:16",3.0999999999999996]
[null,"2017-03-12T09:48:16",2.0999999999999996]
[null,"2017-03-12T09:58:16",4.0999999999999996]
[null,"2017-03-12T10:08:16",2.4]
[null,"2017-03-12T10:18:16",4.7]
[null,"2017-03-12T10:28:16",5.0999999999999996]
[null,"2017-03-12T10:38:16",3.2]
[null,"2017-03-12T10:48:16",3.8]
[null,"2017-03-12T10:58:16",3.8000000000000003]
[null,"2017-03-12T11:08:16",3.4000000000000004]
[null,"2017-03-12T11:18:16",5.8]
[null,"2017-03-12T11:28:16",5.0999999999999996]
[null,"2017-03-12T11:38:16",4.0999999999999996]
[null,"2017-03-12T11:48:16",5.6000000000000005]
[null,"2017-03-12T11:58:16",4.3]
[null,"2017-03-12T12:08:16",3.9]
[null,"2017-03-12T12:18:16",3.4000000000000004]
[null,"2017-03-12T12:28:16",4.7]
[null,"2017-03-12T12:38:16",5.4]
[null,"2017-03-12T12:48:16",3.2]
[null,"2017-03-12T12:58:16",4.4000000000000004]
[null,"2017-03-12T13:08:16",3.8]
[null,"2017-03-12T13:18:16",5.1000000000000005]
[null,"2017-03-12T13:28:16",5]
[null,"2017-03-12T13:38:16",2.6]
[null,"2017-03-12T13:48:16",2.7]
[null,"2017-03-12T13:58:16",3.5]
[null,"2017-03-12T14:08:16",5]
[null,"2017-03-12T14:18:16",3]
[null,"2017-03-12T14:28:16",4.2]
[null,"2017-03-12T14:38:16",6]
[null,"2017-03-12T14:48:16",4]
[null,"2017-03-12T14:58:16",3.2]
[null,"2017-03-12T15:08:16",3.3]
[null,"2017-03-12T15:18:16",3.3]
[null,"2017-03-12T15:28:16",2.9]
[null,"2017-03-12T15:29:37",2.9]
[null,"2017-03-12T17:22:50",3.3]
[null,"2017-03-12T17:52:50",6.4]
[null,"2017-03-12T18:22:50",4.3]
[null,"2017-03-12T18:52:50",3.6]
[null,"2017-03-12T19:22:50",1.2]
[null,"2017-03-12T19:52:50",3.6]
[null,"2017-03-12T20:22:50",2.6]
[null,"2017-03-12T20:52:50",2.9]
[null,"2017-03-12T21:22:50",1.9]
[null,"2017-03-12T21:52:50",3]
[null,"2017-03-12T22:22:50",2.1]
[null,"2017-03-12T22:52:50",2.5]
[null,"2017-03-12T23:22:50",3.0999999999999996]
[null,"2017-03-12T23:52:50",3.3]
[null,"2017-03-13T00:22:50",2.0999999999999996]
[null,"2017-03-13T00:52:50",2.2000000000000002]
[null,"2017-03-13T01:22:50",1.3]
[null,"2017-03-13T01:52:50",0.7]
[null,"2017-03-13T02:22:50",1.1000000000000001]
[null,"2017-03-13T02:52:50",0.6]
[null,"2017-03-13T03:22:50",0.8]
[null,"2017-03-13T03:52:50",1.3]
[null,"2017-03-13T04:22:50",1.2]
[null,"2017-03-13T04:52:50",0.8]
[null,"2017-03-13T05:22:50",0.8]
[null,"2017-03-13T05:52:50",1.4]
[null,"2017-03-13T06:22:50",1.2]
[null,"2017-03-13T06:52:50",1.3]
[null,"2017-03-13T07:22:50",1.4]
[null,"2017-03-13T07:52:50",1.4]
[null,"2017-03-13T08:22:50",0.6]
[null,"2017-03-13T08:52:50",1.6]
[null,"2017-03-13T09:22:50",0.8]
[null,"2017-03-13T09:52:50",1.7]
[null,"2017-03-13T10:22:50",0.8]
[null,"2017-03-13T10:52:50",2.2999999999999998]
[null,"2017-03-13T11:22:50",2.2999999999999998]
[null,"2017-03-13T11:52:50",0.8]
[null,"2017-03-13T12:22:50",1.6]
[null,"2017-03-13T12:52:50",2.2000000000000002]
[null,"2017-03-13T13:22:50",2.5]
[null,"2017-03-13T13:52:50",2.5]
[null,"2017-03-13T14:22:50",3.1]
[null,"2017-03-13T14:52:50",4.8000000000000007]
[null,"2017-03-13T15:22:50",2.8]
[null,"2017-03-13T15:52:50",2.8]
[null,"2017-03-13T16:22:50",2.8]
[null,"2017-03-13T16:52:50",4.0999999999999996]
[null,"2017-03-13T17:22:50",3.5]
[null,"2017-03-13T17:52:50",1.5]
[null,"2017-03-13T18:22:50",1.8]
[null,"2017-03-13T18:52:50",2.9]
[null,"2017-03-13T19:22:50",4]
[null,"2017-03-13T19:52:50",1.7]
[null,"2017-03-13T20:22:50",2.2000000000000002]
[null,"2017-03-13T20:52:50",1.7]
[null,"2017-03-13T21:22:50",1.9]
[null,"2017-03-13T21:52:50",2.2999999999999998]
[null,"2017-03-13T22:22:50",1.4]
[null,"2017-03-13T22:52:50",0.5]
[null,"2017-03-13T23:22:50",1]
[null,"2017-03-13T23:52:50",1]
[null,"2017-03-14T00:22:50",1.3]
[null,"2017-03-14T00:52:50",0.8]
[null,"2017-03-14T01:22:50",1.1000000000000001]
[null,"2017-03-14T01:52:50",1.1000000000000001]
[null,"2017-03-14T02:22:50",1.4]
[null,"2017-03-14T02:52:50",0.7]
[null,"2017-03-14T03:22:50",1.6]
[null,"2017-03-14T03:52:50",1.5]
[null,"2017-03-14T04:22:50",1.1000000000000001]
[null,"2017-03-14T04:52:50",1.2]
[null,"2017-03-14T05:22:50",0.7]
[null,"2017-03-14T05:52:50",1]
[null,"2017-03-14T06:22:50",1.2]
[null,"2017-03-14T06:52:50",1.8]
[null,"2017-03-14T07:22:50",1.6]
[null,"2017-03-14T07:52:50",0.9]
[null,"2017-03-14T08:22:50",1.6]
[null,"2017-03-14T08:52:50",0.9]
[null,"2017-03-14T09:22:50",2.1]
[null,"2017-03-14T09:52:50",1.9]
[null,"2017-03-14T10:22:50",2.7]
[null,"2017-03-14T10:52:50",3.3]
[null,"2017-03-14T11:22:50",2]
[null,"2017-03-14T11:52:50",2.6]
[null,"2017-03-14T12:22:50",2.5]
[null,"2017-03-14T12:52:50",3.3]
[null,"2017-03-14T13:22:50",3.9]
[null,"2017-03-14T13:52:50",4.0999999999999996]
[null,"2017-03-14T14:22:50",5]
[null,"2017-03-14T14:52:50",4.3]
[null,"2017-03-14T15:22:50",4]
[null,"2017-03-14T15:52:50",4]
[null,"2017-03-14T16:22:50",4.4000000000000004]
[null,"2017-03-14T16:52:50",6.6999999999999993]
[null,"2017-03-14T17:22:50",4.3]
[null,"2017-03-14T17:52:50",3.7]
[null,"2017-03-14T18:22:50",4.8]
[null,"2017-03-14T18:52:50",3.7]
[null,"2017-03-14T19:22:50",2.5]
[null,"2017-03-14T19:52:50",1.8]
[null,"2017-03-14T20:22:50",2.4]
[null,"2017-03-14T20:52:50",1.6]
[null,"2017-03-14T21:22:50",0.7]
[null,"2017-03-14T21:52:50",1.6]
[null,"2017-03-14T22:22:50",1.4]
[null,"2017-03-14T22:52:50",1]
[null,"2017-03-14T23:22:50",1.6]
[null,"2017-03-14T23:52:50",0.5]
[null,"2017-03-15T00:22:50",0.7]
[null,"2017-03-15T00:52:50",0.5]
[null,"2017-03-15T01:22:50",1.6]
[null,"2017-03-15T01:52:50",1.2]
[null,"2017-03-15T02:22:50",2]
[null,"2017-03-15T02:52:50",1.4]
[null,"2017-03-15T03:22:50",1.1000000000000001]
[null,"2017-03-15T03:52:50",1.2]
[null,"2017-03-15T04:22:50",1.6]
[null,"2017-03-15T04:52:50",1.6]
[null,"2017-03-15T05:22:50",1.2]
[null,"2017-03-15T05:52:50",1.4]
[null,"2017-03-15T06:22:50",1.5]
[null,"2017-03-15T06:52:50",2.5]
[null,"2017-03-15T07:22:50",2]
[null,"2017-03-15T07:52:50",2]
[null,"2017-03-15T08:22:50",2.7]
[null,"2017-03-15T08:52:50",2.2000000000000002]
[null,"2017-03-15T09:22:50",2.7]
[null,"2017-03-15T09:52:50",1.9]
[null,"2017-03-15T10:22:50",2.2000000000000002]
[null,"2017-03-15T10:52:50",2.2000000000000002]
[null,"2017-03-15T11:22:50",2.9]
[null,"2017-03-15T11:52:50",3.9]
[null,"2017-03-15T12:22:50",2.9]
[null,"2017-03-15T12:52:50",2.9]
[null,"2017-03-15T13:22:50",3]
[null,"2017-03-15T13:52:50",8.4]
[null,"2017-03-15T14:22:50",5.9]
[null,"2017-03-15T14:52:50",4.9000000000000004]
[null,"2017-03-15T15:22:50",9.8000000000000007]
[null,"2017-03-15T15:52:50",5.8]
[null,"2017-03-15T16:22:50",6.2]
[null,"2017-03-15T16:52:50",3.9000000000000004]
[null,"2017-03-15T17:22:50",9]
[null,"2017-03-15T17:52:50",8.1999999999999993]
[null,"2017-03-15T18:22:50",10]
[null,"2017-03-15T18:52:50",5.8000000000000007]
[null,"2017-03-15T19:22:50",5.2]
[null,"2017-03-15T19:52:50",4.0999999999999996]
[null,"2017-03-15T20:22:50",3.0999999999999996]
[null,"2017-03-15T20:52:50",3.2]
[null,"2017-03-15T21:22:50",4.0999999999999996]
[null,"2017-03-15T21:52:50",2.1]
[null,"2017-03-15T22:22:50",1.9]
[null,"2017-03-15T22:52:50",1.4]
[null,"2017-03-15T23:22:50",1.5]
[null,"2017-03-15T23:52:50",1.3]
[null,"2017-03-16T00:22:50",0.6]
[null,"2017-03-16T00:52:50",2.2999999999999998]
[null,"2017-03-16T01:22:50",0.9]
[null,"2017-03-16T01:52:50",1.3]
[null,"2017-03-16T02:22:50",1.6]
[null,"2017-03-16T02:52:50",1.3]
[null,"2017-03-16T03:22:50",1.3]
[null,"2017-03-16T03:52:50",0.9]
[null,"2017-03-16T04:22:50",1.4]
[null,"2017-03-16T04:52:50",0.7]
[null,"2017-03-16T05:22:50",2.0999999999999996]
[null,"2017-03-16T05:52:50",1.9]
[null,"2017-03-16T06:22:50",1.6]
[null,"2017-03-16T06:52:50",1.8]
[null,"2017-03-16T07:22:50",1.6]
[null,"2017-03-16T07:52:50",0.8]
[null,"2017-03-16T08:22:50",1]
[null,"2017-03-16T08:52:50",1.2]
[null,"2017-03-16T09:22:50",1.2]
[null,"2017-03-16T09:52:50",2]
[null,"2017-03-16T10:22:50",2.5999999999999996]
[null,"2017-03-16T10:52:50",2.5999999999999996]
[null,"2017-03-16T11:22:50",3.8000000000000003]
[null,"2017-03-16T11:52:50",3.3000000000000003]
[null,"2017-03-16T12:22:50",2.7]
[null,"2017-03-16T12:52:50",4.5999999999999996]
[null,"2017-03-16T13:22:50",6.6000000000000005]
[null,"2017-03-16T13:52:50",6]
[null,"2017-03-16T14:22:50",4.3]
[null,"2017-03-16T14:52:50",3.9]
[null,"2017-03-16T15:22:50",3]
[null,"2017-03-16T15:52:50",5.8999999999999995]
[null,"2017-03-16T16:22:50",4]
[null,"2017-03-16T16:52:50",5.8000000000000007]
[null,"2017-03-16T17:22:50",2.8]
[null,"2017-03-16T17:52:50",3]
[null,"2017-03-16T18:22:50",3.6]
[null,"2017-03-16T18:52:50",5]
[null,"2017-03-16T19:22:50",3.0999999999999996]
[null,"2017-03-16T19:52:50",2.4]
[null,"2017-03-16T20:22:50",1.9]
[null,"2017-03-16T20:52:50",2.8]
[null,"2017-03-16T21:22:50",2.5]
[null,"2017-03-16T21:52:50",2.7]
[null,"2017-03-16T22:22:50",2.2000000000000002]
[null,"2017-03-16T22:52:50",0.6]
[null,"2017-03-16T23:22:50",1.7]
[null,"2017-03-16T23:52:50",0.5]
[null,"2017-03-17T00:22:50",1.2]
[null,"2017-03-17T00:52:50",2.2999999999999998]
[null,"2017-03-17T01:22:50",2.2999999999999998]
[null,"2017-03-17T01:52:50",3.2]
[null,"2017-03-17T02:22:50",2.9]
[null,"2017-03-17T02:52:50",3]
[null,"2017-03-17T03:22:50",2.2000000000000002]
[null,"2017-03-17T03:52:50",3]
[null,"2017-03-17T04:22:50",2.5]
[null,"2017-03-17T04:52:50",2.8]
[null,"2017-03-17T05:22:50",2]
[null,"2017-03-17T05:52:50",3.0999999999999996]
[null,"2017-03-17T06:22:50",2.0999999999999996]
[null,"2017-03-17T06:52:50",2.8]
[null,"2017-03-17T07:22:50",3.2]
[null,"2017-03-17T07:52:50",3]
[null,"2017-03-17T08:22:50",1.5]
[null,"2017-03-17T08:52:50",2.8]
[null,"2017-03-17T09:22:50",3.0999999999999996]
[null,"2017-03-17T09:52:50",3.8]
[null,"2017-03-17T10:22:50",2.4]
[null,"2017-03-17T10:52:50",3.5]
[null,"2017-03-17T11:22:50",2.8]
[null,"2017-03-17T11:52:50",1.9]
[null,"2017-03-17T12:22:50",3.2]
[null,"2017-03-17T12:52:50",4.4000000000000004]
[null,"2017-03-17T13:22:50",4]
[null,"2017-03-17T13:52:50",5.1999999999999993]
[null,"2017-03-17T14:22:50",5.6]
[null,"2017-03-17T14:52:50",5.6000000000000005]
[null,"2017-03-17T15:22:50",4.6999999999999993]
[null,"2017-03-17T15:52:50",6.1000000000000005]
[null,"2017-03-17T16:22:50",6.6999999999999993]
[null,"2017-03-17T16:52:50",8.6999999999999993]
[null,"2017-03-17T17:22:50",10.7]
[null,"2017-03-17T17:52:50",7.7]
[null,"2017-03-17T18:22:50",6.6999999999999993]
[null,"2017-03-17T18:52:50",6.3]
[null,"2017-03-17T19:22:50",3.2]
[null,"2017-03-17T19:52:50",5]
[null,"2017-03-17T20:22:50",5.2]
[null,"2017-03-17T20:52:50",5.5]
[null,"2017-03-17T21:22:50",9.6]
[null,"2017-03-17T21:52:50",2.9]
[null,"2017-03-17T22:22:50",4.5]
[null,"2017-03-17T22:52:50",5.5]
[null,"2017-03-17T23:22:50",5.5]
[null,"2017-03-17T23:52:50",2.7]
[null,"2017-03-18T00:22:50",1.4]
[null,"2017-03-18T00:52:50",1.4]
[null,"2017-03-18T01:22:50",0.9]
[null,"2017-03-18T01:52:50",1.5]
[null,"2017-03-18T02:22:50",1.4]
[null,"2017-03-18T02:52:50",1.3]
[null,"2017-03-18T03:22:50",1.7]
[null,"2017-03-18T03:52:50",1.2]
[null,"2017-03-18T04:22:50",4]
[null,"2017-03-18T04:52:50",3.6]
[null,"2017-03-18T05:22:50",1.4]
[null,"2017-03-18T05:52:50",1.7]
[null,"2017-03-18T06:22:50",1.6]
[null,"2017-03-18T06:52:50",3.2]
[null,"2017-03-18T07:22:50",2.6]
[null,"2017-03-18T07:52:50",3.7]
[null,"2017-03-18T08:22:50",4.8999999999999995]
[null,"2017-03-18T08:52:50",2.7]
[null,"2017-03-18T09:22:50",3.2]
[null,"2017-03-18T09:52:50",4.6000000000000005]
[null,"2017-03-18T10:22:50",3.4]
[null,"2017-03-18T10:52:50",5.6]
[null,"2017-03-18T11:22:50",3.0999999999999996]
[null,"2017-03-18T11:52:50",4.2]
[null,"2017-03-18T12:22:50",3.3]
[null,"2017-03-18T12:52:50",6.8]
[null,"2017-03-18T13:22:50",6.1]
[null,"2017-03-18T13:52:50",7.8]
[null,"2017-03-18T14:22:50",8.7999999999999989]
[null,"2017-03-18T14:52:50",9.1]
[null,"2017-03-18T15:22:50",8]
[null,"2017-03-18T15:52:50",6.2]
[null,"2017-03-18T16:22:50",5.2]
[null,"2017-03-18T16:52:50",4.5999999999999996]
[null,"2017-03-18T17:22:50",4.5999999999999996]
[null,"2017-03-18T17:52:50",7.8]
[null,"2017-03-18T18:22:50",8.9]
[null,"2017-03-18T18:52:50",6.1]
[null,"2017-03-18T19:22:50",7.4]
[null,"2017-03-18T19:52:50",7.6]
[null,"2017-03-18T20:22:50",7]
[null,"2017-03-18T20:52:50",8.1]
[null,"2017-03-18T21:22:50",5]
[null,"2017-03-18T21:52:50",10.1]
[null,"2017-03-18T22:22:50",5.6999999999999993]
[null,"2017-03-18T22:52:50",4.2]
[null,"2017-03-18T23:22:50",4]
[null,"2017-03-18T23:52:50",5.6000000000000005]
[null,"2017-03-19T00:22:50",2.2999999999999998]
[null,"2017-03-19T00:52:50",3.7]
[null,"2017-03-19T01:22:50",3.6]
[null,"2017-03-19T01:52:50",3.9000000000000004]
[null,"2017-03-19T02:22:50",2.6]
[null,"2017-03-19T02:52:50",4.0999999999999996]
[null,"2017-03-19T03:22:50",3.3]
[null,"2017-03-19T03:52:50",3.3]
[null,"2017-03-19T04:22:50",3.4000000000000004]
[null,"2017-03-19T04:52:50",3.2]
[null,"2017-03-19T05:22:50",3.2]
[null,"2017-03-19T05:52:50",2.7]
[null,"2017-03-19T06:22:50",4.3000000000000007]
[null,"2017-03-19T06:52:50",2.1]
[null,"2017-03-19T07:22:50",2.5]
[null,"2017-03-19T07:52:50",1.8]
[null,"2017-03-19T08:22:50",2.2000000000000002]
[null,"2017-03-19T08:52:50",3]
[null,"2017-03-19T09:22:50",1.5]
[null,"2017-03-19T09:52:50",0.5]
[null,"2017-03-19T10:22:50",1.3]
[null,"2017-03-19T10:52:50",1.5]
[null,"2017-03-19T11:22:50",2.4]
[null,"2017-03-19T11:52:50",1.9]
[null,"2017-03-19T12:22:50",0.6]
[null,"2017-03-19T12:52:50",1.6]
[null,"2017-03-19T13:22:50",2.9]
[null,"2017-03-19T13:52:50",2.4]
[null,"2017-03-19T14:22:50",2.4]
[null,"2017-03-19T14:52:50",2.2999999999999998]
[null,"2017-03-19T15:22:50",2.7]
[null,"2017-03-19T15:52:50",4.3000000000000007]
[null,"2017-03-19T16:22:50",2]
[null,"2017-03-19T16:52:50",3.3]
[null,"2017-03-19T17:22:50",2.7]
[null,"2017-03-19T17:52:50",4.5]
[null,"2017-03-19T18:22:50",4]
[null,"2017-03-19T18:52:50",3]
[null,"2017-03-19T19:22:50",7]
[null,"2017-03-19T19:52:50",3.5]
[null,"2017-03-19T20:22:50",5.5]
[null,"2017-03-19T20:52:50",4.0999999999999996]
[null,"2017-03-19T21:22:50",3.2]
[null,"2017-03-19T21:52:50",2.8]
[null,"2017-03-19T22:22:50",4.3]
[null,"2017-03-19T22:52:50",2.2999999999999998]
[null,"2017-03-19T23:22:50",4.8]
[null,"2017-03-19T23:52:50",4.4000000000000004]
[null,"2017-03-20T00:22:50",4.2]
[null,"2017-03-20T00:52:50",3.6]
[null,"2017-03-20T01:22:50",3.7]
[null,"2017-03-20T01:52:50",2.9]
[null,"2017-03-20T02:22:50",4]
[null,"2017-03-20T02:52:50",5]
[null,"2017-03-20T03:22:50",3.5]
[null,"2017-03-20T03:52:50",5.4]
[null,"2017-03-20T04:22:50",5.7]
[null,"2017-03-20T04:52:50",4.5999999999999996]
[null,"2017-03-20T05:22:50",4.6000000000000005]
[null,"2017-03-20T05:52:50",4.9000000000000004]
[null,"2017-03-20T06:22:50",3.2]
[null,"2017-03-20T06:52:50",6]
[null,"2017-03-20T07:22:50",4.5999999999999996]
[null,"2017-03-20T07:52:50",2.0999999999999996]
[null,"2017-03-20T08:22:50",4]
[null,"2017-03-20T08:52:50",4]
[null,"2017-03-20T09:22:50",2.4]
[null,"2017-03-20T09:52:50",4.5]
[null,"2017-03-20T10:22:50",4.4000000000000004]
[null,"2017-03-20T10:52:50",6.3]
[null,"2017-03-20T11:22:50",5.4]
[null,"2017-03-20T11:52:50",4.7]
[null,"2017-03-20T12:22:50",5.6999999999999993]
[null,"2017-03-20T12:52:50",3.8]
[null,"2017-03-20T13:22:50",6.9]
[null,"2017-03-20T13:52:50",6.9]
[null,"2017-03-20T14:22:50",4]
[null,"2017-03-20T14:52:50",3]
[null,"2017-03-20T15:22:50",7.3]
[null,"2017-03-20T15:52:50",3.5999999999999996]
[null,"2017-03-20T16:22:50",4.2]
[null,"2017-03-20T16:52:50",2.9]
[null,"2017-03-20T17:22:50",3.4]
[null,"2017-03-20T17:52:50",3.3000000000000003]
[null,"2017-03-20T18:22:50",4.7]
[null,"2017-03-20T18:52:50",4.2]
[null,"2017-03-20T19:22:50",3.1]
[null,"2017-03-20T19:52:50",1.8]
[null,"2017-03-20T20:22:50",3.9]
[null,"2017-03-20T20:52:50",2.5]
[null,"2017-03-20T21:22:50",0.5]
[null,"2017-03-20T21:52:50",1.5]
[null,"2017-03-20T22:22:50",2.2999999999999998]
[null,"2017-03-20T22:52:50",0.5]
[null,"2017-03-20T23:22:50",1.9]
[null,"2017-03-20T23:52:50",1.7]
[null,"2017-03-21T00:22:50",1.9]
[null,"2017-03-21T00:52:50",1.9]
[null,"2017-03-21T01:22:50",3.3]
[null,"2017-03-21T01:52:50",2.4]
[null,"2017-03-21T02:22:50",2.9]
[null,"2017-03-21T02:52:50",3.3]
[null,"2017-03-21T03:22:50",2]
[null,"2017-03-21T03:52:50",2.0999999999999996]
[null,"2017-03-21T04:22:50",2.4]
[null,"2017-03-21T04:52:50",1.3]
[null,"2017-03-21T05:22:50",2.2000000000000002]
[null,"2017-03-21T05:52:50",2.1]
[null,"2017-03-21T06:22:50",2.8]
[null,"2017-03-21T06:52:50",3.3]
[null,"2017-03-21T07:22:50",2.6]
[null,"2017-03-21T07:52:50",1.9]
[null,"2017-03-21T08:22:50",2.7]
[null,"2017-03-21T08:52:50",3.5999999999999996]
[null,"2017-03-21T09:22:50",4.3]
[null,"2017-03-21T09:52:50",3.4]
[null,"2017-03-21T10:22:50",4.9000000000000004]
[null,"2017-03-21T10:52:50",3]
[null,"2017-03-21T11:22:50",2.9]
[null,"2017-03-21T11:52:50",2.5]
[null,"2017-03-21T12:22:50",3.8]
[null,"2017-03-21T12:52:50",3.3]
[null,"2017-03-21T13:22:50",5]
[null,"2017-03-21T13:52:50",4.3]
[null,"2017-03-21T14:22:50",4]
[null,"2017-03-21T14:52:50",5.2]
[null,"2017-03-21T15:22:50",3.4]
[null,"2017-03-21T15:52:50",5.9]
[null,"2017-03-21T16:22:50",2.8]
[null,"2017-03-21T16:52:50",3.5999999999999996]
[null,"2017-03-21T17:22:50",2.2000000000000002]
[null,"2017-03-21T17:52:50",1.9]
[null,"2017-03-21T18:22:50",2]
[null,"2017-03-21T18:52:50",1.5]
[null,"2017-03-21T19:22:50",2.2000000000000002]
[null,"2017-03-21T19:52:50",0.5]
[null,"2017-03-21T20:22:50",1.3]
[null,"2017-03-21T20:52:50",0.5]
[null,"2017-03-21T21:22:50",1.4]
[null,"2017-03-21T21:52:50",1.1000000000000001]
[null,"2017-03-21T22:22:50",1]
[null,"2017-03-21T22:52:50",0.7]
[null,"2017-03-21T23:22:50",1.4]
[null,"2017-03-21T23:52:50",3.7]
[null,"2017-03-22T00:22:50",3.8]
[null,"2017-03-22T00:52:50",2.4]
[null,"2017-03-22T01:22:50",2.2999999999999998]
[null,"2017-03-22T01:52:50",2.9]
[null,"2017-03-22T02:22:50",3.7]
[null,"2017-03-22T02:52:50",3.8000000000000003]
[null,"2017-03-22T03:22:50",4]
[null,"2017-03-22T03:52:50",3.8000000000000003]
[null,"2017-03-22T04:22:50",7]
[null,"2017-03-22T04:52:50",5]
[null,"2017-03-22T05:22:50",7.8]
[null,"2017-03-22T05:52:50",4.2]
[null,"2017-03-22T06:22:50",4.8000000000000007]
[null,"2017-03-22T06:52:50",2.2000000000000002]
[null,"2017-03-22T07:22:50",2.9]
[null,"2017-03-22T07:52:50",3.7]
[null,"2017-03-22T08:22:50",3.5]
[null,"2017-03-22T08:52:50",3.4000000000000004]
[null,"2017-03-22T09:22:50",2.6]
[null,"2017-03-22T09:52:50",3.5]
[null,"2017-03-22T10:22:50",4.8000000000000007]
[null,"2017-03-22T10:52:50",4.0999999999999996]
[null,"2017-03-22T11:22:50",4.0999999999999996]
[null,"2017-03-22T11:52:50",3]
[null,"2017-03-22T12:22:50",3.1]
[null,"2017-03-22T12:52:50",4.9000000000000004]
[null,"2017-03-22T13:22:50",3.1]
[null,"2017-03-22T13:52:50",4.4000000000000004]
[null,"2017-03-22T14:22:50",6.4]
[null,"2017-03-22T14:52:50",3.9]
[null,"2017-03-22T15:22:50",5.3999999999999995]
[null,"2017-03-22T15:52:50",5.2]
[null,"2017-03-22T16:22:50",4.0999999999999996]
[null,"2017-03-22T16:52:50",4.8]
[null,"2017-03-22T17:22:50",3.5]
[null,"2017-03-22T17:52:50",4.3]
[null,"2017-03-22T18:22:50",3.3]
[null,"2017-03-22T18:52:50",2.8]
[null,"2017-03-22T19:22:50",2.5999999999999996]
[null,"2017-03-22T19:52:50",2.6]
[null,"2017-03-22T20:22:50",2.8]
[null,"2017-03-22T20:52:50",3.2]
[null,"2017-03-22T21:22:50",4.4000000000000004]
[null,"2017-03-22T21:52:50",3.6]
[null,"2017-03-22T22:22:50",2.4]
[null,"2017-03-22T22:52:50",4.7]
[null,"2017-03-22T23:22:50",4.5]
[null,"2017-03-22T23:52:50",2.2999999999999998]
[null,"2017-03-23T00:22:50",2.7]
[null,"2017-03-23T00:52:50",4.8]
[null,"2017-03-23T01:22:50",2.8]
[null,"2017-03-23T01:52:50",4.5]
[null,"2017-03-23T02:22:50",3.8]
[null,"2017-03-23T02:52:50",1.6]
[null,"2017-03-23T03:22:50",2.7]
[null,"2017-03-23T03:52:50",2.5999999999999996]
[null,"2017-03-23T04:22:50",3.7]
[null,"2017-03-23T04:52:50",2.4]
[null,"2017-03-23T05:22:50",3.2]
[null,"2017-03-23T05:52:50",2.4]
[null,"2017-03-23T06:22:50",2.2000000000000002]
[null,"2017-03-23T06:52:50",1.4]
[null,"2017-03-23T07:22:50",2.4]
[null,"2017-03-23T07:52:50",1.5]
[null,"2017-03-23T08:22:50",2.2000000000000002]
[null,"2017-03-23T08:52:50",1.2]
[null,"2017-03-23T09:22:50",1.2]
[null,"2017-03-23T09:52:50",2.9]
[null,"2017-03-23T10:22:50",3.3]
[null,"2017-03-23T10:52:50",2]
[null,"2017-03-23T11:22:50",3.0999999999999996]
[null,"2017-03-23T11:52:50",1.7]
[null,"2017-03-23T12:22:50",2.4]
[null,"2017-03-23T12:52:50",2]
[null,"2017-03-23T13:22:50",1.9]
[null,"2017-03-23T13:52:50",1.9]
[null,"2017-03-23T14:22:50",2.4]
[null,"2017-03-23T14:52:50",2.0999999999999996]
[null,"2017-03-23T15:22:50",2.5]
[null,"2017-03-23T15:52:50",1.8]
[null,"2017-03-23T16:22:50",2.5]
[null,"2017-03-23T16:52:50",1.7]
[null,"2017-03-23T17:22:50",0.8]
[null,"2017-03-23T17:52:50",1.9]
[null,"2017-03-23T18:22:50",1.1000000000000001]
[null,"2017-03-23T18:52:50",1.2]
[null,"2017-03-23T19:22:50",1.1000000000000001]
[null,"2017-03-23T19:52:50",0.7]
[null,"2017-03-23T20:22:50",0.6]
[null,"2017-03-23T20:52:50",0.9]
[null,"2017-03-23T21:22:50",1.2]
[null,"2017-03-23T21:52:50",1.3]
[null,"2017-03-23T22:22:50",0.5]
[null,"2017-03-23T22:52:50",0.6]
[null,"2017-03-23T23:22:50",1.2]
[null,"2017-03-23T23:52:50",1.1000000000000001]
[null,"2017-03-24T00:22:50",1.9]
[null,"2017-03-24T00:52:50",1.4]
[null,"2017-03-24T01:22:50",1.1000000000000001]
[null,"2017-03-24T01:52:50",1.5]
[null,"2017-03-24T02:22:50",1.4]
[null,"2017-03-24T02:52:50",1.6]
[null,"2017-03-24T03:22:50",1.4]
[null,"2017-03-24T03:52:50",1.1000000000000001]
[null,"2017-03-24T04:22:50",2.4]
[null,"2017-03-24T04:52:50",3.5]
[null,"2017-03-24T05:22:50",3]
[null,"2017-03-24T05:52:50",1.5]
[null,"2017-03-24T06:22:50",4.8]
[null,"2017-03-24T06:52:50",5.3000000000000007]
[null,"2017-03-24T07:22:50",2.9]
[null,"2017-03-24T07:52:50",2.5]
[null,"2017-03-24T08:22:50",5.9]
[null,"2017-03-24T08:52:50",2.9]
[null,"2017-03-24T09:22:50",4]
[null,"2017-03-24T09:52:50",2.8]
[null,"2017-03-24T10:22:50",4.8000000000000007]
[null,"2017-03-24T10:52:50",2.9]
[null,"2017-03-24T11:22:50",2.8]
[null,"2017-03-24T11:52:50",3]
[null,"2017-03-24T12:22:50",3.9000000000000004]
[null,"2017-03-24T12:52:50",2.5]
[null,"2017-03-24T13:22:50",3]
[null,"2017-03-24T13:52:50",2.2999999999999998]
[null,"2017-03-24T14:22:50",4.5999999999999996]
[null,"2017-03-24T14:52:50",3.7]
[null,"2017-03-24T15:22:50",1.5]
[null,"2017-03-24T15:52:50",2.2999999999999998]
[null,"2017-03-24T16:22:50",2.2999999999999998]
[null,"2017-03-24T16:52:50",3.5999999999999996]
[null,"2017-03-24T17:22:50",3.3000000000000003]
[null,"2017-03-24T17:52:50",4.5999999999999996]
[null,"2017-03-24T18:22:50",3.4]
[null,"2017-03-24T18:52:50",3.2]
[null,"2017-03-24T19:22:50",3]
[null,"2017-03-24T19:52:50",1.6]
[null,"2017-03-24T20:22:50",1.9]
[null,"2017-03-24T20:52:50",3.9000000000000004]
[null,"2017-03-24T21:22:50",3.5]
[null,"2017-03-24T21:52:50",4.2]
[null,"2017-03-24T22:22:50",4.7]
[null,"2017-03-24T22:52:50",4.9000000000000004]
[null,"2017-03-24T23:22:50",5.0999999999999996]
[null,"2017-03-24T23:52:50",3.2]
[null,"2017-03-25T00:22:50",2.8]
[null,"2017-03-25T00:52:50",2.5]
[null,"2017-03-25T01:22:50",1.7]
[null,"2017-03-25T01:52:50",1.9]
[null,"2017-03-25T02:22:50",0.7]
[null,"2017-03-25T02:52:50",1.5]
[null,"2017-03-25T03:22:50",1.5]
[null,"2017-03-25T03:52:50",0.5]
[null,"2017-03-25T04:22:50",0.6]
[null,"2017-03-25T04:52:50",1.1000000000000001]
[null,"2017-03-25T05:22:50",1.2]
[null,"2017-03-25T05:52:50",1.4]
[null,"2017-03-25T06:22:50",1.1000000000000001]
[null,"2017-03-25T06:52:50",0.5]
[null,"2017-03-25T07:22:50",1.5]
[null,"2017-03-25T07:52:50",0.6]
[null,"2017-03-25T08:22:50",0.9]
[null,"2017-03-25T08:52:50",0.9]
[null,"2017-03-25T09:22:50",1.3]
[null,"2017-03-25T09:52:50",1.2]
[null,"2017-03-25T10:22:50",2.5]
[null,"2017-03-25T10:52:50",2.2999999999999998]
[null,"2017-03-25T11:22:50",1.9]
[null,"2017-03-25T11:52:50",1.6]
[null,"2017-03-25T12:22:50",2.0999999999999996]
[null,"2017-03-25T12:52:50",2.9]
[null,"2017-03-25T13:22:50",2.8]
[null,"2017-03-25T13:52:50",3.2]
[null,"2017-03-25T14:22:50",2.2000000000000002]
[null,"2017-03-25T14:52:50",1.6]
[null,"2017-03-25T15:22:50",3.5999999999999996]
[null,"2017-03-25T15:52:50",4.7]
[null,"2017-03-25T16:22:50",2.2000000000000002]
[null,"2017-03-25T16:52:50",3.0999999999999996]
[null,"2017-03-25T17:22:50",4.0999999999999996]
[null,"2017-03-25T17:52:50",4.6000000000000005]
[null,"2017-03-25T18:22:50",2.8]
[null,"2017-03-25T18:52:50",2.2000000000000002]
[null,"2017-03-25T19:22:50",2.8]
[null,"2017-03-25T19:52:50",2.7]
[null,"2017-03-25T20:22:50",2.9]
[null,"2017-03-25T20:52:50",3]
[null,"2017-03-25T21:22:50",3.2]
[null,"2017-03-25T21:52:50",3.5]
[null,"2017-03-25T22:22:50",3.0999999999999996]
[null,"2017-03-25T22:52:50",2.0999999999999996]
[null,"2017-03-25T23:22:50",3]
[null,"2017-03-25T23:52:50",3.3]
[null,"2017-03-26T00:22:50",2.9]
[null,"2017-03-26T00:52:50",2.2999999999999998]
[null,"2017-03-26T01:22:50",3.9]
[null,"2017-03-26T01:52:50",2.4]
[null,"2017-03-26T02:22:50",2.8]
[null,"2017-03-26T02:52:50",1.8]
[null,"2017-03-26T03:22:50",2.2000000000000002]
[null,"2017-03-26T03:52:50",2.0999999999999996]
[null,"2017-03-26T04:22:50",0.6]
[null,"2017-03-26T04:52:50",3.1]
[null,"2017-03-26T05:22:50",1.7]
[null,"2017-03-26T05:52:50",2.8]
[null,"2017-03-26T06:22:50",2.8]
[null,"2017-03-26T06:52:50",2.5]
[null,"2017-03-26T07:22:50",2.2999999999999998]
[null,"2017-03-26T07:52:50",2.9]
[null,"2017-03-26T08:22:50",3.6]
[null,"2017-03-26T08:52:50",1.7]
[null,"2017-03-26T09:22:50",4]
[null,"2017-03-26T09:52:50",5]
[null,"2017-03-26T10:22:50",4.9000000000000004]
[null,"2017-03-26T10:52:50",4.5999999999999996]
[null,"2017-03-26T11:22:50",4.2]
[null,"2017-03-26T11:52:50",2.6]
[null,"2017-03-26T12:22:50",5.9]
[null,"2017-03-26T12:22:50",7.1]
[null,"2017-03-26T12:52:50",5.9]
[null,"2017-03-26T13:22:50",5.6]
[null,"2017-03-26T13:52:50",4.8]
[null,"2017-03-26T14:22:50",4.8]
[null,"2017-03-26T14:52:50",4.2]
[null,"2017-03-26T15:22:50",3.8]
[null,"2017-03-26T15:52:50",4.3]
[null,"2017-03-26T16:22:50",5.9]
[null,"2017-03-26T16:52:50",5]
[null,"2017-03-26T17:22:50",4.7]
[null,"2017-03-26T17:52:50",2.8]
[null,"2017-03-26T18:22:50",5.6]
[null,"2017-03-26T18:52:50",3.7]
[null,"2017-03-26T19:22:50",3.2]
[null,"2017-03-26T19:52:50",2]
[null,"2017-03-26T20:22:50",1.5]
[null,"2017-03-26T20:52:50",1.9]
[null,"2017-03-26T21:22:50",1.9]
[null,"2017-03-26T21:52:50",2.4]
[null,"2017-03-26T22:22:50",1.6]
[null,"2017-03-26T22:52:50",0.6]
[null,"2017-03-26T23:22:50",1.5]
[null,"2017-03-26T23:52:50",1.4]
[null,"2017-03-27T00:22:50",1.3]
[null,"2017-03-27T00:52:50",1.3]
[null,"2017-03-27T01:22:50",1.2]
[null,"2017-03-27T01:52:50",1]
[null,"2017-03-27T02:22:50",1.4000000000000001]
[null,"2017-03-27T02:52:50",0.7]
[null,"2017-03-27T03:22:50",1.1000000000000001]
[null,"2017-03-27T03:52:50",1.3]
[null,"2017-03-27T04:22:50",1.2]
[null,"2017-03-27T04:52:50",2.2000000000000002]
[null,"2017-03-27T05:22:50",0.5]
[null,"2017-03-27T05:52:50",1.2]
[null,"2017-03-27T06:22:50",0.6]
[null,"2017-03-27T06:52:50",1.2]
[null,"2017-03-27T07:22:50",1.4]
[null,"2017-03-27T07:52:50","---"]
[null,"2017-03-27T08:21:00",1.3]
[null,"2017-03-27T08:31:00",2.4]
[null,"2017-03-27T08:41:00",1.9]
[null,"2017-03-27T08:51:00",2.5]
[null,"2017-03-27T09:01:00",3.1]
[null,"2017-03-27T09:11:00",2.2000000000000002]
[null,"2017-03-27T09:21:00",1.5]
[null,"2017-03-27T09:31:00",2.2000000000000002]
[null,"2017-03-27T09:41:00",2]
[null,"2017-03-27T09:51:00",2]
[null,"2017-03-27T10:01:00",2.5]
[null,"2017-03-27T10:11:00",2]
[null,"2017-03-27T10:21:00",2.2000000000000002]
[null,"2017-03-27T10:31:00",2.9]
[null,"2017-03-27T10:41:00",2.9]
[null,"2017-03-27T10:51:00",1.4]
[null,"2017-03-27T11:01:00",2.6]
[null,"2017-03-27T11:11:00",2.9]
[null,"2017-03-27T11:21:00",1.9]
[null,"2017-03-27T11:31:00",3]
[null,"2017-03-27T11:41:00",3]
[null,"2017-03-27T11:51:00",2.4]
[null,"2017-03-27T12:01:00",2.4]
[null,"2017-03-27T12:11:00",1.1000000000000001]
[null,"2017-03-27T12:21:00",3]
[null,"2017-03-27T12:31:00",3.3]
[null,"2017-03-27T12:41:00",4]
[null,"2017-03-27T12:51:00",2.7]
[null,"2017-03-27T13:01:00",3]
[null,"2017-03-27T13:11:00",2]
[null,"2017-03-27T13:21:00",3.5]
[null,"2017-03-27T13:31:00",3]
[null,"2017-03-27T13:41:00",0.8]
[null,"2017-03-27T13:51:00",4]
[null,"2017-03-27T14:01:00",2.2999999999999998]
[null,"2017-03-27T14:11:00",2.7]
[null,"2017-03-27T14:21:00",2.2000000000000002]
[null,"2017-03-27T14:31:00",4.7]
[null,"2017-03-27T14:41:00",1.7]
[null,"2017-03-27T14:51:00",1.8]
[null,"2017-03-27T15:01:00",3.7]
[null,"2017-03-27T15:11:00",5]
[null,"2017-03-27T15:21:00",2.7]
[null,"2017-03-27T15:31:00",2.1]
[null,"2017-03-27T15:41:00",3.8000000000000003]
[null,"2017-03-27T15:51:00",3.3]
[null,"2017-03-27T16:01:00",3]
[null,"2017-03-27T16:11:00",3.6]
[null,"2017-03-27T16:21:00",3]
[null,"2017-03-27T16:31:00",3.4]
[null,"2017-03-27T16:41:00",2.5]
[null,"2017-03-27T16:51:00",3.9000000000000004]
[null,"2017-03-27T17:01:00",2.7]
[null,"2017-03-27T17:11:00",2.5]
[null,"2017-03-27T17:21:00",2.5]
[null,"2017-03-27T17:31:00",1.2999999999999998]
[null,"2017-03-27T17:41:00",3.0999999999999996]
[null,"2017-03-27T17:51:00",3.5]
[null,"2017-03-27T18:01:00",3.0999999999999996]
[null,"2017-03-27T18:11:00",4]
[null,"2017-03-27T18:21:00",1.5]
[null,"2017-03-27T18:31:00",2.5]
[null,"2017-03-27T18:41:00",2.5]
[null,"2017-03-27T18:51:00",2.1]
[null,"2017-03-27T19:01:00",3.2]
[null,"2017-03-27T19:11:00",4.2]
[null,"2017-03-27T19:21:00",2.7]
[null,"2017-03-27T19:31:00",2.7]
[null,"2017-03-27T19:41:00",2.5]
[null,"2017-03-27T19:51:00",3.5]
[null,"2017-03-27T20:01:00",2.5]
[null,"2017-03-27T20:11:00",2.8]
[null,"2017-03-27T20:21:00",2.8]
[null,"2017-03-27T20:31:00",2.5]
[null,"2017-03-27T20:41:00",2.2999999999999998]
[null,"2017-03-27T20:51:00",2.8]
[null,"2017-03-27T21:01:00",2]
[null,"2017-03-27T21:11:00",1.2]
[null,"2017-03-27T21:21:00",1.1000000000000001]
[null,"2017-03-27T21:31:00",0.5]
[null,"2017-03-27T21:41:00",0.6]
[null,"2017-03-27T21:51:00",1.4]
[null,"2017-03-27T22:01:00",0.6]
[null,"2017-03-27T22:11:00",1.4]
[null,"2017-03-27T22:21:00",1.4]
[null,"2017-03-27T22:31:00",1.6]
[null,"2017-03-27T22:41:00",1.5]
[null,"2017-03-27T22:51:00",0.9]
[null,"2017-03-27T23:01:00",0.8]
[null,"2017-03-27T23:11:00",1]
[null,"2017-03-27T23:21:00",1.1000000000000001]
[null,"2017-03-27T23:31:00",0.7]
[null,"2017-03-27T23:41:00",0.5]
[null,"2017-03-27T23:51:00",1.1000000000000001]
[null,"2017-03-28T00:01:00",0.6]
[null,"2017-03-28T00:11:00",0.6]
[null,"2017-03-28T00:21:00",0.6]
[null,"2017-03-28T00:31:00",1.4]
[null,"2017-03-28T00:41:00",1.3]
[null,"2017-03-28T00:51:00",1.1000000000000001]
[null,"2017-03-28T01:01:00",0.5]
[null,"2017-03-28T01:11:00",1.6]
[null,"2017-03-28T01:21:00",1.2999999999999998]
[null,"2017-03-28T01:31:00",1.3]
[null,"2017-03-28T01:41:00",1.2]
[null,"2017-03-28T01:51:00",2.6]
[null,"2017-03-28T02:01:00",1.5]
[null,"2017-03-28T02:11:00",0.9]
[null,"2017-03-28T02:21:00",1.5]
[null,"2017-03-28T02:31:00",2.2000000000000002]
[null,"2017-03-28T02:41:00",0.8]
[null,"2017-03-28T02:51:00",1.3]
[null,"2017-03-28T03:01:00",0.6]
[null,"2017-03-28T03:11:00",1.4]
[null,"2017-03-28T03:21:00",0.8]
[null,"2017-03-28T03:31:00",2.2999999999999998]
[null,"2017-03-28T03:41:00",0.9]
[null,"2017-03-28T03:51:00",1]
[null,"2017-03-28T04:01:00",2.1]
[null,"2017-03-28T04:11:00",0.9]
[null,"2017-03-28T04:21:00",1.6]
[null,"2017-03-28T04:31:00",0.7]
[null,"2017-03-28T04:41:00",1.2999999999999998]
[null,"2017-03-28T04:51:00",0.6]
[null,"2017-03-28T05:01:00",1.1000000000000001]
[null,"2017-03-28T05:11:00",0.9]
[null,"2017-03-28T05:21:00",1.6]
[null,"2017-03-28T05:31:00",0.8]
[null,"2017-03-28T05:41:00",1.4]
[null,"2017-03-28T05:51:00",1.9000000000000001]
[null,"2017-03-28T06:01:00",2]
[null,"2017-03-28T06:11:00",1]
[null,"2017-03-28T06:21:00",0.7]
[null,"2017-03-28T06:31:00",0.9]
[null,"2017-03-28T06:41:00",1.6]
[null,"2017-03-28T06:51:00",1.5]
[null,"2017-03-28T07:01:00",0.6]
[null,"2017-03-28T07:11:00",0.5]
[null,"2017-03-28T07:21:00",2]
[null,"2017-03-28T07:31:00",1.8]
[null,"2017-03-28T07:41:00",0.6]
[null,"2017-03-28T07:51:00",1.1000000000000001]
[null,"2017-03-28T08:01:00",2]
[null,"2017-03-28T08:11:00",0.8]
[null,"2017-03-28T08:21:00",1.6]
[null,"2017-03-28T08:31:00",0.7]
[null,"2017-03-28T08:41:00",1.9]
[null,"2017-03-28T08:51:00",1.2999999999999998]
[null,"2017-03-28T09:01:00",1.9]
[null,"2017-03-28T09:11:00",2.1]
[null,"2017-03-28T09:21:00",0.7]
[null,"2017-03-28T09:31:00",2.2000000000000002]
[null,"2017-03-28T09:41:00",1.4000000000000001]
[null,"2017-03-28T09:51:00",2.2000000000000002]
[null,"2017-03-28T10:01:00",1.5]
[null,"2017-03-28T10:11:00",2.4]
[null,"2017-03-28T10:21:00",2.4]
[null,"2017-03-28T10:31:00",1.6]
[null,"2017-03-28T10:41:00",2.5]
[null,"2017-03-28T10:51:00",2]
[null,"2017-03-28T11:01:00",1.9]
[null,"2017-03-28T11:11:00",1.5]
[null,"2017-03-28T11:21:00",2.6]
[null,"2017-03-28T11:31:00",1.6]
[null,"2017-03-28T11:41:00",3]
[null,"2017-03-28T11:51:00",2]
[null,"2017-03-28T12:01:00",1.6]
[null,"2017-03-28T12:11:00",3]
[null,"2017-03-28T12:21:00",2.8]
[null,"2017-03-28T12:31:00",2.5999999999999996]
[null,"2017-03-28T12:41:00",3.1]
[null,"2017-03-28T12:51:00",2.5999999999999996]
[null,"2017-03-28T13:01:00",3]
[null,"2017-03-28T13:11:00",2.9]
[null,"2017-03-28T13:21:00",1.7]
[null,"2017-03-28T13:31:00",3.3]
[null,"2017-03-28T13:41:00",3.7]
[null,"2017-03-28T13:51:00",2.7]
[null,"2017-03-28T14:01:00",2.2000000000000002]
[null,"2017-03-28T14:11:00",2.9]
[null,"2017-03-28T14:21:00",3]
[null,"2017-03-28T14:31:00",2.9]
[null,"2017-03-28T14:41:00",2.9]
[null,"2017-03-28T14:51:00",2.1]
[null,"2017-03-28T15:01:00",3]
[null,"2017-03-28T15:11:00",3.6]
[null,"2017-03-28T15:21:00",2.9]
[null,"2017-03-28T15:31:00",2.9]
[null,"2017-03-28T15:41:00",3.3]
[null,"2017-03-28T15:51:00",1.5]
[null,"2017-03-28T16:01:00",3.5999999999999996]
[null,"2017-03-28T16:11:00",2]
[null,"2017-03-28T16:21:00",4.3000000000000007]
[null,"2017-03-28T16:31:00",2.5]
[null,"2017-03-28T16:41:00",2.6]
[null,"2017-03-28T16:51:00",3.3]
[null,"2017-03-28T17:01:00",5.3]
[null,"2017-03-28T17:11:00",2.8]
[null,"2017-03-28T17:21:00",3.2]
[null,"2017-03-28T17:31:00",3]
[null,"2017-03-28T17:41:00",3.1]
[null,"2017-03-28T17:51:00",3.3]
[null,"2017-03-28T18:01:00",4]
[null,"2017-03-28T18:11:00",2.7]
[null,"2017-03-28T18:21:00",2.1]
[null,"2017-03-28T18:31:00",2.8]
[null,"2017-03-28T18:41:00",1.5]
[null,"2017-03-28T18:51:00",1.1000000000000001]
[null,"2017-03-28T19:01:00",1.5]
[null,"2017-03-28T19:11:00",0.6]
[null,"2017-03-28T19:21:00",1.1000000000000001]
[null,"2017-03-28T19:31:00",2.2999999999999998]
[null,"2017-03-28T19:41:00",1.6]
[null,"2017-03-28T19:51:00",2.4]
[null,"2017-03-28T20:01:00",2.2999999999999998]
[null,"2017-03-28T20:11:00",2.5999999999999996]
[null,"2017-03-28T20:21:00",3]
[null,"2017-03-28T20:31:00",3.1]
[null,"2017-03-28T20:41:00",1.9]
[null,"2017-03-28T20:51:00",1.9]
[null,"2017-03-28T21:01:00",2]
[null,"2017-03-28T21:11:00",3.8]
[null,"2017-03-28T21:21:00",2.4]
[null,"2017-03-28T21:31:00",3.6]
[null,"2017-03-28T21:41:00",3.8]
[null,"2017-03-28T21:51:00",4.7]
[null,"2017-03-28T22:01:00",2.8]
[null,"2017-03-28T22:11:00",3.8]
[null,"2017-03-28T22:21:00",2.6]
[null,"2017-03-28T22:31:00",2.0999999999999996]
[null,"2017-03-28T22:41:00",1.4000000000000001]
[null,"2017-03-28T22:51:00",3]
[null,"2017-03-28T23:01:00",2.6]
[null,"2017-03-28T23:11:00",2.8]
[null,"2017-03-28T23:21:00",3.5]
[null,"2017-03-28T23:31:00",3.9]
[null,"2017-03-28T23:41:00",2.9]
[null,"2017-03-28T23:51:00",4]
[null,"2017-03-29T00:01:00",2.4]
[null,"2017-03-29T00:11:00",3]
[null,"2017-03-29T00:21:00",2.2000000000000002]
[null,"2017-03-29T00:31:00",1.4]
[null,"2017-03-29T00:41:00",2.2999999999999998]
[null,"2017-03-29T00:51:00",2.1]
[null,"2017-03-29T01:01:00",3]
[null,"2017-03-29T01:11:00",2.8]
[null,"2017-03-29T01:21:00",2.2999999999999998]
[null,"2017-03-29T01:31:00",2.6]
[null,"2017-03-29T01:41:00",3.4]
[null,"2017-03-29T01:51:00",2.2999999999999998]
[null,"2017-03-29T02:01:00",1.7]
[null,"2017-03-29T02:11:00",2.6]
[null,"2017-03-29T02:21:00",2.8]
[null,"2017-03-29T02:31:00",2.5999999999999996]
[null,"2017-03-29T02:41:00",2.1]
[null,"2017-03-29T02:51:00",2.2000000000000002]
[null,"2017-03-29T03:01:00",2.7]
[null,"2017-03-29T03:11:00",3.3]
[null,"2017-03-29T03:21:00",1.6]
[null,"2017-03-29T03:31:00",2.4]
[null,"2017-03-29T03:41:00",1.6]
[null,"2017-03-29T03:51:00",2.1]
[null,"2017-03-29T04:01:00",1.2]
[null,"2017-03-29T04:11:00",1.9]
[null,"2017-03-29T04:21:00",2.2000000000000002]
[null,"2017-03-29T04:31:00",1.9000000000000001]
[null,"2017-03-29T04:41:00",1.6]
[null,"2017-03-29T04:51:00",2.1]
[null,"2017-03-29T05:01:00",1.5]
[null,"2017-03-29T05:11:00",1.4]
[null,"2017-03-29T05:21:00",2.1]
[null,"2017-03-29T05:31:00",2.2999999999999998]
[null,"2017-03-29T05:41:00",1.4]
[null,"2017-03-29T05:51:00",2]
[null,"2017-03-29T06:01:00",2.4]
[null,"2017-03-29T06:11:00",1]
[null,"2017-03-29T06:21:00",1.2]
[null,"2017-03-29T06:31:00",2.6]
[null,"2017-03-29T06:41:00",2.0999999999999996]
[null,"2017-03-29T06:51:00",0.5]
[null,"2017-03-29T07:01:00",1]
[null,"2017-03-29T07:11:00",2.2000000000000002]
[null,"2017-03-29T07:21:00",1.2]
[null,"2017-03-29T07:31:00",1.7]
[null,"2017-03-29T07:41:00",2]
[null,"2017-03-29T07:51:00",0.8]
[null,"2017-03-29T08:01:00",1.4]
[null,"2017-03-29T08:11:00",1.5]
[null,"2017-03-29T08:21:00",2.4]
[null,"2017-03-29T08:31:00",1.7]
[null,"2017-03-29T08:41:00",2.6]
[null,"2017-03-29T08:51:00",2.6]
[null,"2017-03-29T09:01:00",4.4000000000000004]
[null,"2017-03-29T09:11:00",2.7]
[null,"2017-03-29T09:21:00",3.0999999999999996]
[null,"2017-03-29T09:31:00",3.0999999999999996]
[null,"2017-03-29T09:41:00",3.2]
[null,"2017-03-29T09:51:00",3.4]
[null,"2017-03-29T10:01:00",5.3000000000000007]
[null,"2017-03-29T10:11:00",4.7]
[null,"2017-03-29T10:21:00",4]
[null,"2017-03-29T10:31:00",4.8000000000000007]
[null,"2017-03-29T10:41:00",4.3]
[null,"2017-03-29T10:51:00",4.3000000000000007]
[null,"2017-03-29T11:01:00",4]
[null,"2017-03-29T11:11:00",4.9000000000000004]
[null,"2017-03-29T11:21:00",4.3]
[null,"2017-03-29T11:31:00",3.9000000000000004]
[null,"2017-03-29T11:41:00",7.3]
[null,"2017-03-29T11:51:00",3.7]
[null,"2017-03-29T12:01:00",9.3000000000000007]
[null,"2017-03-29T12:11:00",6.1]
[null,"2017-03-29T12:21:00",7.1999999999999993]
[null,"2017-03-29T12:31:00",4.7]
[null,"2017-03-29T12:41:00",7.8999999999999995]
[null,"2017-03-29T12:51:00",5.6000000000000005]
[null,"2017-03-29T13:01:00",6.6000000000000005]
[null,"2017-03-29T13:11:00",4.7]
[null,"2017-03-29T13:21:00",5.8]
[null,"2017-03-29T13:31:00",7.6]
[null,"2017-03-29T13:41:00",3.3000000000000003]
[null,"2017-03-29T13:51:00",8.6999999999999993]
[null,"2017-03-29T14:01:00",7.6]
[null,"2017-03-29T14:11:00",7.5]
[null,"2017-03-29T14:21:00",9.1]
[null,"2017-03-29T14:31:00",7.5]
[null,"2017-03-29T14:41:00",7.8999999999999995]
[null,"2017-03-29T14:51:00",7.4]
[null,"2017-03-29T15:01:00",11.3]
[null,"2017-03-29T15:11:00",8.5]
[null,"2017-03-29T15:21:00",4.7]
[null,"2017-03-29T15:31:00",6.9]
[null,"2017-03-29T15:41:00",7]
[null,"2017-03-29T15:51:00",7.3999999999999995]
[null,"2017-03-29T16:01:00",9.3000000000000007]
[null,"2017-03-29T16:11:00",6.1]
[null,"2017-03-29T16:21:00",6.2]
[null,"2017-03-29T16:31:00",8.8999999999999986]
[null,"2017-03-29T16:41:00",9.1]
[null,"2017-03-29T16:51:00",6]
[null,"2017-03-29T17:01:00",6.4]
[null,"2017-03-29T17:11:00",7.5]
[null,"2017-03-29T17:21:00",8]
[null,"2017-03-29T17:31:00",8.5]
[null,"2017-03-29T17:41:00",6.2]
[null,"2017-03-29T17:51:00",5.8999999999999995]
[null,"2017-03-29T18:01:00",4.3]
[null,"2017-03-29T18:11:00",4.0999999999999996]
[null,"2017-03-29T18:21:00",3.4]
[null,"2017-03-29T18:31:00",4.6000000000000005]
[null,"2017-03-29T18:41:00",4.5]
[null,"2017-03-29T18:51:00",7.1]
[null,"2017-03-29T19:01:00",5.0999999999999996]
[null,"2017-03-29T19:11:00",4.2]
[null,"2017-03-29T19:21:00",4.0999999999999996]
[null,"2017-03-29T19:31:00",2.9]
[null,"2017-03-29T19:41:00",3.9000000000000004]
[null,"2017-03-29T19:51:00",4.2]
[null,"2017-03-29T20:01:00",4.4000000000000004]
[null,"2017-03-29T20:11:00",2.2000000000000002]
[null,"2017-03-29T20:21:00",3.7]
[null,"2017-03-29T20:31:00",5.0999999999999996]
[null,"2017-03-29T20:41:00",3.4]
[null,"2017-03-29T20:51:00",3.3]
[null,"2017-03-29T21:01:00",3.4]
[null,"2017-03-29T21:11:00",5.0999999999999996]
[null,"2017-03-29T21:21:00",3.5]
[null,"2017-03-29T21:31:00",3.5]
[null,"2017-03-29T21:41:00",3.3000000000000003]
[null,"2017-03-29T21:51:00",6.1]
[null,"2017-03-29T22:01:00",4.7]
[null,"2017-03-29T22:11:00",3.4000000000000004]
[null,"2017-03-29T22:21:00",5.0999999999999996]
[null,"2017-03-29T22:31:00",4]
[null,"2017-03-29T22:41:00",4.3]
[null,"2017-03-29T22:51:00",4.4000000000000004]
[null,"2017-03-29T23:01:00",3.8000000000000003]
[null,"2017-03-29T23:11:00",3.3]
[null,"2017-03-29T23:21:00",3.7]
[null,"2017-03-29T23:31:00",3.7]
[null,"2017-03-29T23:41:00",2.2000000000000002]
[null,"2017-03-29T23:51:00",2.7]
[null,"2017-03-30T00:01:00",2.7]
[null,"2017-03-30T00:11:00",4.3]
[null,"2017-03-30T00:21:00",3.2]
[null,"2017-03-30T00:31:00",2.9]
[null,"2017-03-30T00:41:00",3]
[null,"2017-03-30T00:51:00",2.9]
[null,"2017-03-30T01:01:00",4.8]
[null,"2017-03-30T01:11:00",5.6999999999999993]
[null,"2017-03-30T01:21:00",4]
[null,"2017-03-30T01:31:00",4.5]
[null,"2017-03-30T01:41:00",4.8]
[null,"2017-03-30T01:51:00",7.1999999999999993]
[null,"2017-03-30T02:01:00",4.8]
[null,"2017-03-30T02:11:00",4.2]
[null,"2017-03-30T02:21:00",5.2]
[null,"2017-03-30T02:31:00",4.7]
[null,"2017-03-30T02:41:00",3.2]
[null,"2017-03-30T02:51:00",2.0999999999999996]
[null,"2017-03-30T03:01:00",1.2999999999999998]
[null,"2017-03-30T03:11:00",2.8]
[null,"2017-03-30T03:21:00",3.3]
[null,"2017-03-30T03:31:00",1.9]
[null,"2017-03-30T03:41:00",3]
[null,"2017-03-30T03:51:00",2.9]
[null,"2017-03-30T04:01:00",1.6]
[null,"2017-03-30T04:11:00",0.7]
[null,"2017-03-30T04:21:00",1.5]
[null,"2017-03-30T04:31:00",2]
[null,"2017-03-30T04:41:00",0.8]
[null,"2017-03-30T04:51:00",1.4]
[null,"2017-03-30T05:01:00",1.4]
[null,"2017-03-30T05:11:00",1.4]
[null,"2017-03-30T05:21:00",1.4000000000000001]
[null,"2017-03-30T05:31:00",2]
[null,"2017-03-30T05:41:00",2.5]
[null,"2017-03-30T05:51:00",2.2999999999999998]
[null,"2017-03-30T06:01:00",1.3]
[null,"2017-03-30T06:11:00",1.4]
[null,"2017-03-30T06:21:00",0.6]
[null,"2017-03-30T06:31:00",1.8]
[null,"2017-03-30T06:41:00",1.8]
[null,"2017-03-30T06:51:00",0.89999999999999991]
[null,"2017-03-30T07:01:00",1]
[null,"2017-03-30T07:11:00",1.4]
[null,"2017-03-30T07:21:00",2.5]
[null,"2017-03-30T07:31:00",1.7]
[null,"2017-03-30T07:41:00",1.7]
[null,"2017-03-30T07:51:00",2.2000000000000002]
[null,"2017-03-30T08:01:00",2.2000000000000002]
[null,"2017-03-30T08:11:00",2.2999999999999998]
[null,"2017-03-30T08:21:00",2.9]
[null,"2017-03-30T08:31:00",1.9]
[null,"2017-03-30T08:41:00",1.6]
[null,"2017-03-30T08:51:00",2.9]
[null,"2017-03-30T09:01:00",2.2000000000000002]
[null,"2017-03-30T09:11:00",2.9]
[null,"2017-03-30T09:21:00",4]
[null,"2017-03-30T09:31:00",5.5]
[null,"2017-03-30T09:41:00",4.4000000000000004]
[null,"2017-03-30T09:51:00",3.8000000000000003]
[null,"2017-03-30T10:01:00",6.6999999999999993]
[null,"2017-03-30T10:11:00",6.6]
[null,"2017-03-30T10:21:00",3]
[null,"2017-03-30T10:31:00",5.6000000000000005]
[null,"2017-03-30T10:41:00",4.0999999999999996]
[null,"2017-03-30T10:51:00",3.7]
[null,"2017-03-30T11:01:00",4.5]
[null,"2017-03-30T11:11:00",5.6999999999999993]
[null,"2017-03-30T11:21:00",2.5]
[null,"2017-03-30T11:31:00",1.9]
[null,"2017-03-30T11:41:00",3.9000000000000004]
[null,"2017-03-30T11:51:00",5.5]
[null,"2017-03-30T12:01:00",4.2]
[null,"2017-03-30T12:11:00",4.2]
[null,"2017-03-30T12:21:00",4.7]
[null,"2017-03-30T12:31:00",3.1]
[null,"2017-03-30T12:41:00",2.6]
[null,"2017-03-30T12:51:00",3]
[null,"2017-03-30T13:01:00",3.6]
[null,"2017-03-30T13:11:00",4]
[null,"2017-03-30T13:21:00",3.5]
[null,"2017-03-30T13:31:00",5]
[null,"2017-03-30T13:41:00",2.2000000000000002]
[null,"2017-03-30T13:51:00",1.7]
[null,"2017-03-30T14:01:00",3.2]
[null,"2017-03-30T14:11:00",3.0999999999999996]
[null,"2017-03-30T14:21:00",2.1]
[null,"2017-03-30T14:31:00",4.2]
[null,"2017-03-30T14:41:00",3.5]
[null,"2017-03-30T14:51:00",3.5]
[null,"2017-03-30T15:01:00",2.5]
[null,"2017-03-30T15:11:00",3.0999999999999996]
[null,"2017-03-30T15:21:00",2.2000000000000002]
[null,"2017-03-30T15:31:00",2.7]
[null,"2017-03-30T15:41:00",2.5]
[null,"2017-03-30T15:51:00",1.4000000000000001]
[null,"2017-03-30T16:01:00",1.2999999999999998]
[null,"2017-03-30T16:11:00",2.5]
[null,"2017-03-30T16:21:00",2.4]
[null,"2017-03-30T16:31:00",1.6]
[null,"2017-03-30T16:41:00",1.1000000000000001]
[null,"2017-03-30T16:51:00",2.5]
[null,"2017-03-30T17:01:00",2.8]
[null,"2017-03-30T17:11:00",2.5999999999999996]
[null,"2017-03-30T17:21:00",2.4]
[null,"2017-03-30T17:31:00",2.2999999999999998]
[null,"2017-03-30T17:41:00",2.6]
[null,"2017-03-30T17:51:00",2.6]
[null,"2017-03-30T18:01:00",2.2000000000000002]
[null,"2017-03-30T18:11:00",2]
[null,"2017-03-30T18:21:00",2.2000000000000002]
[null,"2017-03-30T18:31:00",1.7]
[null,"2017-03-30T18:41:00",2]
[null,"2017-03-30T18:51:00",2.2999999999999998]
[null,"2017-03-30T19:01:00",1]
[null,"2017-03-30T19:11:00",2.2999999999999998]
[null,"2017-03-30T19:21:00",2.2999999999999998]
[null,"2017-03-30T19:31:00",2.2999999999999998]
[null,"2017-03-30T19:41:00",2.2999999999999998]
[null,"2017-03-30T19:51:00",2.5]
[null,"2017-03-30T20:01:00",1.5]
[null,"2017-03-30T20:11:00",2.6]
[null,"2017-03-30T20:21:00",2.8]
[null,"2017-03-30T20:31:00",2.2999999999999998]
[null,"2017-03-30T20:41:00",2.2000000000000002]
[null,"2017-03-30T20:51:00",2.6]
[null,"2017-03-30T21:01:00",3.3]
[null,"2017-03-30T21:11:00",3]
[null,"2017-03-30T21:21:00",3.0999999999999996]
[null,"2017-03-30T21:31:00",1.9]
[null,"2017-03-30T21:41:00",3.5]
[null,"2017-03-30T21:51:00",0.6]
[null,"2017-03-30T22:01:00",1.1000000000000001]
[null,"2017-03-30T22:11:00",1.4]
[null,"2017-03-30T22:21:00",1.7]
[null,"2017-03-30T22:31:00",1.4]
[null,"2017-03-30T22:41:00",1.9]
[null,"2017-03-30T22:51:00",1.6]
[null,"2017-03-30T23:01:00",2.2000000000000002]
[null,"2017-03-30T23:11:00",2.2999999999999998]
[null,"2017-03-30T23:21:00",2.4]
[null,"2017-03-30T23:31:00",2]
[null,"2017-03-30T23:41:00",2.8]
[null,"2017-03-30T23:51:00",2.7]
[null,"2017-03-31T00:01:00",3.3]
[null,"2017-03-31T00:11:00",2.7]
[null,"2017-03-31T00:21:00",2.4]
[null,"2017-03-31T00:31:00",2.5]
[null,"2017-03-31T00:41:00",2.2000000000000002]
[null,"2017-03-31T00:51:00",2.7]
[null,"2017-03-31T01:01:00",3.6]
[null,"2017-03-31T01:11:00",2.2000000000000002]
[null,"2017-03-31T01:21:00",2.1]
[null,"2017-03-31T01:31:00",2.2000000000000002]
[null,"2017-03-31T01:41:00",2.2000000000000002]
[null,"2017-03-31T01:51:00",3.2]
[null,"2017-03-31T02:01:00",4]
[null,"2017-03-31T02:11:00",2.0999999999999996]
[null,"2017-03-31T02:21:00",2.0999999999999996]
[null,"2017-03-31T02:31:00",2.4]
[null,"2017-03-31T02:41:00",2.5999999999999996]
[null,"2017-03-31T02:51:00",2.9]
[null,"2017-03-31T03:01:00",2.6]
[null,"2017-03-31T03:11:00",2.6]
[null,"2017-03-31T03:21:00",2.0999999999999996]
[null,"2017-03-31T03:31:00",2.0999999999999996]
[null,"2017-03-31T03:41:00",3.6]
[null,"2017-03-31T03:51:00",4]
[null,"2017-03-31T04:01:00",3.2]
[null,"2017-03-31T04:11:00",2.9]
[null,"2017-03-31T04:21:00",2.2000000000000002]
[null,"2017-03-31T04:31:00",1.9]
[null,"2017-03-31T04:41:00",2.7]
[null,"2017-03-31T04:51:00",2.0999999999999996]
[null,"2017-03-31T05:01:00",2.5]
[null,"2017-03-31T05:11:00",0.5]
[null,"2017-03-31T05:21:00",0.6]
[null,"2017-03-31T05:31:00",1.1000000000000001]
[null,"2017-03-31T05:41:00",1.9]
[null,"2017-03-31T05:51:00",1.4]
[null,"2017-03-31T06:01:00",1]
[null,"2017-03-31T06:11:00",1.6]
[null,"2017-03-31T06:21:00",2]
[null,"2017-03-31T06:31:00",3.3]
[null,"2017-03-31T06:41:00",2.2000000000000002]
[null,"2017-03-31T06:51:00",2.2000000000000002]
[null,"2017-03-31T07:01:00",2.2999999999999998]
[null,"2017-03-31T07:11:00",2.2000000000000002]
[null,"2017-03-31T07:21:00",2.5999999999999996]
[null,"2017-03-31T07:31:00",2]
[null,"2017-03-31T07:41:00",2]
[null,"2017-03-31T07:51:00",2.5999999999999996]
[null,"2017-03-31T08:01:00",2.5]
[null,"2017-03-31T08:11:00",2.2999999999999998]
[null,"2017-03-31T08:21:00",1.2]
[null,"2017-03-31T08:31:00",1.6]
[null,"2017-03-31T08:41:00",1.1000000000000001]
[null,"2017-03-31T08:51:00",1.8]
[null,"2017-03-31T09:01:00",3.3]
[null,"2017-03-31T09:11:00",1.1000000000000001]
[null,"2017-03-31T09:21:00",2.0999999999999996]
[null,"2017-03-31T09:31:00",3]
[null,"2017-03-31T09:41:00",3]
[null,"2017-03-31T09:51:00",3.6]
[null,"2017-03-31T10:01:00",2.5]
[null,"2017-03-31T10:11:00",3]
[null,"2017-03-31T10:21:00",2.9]
[null,"2017-03-31T10:31:00",3.3]
[null,"2017-03-31T10:41:00",2.9]
[null,"2017-03-31T10:51:00",2.4]
[null,"2017-03-31T11:01:00",1.5]
[null,"2017-03-31T11:11:00",2.9]
[null,"2017-03-31T11:21:00",2.6]
[null,"2017-03-31T11:31:00",3.2]
[null,"2017-03-31T11:41:00",4.4000000000000004]
[null,"2017-03-31T11:51:00",2.6]
[null,"2017-03-31T12:01:00",1.6]
[null,"2017-03-31T12:11:00",2.6]
[null,"2017-03-31T12:21:00",3.3]
[null,"2017-03-31T12:31:00",2.5]
[null,"2017-03-31T12:41:00",4]
[null,"2017-03-31T12:51:00",3.4]
[null,"2017-03-31T13:01:00",3.7]
[null,"2017-03-31T13:11:00",2.9]
[null,"2017-03-31T13:21:00",4.4000000000000004]
[null,"2017-03-31T13:31:00",4.3]
[null,"2017-03-31T13:41:00",2.7]
[null,"2017-03-31T13:51:00",3]
[null,"2017-03-31T14:01:00",3.3]
[null,"2017-03-31T14:11:00",3.9000000000000004]
[null,"2017-03-31T14:21:00",3.6]
[null,"2017-03-31T14:31:00",3.4]
[null,"2017-03-31T14:41:00",2.6]
[null,"2017-03-31T14:51:00",3.9000000000000004]
[null,"2017-03-31T15:01:00",4.0999999999999996]
[null,"2017-03-31T15:11:00",2.9]
[null,"2017-03-31T15:21:00",3.5999999999999996]
[null,"2017-03-31T15:31:00",4]
[null,"2017-03-31T15:41:00",4]
[null,"2017-03-31T15:51:00",4.3]
[null,"2017-03-31T16:01:00",3.7]
[null,"2017-03-31T16:11:00",2.5999999999999996]
[null,"2017-03-31T16:21:00",4.8]
[null,"2017-03-31T16:31:00",2.5]
[null,"2017-03-31T16:41:00",3.9]
[null,"2017-03-31T16:51:00",4.5]
[null,"2017-03-31T17:01:00",4]
[null,"2017-03-31T17:11:00",2.7]
[null,"2017-03-31T17:21:00",3.3]
[null,"2017-03-31T17:31:00",2.6]
[null,"2017-03-31T17:41:00",2.8]
[null,"2017-03-31T17:51:00",3.5]
[null,"2017-03-31T18:01:00",2.2000000000000002]
[null,"2017-03-31T18:11:00",3]
[null,"2017-03-31T18:21:00",2.2999999999999998]
[null,"2017-03-31T18:31:00",3.6]
[null,"2017-03-31T18:41:00",4.4000000000000004]
[null,"2017-03-31T18:51:00",3.5]
[null,"2017-03-31T19:01:00",4.2]
[null,"2017-03-31T19:11:00",3]
[null,"2017-03-31T19:21:00",2.9]
[null,"2017-03-31T19:31:00",4]
[null,"2017-03-31T19:41:00",3.8]
[null,"2017-03-31T19:51:00",5]
[null,"2017-03-31T20:01:00",3.2]
[null,"2017-03-31T20:11:00",4.2]
[null,"2017-03-31T20:21:00",4.4000000000000004]
[null,"2017-03-31T20:31:00",5]
[null,"2017-03-31T20:41:00",3.7]
[null,"2017-03-31T20:51:00",4.7]
[null,"2017-03-31T21:01:00",4.2]
[null,"2017-03-31T21:11:00",4.3]
[null,"2017-03-31T21:21:00",4.5999999999999996]
[null,"2017-03-31T21:31:00",3.3]
[null,"2017-03-31T21:41:00",4.5999999999999996]
[null,"2017-03-31T21:51:00",2.7]
[null,"2017-03-31T22:01:00",2.7]
[null,"2017-03-31T22:11:00",4.7]
[null,"2017-03-31T22:21:00",2.7]
[null,"2017-03-31T22:31:00",3.5]
[null,"2017-03-31T22:41:00",2.4]
[null,"2017-03-31T22:51:00",4.5999999999999996]
[null,"2017-03-31T23:01:00",2.2000000000000002]
[null,"2017-03-31T23:11:00",2.4]
[null,"2017-03-31T23:21:00",2.6]
[null,"2017-03-31T23:31:00",3.4]
[null,"2017-03-31T23:41:00",3.2]
[null,"2017-03-31T23:51:00",2.2000000000000002]
[null,"2017-04-01T00:01:00",3.8]
[null,"2017-04-01T00:11:00",3.2]
[null,"2017-04-01T00:21:00",4]
[null,"2017-04-01T00:31:00",4]
[null,"2017-04-01T00:41:00",3]
[null,"2017-04-01T00:51:00",3.3000000000000003]
[null,"2017-04-01T01:01:00",3.0999999999999996]
[null,"2017-04-01T01:11:00",2.9]
[null,"2017-04-01T01:21:00",3]
[null,"2017-04-01T01:31:00",2.2999999999999998]
[null,"2017-04-01T01:41:00",3.8]
[null,"2017-04-01T01:51:00",4.5]
[null,"2017-04-01T02:01:00",2.5]
[null,"2017-04-01T02:11:00",1]
[null,"2017-04-01T02:21:00",3.0999999999999996]
[null,"2017-04-01T02:31:00",3.2]
[null,"2017-04-01T02:41:00",3]
[null,"2017-04-01T02:51:00",1.2]
[null,"2017-04-01T03:01:00",2]
[null,"2017-04-01T03:11:00",1.7]
[null,"2017-04-01T03:21:00",1.4]
[null,"2017-04-01T03:31:00",0.7]
[null,"2017-04-01T03:41:00",0.4]
[null,"2017-04-01T03:51:00",0.4]
[null,"2017-04-01T04:01:00",0]
[null,"2017-04-01T04:11:00",0]
[null,"2017-04-01T04:21:00",0]
[null,"2017-04-01T04:31:00",0]
[null,"2017-04-01T04:41:00",0]
[null,"2017-04-01T04:51:00",0]
[null,"2017-04-01T05:01:00",0]
[null,"2017-04-01T05:11:00",0]
[null,"2017-04-01T05:21:00",0]
[null,"2017-04-01T05:31:00",0]
[null,"2017-04-01T05:41:00",0]
[null,"2017-04-01T05:51:00",0]
[null,"2017-04-01T06:01:00",0]
[null,"2017-04-01T06:11:00",0]
[null,"2017-04-01T06:21:00",0]
[null,"2017-04-01T06:31:00",0]
[null,"2017-04-01T06:41:00",0]
[null,"2017-04-01T06:51:00",0]
[null,"2017-04-01T07:01:00",0]
[null,"2017-04-01T07:11:00",0.4]
[null,"2017-04-01T07:21:00",0.7]
[null,"2017-04-01T07:31:00",0.4]
[null,"2017-04-01T07:41:00",0.7]
[null,"2017-04-01T07:51:00",1.1000000000000001]
[null,"2017-04-01T08:01:00",1.3]
[null,"2017-04-01T08:11:00",2.0999999999999996]
[null,"2017-04-01T08:21:00",1.4]
[null,"2017-04-01T08:31:00",1.8]
[null,"2017-04-01T08:41:00",2.6]
[null,"2017-04-01T08:51:00",1.4]
[null,"2017-04-01T09:01:00",2.2000000000000002]
[null,"2017-04-01T09:11:00",2.9]
[null,"2017-04-01T09:21:00",2.2000000000000002]
[null,"2017-04-01T09:31:00",2.5]
[null,"2017-04-01T09:41:00",1.1000000000000001]
[null,"2017-04-01T09:51:00",2.0999999999999996]
[null,"2017-04-01T10:01:00",2.2999999999999998]
[null,"2017-04-01T10:11:00",3.2]
[null,"2017-04-01T10:21:00",3]
[null,"2017-04-01T10:31:00",1.9]
[null,"2017-04-01T10:41:00",2.6]
[null,"2017-04-01T10:51:00",3]
[null,"2017-04-01T11:01:00",2.5]
[null,"2017-04-01T11:11:00",3.9]
[null,"2017-04-01T11:21:00",3.4000000000000004]
[null,"2017-04-01T11:31:00",2.7]
[null,"2017-04-01T11:41:00",3.7]
[null,"2017-04-01T11:51:00",3.5999999999999996]
[null,"2017-04-01T12:01:00",4.2]
[null,"2017-04-01T12:11:00",4.2]
[null,"2017-04-01T12:21:00",2.5]
[null,"2017-04-01T12:31:00",4.5999999999999996]
[null,"2017-04-01T12:41:00",5.7]
[null,"2017-04-01T12:51:00",3.8000000000000003]
[null,"2017-04-01T13:01:00",3.5999999999999996]
[null,"2017-04-01T13:11:00",4.0999999999999996]
[null,"2017-04-01T13:21:00",3.3]
[null,"2017-04-01T13:31:00",2.5]
[null,"2017-04-01T13:41:00",3.5999999999999996]
[null,"2017-04-01T13:51:00",4.5]
[null,"2017-04-01T14:01:00",4.6000000000000005]
[null,"2017-04-01T14:11:00",3]
[null,"2017-04-01T14:21:00",3.5999999999999996]
[null,"2017-04-01T14:31:00",3.6]
[null,"2017-04-01T14:41:00",4.2]
[null,"2017-04-01T14:51:00",3.0999999999999996]
[null,"2017-04-01T15:01:00",3]
[null,"2017-04-01T15:11:00",2]
[null,"2017-04-01T15:21:00",2.7]
[null,"2017-04-01T15:31:00",2.5]
[null,"2017-04-01T15:41:00",3.8]
[null,"2017-04-01T15:51:00",2.1]
[null,"2017-04-01T16:01:00",2.8]
[null,"2017-04-01T16:11:00",1.7]
[null,"2017-04-01T16:21:00",2.5999999999999996]
[null,"2017-04-01T16:31:00",4.7]
[null,"2017-04-01T16:41:00",3.9]
[null,"2017-04-01T16:51:00",4.4000000000000004]
[null,"2017-04-01T17:01:00",4.5999999999999996]
[null,"2017-04-01T17:11:00",3.8]
[null,"2017-04-01T17:21:00",2.5]
[null,"2017-04-01T17:31:00",3.3]
[null,"2017-04-01T17:41:00",2.9]
[null,"2017-04-01T17:51:00",3.8]
[null,"2017-04-01T18:01:00",3.8000000000000003]
[null,"2017-04-01T18:11:00",4.3000000000000007]
[null,"2017-04-01T18:21:00",2]
[null,"2017-04-01T18:31:00",1.5]
[null,"2017-04-01T18:41:00",2.5]
[null,"2017-04-01T18:51:00",1.5]
[null,"2017-04-01T19:01:00",0.7]
[null,"2017-04-01T19:11:00",1]
[null,"2017-04-01T19:21:00",1.4]
[null,"2017-04-01T19:31:00",0.9]
[null,"2017-04-01T19:41:00",0.8]
[null,"2017-04-01T19:51:00",0.8]
[null,"2017-04-01T20:01:00",2.5]
[null,"2017-04-01T20:11:00",2.4]
[null,"2017-04-01T20:21:00",1.6]
[null,"2017-04-01T20:31:00",2]
[null,"2017-04-01T20:41:00",2.8]
[null,"2017-04-01T20:51:00",2.7]
[null,"2017-04-01T21:01:00",2.2999999999999998]
[null,"2017-04-01T21:11:00",2.5]
[null,"2017-04-01T21:21:00",1.2]
[null,"2017-04-01T21:31:00",0.9]
[null,"2017-04-01T21:41:00",1.1000000000000001]
[null,"2017-04-01T21:51:00",0.7]
[null,"2017-04-01T22:01:00",1.4]
[null,"2017-04-01T22:11:00",1.4]
[null,"2017-04-01T22:21:00",1.2]
[null,"2017-04-01T22:31:00",0.5]
[null,"2017-04-01T22:41:00",0]
[null,"2017-04-01T22:51:00",0]
[null,"2017-04-01T23:01:00",0]
[null,"2017-04-01T23:11:00",0]
[null,"2017-04-01T23:21:00",0]
[null,"2017-04-01T23:31:00",0.7]
[null,"2017-04-01T23:41:00",2.2999999999999998]
[null,"2017-04-01T23:51:00",1.8]
[null,"2017-04-02T00:01:00",1.5]
[null,"2017-04-02T00:11:00",0.6]
[null,"2017-04-02T00:21:00",0.5]
[null,"2017-04-02T00:31:00",2.0999999999999996]
[null,"2017-04-02T00:41:00",2.1]
[null,"2017-04-02T00:51:00",1.6]
[null,"2017-04-02T01:01:00",0.7]
[null,"2017-04-02T01:11:00",0]
[null,"2017-04-02T01:21:00",0]
[null,"2017-04-02T01:31:00",0]
[null,"2017-04-02T01:41:00",1]
[null,"2017-04-02T01:51:00",1]
[null,"2017-04-02T02:01:00",1.6]
[null,"2017-04-02T02:11:00",1.4]
[null,"2017-04-02T02:21:00",1.4000000000000001]
[null,"2017-04-02T02:31:00",1.2]
[null,"2017-04-02T02:41:00",0.4]
[null,"2017-04-02T02:51:00",0]
[null,"2017-04-02T03:01:00",0]
[null,"2017-04-02T03:11:00",0]
[null,"2017-04-02T03:21:00",0.7]
[null,"2017-04-02T03:31:00",0.4]
[null,"2017-04-02T03:41:00",0]
[null,"2017-04-02T03:51:00",0]
[null,"2017-04-02T04:01:00",0.3]
[null,"2017-04-02T04:11:00",1]
[null,"2017-04-02T04:21:00",1.4]
[null,"2017-04-02T04:31:00",1]
[null,"2017-04-02T04:41:00",2]
[null,"2017-04-02T04:51:00",1.9]
[null,"2017-04-02T05:01:00",2.9]
[null,"2017-04-02T05:11:00",3.3]
[null,"2017-04-02T05:21:00",4.5]
[null,"2017-04-02T05:31:00",1.7]
[null,"2017-04-02T05:41:00",2]
[null,"2017-04-02T05:51:00",2.4]
[null,"2017-04-02T06:01:00",2.5]
[null,"2017-04-02T06:11:00",3.8]
[null,"2017-04-02T06:21:00",2.2000000000000002]
[null,"2017-04-02T06:31:00",2.6]
[null,"2017-04-02T06:41:00",3.2]
[null,"2017-04-02T06:51:00",1.6]
[null,"2017-04-02T07:01:00",2.9]
[null,"2017-04-02T07:11:00",3.7]
[null,"2017-04-02T07:21:00",4.3]
[null,"2017-04-02T07:31:00",3.4]
[null,"2017-04-02T07:41:00",2.5]
[null,"2017-04-02T07:51:00",3.2]
[null,"2017-04-02T08:01:00",4]
[null,"2017-04-02T08:11:00",3.2]
[null,"2017-04-02T08:21:00",2.2000000000000002]
[null,"2017-04-02T08:31:00",2.5]
[null,"2017-04-02T08:41:00",0.8]
[null,"2017-04-02T08:51:00",1.5]
[null,"2017-04-02T09:01:00",2.2000000000000002]
[null,"2017-04-02T09:11:00",0.8]
[null,"2017-04-02T09:21:00",2.5]
[null,"2017-04-02T09:31:00",2.5]
[null,"2017-04-02T09:41:00",2.9]
[null,"2017-04-02T09:51:00",2.2999999999999998]
[null,"2017-04-02T10:01:00",1.2]
[null,"2017-04-02T10:11:00",2.9]
[null,"2017-04-02T10:21:00",2.6]
[null,"2017-04-02T10:31:00",2.0999999999999996]
[null,"2017-04-02T10:41:00",1.4]
[null,"2017-04-02T10:51:00",3.2]
[null,"2017-04-02T11:01:00",3.0999999999999996]
[null,"2017-04-02T11:11:00",2.9]
[null,"2017-04-02T11:21:00",4.8]
[null,"2017-04-02T11:31:00",3.7]
[null,"2017-04-02T11:41:00",4.9000000000000004]
[null,"2017-04-02T11:51:00",3.5]
[null,"2017-04-02T12:01:00",2.5]
[null,"2017-04-02T12:11:00",2.5]
[null,"2017-04-02T12:21:00",2.4]
[null,"2017-04-02T12:31:00",1.9]
[null,"2017-04-02T12:41:00",3.2]
[null,"2017-04-02T12:51:00",3.4]
[null,"2017-04-02T13:01:00",2.8]
[null,"2017-04-02T13:11:00",3.5]
[null,"2017-04-02T13:21:00",3]
[null,"2017-04-02T13:31:00",2.7]
[null,"2017-04-02T13:41:00",2.9]
[null,"2017-04-02T13:51:00",3.9000000000000004]
[null,"2017-04-02T14:01:00",3.1]
[null,"2017-04-02T14:11:00",2.4]
[null,"2017-04-02T14:21:00",3.8]
[null,"2017-04-02T14:31:00",4.2]
[null,"2017-04-02T14:41:00",2.4]
[null,"2017-04-02T14:51:00",4.5]
[null,"2017-04-02T15:01:00",3]
[null,"2017-04-02T15:11:00",3.5]
[null,"2017-04-02T15:21:00",3.3]
[null,"2017-04-02T15:31:00",4.2]
[null,"2017-04-02T15:41:00",2.5]
[null,"2017-04-02T15:51:00",2.2999999999999998]
[null,"2017-04-02T16:01:00",2]
[null,"2017-04-02T16:11:00",3.4]
[null,"2017-04-02T16:21:00",3.9000000000000004]
[null,"2017-04-02T16:31:00",3]
[null,"2017-04-02T16:41:00",3.2]
[null,"2017-04-02T16:51:00",4]
[null,"2017-04-02T17:01:00",3.2]
[null,"2017-04-02T17:11:00",4]
[null,"2017-04-02T17:21:00",2.2999999999999998]
[null,"2017-04-02T17:31:00",3.8]
[null,"2017-04-02T17:41:00",4.4000000000000004]
[null,"2017-04-02T17:51:00",4.5999999999999996]
[null,"2017-04-02T18:01:00",3.8]
[null,"2017-04-02T18:11:00",4.5999999999999996]
[null,"2017-04-02T18:21:00",4.9000000000000004]
[null,"2017-04-02T18:31:00",5.6999999999999993]
[null,"2017-04-02T18:41:00",3.7]
[null,"2017-04-02T18:51:00",5.2]
[null,"2017-04-02T19:01:00",3.9000000000000004]
[null,"2017-04-02T19:11:00",5.0999999999999996]
[null,"2017-04-02T19:21:00",3.3]
[null,"2017-04-02T19:31:00",3.4]
[null,"2017-04-02T19:41:00",3.3000000000000003]
[null,"2017-04-02T19:51:00",4.2]
[null,"2017-04-02T20:01:00",4.0999999999999996]
[null,"2017-04-02T20:11:00",2.4]
[null,"2017-04-02T20:21:00",2.1]
[null,"2017-04-02T20:31:00",3.0999999999999996]
[null,"2017-04-02T20:41:00",3.9]
[null,"2017-04-02T20:51:00",2.2000000000000002]
[null,"2017-04-02T21:01:00",2.2999999999999998]
[null,"2017-04-02T21:11:00",4.4000000000000004]
[null,"2017-04-02T21:21:00",2]
[null,"2017-04-02T21:31:00",4.3]
[null,"2017-04-02T21:41:00",4.2]
[null,"2017-04-02T21:51:00",5.8999999999999995]
[null,"2017-04-02T22:01:00",6.6999999999999993]
[null,"2017-04-02T22:11:00",3.9000000000000004]
[null,"2017-04-02T22:21:00",2.9]
[null,"2017-04-02T22:31:00",2.8]
[null,"2017-04-02T22:41:00",2.9]
[null,"2017-04-02T22:51:00",3.4]
[null,"2017-04-02T23:01:00",1.9]
[null,"2017-04-02T23:11:00",2.2000000000000002]
[null,"2017-04-02T23:21:00",1.7]
[null,"2017-04-02T23:31:00",1.2]
[null,"2017-04-02T23:41:00",1.8]
[null,"2017-04-02T23:51:00",2.2999999999999998]
[null,"2017-04-03T00:01:00",0.8]
[null,"2017-04-03T00:11:00",2.8]
[null,"2017-04-03T00:21:00",1]
[null,"2017-04-03T00:31:00",3.2]
[null,"2017-04-03T00:41:00",4.8000000000000007]
[null,"2017-04-03T00:51:00",4.0999999999999996]
[null,"2017-04-03T01:01:00",3.9]
[null,"2017-04-03T01:11:00",2.5]
[null,"2017-04-03T01:21:00",2.2000000000000002]
[null,"2017-04-03T01:31:00",2.5]
[null,"2017-04-03T01:41:00",2.5]
[null,"2017-04-03T01:51:00",3.2]
[null,"2017-04-03T02:01:00",4.2]
[null,"2017-04-03T02:11:00",4]
[null,"2017-04-03T02:21:00",5.3000000000000007]
[null,"2017-04-03T02:31:00",3.7]
[null,"2017-04-03T02:41:00",3.9000000000000004]
[null,"2017-04-03T02:51:00",3.5]
[null,"2017-04-03T03:01:00",3]
[null,"2017-04-03T03:11:00",3.4000000000000004]
[null,"2017-04-03T03:21:00",4.4000000000000004]
[null,"2017-04-03T03:31:00",4]
[null,"2017-04-03T03:41:00",2.9]
[null,"2017-04-03T03:51:00",5.5]
[null,"2017-04-03T04:01:00",3.9000000000000004]
[null,"2017-04-03T04:11:00",3.6]
[null,"2017-04-03T04:21:00",4.3]
[null,"2017-04-03T04:31:00",4.3]
[null,"2017-04-03T04:41:00",3.5999999999999996]
[null,"2017-04-03T04:51:00",3.7]
[null,"2017-04-03T05:01:00",2.2999999999999998]
[null,"2017-04-03T05:11:00",1.8]
[null,"2017-04-03T05:21:00",0.7]
[null,"2017-04-03T05:31:00",0]
[null,"2017-04-03T05:41:00",0]
[null,"2017-04-03T05:51:00",1]
[null,"2017-04-03T06:01:00",1.7]
[null,"2017-04-03T06:11:00",1.7]
[null,"2017-04-03T06:21:00",2]
[null,"2017-04-03T06:31:00",1.2]
[null,"2017-04-03T06:41:00",0.8]
[null,"2017-04-03T06:51:00",0]
[null,"2017-04-03T07:01:00",0]
[null,"2017-04-03T07:11:00",0.9]
[null,"2017-04-03T07:21:00",0.9]
[null,"2017-04-03T07:31:00",1.2999999999999998]
[null,"2017-04-03T07:41:00",0.7]
[null,"2017-04-03T07:51:00",1.7]
[null,"2017-04-03T08:01:00",2.6]
[null,"2017-04-03T08:11:00",3.3]
[null,"2017-04-03T08:21:00",1.9]
[null,"2017-04-03T08:31:00",1.3]
[null,"2017-04-03T08:41:00",3]
[null,"2017-04-03T08:51:00",1.7]
[null,"2017-04-03T09:01:00",1.9]
[null,"2017-04-03T09:11:00",2.5]
[null,"2017-04-03T09:21:00",2.2999999999999998]
[null,"2017-04-03T09:31:00",1.9]
[null,"2017-04-03T09:41:00",2.6]
[null,"2017-04-03T09:51:00",2.2000000000000002]
[null,"2017-04-03T10:01:00",2.2999999999999998]
[null,"2017-04-03T10:11:00",2]
[null,"2017-04-03T10:21:00",3]
[null,"2017-04-03T10:31:00",2.4]
[null,"2017-04-03T10:41:00",1.6]
[null,"2017-04-03T10:51:00",2.5]
[null,"2017-04-03T11:01:00",2.7]
[null,"2017-04-03T11:11:00",2.4]
[null,"2017-04-03T11:21:00",2.4]
[null,"2017-04-03T11:31:00",3.0999999999999996]
[null,"2017-04-03T11:41:00",1.5]
[null,"2017-04-03T11:51:00",2.6]
[null,"2017-04-03T12:01:00",1.7]
[null,"2017-04-03T12:11:00",0.9]
[null,"2017-04-03T12:21:00",1.4000000000000001]
[null,"2017-04-03T12:31:00",1.5]
[null,"2017-04-03T12:41:00",3.5]
[null,"2017-04-03T12:51:00",3.9]
[null,"2017-04-03T13:01:00",6.9]
[null,"2017-04-03T13:11:00",4.0999999999999996]
[null,"2017-04-03T13:21:00",4.3]
[null,"2017-04-03T13:31:00",3.3]
[null,"2017-04-03T13:41:00",4.3000000000000007]
[null,"2017-04-03T13:51:00",3.9000000000000004]
[null,"2017-04-03T14:01:00",4.3]
[null,"2017-04-03T14:11:00",4]
[null,"2017-04-03T14:21:00",5.3000000000000007]
[null,"2017-04-03T14:31:00",4.0999999999999996]
[null,"2017-04-03T14:41:00",2.5]
[null,"2017-04-03T14:51:00",3.5]
[null,"2017-04-03T15:01:00",5.3000000000000007]
[null,"2017-04-03T15:11:00",5.8999999999999995]
[null,"2017-04-03T15:21:00",2.5]
[null,"2017-04-03T15:31:00",4.5999999999999996]
[null,"2017-04-03T15:41:00",2.9]
[null,"2017-04-03T15:51:00",3.9000000000000004]
[null,"2017-04-03T16:01:00",2.6]
[null,"2017-04-03T16:11:00",3.7]
[null,"2017-04-03T16:21:00",3.4]
[null,"2017-04-03T16:31:00",4.3]
[null,"2017-04-03T16:41:00",3.3000000000000003]
[null,"2017-04-03T16:51:00",4.2]
[null,"2017-04-03T17:01:00",5.3000000000000007]
[null,"2017-04-03T17:11:00",3.3]
[null,"2017-04-03T17:21:00",2.5]
[null,"2017-04-03T17:31:00",2.8]
[null,"2017-04-03T17:41:00",4.2]
[null,"2017-04-03T17:51:00",4.8000000000000007]
[null,"2017-04-03T18:01:00",3.8000000000000003]
[null,"2017-04-03T18:11:00",5.3000000000000007]
[null,"2017-04-03T18:21:00",5.2]
[null,"2017-04-03T18:31:00",4.4000000000000004]
[null,"2017-04-03T18:41:00",3.4]
[null,"2017-04-03T18:51:00",3.7]
[null,"2017-04-03T19:01:00",3.3]
[null,"2017-04-03T19:11:00",3.2]
[null,"2017-04-03T19:21:00",3.9000000000000004]
[null,"2017-04-03T19:31:00",3.5]
[null,"2017-04-03T19:41:00",2.9]
[null,"2017-04-03T19:51:00",2.4]
[null,"2017-04-03T20:01:00",3.3]
[null,"2017-04-03T20:11:00",1.6]
[null,"2017-04-03T20:21:00",1.6]
[null,"2017-04-03T20:31:00",2.2999999999999998]
[null,"2017-04-03T20:41:00",2.6]
[null,"2017-04-03T20:51:00",1.9]
[null,"2017-04-03T21:01:00",2.6]
[null,"2017-04-03T21:11:00",2.5]
[null,"2017-04-03T21:21:00",2.2000000000000002]
[null,"2017-04-03T21:31:00",2.1]
[null,"2017-04-03T21:41:00",2.5]
[null,"2017-04-03T21:51:00",2.5]
[null,"2017-04-03T22:01:00",2]
[null,"2017-04-03T22:11:00",0.8]
[null,"2017-04-03T22:21:00",1]
[null,"2017-04-03T22:31:00",2.8]
[null,"2017-04-03T22:41:00",2.0999999999999996]
[null,"2017-04-03T22:51:00",2.4]
[null,"2017-04-03T23:01:00",2.8]
[null,"2017-04-03T23:11:00",3.3]
[null,"2017-04-03T23:21:00",1.2]
[null,"2017-04-03T23:31:00",2]
[null,"2017-04-03T23:41:00",1.9]
[null,"2017-04-03T23:51:00",1.9]
[null,"2017-04-04T00:01:00",1.8]
[null,"2017-04-04T00:11:00",3.0999999999999996]
[null,"2017-04-04T00:21:00",3.2]
[null,"2017-04-04T00:31:00",2.4]
[null,"2017-04-04T00:41:00",2.1]
[null,"2017-04-04T00:51:00",2.2999999999999998]
[null,"2017-04-04T01:01:00",1.2]
[null,"2017-04-04T01:11:00",2.1]
[null,"2017-04-04T01:21:00",2.2999999999999998]
[null,"2017-04-04T01:31:00",1.2]
[null,"2017-04-04T01:41:00",1.2]
[null,"2017-04-04T01:51:00",2.9]
[null,"2017-04-04T02:01:00",2.5999999999999996]
[null,"2017-04-04T02:11:00",3.5999999999999996]
[null,"2017-04-04T02:21:00",3.6]
[null,"2017-04-04T02:31:00",1.7]
[null,"2017-04-04T02:41:00",2.8]
[null,"2017-04-04T02:51:00",3]
[null,"2017-04-04T03:01:00",1.4000000000000001]
[null,"2017-04-04T03:11:00",2.8]
[null,"2017-04-04T03:21:00",3]
[null,"2017-04-04T03:31:00",2.9]
[null,"2017-04-04T03:41:00",3.5]
[null,"2017-04-04T03:51:00",3.2]
[null,"2017-04-04T04:01:00",1.8]
[null,"2017-04-04T04:11:00",3.0999999999999996]
[null,"2017-04-04T04:21:00",3.0999999999999996]
[null,"2017-04-04T04:31:00",3]
[null,"2017-04-04T04:41:00",2.9]
[null,"2017-04-04T04:51:00",2.2000000000000002]
[null,"2017-04-04T05:01:00",3]
[null,"2017-04-04T05:11:00",3]
[null,"2017-04-04T05:21:00",1.4]
[null,"2017-04-04T05:31:00",1.9]
[null,"2017-04-04T05:41:00",2.5]
[null,"2017-04-04T05:51:00",1.4]
[null,"2017-04-04T06:01:00",3.0999999999999996]
[null,"2017-04-04T06:11:00",3]
[null,"2017-04-04T06:21:00",3.8]
[null,"2017-04-04T06:31:00",2.6]
[null,"2017-04-04T06:41:00",1.5]
[null,"2017-04-04T06:51:00",2.5]
[null,"2017-04-04T07:01:00",3.6]
[null,"2017-04-04T07:11:00",2.5]
[null,"2017-04-04T07:21:00",2.5999999999999996]
[null,"2017-04-04T07:31:00",2.2000000000000002]
[null,"2017-04-04T07:41:00",2.2000000000000002]
[null,"2017-04-04T07:51:00",3.0999999999999996]
[null,"2017-04-04T08:01:00",1.4000000000000001]
[null,"2017-04-04T08:11:00",2.4]
[null,"2017-04-04T08:21:00",1.5]
[null,"2017-04-04T08:31:00",2.2000000000000002]
[null,"2017-04-04T08:41:00",1.5]
[null,"2017-04-04T08:51:00",1.4]
[null,"2017-04-04T09:01:00",1.9]
[null,"2017-04-04T09:11:00",2]
[null,"2017-04-04T09:21:00",2.0999999999999996]
[null,"2017-04-04T09:31:00",1.8]
[null,"2017-04-04T09:41:00",1.4]
[null,"2017-04-04T09:51:00",1.5]
[null,"2017-04-04T10:01:00",1.8]
[null,"2017-04-04T10:11:00",1.1000000000000001]
[null,"2017-04-04T10:21:00",0.5]
[null,"2017-04-04T10:31:00",1.9]
[null,"2017-04-04T10:41:00",2]
[null,"2017-04-04T10:51:00",1.7]
[null,"2017-04-04T11:01:00",1.9]
[null,"2017-04-04T11:11:00",0.7]
[null,"2017-04-04T11:21:00",2.2000000000000002]
[null,"2017-04-04T11:31:00",1.4]
[null,"2017-04-04T11:41:00",2.0999999999999996]
[null,"2017-04-04T11:51:00",3.3]
[null,"2017-04-04T12:01:00",2.4]
[null,"2017-04-04T12:11:00",1.9]
[null,"2017-04-04T12:21:00",2.0999999999999996]
[null,"2017-04-04T12:31:00",2.6]
[null,"2017-04-04T12:41:00",1.8]
[null,"2017-04-04T12:51:00",1.5]
[null,"2017-04-04T13:01:00",2.2000000000000002]
[null,"2017-04-04T13:11:00",3]
[null,"2017-04-04T13:21:00",2.4]
[null,"2017-04-04T13:31:00",1.8]
[null,"2017-04-04T13:41:00",2.9]
[null,"2017-04-04T13:51:00",2.8]
[null,"2017-04-04T14:01:00",2.8]
[null,"2017-04-04T14:11:00",1.9]
[null,"2017-04-04T14:21:00",2.1]
[null,"2017-04-04T14:31:00",2.0999999999999996]
[null,"2017-04-04T14:41:00",2.9]
[null,"2017-04-04T14:51:00",0.7]
[null,"2017-04-04T15:01:00",2.4]
[null,"2017-04-04T15:11:00",1.5]
[null,"2017-04-04T15:21:00",3.8000000000000003]
[null,"2017-04-04T15:31:00",3.9000000000000004]
[null,"2017-04-04T15:41:00",4.0999999999999996]
[null,"2017-04-04T15:51:00",3.9000000000000004]
[null,"2017-04-04T16:01:00",4]
[null,"2017-04-04T16:11:00",3.6]
[null,"2017-04-04T16:21:00",3.0999999999999996]
[null,"2017-04-04T16:31:00",3.8]
[null,"2017-04-04T16:41:00",3.3]
[null,"2017-04-04T16:51:00",3]
[null,"2017-04-04T17:01:00",3.3]
[null,"2017-04-04T17:11:00",3.1]
[null,"2017-04-04T17:21:00",4]
[null,"2017-04-04T17:31:00",3]
[null,"2017-04-04T17:41:00",2.1]
[null,"2017-04-04T17:51:00",2.4]
[null,"2017-04-04T18:01:00",2.8]
[null,"2017-04-04T18:11:00",2.2000000000000002]
[null,"2017-04-04T18:21:00",2.4]
[null,"2017-04-04T18:31:00",2.0999999999999996]
[null,"2017-04-04T18:41:00",2.2999999999999998]
[null,"2017-04-04T18:51:00",2.7]
[null,"2017-04-04T19:01:00",3.0999999999999996]
[null,"2017-04-04T19:11:00",3.6]
[null,"2017-04-04T19:21:00",2.2000000000000002]
[null,"2017-04-04T19:31:00",1.4]
[null,"2017-04-04T19:41:00",0.7]
[null,"2017-04-04T19:51:00",0]
[null,"2017-04-04T20:01:00",0]
[null,"2017-04-04T20:11:00",1.2999999999999998]
[null,"2017-04-04T20:21:00",2.2000000000000002]
[null,"2017-04-04T20:31:00",2.2999999999999998]
[null,"2017-04-04T20:41:00",1.8]
[null,"2017-04-04T20:51:00",3.5999999999999996]
[null,"2017-04-04T21:01:00",2.2000000000000002]
[null,"2017-04-04T21:11:00",2]
[null,"2017-04-04T21:21:00",1]
[null,"2017-04-04T21:31:00",1.9]
[null,"2017-04-04T21:41:00",3.8000000000000003]
[null,"2017-04-04T21:51:00",2.9]
[null,"2017-04-04T22:01:00",4.0999999999999996]
[null,"2017-04-04T22:11:00",2.6]
[null,"2017-04-04T22:21:00",3.6]
[null,"2017-04-04T22:31:00",2]
[null,"2017-04-04T22:41:00",2]
[null,"2017-04-04T22:51:00",0.7]
[null,"2017-04-04T23:01:00",0]
[null,"2017-04-04T23:11:00",0]
[null,"2017-04-04T23:21:00",1]
[null,"2017-04-04T23:31:00",0]
[null,"2017-04-04T23:41:00",1.4]
[null,"2017-04-04T23:51:00",2.7]
[null,"2017-04-05T00:01:00",5.6]
[null,"2017-04-05T00:11:00",4.5999999999999996]
[null,"2017-04-05T00:21:00",2.0999999999999996]
[null,"2017-04-05T00:31:00",0.5]
[null,"2017-04-05T00:41:00",1.5]
[null,"2017-04-05T00:51:00",0.8]
[null,"2017-04-05T01:01:00",1.6]
[null,"2017-04-05T01:11:00",0.7]
[null,"2017-04-05T01:21:00",2.5]
[null,"2017-04-05T01:31:00",1.7]
[null,"2017-04-05T01:41:00",2.9]
[null,"2017-04-05T01:51:00",3.4]
[null,"2017-04-05T02:01:00",3.3000000000000003]
[null,"2017-04-05T02:11:00",3.8000000000000003]
[null,"2017-04-05T02:21:00",2.5]
[null,"2017-04-05T02:31:00",2.7]
[null,"2017-04-05T02:41:00",1.4]
[null,"2017-04-05T02:51:00",0]
[null,"2017-04-05T03:01:00",0]
[null,"2017-04-05T03:11:00",0.7]
[null,"2017-04-05T03:21:00",2]
[null,"2017-04-05T03:31:00",1.4]
[null,"2017-04-05T03:41:00",0.9]
[null,"2017-04-05T03:51:00",1.2]
[null,"2017-04-05T04:01:00",2.5999999999999996]
[null,"2017-04-05T04:11:00",1.5]
[null,"2017-04-05T04:21:00",3.5]
[null,"2017-04-05T04:31:00",5.1999999999999993]
[null,"2017-04-05T04:41:00",3.5]
[null,"2017-04-05T04:51:00",3.2]
[null,"2017-04-05T05:01:00",0.8]
[null,"2017-04-05T05:11:00",3.5]
[null,"2017-04-05T05:21:00",3]
[null,"2017-04-05T05:31:00",1.7]
[null,"2017-04-05T05:41:00",2.1]
[null,"2017-04-05T05:51:00",2.2999999999999998]
[null,"2017-04-05T06:01:00",3.2]
[null,"2017-04-05T06:11:00",2.9]
[null,"2017-04-05T06:21:00",2.5]
[null,"2017-04-05T06:31:00",1.9]
[null,"2017-04-05T06:41:00",2.0999999999999996]
[null,"2017-04-05T06:51:00",1.5]
[null,"2017-04-05T07:01:00",3.0999999999999996]
[null,"2017-04-05T07:11:00",2]
[null,"2017-04-05T07:21:00",2]
[null,"2017-04-05T07:31:00",3.0999999999999996]
[null,"2017-04-05T07:41:00",2.9]
[null,"2017-04-05T07:51:00",3]
[null,"2017-04-05T08:01:00",2.2000000000000002]
[null,"2017-04-05T08:11:00",2.9]
[null,"2017-04-05T08:21:00",4.2]
[null,"2017-04-05T08:31:00",2.9]
[null,"2017-04-05T08:41:00",4]
[null,"2017-04-05T08:51:00",2]
[null,"2017-04-05T09:01:00",4.0999999999999996]
[null,"2017-04-05T09:11:00",1.9]
[null,"2017-04-05T09:21:00",4.3000000000000007]
[null,"2017-04-05T09:31:00",3.6]
[null,"2017-04-05T09:41:00",2.6]
[null,"2017-04-05T09:51:00",3]
[null,"2017-04-05T10:01:00",2.4]
[null,"2017-04-05T10:11:00",2.2000000000000002]
[null,"2017-04-05T10:21:00",2.8]
[null,"2017-04-05T10:31:00",2.2000000000000002]
[null,"2017-04-05T10:41:00",3.2]
[null,"2017-04-05T10:51:00",2.2999999999999998]
[null,"2017-04-05T11:01:00",2.4]
[null,"2017-04-05T11:11:00",3.5]
[null,"2017-04-05T11:21:00",3.4000000000000004]
[null,"2017-04-05T11:31:00",3.6]
[null,"2017-04-05T11:41:00",2.6]
[null,"2017-04-05T11:51:00",3.6]
[null,"2017-04-05T12:01:00",4.2]
[null,"2017-04-05T12:11:00",2.5]
[null,"2017-04-05T12:21:00",5.2]
[null,"2017-04-05T12:31:00",2.7]
[null,"2017-04-05T12:41:00",2.2000000000000002]
[null,"2017-04-05T12:51:00",3.2]
[null,"2017-04-05T13:01:00",4.5999999999999996]
[null,"2017-04-05T13:11:00",3.0999999999999996]
[null,"2017-04-05T13:21:00",2.8]
[null,"2017-04-05T13:31:00",6.6000000000000005]
[null,"2017-04-05T13:41:00",5.6]
[null,"2017-04-05T13:51:00",3.6]
[null,"2017-04-05T14:01:00",4.0999999999999996]
[null,"2017-04-05T14:11:00",4.5]
[null,"2017-04-05T14:21:00",3.8]
[null,"2017-04-05T14:31:00",3.6]
[null,"2017-04-05T14:41:00",4]
[null,"2017-04-05T14:51:00",4.5999999999999996]
[null,"2017-04-05T15:01:00",3]
[null,"2017-04-05T15:11:00",2.2999999999999998]
[null,"2017-04-05T15:21:00",3.3]
[null,"2017-04-05T15:31:00",6]
[null,"2017-04-05T15:41:00",5]
[null,"2017-04-05T15:51:00",4.8]
[null,"2017-04-05T16:01:00",4]
[null,"2017-04-05T16:11:00",5]
[null,"2017-04-05T16:21:00",4]
[null,"2017-04-05T16:31:00",6.7]
[null,"2017-04-05T16:41:00",5.3]
[null,"2017-04-05T16:51:00",5.9]
[null,"2017-04-05T17:01:00",5]
[null,"2017-04-05T17:11:00",4.7]
[null,"2017-04-05T17:21:00",6.1000000000000005]
[null,"2017-04-05T17:31:00",8.7999999999999989]
[null,"2017-04-05T17:41:00",4.5999999999999996]
[null,"2017-04-05T17:51:00",5.8]
[null,"2017-04-05T18:01:00",5.4]
[null,"2017-04-05T18:11:00",6]
[null,"2017-04-05T18:21:00",4.2]
[null,"2017-04-05T18:31:00",4.6999999999999993]
[null,"2017-04-05T18:41:00",4.5999999999999996]
[null,"2017-04-05T18:51:00",5.1999999999999993]
[null,"2017-04-05T19:01:00",4.8]
[null,"2017-04-05T19:11:00",5.5]
[null,"2017-04-05T19:21:00",2.9]
[null,"2017-04-05T19:31:00",5]
[null,"2017-04-05T19:41:00",5.2]
[null,"2017-04-05T19:51:00",4]
[null,"2017-04-05T20:01:00",4.2]
[null,"2017-04-05T20:11:00",2.0999999999999996]
[null,"2017-04-05T20:21:00",3.2]
[null,"2017-04-05T20:31:00",6.4]
[null,"2017-04-05T20:41:00",5.8]
[null,"2017-04-05T20:51:00",6.3]
[null,"2017-04-05T21:01:00",5.6999999999999993]
[null,"2017-04-05T21:11:00",4.4000000000000004]
[null,"2017-04-05T21:21:00",4]
[null,"2017-04-05T21:31:00",3.3000000000000003]
[null,"2017-04-05T21:41:00",3.3]
[null,"2017-04-05T21:51:00",2.8]
[null,"2017-04-05T22:01:00",3.4]
[null,"2017-04-05T22:11:00",4]
[null,"2017-04-05T22:21:00",3.1]
[null,"2017-04-05T22:31:00",3.4]
[null,"2017-04-05T22:41:00",7.2]
[null,"2017-04-05T22:51:00",8.1]
[null,"2017-04-05T23:01:00",4.2]
[null,"2017-04-05T23:11:00",4.3000000000000007]
[null,"2017-04-05T23:21:00",6.6]
[null,"2017-04-05T23:31:00",3.4]
[null,"2017-04-05T23:41:00",1.9]
[null,"2017-04-05T23:51:00",1.7]
[null,"2017-04-06T00:01:00",1.8]
[null,"2017-04-06T00:11:00",1]
[null,"2017-04-06T00:21:00",1.5]
[null,"2017-04-06T00:31:00",1.6]
[null,"2017-04-06T00:41:00",0.9]
[null,"2017-04-06T00:51:00",0.7]
[null,"2017-04-06T01:01:00",1.8]
[null,"2017-04-06T01:11:00",2.5]
[null,"2017-04-06T01:21:00",1.7]
[null,"2017-04-06T01:31:00",1.7]
[null,"2017-04-06T01:41:00",3.2]
[null,"2017-04-06T01:51:00",3.4]
[null,"2017-04-06T02:01:00",5.2]
[null,"2017-04-06T02:11:00",5.1000000000000005]
[null,"2017-04-06T02:21:00",6]
[null,"2017-04-06T02:31:00",5.9]
[null,"2017-04-06T02:41:00",4.4000000000000004]
[null,"2017-04-06T02:51:00",3.8]
[null,"2017-04-06T03:01:00",5.2]
[null,"2017-04-06T03:11:00",5]
[null,"2017-04-06T03:21:00",2.8]
[null,"2017-04-06T03:31:00",7.2]
[null,"2017-04-06T03:41:00",6.6999999999999993]
[null,"2017-04-06T03:51:00",5.4]
[null,"2017-04-06T04:01:00",6.6]
[null,"2017-04-06T04:11:00",4.0999999999999996]
[null,"2017-04-06T04:21:00",3.2]
[null,"2017-04-06T04:31:00",4]
[null,"2017-04-06T04:41:00",3.3]
[null,"2017-04-06T04:51:00",6]
[null,"2017-04-06T05:01:00",6.8]
[null,"2017-04-06T05:11:00",5.3000000000000007]
[null,"2017-04-06T05:21:00",3.5]
[null,"2017-04-06T05:31:00",4.3000000000000007]
[null,"2017-04-06T05:41:00",4.5]
[null,"2017-04-06T05:51:00",6]
[null,"2017-04-06T06:01:00",3.9]
[null,"2017-04-06T06:11:00",3.7]
[null,"2017-04-06T06:21:00",3.8]
[null,"2017-04-06T06:31:00",4.5999999999999996]
[null,"2017-04-06T06:41:00",6.1999999999999993]
[null,"2017-04-06T06:51:00",5.9]
[null,"2017-04-06T07:01:00",4.9000000000000004]
[null,"2017-04-06T07:11:00",5.9]
[null,"2017-04-06T07:21:00",5.1000000000000005]
[null,"2017-04-06T07:31:00",8]
[null,"2017-04-06T07:41:00",7]
[null,"2017-04-06T07:51:00",5.2]
[null,"2017-04-06T08:01:00",4.6999999999999993]
[null,"2017-04-06T08:11:00",6.3999999999999995]
[null,"2017-04-06T08:21:00",7.1999999999999993]
[null,"2017-04-06T08:31:00",7.7]
[null,"2017-04-06T08:41:00",5.3]
[null,"2017-04-06T08:51:00",6.8999999999999995]
[null,"2017-04-06T09:01:00",7.5]
[null,"2017-04-06T09:11:00",5.2]
[null,"2017-04-06T09:21:00",5.8]
[null,"2017-04-06T09:31:00",9.1]
[null,"2017-04-06T09:41:00",9.8000000000000007]
[null,"2017-04-06T09:51:00",8.1999999999999993]
[null,"2017-04-06T10:01:00",7.3999999999999995]
[null,"2017-04-06T10:11:00",8.6]
[null,"2017-04-06T10:21:00",5.9]
[null,"2017-04-06T10:31:00",10.6]
[null,"2017-04-06T10:41:00",8.1]
[null,"2017-04-06T10:51:00",9.3000000000000007]
[null,"2017-04-06T11:01:00",7.3]
[null,"2017-04-06T11:11:00",7.7]
[null,"2017-04-06T11:21:00",8.3000000000000007]
[null,"2017-04-06T11:31:00",10.7]
[null,"2017-04-06T11:41:00",9.8000000000000007]
[null,"2017-04-06T11:51:00",7.3999999999999995]
[null,"2017-04-06T12:01:00",9.6999999999999993]
[null,"2017-04-06T12:11:00",7.9]
[null,"2017-04-06T12:21:00",7]
[null,"2017-04-06T12:31:00",7]
[null,"2017-04-06T12:41:00",6.9]
[null,"2017-04-06T12:51:00",6.6]
[null,"2017-04-06T13:01:00",8.3000000000000007]
[null,"2017-04-06T13:11:00",9.3999999999999986]
[null,"2017-04-06T13:21:00",4.8]
[null,"2017-04-06T13:31:00",9.6]
[null,"2017-04-06T13:41:00",7.5]
[null,"2017-04-06T13:51:00",7.8]
[null,"2017-04-06T14:01:00",6.1]
[null,"2017-04-06T14:11:00",10.9]
[null,"2017-04-06T14:21:00",7.5]
[null,"2017-04-06T14:31:00",6.3999999999999995]
[null,"2017-04-06T14:41:00",8.1]
[null,"2017-04-06T14:51:00",8]
[null,"2017-04-06T15:01:00",8.1999999999999993]
[null,"2017-04-06T15:11:00",7.1999999999999993]
[null,"2017-04-06T15:21:00",8.8999999999999986]
[null,"2017-04-06T15:31:00",8]
[null,"2017-04-06T15:41:00",5.3]
[null,"2017-04-06T15:51:00",8.8000000000000007]
[null,"2017-04-06T16:01:00",8.6999999999999993]
[null,"2017-04-06T16:11:00",9.6000000000000014]
[null,"2017-04-06T16:21:00",7.5]
[null,"2017-04-06T16:31:00",9.3000000000000007]
[null,"2017-04-06T16:41:00",9.1]
[null,"2017-04-06T16:51:00",11.799999999999999]
[null,"2017-04-06T17:01:00",10.899999999999999]
[null,"2017-04-06T17:11:00",9.3000000000000007]
[null,"2017-04-06T17:21:00",7.6]
[null,"2017-04-06T17:31:00",8.8000000000000007]
[null,"2017-04-06T17:41:00",7]
[null,"2017-04-06T17:51:00",9.5]
[null,"2017-04-06T18:01:00",8.3000000000000007]
[null,"2017-04-06T18:11:00",7.3999999999999995]
[null,"2017-04-06T18:21:00",7.7]
[null,"2017-04-06T18:31:00",9.6999999999999993]
[null,"2017-04-06T18:41:00",6.6000000000000005]
[null,"2017-04-06T18:51:00",6.1]
[null,"2017-04-06T19:01:00",6.6]
[null,"2017-04-06T19:11:00",6]
[null,"2017-04-06T19:21:00",3.8]
[null,"2017-04-06T19:31:00",3.7]
[null,"2017-04-06T19:41:00",7.3]
[null,"2017-04-06T19:51:00",8.6]
[null,"2017-04-06T20:01:00",5.6999999999999993]
[null,"2017-04-06T20:11:00",6.8999999999999995]
[null,"2017-04-06T20:21:00",3.4]
[null,"2017-04-06T20:31:00",4.6999999999999993]
[null,"2017-04-06T20:41:00",3.2]
[null,"2017-04-06T20:51:00",4.3000000000000007]
[null,"2017-04-06T21:01:00",3.5999999999999996]
[null,"2017-04-06T21:11:00",3.2]
[null,"2017-04-06T21:21:00",3.3]
[null,"2017-04-06T21:31:00",3.2]
[null,"2017-04-06T21:41:00",2.6]
[null,"2017-04-06T21:51:00",2.9]
[null,"2017-04-06T22:01:00",3.3]
[null,"2017-04-06T22:11:00",3.3]
[null,"2017-04-06T22:21:00",2.2999999999999998]
[null,"2017-04-06T22:31:00",2.0999999999999996]
[null,"2017-04-06T22:41:00",2.7]
[null,"2017-04-06T22:51:00",2.7]
[null,"2017-04-06T23:01:00",2.7]
[null,"2017-04-06T23:11:00",2.0999999999999996]
[null,"2017-04-06T23:21:00",2.2000000000000002]
[null,"2017-04-06T23:31:00",2.6]
[null,"2017-04-06T23:41:00",2.5]
[null,"2017-04-06T23:51:00",2.2000000000000002]
[null,"2017-04-07T00:01:00",2.7]
[null,"2017-04-07T00:11:00",2.8]
[null,"2017-04-07T00:21:00",3.1]
[null,"2017-04-07T00:31:00",3.3]
[null,"2017-04-07T00:41:00",2.8]
[null,"2017-04-07T00:51:00",2.9]
[null,"2017-04-07T01:01:00",2.5]
[null,"2017-04-07T01:11:00",3]
[null,"2017-04-07T01:21:00",4.9000000000000004]
[null,"2017-04-07T01:31:00",1.6]
[null,"2017-04-07T01:41:00",3.7]
[null,"2017-04-07T01:51:00",3]
[null,"2017-04-07T02:01:00",3.1]
[null,"2017-04-07T02:11:00",3]
[null,"2017-04-07T02:21:00",3.2]
[null,"2017-04-07T02:31:00",4.0999999999999996]
[null,"2017-04-07T02:41:00",4]
[null,"2017-04-07T02:51:00",3.2]
[null,"2017-04-07T03:01:00",4.5]
[null,"2017-04-07T03:11:00",4.2]
[null,"2017-04-07T03:21:00",3.6]
[null,"2017-04-07T03:31:00",4.6000000000000005]
[null,"2017-04-07T03:41:00",3.6]
[null,"2017-04-07T03:51:00",5.5]
[null,"2017-04-07T04:01:00",6]
[null,"2017-04-07T04:11:00",4.9000000000000004]
[null,"2017-04-07T04:21:00",5.0999999999999996]
[null,"2017-04-07T04:31:00",6]
[null,"2017-04-07T04:41:00",6.4]
[null,"2017-04-07T04:51:00",7.8]
[null,"2017-04-07T05:01:00",8.8999999999999986]
[null,"2017-04-07T05:11:00",8.1]
[null,"2017-04-07T05:21:00",7.6]
[null,"2017-04-07T05:31:00",6.3]
[null,"2017-04-07T05:41:00",4.2]
[null,"2017-04-07T05:51:00",7]
[null,"2017-04-07T06:01:00",6.6]
[null,"2017-04-07T06:11:00",6.9]
[null,"2017-04-07T06:21:00",6.6000000000000005]
[null,"2017-04-07T06:31:00",5.8000000000000007]
[null,"2017-04-07T06:41:00",6.6999999999999993]
[null,"2017-04-07T06:51:00",3.5]
[null,"2017-04-07T07:01:00",5.1000000000000005]
[null,"2017-04-07T07:11:00",3.4000000000000004]
[null,"2017-04-07T07:21:00",6.7]
[null,"2017-04-07T07:31:00",6.6]
[null,"2017-04-07T07:41:00",5.1000000000000005]
[null,"2017-04-07T07:51:00",6]
[null,"2017-04-07T08:01:00",5.6999999999999993]
[null,"2017-04-07T08:11:00",4.6999999999999993]
[null,"2017-04-07T08:21:00",7.1]
[null,"2017-04-07T08:31:00",7.1999999999999993]
[null,"2017-04-07T08:41:00",4.9000000000000004]
[null,"2017-04-07T08:51:00",7]
[null,"2017-04-07T09:01:00",5.1999999999999993]
[null,"2017-04-07T09:11:00",3.4]
[null,"2017-04-07T09:21:00",6.3]
[null,"2017-04-07T09:31:00",4.5999999999999996]
[null,"2017-04-07T09:41:00",7.5]
[null,"2017-04-07T09:51:00",4]
[null,"2017-04-07T10:01:00",6.8]
[null,"2017-04-07T10:11:00",5.3999999999999995]
[null,"2017-04-07T10:21:00",5.8]
[null,"2017-04-07T10:31:00",6.1000000000000005]
[null,"2017-04-07T10:41:00",9.2999999999999989]
[null,"2017-04-07T10:51:00",6]
[null,"2017-04-07T11:01:00",6]
[null,"2017-04-07T11:11:00",7.3]
[null,"2017-04-07T11:21:00",4.0999999999999996]
[null,"2017-04-07T11:31:00",7.1]
[null,"2017-04-07T11:41:00",9]
[null,"2017-04-07T11:51:00",5.6]
[null,"2017-04-07T12:01:00",5.7]
[null,"2017-04-07T12:11:00",7]
[null,"2017-04-07T12:21:00",4]
[null,"2017-04-07T12:31:00",4.5999999999999996]
[null,"2017-04-07T12:41:00",4.0999999999999996]
[null,"2017-04-07T12:51:00",7.6]
[null,"2017-04-07T13:01:00",4.9000000000000004]
[null,"2017-04-07T13:11:00",4.3]
[null,"2017-04-07T13:21:00",5.5]
[null,"2017-04-07T13:31:00",5.9]
[null,"2017-04-07T13:41:00",7]
[null,"2017-04-07T13:51:00",4]
[null,"2017-04-07T14:01:00",5]
[null,"2017-04-07T14:11:00",3.9]
[null,"2017-04-07T14:21:00",3.5]
[null,"2017-04-07T14:31:00",6.3999999999999995]
[null,"2017-04-07T14:41:00",6.8000000000000007]
[null,"2017-04-07T14:51:00",3.2]
[null,"2017-04-07T15:01:00",4]
[null,"2017-04-07T15:11:00",3.0999999999999996]
[null,"2017-04-07T15:21:00",2.9]
[null,"2017-04-07T15:31:00",5.8000000000000007]
[null,"2017-04-07T15:41:00",4.6000000000000005]
[null,"2017-04-07T15:51:00",5.2]
[null,"2017-04-07T16:01:00",3.3]
[null,"2017-04-07T16:11:00",2.7]
[null,"2017-04-07T16:21:00",2.1]
[null,"2017-04-07T16:31:00",1.7]
[null,"2017-04-07T16:41:00",3.2]
[null,"2017-04-07T16:51:00",2.6]
[null,"2017-04-07T17:01:00",3.3]
[null,"2017-04-07T17:11:00",3]
[null,"2017-04-07T17:21:00",2.2000000000000002]
[null,"2017-04-07T17:31:00",1.8]
[null,"2017-04-07T17:41:00",1.6]
[null,"2017-04-07T17:51:00",2.0999999999999996]
[null,"2017-04-07T18:01:00",2.7]
[null,"2017-04-07T18:11:00",4]
[null,"2017-04-07T18:21:00",5.8]
[null,"2017-04-07T18:31:00",5.2]
[null,"2017-04-07T18:41:00",5.8000000000000007]
[null,"2017-04-07T18:51:00",3.6]
[null,"2017-04-07T19:01:00",3.2]
[null,"2017-04-07T19:11:00",2.5]
[null,"2017-04-07T19:21:00",5.6]
[null,"2017-04-07T19:31:00",4.4000000000000004]
[null,"2017-04-07T19:41:00",3.6]
[null,"2017-04-07T19:51:00",3.5999999999999996]
[null,"2017-04-07T20:01:00",3.1]
[null,"2017-04-07T20:11:00",3.1]
[null,"2017-04-07T20:21:00",3.0999999999999996]
[null,"2017-04-07T20:31:00",4.9000000000000004]
[null,"2017-04-07T20:41:00",2.2999999999999998]
[null,"2017-04-07T20:51:00",3.3]
[null,"2017-04-07T21:01:00",2]
[null,"2017-04-07T21:11:00",2.4]
[null,"2017-04-07T21:21:00",2.5999999999999996]
[null,"2017-04-07T21:31:00",0.8]
[null,"2017-04-07T21:41:00",2.5999999999999996]
[null,"2017-04-07T21:51:00",2]
[null,"2017-04-07T22:01:00",2.7]
[null,"2017-04-07T22:11:00",2]
[null,"2017-04-07T22:21:00",1.9]
[null,"2017-04-07T22:31:00",1.9]
[null,"2017-04-07T22:41:00",2.2999999999999998]
[null,"2017-04-07T22:51:00",2.5]
[null,"2017-04-07T23:01:00",2.8]
[null,"2017-04-07T23:11:00",2.5]
[null,"2017-04-07T23:21:00",3.3]
[null,"2017-04-07T23:31:00",4]
[null,"2017-04-07T23:41:00",2.2000000000000002]
[null,"2017-04-07T23:51:00",4.5]
[null,"2017-04-08T00:01:00",4.8000000000000007]
[null,"2017-04-08T00:11:00",4.0999999999999996]
[null,"2017-04-08T00:21:00",3.5999999999999996]
[null,"2017-04-08T00:31:00",3.8]
[null,"2017-04-08T00:41:00",2.5]
[null,"2017-04-08T00:51:00",3.1]
[null,"2017-04-08T01:01:00",2.6]
[null,"2017-04-08T01:11:00",2]
[null,"2017-04-08T01:21:00",2.6]
[null,"2017-04-08T01:31:00",2.2999999999999998]
[null,"2017-04-08T01:41:00",2.8]
[null,"2017-04-08T01:51:00",2.5]
[null,"2017-04-08T02:01:00",2.2999999999999998]
[null,"2017-04-08T02:11:00",3.3]
[null,"2017-04-08T02:21:00",4.0999999999999996]
[null,"2017-04-08T02:31:00",3.3]
[null,"2017-04-08T02:41:00",5.0999999999999996]
[null,"2017-04-08T02:51:00",3.9000000000000004]
[null,"2017-04-08T03:01:00",5.6000000000000005]
[null,"2017-04-08T03:11:00",3.5]
[null,"2017-04-08T03:21:00",3.4]
[null,"2017-04-08T03:31:00",3]
[null,"2017-04-08T03:41:00",4.0999999999999996]
[null,"2017-04-08T03:51:00",4]
[null,"2017-04-08T04:01:00",5.0999999999999996]
[null,"2017-04-08T04:11:00",3.7]
[null,"2017-04-08T04:21:00",4.5]
[null,"2017-04-08T04:31:00",4.2]
[null,"2017-04-08T04:41:00",4.2]
[null,"2017-04-08T04:51:00",2.8]
[null,"2017-04-08T05:01:00",3]
[null,"2017-04-08T05:11:00",2.9]
[null,"2017-04-08T05:21:00",2.5]
[null,"2017-04-08T05:31:00",2.2999999999999998]
[null,"2017-04-08T05:41:00",3]
[null,"2017-04-08T05:51:00",5.9]
[null,"2017-04-08T06:01:00",2.9]
[null,"2017-04-08T06:11:00",2.0999999999999996]
[null,"2017-04-08T06:21:00",3.6]
[null,"2017-04-08T06:31:00",3.8000000000000003]
[null,"2017-04-08T06:41:00",1.6]
[null,"2017-04-08T06:51:00",3.5]
[null,"2017-04-08T07:01:00",4.3]
[null,"2017-04-08T07:11:00",4.2]
[null,"2017-04-08T07:21:00",4.7]
[null,"2017-04-08T07:31:00",4.0999999999999996]
[null,"2017-04-08T07:41:00",5.4]
[null,"2017-04-08T07:51:00",2.2999999999999998]
[null,"2017-04-08T08:01:00",2.0999999999999996]
[null,"2017-04-08T08:11:00",2.7]
[null,"2017-04-08T08:21:00",3.3]
[null,"2017-04-08T08:31:00",3.6]
[null,"2017-04-08T08:41:00",3.2]
[null,"2017-04-08T08:51:00",4.4000000000000004]
[null,"2017-04-08T09:01:00",3.0999999999999996]
[null,"2017-04-08T09:11:00",4.2]
[null,"2017-04-08T09:21:00",4.5]
[null,"2017-04-08T09:31:00",5.9]
[null,"2017-04-08T09:41:00",5.6000000000000005]
[null,"2017-04-08T09:51:00",3.4000000000000004]
[null,"2017-04-08T10:01:00",3.4]
[null,"2017-04-08T10:11:00",6.6999999999999993]
[null,"2017-04-08T10:21:00",4.3]
[null,"2017-04-08T10:31:00",3.8]
[null,"2017-04-08T10:41:00",4.0999999999999996]
[null,"2017-04-08T10:51:00",6.1]
[null,"2017-04-08T11:01:00",7.5]
[null,"2017-04-08T11:11:00",4.6999999999999993]
[null,"2017-04-08T11:21:00",7.6]
[null,"2017-04-08T11:31:00",6.3]
[null,"2017-04-08T11:41:00",6.8000000000000007]
[null,"2017-04-08T11:51:00",3.5999999999999996]
[null,"2017-04-08T12:01:00",4.3]
[null,"2017-04-08T12:11:00",4.9000000000000004]
[null,"2017-04-08T12:21:00",6.4]
[null,"2017-04-08T12:31:00",6.6999999999999993]
[null,"2017-04-08T12:41:00",7]
[null,"2017-04-08T12:51:00",4.3]
[null,"2017-04-08T13:01:00",5.3]
[null,"2017-04-08T13:11:00",4]
[null,"2017-04-08T13:21:00",4]
[null,"2017-04-08T13:31:00",5]
[null,"2017-04-08T13:41:00",4.0999999999999996]
[null,"2017-04-08T13:51:00",4.5]
[null,"2017-04-08T14:01:00",6.8000000000000007]
[null,"2017-04-08T14:11:00",4.9000000000000004]
[null,"2017-04-08T14:21:00",6.8000000000000007]
[null,"2017-04-08T14:31:00",3]
[null,"2017-04-08T14:41:00",3.0999999999999996]
[null,"2017-04-08T14:51:00",5.8]
[null,"2017-04-08T15:01:00",6]
[null,"2017-04-08T15:11:00",4.4000000000000004]
[null,"2017-04-08T15:21:00",4.5]
[null,"2017-04-08T15:31:00",6]
[null,"2017-04-08T15:41:00",6.3999999999999995]
[null,"2017-04-08T15:51:00",5.6000000000000005]
[null,"2017-04-08T16:01:00",5.9]
[null,"2017-04-08T16:11:00",3.7]
[null,"2017-04-08T16:21:00",2.5]
[null,"2017-04-08T16:31:00",3.9000000000000004]
[null,"2017-04-08T16:41:00",4.0999999999999996]
[null,"2017-04-08T16:51:00",3.6]
[null,"2017-04-08T17:01:00",3.2]
[null,"2017-04-08T17:11:00",2.5]
[null,"2017-04-08T17:21:00",2.5]

{"sheet":"Baterie","index":4,"n_rows":35,"n_cols":15,"rows_kept":35,"cut":false,"hidden":false,"merged":[[1,1,1,9],[12,1,12,3],[13,1,13,3],[14,1,14,3],[15,1,15,3],[9,4,9,5],[11,1,11,3],[10,1,10,3],[10,4,11,4],[10,5,11,5],[10,6,11,6],[10,7,11,7],[10,8,11,8],[10,9,11,9],[16,1,16,3],[20,1,20,3],[22,1,22,3],[17,1,17,3],[12,11,12,13],[13,11,13,13],[19,4,19,6]]}
[]
[null,"Sešit pro výpočet ceny za baterie"]
[]
[]
[]
[]
[]
[]
[]
[null,null,null,null,"Potřebná baterie"]
[null,null,null,null,"AP1200","AP2400","AP7","SKYSTREAM 3.7","HY-3000L 5BLADE","HY-1500L 5BLADE"]
[]
[null,"Potřebná kapacita [Wh]",null,null,{"$f":"-('Site SWT'!AB64)","v":-61.199809872230048},{"$f":"-('Site SWT'!AC64)","v":92.01735769341127},{"$f":"-('Site SWT'!AD64+'Site SWT'!AD65)","v":867.60743125008298},{"$f":"-('Site SWT'!AE64)","v":-60.15208520852002},{"$f":"-('Site SWT'!AF64)","v":47.932484761377623},{"$f":"-('Site SWT'!AG64)","v":-115.49663062144393},null,"ročně generováno energie",null,null,1500]
[null,"Kapacita 12V baterie [Ah]",null,null,null,8,72,null,4,null,null,"cena baterie",null,null,{"$f":"O13*N31+N32","v":1296.812492094421}]
[null,"cena [Kč]",null,null,null,543,6716,null,360]
[null,"životnost [let]",null,null,null,10,10,null,10]
[null,"cena celkem [Kč]",null,null,null,1629,20148,null,1080]
[null,"generováno el. Energie [kWh]",null,null,{"$f":"'Site SWT'!S42+'Site SWT'!S74","v":1034.3093151229177},{"$f":"'Site SWT'!T42+'Site SWT'!T74","v":1600.9453631995727},{"$f":"'Site SWT'!U42+'Site SWT'!U74","v":3659.4209672263496},{"$f":"'Site SWT'!V42+'Site SWT'!V74","v":970.20298741541183},{"$f":"'Site SWT'!W42+'Site SWT'!W74","v":1417.4426967161344},{"$f":"'Site SWT'!X42+'Site SWT'!X74","v":796.69697449271848}]
[null,null,null,null,99.9,97,86.7,100,98.2,100]
[null,null,null,null,"Přehled sledovaných baterií"]
[null,null,null,null,"kapacita [Ah]","cena","cena x3"]
[null,null,null,null,18,1380,{"$f":"F22*3","v":4140}]
[null,null,null,null,33,2542,{"$f":"F23*3","v":7626}]
[null,null,null,null,55,4111,12333]
[null,null,null,null,70,5084,15252]
[null,null,null,null,100,6841,20523]
[null,null,null,null,135,9351,28053]
[null,null,null,null,200,12834,38502]
[]
[]
[null,null,null,null,null,null,null,null,null,null,null,null,"směrnice:",{"$f":"SLOPE(F17:I17,F18:I18)","v":8.7090108854065065}]
[null,null,null,null,null,null,null,null,null,null,null,null,"x = 0",{"$f":"INTERCEPT(F17:I17,F18:I18)","v":-11766.703836015338},"Kč"]
[null,null,null,null,null,null,null,null,null,null,null,null,"y=0"]
[null,null,null,null,null,null,null,null,null,null,null,null,"kapacita",4000]
[null,null,null,null,null,null,null,null,null,null,null,null,"Cena",{"$f":"N34*N31+N32","v":23069.339705610684}]

{"sheet":"CashFlow","index":5,"n_rows":83,"n_cols":35,"rows_kept":83,"cut":false,"hidden":false,"merged":[[7,13,8,13],[9,7,9,8],[10,7,10,8],[7,14,8,14],[7,8,8,8],[7,9,8,9],[7,10,8,10],[7,11,8,11],[7,12,8,12],[79,2,79,3],[80,2,80,3],[81,2,81,3],[82,2,82,3],[29,2,29,3],[73,2,73,3],[75,2,75,3],[76,2,76,3],[77,2,77,3],[78,2,78,3],[63,2,63,3],[64,2,64,3],[68,2,68,3],[69,2,69,3],[72,2,72,3],[58,2,58,3],[59,2,59,3],[60,2,60,3],[61,2,61,3],[62,2,62,3],[50,2,50,3],[51,2,51,3],[54,2,54,3],[55,2,55,3],[57,2,57,3],[44,2,44,3],[45,2,45,3],[46,2,46,3],[47,2,47,3],[7,2,7,3],[42,2,42,3],[43,2,43,3],[21,2,21,3],[14,2,14,3],[15,2,15,3],[16,2,16,3],[17,2,17,3],[18,2,18,3],[20,2,20,3],[37,2,37,3],[38,2,38,3],[40,2,40,3],[41,2,41,3],[23,2,23,3],[26,2,26,3],[27,2,27,3],[28,2,28,3],[33,2,33,3],[34,2,34,3],[11,7,11,8],[12,2,12,3],[24,2,24,3],[19,2,19,3],[1,0,1,5],[8,2,8,3],[9,2,9,3],[10,2,10,3],[11,2,11,3],[6,2,6,3],[12,7,12,8],[13,7,13,8]]}
[]
["Finanční výpočty - Cash Flow"]
[null,null,null,"výkupní cena","Zel. bonus","Zel. bonus + AKU"]
[null,null,"NPV",{"$f":"NPV(E29,F47:AI47) + E47","v":-111917.87412620368},{"$f":"NPV(E29,F64:AJ64) + E64","v":-101352.14964578921},{"$f":"NPV(E29,F82:AI82) + E82","v":-101352.14964578921}]
[null,null,"IRR",{"$f":"IRR(E47:AI47)","v":-9.1418489704996664E-2}]
[]
[null,null,"Parametr",null,"Hodnota","Jednotky",null,null,null,"Větrné elektrárny"]
[null,null,"Jmenovitý výkon elektrárny",null,null,null,null,null,null,"AP1200","AP2400","AP7","SKYSTREAM 3.7","HY-3000L 5BLADE","HY-1500L 5BLADE"]
[null,null,"Generováno elektrické energie ",null,{"$f":"IF($E$31=1,$J$10,IF($E$31=2,$K$10,IF($E$31=3,$L$10,IF($E$31=4,$M$10,IF($E$31=5,$N$10,IF($E$31=6,$O$10,))))))","v":796.69697449271848},"kWh/rok"]
[null,null,"Efektivita Regulatoru",null,{"$f":"IF(ISBLANK('Input Sheet'!D38), 100%, 'Input Sheet'!D38)","v":0.95},null,null,"za rok",null,{"$f":"'Site SWT'!S42+'Site SWT'!S74","v":1034.3093151229177},{"$f":"'Site SWT'!T42+'Site SWT'!T74","v":1600.9453631995727},{"$f":"'Site SWT'!U42+'Site SWT'!U74","v":3659.4209672263496},{"$f":"'Site SWT'!V42+'Site SWT'!V74","v":970.20298741541183},{"$f":"'Site SWT'!W42+'Site SWT'!W74","v":1417.4426967161344},{"$f":"'Site SWT'!X42+'Site SWT'!X74","v":796.69697449271848},"kWh"]
[null,null,"Energie celkem",null,{"$f":"E9*E10","v":756.86212576808248},"kWh/rok",null,"Ročně do DS",null,{"$f":"'Site SWT'!AB43 + 'Site SWT'!AB75","v":0.65482261531323016},{"$f":"'Site SWT'!AC43 + 'Site SWT'!AC75","v":38.992319012170874},{"$f":"'Site SWT'!AD43 + 'Site SWT'!AD75","v":393.36108451232809},{"$f":"'Site SWT'!AE43 + 'Site SWT'!AE75","v":0},{"$f":"'Site SWT'!AF43 + 'Site SWT'!AF75","v":21.496357345305213},{"$f":"'Site SWT'!AG43 + 'Site SWT'!AG75","v":0},"kWh"]
[null,null,"Každoroční opotřebení",null,{"$f":"VlastnostMVE(E31,'Input Sheet'!C25)","v":5.0000000000000001E-3},"ročně",null,"Ušetřeno energie",null,{"$f":"J10-J11","v":1033.6544925076046},1561.9530441874019,3266.0598827140216,970.20298741541183,1395.9463393708293,796.69697449271848,"kWh"]
[null,null,"Ušetřeno energie ze spotřeby",null,{"$f":"G13*E11","v":756.86212576808248},"kWh/rok",{"$f":"IF($E$31=1,J13,IF($E$31=2,K13,IF($E$31=3,L13,IF($E$31=4,M13,IF($E$31=5,N13,IF($E$31=6,O13,))))))","v":1},"Ušetřeno/generováno",null,{"$f":"J12/J10","v":0.99936689865812978},0.97564419129567126,0.89250728789192157,1,0.98483440819504953,1]
[null,null,null,null,null,null,null,"Baterie cena [Kč]",null,null,1629,20148,null,1080]
[null,null,"Variabilní náklady",null,{"$f":"VlastnostMVE($E$31,'Input Sheet'!C29)","v":1077.8},"Kč"]
[null,null,"Procentuální růst var. nákladů",null,{"$f":"VlastnostMVE(E31,'Input Sheet'!C30)","v":5.0000000000000001E-3},"ročně"]
[null,null,"Životnost MVtE",null,{"$f":"VlastnostMVE($E$31,'Input Sheet'!C26)","v":30},"let"]
[null,null,"Zvyšování ceny elektřiny",null,0.02]
[null,null,"Platba za spotřebu el. Energie",null,{"$f":"'Input Sheet'!D62*10^-3","v":1.7793247394005232},"Kč/kWh"]
[]
[null,null,"Zelený bonus",null,{"$f":"'Input Sheet'!D60*10^-3","v":1.43},"Kč/kWh"]
[null,null,"Doba trvání zeleného bonusu",null,{"$f":"'Input Sheet'!D61","v":20},"ročně"]
[]
[null,null,"Investiční náklady",null,{"$f":"'Input Sheet'!D47","v":121339},"Kč"]
[null,null,"Cena akumulatoru",null,{"$f":"IF(G25>1600, G25,0)","v":0},"Kč",{"$f":"E9*Baterie!N31+Baterie!N32","v":-4828.2612127878228}]
[null,null,"Splaceno při uvedení do provozu",null,{"$f":"ChooseFinancing('Input Sheet'!$C$52,'Input Sheet'!C53)","v":1}]
[null,null,"Úrok ",null,{"$f":"ChooseFinancing('Input Sheet'!$C$52,'Input Sheet'!C54)","v":0},"ročně"]
[null,null,"Doba Splacení závazku",null,{"$f":"ChooseFinancing('Input Sheet'!$C$52,'Input Sheet'!C55)","v":0},"let"]
[null,null,"Diskont",null,{"$f":"'Input Sheet'!D56","v":0.05}]
[null,null,"Výkupní cena",null,{"$f":"'Input Sheet'!D63/1000","v":1.93},"Kč/kWh"]
[null,null,"Vybraná elektrárna",null,{"$f":"'Input Sheet'!C16","v":6}]
[]
[null,null,"Výkupní cena"]
[null,null,null,null,0,1,2,3,4,5,6,7,8,9,10,11,12,13,14,15,16,17,18,19,20,21,22,23,24,25,26,27,28,29,30]
[null,null,"Příjmy"]
[null,null,"Generováno elektrické energie",null,null,{"$f":"IF(F34<=$E$17,$E$9*(1-$E$12)^(F34-1),0)","v":796.69697449271848},{"$f":"IF(G34<=$E$17,$E$9*(1-$E$12)^(G34-1),0)","v":792.7134896202549},788.74992217215367,784.8061725612929,780.88214169848641,776.97773098999403,773.09284233504411,769.22737812336879,765.38124123275202,761.55433502658821,757.74656335145528,753.95783053469802,750.18804138202449,746.43710117511444,742.70491566923897,738.99139109089265,735.29643413543818,731.61995196476096,727.96185220493726,724.32204294391249,720.70043272919293,717.09693056554704,713.5114459127193,709.94388868315571,706.39416923973988,702.86219839354123,699.34788740157353,695.8511479645656,692.37189222474285,688.91003276361926]
[null,null,"Ušetřeno na výdajích",null,null,0,0,0,0,0,0,0,0,0,0,0,0,0,0,0,0,0,0,0,0,{"$f":"$E$19*$E$13*(1-$E$12)^(Z34-1)*(1+$E$18)^(Z34-1)*$E$10","v":1719.7314982432435},{"$f":"$E$19*$E$13*(1-$E$12)^(AA34-1)*(1+$E$18)^(AA34-1)*$E$10","v":1745.3554975670677},1771.3612944808174,1797.7545777685809,1824.5411209773329,1851.7267836798951,1879.3175127567258,1907.3193436968006,1935.7384019178837,1964.5809041064601]
[null,null,"Výkupní cena",null,null,{"$f":"IF($E$22>=F34,  $E$30*F36*1.02^(F34-1), 0)","v":1537.6251607709466},{"$f":"IF($E$22>=G34,  $E$30*G36*1.02^(G34-1), 0)","v":1560.5357756664337},{"$f":"IF($E$22>=H34,  $E$30*H36*1.02^(H34-1), 0)","v":1583.7877587238636},1607.3861963288491,1631.3362506541489,1655.643160788896,1680.3122438846508,1705.3488963185316,1730.7585948736778,1756.5468979372956,1782.7194467165614,1809.2819664726378,1836.2402677730804,1863.6002477628992,1891.3678914545671,1919.5492730372391,1948.1505572054941,1977.1780005078563,2006.6379527154236,2036.5368582108829,{"$f":"IF($E$22>=Z34,  $E$21*Z36, 0)","v":0},0,0,0,0,0,0,0,0,0]
[null,null,"Celkový příjem z provozu",null,null,{"$f":"F37+F38","v":1537.6251607709466},{"$f":"G37+G38","v":1560.5357756664337},1583.7877587238636,1607.3861963288491,1631.3362506541489,1655.643160788896,1680.3122438846508,1705.3488963185316,1730.7585948736778,1756.5468979372956,1782.7194467165614,1809.2819664726378,1836.2402677730804,1863.6002477628992,1891.3678914545671,1919.5492730372391,1948.1505572054941,1977.1780005078563,2006.6379527154236,2036.5368582108829,1719.7314982432435,1745.3554975670677,1771.3612944808174,1797.7545777685809,1824.5411209773329,1851.7267836798951,1879.3175127567258,1907.3193436968006,1935.7384019178837,1964.5809041064601]
[]
[null,null,"Výdaje"]
[null,null,"Splaceno",null,{"$f":"$E$24*$E$26","v":121339}]
[null,null,"Půjčka",null,{"$f":"$E$24-$E$42","v":0}]
[null,null,"úmor",null,null,{"$f":"IF($E$28>=F34,-PPMT($E$27,F34,$E$28,$E$43),0)","v":0},{"$f":"IF($E$28>=G34,-PPMT($E$27,G34,$E$28,$E$43),0)","v":0},{"$f":"IF($E$28>=H34,-PPMT($E$27,H34,$E$28,$E$43),0)","v":0},0,0,0,0,0,0,0,0,0,0,0,0,0,0,0,0,0,0,0,0,0,0,0,0,0,0,0]
[null,null,"úrok",null,null,{"$f":"IF($E$28>=F34,-PMT($E$27,$E$28,$E$43)-F44,0)","v":0},{"$f":"IF($E$28>=G34,-PMT($E$27,$E$28,$E$43)-G44,0)","v":0},{"$f":"IF($E$28>=H34,-PMT($E$27,$E$28,$E$43)-H44,0)","v":0},{"$f":"IF($E$28>=I34,-PMT($E$27,$E$28,$E$43)-I44,0)","v":0},0,0,0,0,0,0,0,0,0,0,0,0,0,0,0,0,0,0,0,0,0,0,0,0,0,0]
[null,null,"variabilní náklady",null,null,{"$f":"$E$15*(1+$E$16)^(F34-1)","v":1077.8},{"$f":"$E$15*(1+$E$16)^(G34-1)","v":1083.1889999999999},{"$f":"$E$15*(1+$E$16)^(H34-1)","v":1088.6049449999996},1094.0479697249996,1099.5182095736243,1105.0158006214922,1110.5408796245995,1116.0935840227223,1121.6740519428358,1127.2824222025499,1132.9188343135625,1138.5834284851303,1144.2763456275554,1149.9977273556931,1155.7477159924715,1161.5264545724335,1167.3340868452956,1173.1707572795219,1179.0366110659193,1184.9317941212487,1190.8564530918547,1196.8107353573139,1202.7947890341002,1208.8087629792703,1214.8528067941668,1220.9270708281374,1227.031706182278,1233.1668647131892,1239.332699036755,1245.5293625319384]
[null,null,"net CF",null,{"$f":"-E42","v":-121339},{"$f":"F39-F46-F45-F44","v":459.8251607709467},{"$f":"G39-G46-G45-G44","v":477.34677566643381},{"$f":"H39-H46-H45-H44","v":495.182813723864},513.33822660384953,531.81804108052461,550.62736016740382,569.77136426005131,589.25531229580929,609.08454293084196,629.2644757347457,649.80061240299892,670.69853798750751,691.96392214552498,713.60252040720616,735.62017546209563,758.0228184648056,780.81647036019854,804.00724322833435,827.60134164950432,851.6050640896342,528.8750451513888,548.5447622097538,568.5665054467172,588.94581478931059,609.68831418316609,630.7997128517577,652.28580657444786,674.15247898361145,696.40570288112872,719.05154157452171]
[null,null,"součet CF",null,{"$f":"E47","v":-121339},{"$f":"E48+F47","v":-120879.17483922905},-120401.82806356261,-119906.64524983875,-119393.3070232349,-118861.48898215438,-118310.86162198697,-117741.09025772692,-117151.83494543111,-116542.75040250027,-115913.48592676553,-115263.68531436253,-114592.98677637502,-113901.02285422949,-113187.42033382229,-112451.80015836019,-111693.77733989539,-110912.96086953519,-110108.95362630686,-109281.35228465736,-108429.74722056773,-107900.87217541634,-107352.32741320659,-106783.76090775986,-106194.81509297054,-105585.12677878738,-104954.32706593562,-104302.04125936117,-103627.88878037756,-102931.48307749644,-102212.43153592192]
[]
[null,null,"Zelený bonus"]
[null,null,null,null,0,1,2,3,4,5,6,7,8,9,10,11,12,13,14,15,16,17,18,19,20,21,22,23,24,25,26,27,28,29,30]
[null,null,"Příjmy"]
[null,null,"Generováno elektrické energie",null,null,{"$f":"IF(F51<=$E$17,$E$11*(1-$E$12)^(F51-1),0)","v":756.86212576808248},{"$f":"IF(G51<=$E$17,$E$11*(1-$E$12)^(G51-1),0)","v":753.07781513924203},749.3124260635459,745.56586393322812,741.83803461356206,738.12884444049428,734.43820021829174,730.76600921720024,727.11217917111435,723.47661827525872,719.85923518388245,716.259939007963,712.67863931292322,709.11524611635866,705.56966988577688,702.04182153634804,698.53161242866622,695.03895436652294,691.56375959469028,688.10594079671682,684.66541109273328,681.24208403726959,677.83587361708328,674.4466942489978,671.07446077775285,667.71908847386408,664.38049303149478,661.05859056633722,657.75329761350565,654.46453112543816]
[null,null,"Ušetřeno na výdajích",null,null,{"$f":"$E$19*$E$13*(1-$E$12)^(F51-1)*(1+$E$18)^(F51-1)","v":1346.7035046944193},{"$f":"$E$19*$E$13*(1-$E$12)^(G51-1)*(1+$E$18)^(G51-1)","v":1366.7693869143661},1387.1342507793902,1407.8025511160031,1428.7788091276316,1450.0676133836332,1471.6736208230495,1493.6015577733126,1515.8562209841352,1538.4424786767988,1561.3652716090833,1584.6296141560581,1608.2405954069839,1632.2033802785479,1656.5232106446986,1681.2054064833042,1706.2553670399052,1731.6785720088001,1757.4805827317309,1783.6670434144337,1810.2436823613091,1837.2163132284925,1864.5908362955972,1892.3732397564011,1920.5696010287716,1949.1860880841002,1978.2289607965536,2007.7045723124218,2037.6193704398777,2067.9798990594318]
[null,null,"Zelený bonus",null,null,{"$f":"IF($E$22>=F51,  $E$21*F53, 0)","v":1082.312839848358},{"$f":"IF($E$22>=G51,  $E$21*G53, 0)","v":1076.9012756491161},1071.5167692708706,1066.1591854245162,1060.8283894973938,1055.5242475499067,1050.2466263121571,1044.9953931805962,1039.7704162146936,1034.5715641336199,1029.3987063129518,1024.2517127813871,1019.1304542174802,1014.0348019463928,1008.9646279366609,1003.9198047969777,998.90020577299265,993.90570474412777,988.93617622040711,983.99149533930506,0,0,0,0,0,0,0,0,0,0]
[null,null,"Celkový příjem z provozu",null,null,{"$f":"F54+F55","v":2429.016344542777},{"$f":"G54+G55","v":2443.6706625634824},2458.6510200502607,2473.9617365405193,2489.6071986250254,2505.5918609335399,2521.9202471352064,2538.5969509539091,2555.6266371988286,2573.0140428104187,2590.7639779220353,2608.881326937445,2627.3710496244639,2646.2381822249408,2665.4878385813595,2685.1252112802817,2705.1555728128978,2725.584276752928,2746.416758952138,2767.6585387537389,1810.2436823613091,1837.2163132284925,1864.5908362955972,1892.3732397564011,1920.5696010287716,1949.1860880841002,1978.2289607965536,2007.7045723124218,2037.6193704398777,2067.9798990594318]
[]
[null,null,"Výdaje"]
[null,null,"Splaceno",null,{"$f":"$E$24*$E$26","v":121339}]
[null,null,"Půjčka",null,{"$f":"$E$24-$E$59","v":0}]
[null,null,"úmor",null,null,{"$f":"IF($E$28>=F51,-PPMT($E$27,F51,$E$28,$E$43),0)","v":0},{"$f":"IF($E$28>=G51,-PPMT($E$27,G51,$E$28,$E$43),0)","v":0},{"$f":"IF($E$28>=H51,-PPMT($E$27,H51,$E$28,$E$43),0)","v":0},0,0,0,0,0,0,0,0,0,0,0,0,0,0,0,0,0,0,0,0,0,0,0,0,0,0,0]
[null,null,"úrok",null,null,{"$f":"IF($E$28>=F51,-PMT($E$27,$E$28,$E$43)-F61,0)","v":0},{"$f":"IF($E$28>=G51,-PMT($E$27,$E$28,$E$43)-G61,0)","v":0},{"$f":"IF($E$28>=H51,-PMT($E$27,$E$28,$E$43)-H61,0)","v":0},{"$f":"IF($E$28>=I51,-PMT($E$27,$E$28,$E$43)-I61,0)","v":0},0,0,0,0,0,0,0,0,0,0,0,0,0,0,0,0,0,0,0,0,0,0,0,0,0,0]
[null,null,"variabilní náklady",null,null,{"$f":"$E$15*(1+$E$16)^(F51-1)","v":1077.8},{"$f":"$E$15*(1+$E$16)^(G51-1)","v":1083.1889999999999},{"$f":"$E$15*(1+$E$16)^(H51-1)","v":1088.6049449999996},1094.0479697249996,1099.5182095736243,1105.0158006214922,1110.5408796245995,1116.0935840227223,1121.6740519428358,1127.2824222025499,1132.9188343135625,1138.5834284851303,1144.2763456275554,1149.9977273556931,1155.7477159924715,1161.5264545724335,1167.3340868452956,1173.1707572795219,1179.0366110659193,1184.9317941212487,1190.8564530918547,1196.8107353573139,1202.7947890341002,1208.8087629792703,1214.8528067941668,1220.9270708281374,1227.031706182278,1233.1668647131892,1239.332699036755,1245.5293625319384]
[null,null,"net CF",null,{"$f":"-E59","v":-121339},{"$f":"F56-F63-F62-F61","v":1351.2163445427771},{"$f":"G56-G63-G62-G61","v":1360.4816625634826},{"$f":"H56-H63-H62-H61","v":1370.0460750502612},1379.9137668155197,1390.0889890514011,1400.5760603120477,1411.3793675106069,1422.5033669311867,1433.9525852559927,1445.7316206078688,1457.8451436084729,1470.2978984523147,1483.0947039969085,1496.2404548692477,1509.740122588888,1523.5987567078482,1537.8214859676023,1552.413519473406,1567.3801478862188,1582.7267446324902,619.38722926945434,640.40557787117859,661.79604726149705,683.56447677713072,705.71679423460478,728.25901725596282,751.19725461427561,774.53770759923259,798.28667140312268,822.45053652749334]
[null,null,"součet CF",null,{"$f":"E64","v":-121339},{"$f":"E65+F64","v":-119987.78365545723},-118627.30199289374,-117257.25591784347,-115877.34215102796,-114487.25316197655,-113086.67710166451,-111675.29773415389,-110252.79436722271,-108818.84178196672,-107373.11016135885,-105915.26501775038,-104444.96711929806,-102961.87241530116,-101465.63196043191,-99955.891837843024,-98432.293081135169,-96894.471595167561,-95342.058075694149,-93774.677927807934,-92191.95118317545,-91572.563953905992,-90932.158376034815,-90270.362328773321,-89586.797851996191,-88881.081057761592,-88152.822040505635,-87401.624785891356,-86627.087078292127,-85828.800406889,-85006.349870361504]
[]
[]
[null,null,"Zelený bonus s akumulátorem"]
[null,null,null,null,0,1,2,3,4,5,6,7,8,9,10,11,12,13,14,15,16,17,18,19,20,21,22,23,24,25,26,27,28,29,30]
[null,null,"Příjmy"]
[null,null,"Generováno elektrické energie",null,null,{"$f":"IF(F69<=$E$17,$E$11*(1-$E$12)^(F69-1),0)","v":756.86212576808248},{"$f":"IF(G69<=$E$17,$E$11*(1-$E$12)^(G69-1),0)","v":753.07781513924203},749.3124260635459,745.56586393322812,741.83803461356206,738.12884444049428,734.43820021829174,730.76600921720024,727.11217917111435,723.47661827525872,719.85923518388245,716.259939007963,712.67863931292322,709.11524611635866,705.56966988577688,702.04182153634804,698.53161242866622,695.03895436652294,691.56375959469028,688.10594079671682,684.66541109273328,681.24208403726959,677.83587361708328,674.4466942489978,671.07446077775285,667.71908847386408,664.38049303149478,661.05859056633722,657.75329761350565,654.46453112543816]
[null,null,"Ušetřeno na výdajích",null,null,{"$f":"$E$19*$E$11*(1-$E$12)^(F69-1)*(1+$E$18)^(F69-1)","v":1346.7035046944193},{"$f":"$E$19*$E$11*(1-$E$12)^(G69-1)*(1+$E$18)^(G69-1)","v":1366.7693869143661},1387.1342507793902,1407.8025511160031,1428.7788091276316,1450.0676133836332,1471.6736208230495,1493.6015577733126,1515.8562209841352,1538.4424786767988,1561.3652716090833,1584.6296141560581,1608.2405954069839,1632.2033802785479,1656.5232106446986,1681.2054064833042,1706.2553670399052,1731.6785720088001,1757.4805827317309,1783.6670434144337,1810.2436823613091,1837.2163132284925,1864.5908362955972,1892.3732397564011,1920.5696010287716,1949.1860880841002,1978.2289607965536,2007.7045723124218,2037.6193704398777,2067.9798990594318]
[null,null,"Zelený bonus",null,null,{"$f":"IF($E$22>=F69,  $E$21*F71, 0)","v":1082.312839848358},{"$f":"IF($E$22>=G69,  $E$21*G71, 0)","v":1076.9012756491161},1071.5167692708706,1066.1591854245162,1060.8283894973938,1055.5242475499067,1050.2466263121571,1044.9953931805962,1039.7704162146936,1034.5715641336199,1029.3987063129518,1024.2517127813871,1019.1304542174802,1014.0348019463928,1008.9646279366609,1003.9198047969777,998.90020577299265,993.90570474412777,988.93617622040711,983.99149533930506,0,0,0,0,0,0,0,0,0,0]
[null,null,"Celkový příjem z provozu",null,null,{"$f":"F72+F73","v":2429.016344542777},{"$f":"G72+G73","v":2443.6706625634824},2458.6510200502607,2473.9617365405193,2489.6071986250254,2505.5918609335399,2521.9202471352064,2538.5969509539091,2555.6266371988286,2573.0140428104187,2590.7639779220353,2608.881326937445,2627.3710496244639,2646.2381822249408,2665.4878385813595,2685.1252112802817,2705.1555728128978,2725.584276752928,2746.416758952138,2767.6585387537389,1810.2436823613091,1837.2163132284925,1864.5908362955972,1892.3732397564011,1920.5696010287716,1949.1860880841002,1978.2289607965536,2007.7045723124218,2037.6193704398777,2067.9798990594318]
[]
[null,null,"Výdaje"]
[null,null,"Splaceno",null,{"$f":"($E$24+E25)*$E$26","v":121339}]
[null,null,"Půjčka",null,{"$f":"($E$24+E25)-$E$77","v":0}]
[null,null,"úmor",null,null,{"$f":"IF($E$28>=F69,-PPMT($E$27,F69,$E$28,$E$43),0)","v":0},{"$f":"IF($E$28>=G69,-PPMT($E$27,G69,$E$28,$E$43),0)","v":0},{"$f":"IF($E$28>=H69,-PPMT($E$27,H69,$E$28,$E$43),0)","v":0},0,0,0,0,0,0,0,0,0,0,0,0,0,0,0,0,0,0,0,0,0,0,0,0,0,0,0]
[null,null,"úrok",null,null,{"$f":"IF($E$28>=F69,-PMT($E$27,$E$28,$E$43)-F79,0)","v":0},{"$f":"IF($E$28>=G69,-PMT($E$27,$E$28,$E$43)-G79,0)","v":0},{"$f":"IF($E$28>=H69,-PMT($E$27,$E$28,$E$43)-H79,0)","v":0},{"$f":"IF($E$28>=I69,-PMT($E$27,$E$28,$E$43)-I79,0)","v":0},0,0,0,0,0,0,0,0,0,0,0,0,0,0,0,0,0,0,0,0,0,0,0,0,0,0]
[null,null,"variabilní náklady",null,null,{"$f":"$E$15*(1+$E$16)^(F69-1)","v":1077.8},{"$f":"$E$15*(1+$E$16)^(G69-1)","v":1083.1889999999999},{"$f":"$E$15*(1+$E$16)^(H69-1)","v":1088.6049449999996},1094.0479697249996,1099.5182095736243,1105.0158006214922,1110.5408796245995,1116.0935840227223,1121.6740519428358,1127.2824222025499,1132.9188343135625,1138.5834284851303,1144.2763456275554,1149.9977273556931,1155.7477159924715,1161.5264545724335,1167.3340868452956,1173.1707572795219,1179.0366110659193,1184.9317941212487,1190.8564530918547,1196.8107353573139,1202.7947890341002,1208.8087629792703,1214.8528067941668,1220.9270708281374,1227.031706182278,1233.1668647131892,1239.332699036755,1245.5293625319384]
[null,null,"net CF",null,{"$f":"-E77","v":-121339},{"$f":"F74-F81-F80-F79","v":1351.2163445427771},{"$f":"G74-G81-G80-G79","v":1360.4816625634826},{"$f":"H74-H81-H80-H79","v":1370.0460750502612},1379.9137668155197,1390.0889890514011,1400.5760603120477,1411.3793675106069,1422.5033669311867,1433.9525852559927,1445.7316206078688,1457.8451436084729,1470.2978984523147,1483.0947039969085,1496.2404548692477,1509.740122588888,1523.5987567078482,1537.8214859676023,1552.413519473406,1567.3801478862188,1582.7267446324902,619.38722926945434,640.40557787117859,661.79604726149705,683.56447677713072,705.71679423460478,728.25901725596282,751.19725461427561,774.53770759923259,798.28667140312268,822.45053652749334]
[null,null,"součet CF",null,{"$f":"E82","v":-121339},{"$f":"E83+F82","v":-119987.78365545723},-118627.30199289374,-117257.25591784347,-115877.34215102796,-114487.25316197655,-113086.67710166451,-111675.29773415389,-110252.79436722271,-108818.84178196672,-107373.11016135885,-105915.26501775038,-104444.96711929806,-102961.87241530116,-101465.63196043191,-99955.891837843024,-98432.293081135169,-96894.471595167561,-95342.058075694149,-93774.677927807934,-92191.95118317545,-91572.563953905992,-90932.158376034815,-90270.362328773321,-89586.797851996191,-88881.081057761592,-88152.822040505635,-87401.624785891356,-86627.087078292127,-85828.800406889,-85006.349870361504]

{"sheet":"Results","index":6,"n_rows":20,"n_cols":12,"rows_kept":20,"cut":false,"hidden":false,"merged":[[24,10,25,10],[28,2,29,2],[28,3,29,3],[28,4,29,4],[28,5,29,5],[28,6,29,6],[28,7,29,7],[24,5,25,5],[24,6,25,6],[24,7,25,7],[24,8,25,8],[24,9,25,9],[1,0,1,11],[7,2,8,2],[7,3,8,3],[7,4,8,4],[7,5,8,5],[7,6,8,6],[7,7,8,7],[12,13,13,13],[18,1,19,1],[12,14,13,14],[12,15,13,15],[12,16,13,16],[12,18,13,18],[12,19,13,19],[14,15,15,15],[14,16,15,16],[14,17,15,17],[14,18,15,18],[14,19,15,19],[12,17,13,17]]}
[]
["Výsledky"]
[]
[null,null,null,null,null,null,null,null,null,"výkupní cena","Zel. bonus","Zel. bonus + AKU"]
[null,null,null,null,null,null,null,null,"NPV",{"$f":"CashFlow!D4","v":-111917.87412620368},{"$f":"CashFlow!E4","v":-101352.14964578921},{"$f":"CashFlow!F4","v":-101352.14964578921}]
[]
[]
[null,null,"AP1200","AP2400","AP7","SKYSTREAM 3.7","HY-3000L 5BLADE","HY-1500L 5BLADE"]
[]
[null,"NPV (1) Půjčka"]
[null,"NPV (2) Půjčka"]
[null,"NPV (3) Půjčka"]
[null,"NPV (1) Hotovost"]
[null,"NPV (2) Hotovost"]
[null,"NPV (3) Hotovost"]
[]
[null,"průměr",{"$f":"AVERAGE(C10:C16)","v":{"$error":"#DIV/0!"}},{"$f":"AVERAGE(D10:D16)","v":{"$error":"#DIV/0!"}},{"$error":"#DIV/0!"},{"$error":"#DIV/0!"},{"$error":"#DIV/0!"},{"$error":"#DIV/0!"}]
[]
[null,"NPV > 0 od rychlosti větru ",null,null,null,null,null,null,"varianta 2 hotovost"]
[null,null,null,null,null,null,null,null,"varianta 3 hotovost"]

{"sheet":"Interaktivní Analýza","index":7,"n_rows":83,"n_cols":35,"rows_kept":83,"cut":false,"hidden":false,"merged":[[13,7,13,8],[12,7,12,8],[9,2,9,3],[9,7,9,8],[10,2,10,3],[10,7,10,8],[11,2,11,3],[20,2,20,3],[23,2,23,3],[26,2,26,3],[27,2,27,3],[14,2,14,3],[15,2,15,3],[16,2,16,3],[17,2,17,3],[18,2,18,3],[19,2,19,3],[73,2,73,3],[62,2,62,3],[46,2,46,3],[50,2,50,3],[54,2,54,3],[47,2,47,3],[51,2,51,3],[55,2,55,3],[57,2,57,3],[58,2,58,3],[59,2,59,3],[60,2,60,3],[61,2,61,3],[68,2,68,3],[72,2,72,3],[64,2,64,3],[7,9,8,9],[7,10,8,10],[7,11,8,11],[7,2,7,3],[8,2,8,3],[1,0,1,5],[7,8,8,8],[6,2,6,3],[3,7,3,8],[2,7,2,8],[69,2,69,3],[45,2,45,3],[28,2,28,3],[33,2,33,3],[37,2,37,3],[29,2,29,3],[34,2,34,3],[38,2,38,3],[40,2,40,3],[41,2,41,3],[42,2,42,3],[43,2,43,3],[44,2,44,3],[7,12,8,12],[7,13,8,13],[7,14,8,14],[82,2,82,3],[81,2,81,3],[11,7,11,8],[12,2,12,3],[21,2,21,3],[24,2,24,3],[75,2,75,3],[76,2,76,3],[77,2,77,3],[78,2,78,3],[79,2,79,3],[80,2,80,3],[63,2,63,3]]}
[]
["Finanční výpočty - Cash Flow"]
[null,null,null,"výkupní cena","Zel. bonus","Zel. bonus + AKU",null,"Vybraná elektrárna"]
[null,null,"NPV",{"$f":"NPV(E29,F47:AI47) + $E$47","v":-208423.24107485323},{"$f":"NPV(E29,F64:AJ64) + E64","v":-139354.9927003679},{"$f":"NPV(E29,F82:AI82) + E82","v":-154638.27343693527},null,3]
[]
[]
[null,null,"Parametr",null,"Hodnota","Jednotky",null,null,null,1,2,3,4,5,6]
[null,null,"Jmenovitý výkon - generováno energie za rok",null,{"$f":"G8*8760*10^-3","v":61320},"kWh/rok",{"$f":"VlastnostMVE($E$31,'Input Sheet'!C18)","v":7000},null,null,"AP1200","AP2400","AP7","SKYSTREAM 3.7","HY-3000L 5BLADE","HY-1500L 5BLADE"]
[null,null,"Generováno elektrické energie ",null,{"$f":"E8*M28","v":7358.4},"kWh/rok"]
[null,null,"Efektivita Regulatoru",null,{"$f":"IF(ISBLANK('Input Sheet'!D38), 100%, 'Input Sheet'!D38)","v":0.95},null,null,"za rok",null,{"$f":"'Site SWT'!S42*2","v":850.11724530650781},{"$f":"'Site SWT'!T42*2","v":1315.8455039996488},{"$f":"'Site SWT'!U42*2","v":3007.7432607339861},{"$f":"'Site SWT'!V42*2","v":797.42711294417404},{"$f":"'Site SWT'!W42*2","v":1165.0213945612063},{"$f":"'Site SWT'!X42*2","v":654.81943108990561},"kWh"]
[null,null,"Energie celkem",null,{"$f":"E9*E10","v":6990.48},"kWh/rok",null,"Ročně do DS",null,{"$f":"'Site SWT'!AB43 + 'Site SWT'!AB75","v":0.65482261531323016},{"$f":"'Site SWT'!AC43 + 'Site SWT'!AC75","v":38.992319012170874},{"$f":"'Site SWT'!AD43 + 'Site SWT'!AD75","v":393.36108451232809},{"$f":"'Site SWT'!AE43 + 'Site SWT'!AE75","v":0},{"$f":"'Site SWT'!AF43 + 'Site SWT'!AF75","v":21.496357345305213},{"$f":"'Site SWT'!AG43 + 'Site SWT'!AG75","v":0},"kWh"]
[null,null,"Každoroční opotřebení",null,{"$f":"VlastnostMVE(E31,'Input Sheet'!C25)","v":5.0000000000000001E-3},"ročně",null,"Ušetřeno energie",null,{"$f":"J10-J11","v":849.46242269119455},1276.853184987478,2614.382176221658,797.42711294417404,1143.5250372159012,654.81943108990561,"kWh"]
[null,null,"Ušetřeno energie ze spotřeby",null,{"$f":"E11*G13","v":5732.1935999999996},"kWh/rok",{"$f":"U31","v":0.82},"Ušetřeno/generováno",null,{"$f":"J12/J10","v":0.99922972670072452},0.97036709940973342,0.86921720026850458,1,0.98154852997064357,1]
[null,null,null,null,null,null,null,"Využití výkonu",null,9.8000000000000004E-2,7.5999999999999998E-2,0.06,4.5999999999999999E-2,5.3999999999999999E-2,6.0999999999999999E-2]
[null,null,"Variabilní náklady",null,{"$f":"G15*M16","v":1699.99},"Kč",{"$f":"VlastnostMVE($E$31,'Input Sheet'!C28)","v":169999}]
[null,null,"Každoroční opotřebení",null,{"$f":"VlastnostMVE(E31,'Input Sheet'!C30)","v":5.0000000000000001E-3},"per year",null,"Variabilní náklady",null,null,null,null,{"$f":"N16/200","v":0.01},2,null,"Výše půjčky",null,null,null,null,{"$f":"V16/100","v":0},0]
[null,null,"Životnost MVtE",null,{"$f":"VlastnostMVE($E$31,'Input Sheet'!C26)","v":30},"let"]
[null,null,"Zvyšování ceny elektřiny",null,{"$f":"M30","v":0.01},null,null,"Platba za spotřebu",null,null,null,null,{"$f":"N18/4","v":2},8,null,"Úrok",null,null,null,null,{"$f":"V18/100","v":0.11},11]
[null,null,"Platba za spotřebu el. Energie",null,{"$f":"M18","v":2},"Kč/kWh"]
[null,null,null,null,null,null,null,"Zelený Bonus",null,null,null,null,{"$f":"N20/5","v":1.6},8,null,"Doba splácení",null,null,null,null,50]
[null,null,"Zelený bonus",null,{"$f":"M20","v":1.6},"Kč/kWh"]
[null,null,"Doba trvání zeleného bonusu",null,{"$f":"'Input Sheet'!D61","v":20},"ročně",null,"Výkupní cena",null,null,null,null,{"$f":"N22/5","v":1.8},9]
[]
[null,null,"Investiční náklady",null,{"$f":"G24*(1-M26)","v":327448},"Kč",{"$f":"'Input Sheet'!F47","v":327448},"Cena akumulátoru",null,null,null,null,{"$f":"N24*10^3","v":40000},40]
[null,null,"Cena akumulatoru + usměrňovače",null,{"$f":"M24","v":40000},"Kč"]
[null,null,"Splaceno při uvedení do provozu",null,{"$f":"1-U16","v":1},null,null,"Míra dotace z invest. nákladů",null,null,null,null,{"$f":"N26/10","v":0},0]
[null,null,"Úrok ",null,{"$f":"U18","v":0.11},"ročně"]
[null,null,"Doba Splacení závazku",null,{"$f":"U20","v":50},"let",null,"Generováno % z jmen. Výkonu",null,null,null,null,{"$f":"N28/100","v":0.12},12]
[null,null,"Diskont",null,{"$f":"M32","v":0.1}]
[null,null,"Výkupní cena",null,{"$f":"M22","v":1.8},"Kč/kWh",null,"Zvyšování ceny elektřiny",null,null,null,null,{"$f":"N30/100","v":0.01},1]
[null,null,"Vybraná elektrárna",null,{"$f":"H4","v":3},null,null,null,null,null,null,null,null,null,null,"Ušetřeno energie ze spotřeby",null,null,null,null,{"$f":"V31/100","v":0.82},82]
[null,null,null,null,null,null,null,"Diskont",null,null,null,null,{"$f":"N32/100","v":0.1},10]
[null,null,"Výkupní cena"]
[null,null,null,null,0,1,2,3,4,5,6,7,8,9,10,11,12,13,14,15,16,17,18,19,20,21,22,23,24,25,26,27,28,29,30]
[null,null,"Příjmy"]
[null,null,"Generováno elektrické energie",null,null,{"$f":"IF(F34<=$E$17,$E$9*(1-$E$12)^(F34-1),0)","v":7358.4},{"$f":"IF(G34<=$E$17,$E$9*(1-$E$12)^(G34-1),0)","v":7321.6079999999993},7284.9999600000001,7248.5749601999996,7212.3320853989999,7176.2704249720055,7140.3890728471451,7104.6871274829091,7069.1636918454951,7033.8178733862669,6998.6487840193358,6963.6555400992393,6928.8372623987434,6894.1930760867499,6859.7221107063169,6825.423500152785,6791.2963826520208,6757.3399007387607,6723.5532012350668,6689.935435228891,6656.4857580527469,6623.2033292624837,6590.0873126161714,6557.1368760530895,6524.3511916728248,6491.729435714461,6459.2707885358886,6426.9744345932086,6394.839562420244,6362.865364608143]
[null,null,"Ušetřeno na výdajích",null,null,0,0,0,0,0,0,0,0,0,0,0,0,0,0,0,0,0,0,0,0,{"$f":"$E$19*$E$13*(1-$E$12)^(Z34-1)*(1+$E$18)^(Z34-1)*$E$10","v":12021.635099848856},{"$f":"$E$19*$E$13*(1-$E$12)^(AA34-1)*(1+$E$18)^(AA34-1)*$E$10","v":12081.142193593107},12140.943847451395,12201.041519496277,12261.436675017787,12322.130786559128,12383.125333952594,12444.421804355654,12506.021692287221,12567.926499664041]
[null,null,"Výkupní cena",null,null,{"$f":"IF($E$22>=F34,  $E$30*F36*1.02^(F34-1), 0)","v":13245.119999999999},{"$f":"IF($E$22>=G34,  $E$30*G36*1.02^(G34-1), 0)","v":13442.472287999999},{"$f":"IF($E$22>=H34,  $E$30*H36*1.02^(H34-1), 0)","v":13642.7651250912},13846.042325455059,14052.348356104338,14261.728346610294,14474.228098974789,14689.894097649509,14908.773519704489,15130.914245148084,15356.364867400793,15585.174703925062,15817.39380701355,16053.07297473805,16292.26376206165,16535.018492116364,16781.390267648901,17031.43298263687,17285.201334078156,17542.750833955921,{"$f":"IF($E$22>=Z34,  $E$21*Z36, 0)","v":0},0,0,0,0,0,0,0,0,0]
[null,null,"Celkový příjem z provozu",null,null,{"$f":"F37+F38","v":13245.119999999999},{"$f":"G37+G38","v":13442.472287999999},13642.7651250912,13846.042325455059,14052.348356104338,14261.728346610294,14474.228098974789,14689.894097649509,14908.773519704489,15130.914245148084,15356.364867400793,15585.174703925062,15817.39380701355,16053.07297473805,16292.26376206165,16535.018492116364,16781.390267648901,17031.43298263687,17285.201334078156,17542.750833955921,12021.635099848856,12081.142193593107,12140.943847451395,12201.041519496277,12261.436675017787,12322.130786559128,12383.125333952594,12444.421804355654,12506.021692287221,12567.926499664041]
[]
[null,null,"Výdaje"]
[null,null,"Splaceno",null,{"$f":"$E$24*$E$26","v":327448}]
[null,null,"Půjčka",null,{"$f":"$E$24-$E$42","v":0}]
[null,null,"úmor",null,null,{"$f":"IF($E$28>=F34,-PPMT($E$27,F34,$E$28,$E$43),0)","v":0},{"$f":"IF($E$28>=G34,-PPMT($E$27,G34,$E$28,$E$43),0)","v":0},{"$f":"IF($E$28>=H34,-PPMT($E$27,H34,$E$28,$E$43),0)","v":0},0,0,0,0,0,0,0,0,0,0,0,0,0,0,0,0,0,0,0,0,0,0,0,0,0,0,0]
[null,null,"úrok",null,null,{"$f":"IF($E$28>=F34,-PMT($E$27,$E$28,$E$43)-F44,0)","v":0},{"$f":"IF($E$28>=G34,-PMT($E$27,$E$28,$E$43)-G44,0)","v":0},{"$f":"IF($E$28>=H34,-PMT($E$27,$E$28,$E$43)-H44,0)","v":0},{"$f":"IF($E$28>=I34,-PMT($E$27,$E$28,$E$43)-I44,0)","v":0},0,0,0,0,0,0,0,0,0,0,0,0,0,0,0,0,0,0,0,0,0,0,0,0,0,0]
[null,null,"variabilní náklady",null,null,{"$f":"$E$15*(1+$E$16)^(F34-1)","v":1699.99},{"$f":"$E$15*(1+$E$16)^(G34-1)","v":1708.4899499999999},{"$f":"$E$15*(1+$E$16)^(H34-1)","v":1717.0323997499995},1725.6175617487495,1734.2456495574927,1742.9168778052797,1751.6314621943059,1760.3896195052773,1769.1915676028034,1778.0375254408175,1786.9277130680211,1795.8623516333612,1804.8416633915274,1813.8658717084847,1822.9352010670268,1832.0498770723616,1841.2101264577232,1850.4161770900118,1859.6682579754613,1868.9665992653383,1878.3114322616648,1887.7029894229727,1897.1415043700872,1906.6272118919373,1916.1603479513972,1925.7411496911539,1935.3698554396094,1945.046704716807,1954.7719382403907,1964.5457979315922]
[null,null,"net CF",null,{"$f":"-E42","v":-327448},{"$f":"F39-F46-F45-F44","v":11545.13},{"$f":"G39-G46-G45-G44","v":11733.982338},{"$f":"H39-H46-H45-H44","v":11925.7327253412},12120.424763706309,12318.102706546844,12518.811468805015,12722.596636780483,12929.504478144232,13139.581952101686,13352.876719707267,13569.437154332772,13789.312352291701,14012.552143622022,14239.207103029565,14469.328560994623,14702.968615044003,14940.180141191178,15181.016805546858,15425.533076102694,15673.784234690582,10143.323667587192,10193.439204170134,10243.802343081308,10294.41430760434,10345.276327066389,10396.389636867974,10447.755478512985,10499.375099638846,10551.24975404683,10603.380701732449]
[null,null,"součet CF",null,{"$f":"E47","v":-327448},{"$f":"E48+F47","v":-315902.87},-304168.88766200002,-292243.1549366588,-280122.73017295252,-267804.62746640568,-255285.81599760067,-242563.21936082019,-229633.71488267597,-216494.13293057427,-203141.256210867,-189571.81905653421,-175782.50670424249,-161769.95456062048,-147530.74745759091,-133061.4188965963,-118358.4502815523,-103418.27014036113,-88237.253334814275,-72811.720258711575,-57137.936024020994,-46994.612356433805,-36801.173152263669,-26557.370809182361,-16262.956501578021,-5917.6801745116318,4478.7094623563426,14926.464940869328,25425.840040508174,35977.089794555002,46580.470496287453]
[]
[null,null,"Zelený bonus"]
[null,null,null,null,0,1,2,3,4,5,6,7,8,9,10,11,12,13,14,15,16,17,18,19,20,21,22,23,24,25,26,27,28,29,30]
[null,null,"Příjmy"]
[null,null,"Generováno elektrické energie",null,null,{"$f":"IF(F51<=$E$17,$E$11*(1-$E$12)^(F51-1),0)","v":6990.48},{"$f":"IF(G51<=$E$17,$E$11*(1-$E$12)^(G51-1),0)","v":6955.5275999999994},6920.7499619999999,6886.1462121899995,6851.7154811290502,6817.456903723405,6783.3696192047883,6749.452771108764,6715.7055072532203,6682.1269797169534,6648.7163448183692,6615.4727630942771,6582.3953992788065,6549.4834222824129,6516.7360051710011,6484.1523251451454,6451.7315635194191,6419.4729057018221,6387.3755411733136,6355.4386634674465,6323.6614701501094,6292.0431627993594,6260.5829469853625,6229.2800322504354,6198.1336320891833,6167.142963928738,6136.3072491090943,6105.625712863548,6075.0975842992311,6044.7220963777354]
[null,null,"Ušetřeno na výdajích",null,null,{"$f":"$E$19*$E$13*(1-$E$12)^(F51-1)*(1+$E$18)^(F51-1)","v":11464.387199999999},{"$f":"$E$19*$E$13*(1-$E$12)^(G51-1)*(1+$E$18)^(G51-1)","v":11521.13591664},11578.165539427368,11635.477458847532,11693.073072268829,11750.95378397656,11809.121005207246,11867.576154183016,11926.320656146227,11985.355943394152,12044.683455313952,12104.304638417752,12164.220946377924,12224.433840062495,12284.944787570807,12345.755264269279,12406.866752827413,12468.28074325391,12529.99873293302,12592.022226661033,12654.352736683008,12716.991782729587,12779.940892054101,12843.201599469767,12906.775447387145,12970.663985851714,13034.868772581678,13099.391373005952,13164.233360302338,13229.396315435833]
[null,null,"Zelený bonus",null,null,{"$f":"IF($E$22>=F51,  $E$21*F53, 0)","v":11184.768},{"$f":"IF($E$22>=G51,  $E$21*G53, 0)","v":11128.844160000001},11073.1999392,11017.833939504,10962.744769806481,10907.931045957448,10853.391390727662,10799.124433774023,10745.128811605153,10691.403167547127,10637.946151709391,10584.756420950844,10531.832638846092,10479.173475651862,10426.777608273602,10374.643720232234,10322.770501631072,10271.156649122917,10219.800865877303,10168.701861547916,0,0,0,0,0,0,0,0,0,0]
[null,null,"Celkový příjem z provozu",null,null,{"$f":"F54+F55","v":22649.155200000001},{"$f":"G54+G55","v":22649.98007664},22651.365478627369,22653.311398351532,22655.81784207531,22658.88482993401,22662.512395934908,22666.700587957039,22671.449467751379,22676.759110941279,22682.629607023344,22689.061059368596,22696.053585224014,22703.607315714355,22711.722395844408,22720.398984501513,22729.637254458485,22739.437392376829,22749.799598810321,22760.724088208946,12654.352736683008,12716.991782729587,12779.940892054101,12843.201599469767,12906.775447387145,12970.663985851714,13034.868772581678,13099.391373005952,13164.233360302338,13229.396315435833]
[]
[null,null,"Výdaje"]
[null,null,"Splaceno",null,{"$f":"$E$24*$E$26","v":327448}]
[null,null,"Půjčka",null,{"$f":"$E$24-$E$59","v":0}]
[null,null,"úmor",null,null,{"$f":"IF($E$28>=F51,-PPMT($E$27,F51,$E$28,$E$60),0)","v":0},{"$f":"IF($E$28>=G51,-PPMT($E$27,G51,$E$28,$E$60),0)","v":0},0,0,0,0,0,0,0,0,0,0,0,0,0,0,0,0,0,0,0,0,0,0,0,0,0,0,0,0]
[null,null,"úrok",null,null,{"$f":"IF($E$28>=F51,-PMT($E$27,$E$28,$E$60)-F61,0)","v":0},{"$f":"IF($E$28>=G51,-PMT($E$27,$E$28,$E$60)-G61,0)","v":0},0,0,0,0,0,0,0,0,0,0,0,0,0,0,0,0,0,0,0,0,0,0,0,0,0,0,0,0]
[null,null,"variabilní náklady",null,null,{"$f":"$E$15*(1+$E$16)^(F51-1)","v":1699.99},{"$f":"$E$15*(1+$E$16)^(G51-1)","v":1708.4899499999999},{"$f":"$E$15*(1+$E$16)^(H51-1)","v":1717.0323997499995},1725.6175617487495,1734.2456495574927,1742.9168778052797,1751.6314621943059,1760.3896195052773,1769.1915676028034,1778.0375254408175,1786.9277130680211,1795.8623516333612,1804.8416633915274,1813.8658717084847,1822.9352010670268,1832.0498770723616,1841.2101264577232,1850.4161770900118,1859.6682579754613,1868.9665992653383,1878.3114322616648,1887.7029894229727,1897.1415043700872,1906.6272118919373,1916.1603479513972,1925.7411496911539,1935.3698554396094,1945.046704716807,1954.7719382403907,1964.5457979315922]
[null,null,"net CF",null,{"$f":"-E59","v":-327448},{"$f":"F56-F63-F62-F61","v":20949.165199999999},{"$f":"G56-G63-G62-G61","v":20941.490126640001},{"$f":"H56-H63-H62-H61","v":20934.333078877371},20927.693836602783,20921.572192517819,20915.967952128729,20910.880933740602,20906.310968451762,20902.257900148576,20898.721585500462,20895.701893955324,20893.198707735235,20891.211921832488,20889.741444005871,20888.787194777382,20888.349107429152,20888.42712800076,20889.021215286819,20890.131340834861,20891.757488943607,10776.041304421342,10829.288793306614,10882.799387684014,10936.57438757783,10990.615099435747,11044.92283616056,11099.498917142069,11154.344668289144,11209.461422061948,11264.850517504241]
[null,null,"součet CF",null,{"$f":"E64","v":-327448},{"$f":"E65+F64","v":-306498.83480000001},-285557.34467336,-264623.01159448264,-243695.31775787985,-222773.74556536204,-201857.77761323331,-180946.8966794927,-160040.58571104094,-139138.32781089237,-118239.60622539191,-97343.904331436584,-76450.705623701346,-55559.493701868858,-34669.752257862987,-13780.965063085605,7107.3840443435474,27995.811172344307,48884.832387631126,69774.963728465984,90666.721217409591,101442.76252183094,112272.05131513755,123154.85070282157,134091.4250903994,145082.04018983516,156126.9630259957,167226.46194313778,178380.80661142693,189590.26803348889,200855.11855099312]
[]
[]
[null,null,"Zelený bonus s akumulátorem"]
[null,null,null,null,0,1,2,3,4,5,6,7,8,9,10,11,12,13,14,15,16,17,18,19,20,21,22,23,24,25,26,27,28,29,30]
[null,null,"Příjmy"]
[null,null,"Generováno elektrické energie",null,null,{"$f":"IF(F69<=$E$17,$E$11*(1-$E$12)^(F69-1),0)","v":6990.48},{"$f":"IF(G69<=$E$17,$E$11*(1-$E$12)^(G69-1),0)","v":6955.5275999999994},6920.7499619999999,6886.1462121899995,6851.7154811290502,6817.456903723405,6783.3696192047883,6749.452771108764,6715.7055072532203,6682.1269797169534,6648.7163448183692,6615.4727630942771,6582.3953992788065,6549.4834222824129,6516.7360051710011,6484.1523251451454,6451.7315635194191,6419.4729057018221,6387.3755411733136,6355.4386634674465,6323.6614701501094,6292.0431627993594,6260.5829469853625,6229.2800322504354,6198.1336320891833,6167.142963928738,6136.3072491090943,6105.625712863548,6075.0975842992311,6044.7220963777354]
[null,null,"Ušetřeno na výdajích",null,null,{"$f":"$E$19*$E$11*(1-$E$12)^(F69-1)*(1+$E$18)^(F69-1)","v":13980.96},{"$f":"$E$19*$E$11*(1-$E$12)^(G69-1)*(1+$E$18)^(G69-1)","v":14050.165751999999},14119.714072472399,14189.606657131137,14259.845210083939,14330.431443873853,14401.367079521031,14472.653846564655,14544.293483105155,14616.287735846525,14688.638360138966,14761.347120021652,14834.41578826576,14907.846146417678,14981.639984842448,15055.799102767412,15130.325308326113,15205.22041860233,15280.486259674413,15356.124666659796,15432.137483759763,15508.526564304375,15585.293770797685,15662.44097496313,15739.970057789202,15817.882909575261,15896.181429977658,15974.86752805604,16053.943122319921,16133.410140775406]
[null,null,"Zelený bonus",null,null,{"$f":"IF($E$22>=F69,  $E$21*F71, 0)","v":11184.768},{"$f":"IF($E$22>=G69,  $E$21*G71, 0)","v":11128.844160000001},11073.1999392,11017.833939504,10962.744769806481,10907.931045957448,10853.391390727662,10799.124433774023,10745.128811605153,10691.403167547127,10637.946151709391,10584.756420950844,10531.832638846092,10479.173475651862,10426.777608273602,10374.643720232234,10322.770501631072,10271.156649122917,10219.800865877303,10168.701861547916,0,0,0,0,0,0,0,0,0,0]
[null,null,"Celkový příjem z provozu",null,null,{"$f":"F72+F73","v":25165.727999999999},{"$f":"G72+G73","v":25179.009912000001},25192.914011672401,25207.440596635137,25222.589979890421,25238.362489831299,25254.758470248693,25271.77828033868,25289.422294710308,25307.690903393654,25326.584511848356,25346.103540972494,25366.248427111852,25387.01962206954,25408.41759311605,25430.442822999648,25453.095809957187,25476.377067725247,25500.287125551717,25524.826528207712,15432.137483759763,15508.526564304375,15585.293770797685,15662.44097496313,15739.970057789202,15817.882909575261,15896.181429977658,15974.86752805604,16053.943122319921,16133.410140775406]
[]
[null,null,"Výdaje"]
[null,null,"Splaceno",null,{"$f":"($E$24+E25)*$E$26","v":367448}]
[null,null,"Půjčka",null,{"$f":"($E$24+E25)-$E$77","v":0}]
[null,null,"úmor",null,null,{"$f":"IF($E$28>=F69,-PPMT($E$27,F69,$E$28,$E$78),0)","v":0},{"$f":"IF($E$28>=G69,-PPMT($E$27,G69,$E$28,$E$78),0)","v":0},0,0,0,0,0,0,0,0,0,0,0,0,0,0,0,0,0,0,0,0,0,0,0,0,0,0,0,0]
[null,null,"úrok",null,null,{"$f":"IF($E$28>=F69,-PMT($E$27,$E$28,$E$78)-F79,0)","v":0},{"$f":"IF($E$28>=G69,-PMT($E$27,$E$28,$E$78)-G79,0)","v":0},0,0,0,0,0,0,0,0,0,0,0,0,0,0,0,0,0,0,0,0,0,0,0,0,0,0,0,0]
[null,null,"variabilní náklady",null,null,{"$f":"$E$15*(1+$E$16)^(F69-1)","v":1699.99},{"$f":"$E$15*(1+$E$16)^(G69-1)","v":1708.4899499999999},{"$f":"$E$15*(1+$E$16)^(H69-1)","v":1717.0323997499995},1725.6175617487495,1734.2456495574927,1742.9168778052797,1751.6314621943059,1760.3896195052773,1769.1915676028034,1778.0375254408175,1786.9277130680211,1795.8623516333612,1804.8416633915274,1813.8658717084847,1822.9352010670268,1832.0498770723616,1841.2101264577232,1850.4161770900118,1859.6682579754613,1868.9665992653383,1878.3114322616648,1887.7029894229727,1897.1415043700872,1906.6272118919373,1916.1603479513972,1925.7411496911539,1935.3698554396094,1945.046704716807,1954.7719382403907,1964.5457979315922]
[null,null,"net CF",null,{"$f":"-E77","v":-367448},{"$f":"F74-F81-F80-F79","v":23465.737999999998},{"$f":"G74-G81-G80-G79","v":23470.519962000002},{"$f":"H74-H81-H80-H79","v":23475.881611922403},23481.823034886387,23488.34433033293,23495.445612026018,23503.127008054387,23511.388660833403,23520.230727107504,23529.653377952836,23539.656798780336,23550.241189339133,23561.406763720326,23573.153750361056,23585.482392049023,23598.392945927288,23611.885683499466,23625.960890635237,23640.618867576257,23655.859928942373,13553.826051498098,13620.823574881402,13688.152266427598,13755.813763071194,13823.809709837804,13892.141759884107,13960.811574538049,14029.820823339232,14099.171184079531,14168.864342843814]
[null,null,"součet CF",null,{"$f":"E82","v":-367448},{"$f":"E83+F82","v":-343982.26199999999},-320511.74203799997,-297035.86042607756,-273554.03739119117,-250065.69306085823,-226570.2474488322,-203067.12044077783,-179555.73177994441,-156035.50105283692,-132505.84767488408,-108966.19087610373,-85415.949686764594,-61854.542923044268,-38281.389172683208,-14695.906780634185,8902.4861652931031,32514.371848792569,56140.332739427802,79780.951607004055,103436.81153594643,116990.63758744452,130611.46116232593,144299.61342875351,158055.42719182471,171879.23690166252,185771.37866154662,199732.19023608469,213762.01105942391,227861.18224350343,242030.04658634725]

{"sheet":"SensitivityAnalysis","index":8,"n_rows":39,"n_cols":12,"rows_kept":39,"cut":false,"hidden":false,"merged":[[1,0,1,5],[3,1,4,1]]}
[]
["Citlivostní analýza výsledků NPV"]
[]
[]
[]
[]
[]
[]
[null,"Vybraná elektrárna:",{"$f":"VlastnostMVE('Input Sheet'!C16,'Input Sheet'!C16)","v":"HY-1500L 5BLADE"},null,"Způsob financování:",null,{"$f":"ChooseFinancing('Input Sheet'!C52,'Input Sheet'!C51)","v":"Hotovost"}]
[]
[null,"Diskont",0,0.02,0.04,0.06,7.0000000000000007E-2,0.08,0.09,0.1,0.11,0.12]
[null,"NPV Výkupní cena"]
[null,"NPV Zelený bonus"]
[null,"NPV Zelený bonus s baterií"]
[]
[null,"Státní dotace z investice",0.1,0.2,0.3,0.4,0.5,0.6,0.7,0.8,0.9,1]
[null,"NPV Výkupní cena"]
[null,"NPV Zelený bonus"]
[null,"NPV Zelený bonus s baterií"]
[]
[null,"Zelený Bonus [Kč]",1,1.2,1.4,1.6,1.8,2,2.2000000000000002,2.4,2.6,2.8]
[null,"NPV Výkupní cena"]
[null,"NPV Zelený bonus"]
[null,"NPV Zelený bonus s baterií"]
[]
[null,"Roční růst ceny elektřiny",-0.01,-5.0000000000000001E-3,0,5.0000000000000001E-3,0.01,1.4999999999999999E-2,0.02,2.5000000000000001E-2,0.03,3.5000000000000003E-2]
[null,"NPV Výkupní cena"]
[null,"NPV Zelený bonus"]
[null,"NPV Zelený bonus s baterií"]
[]
[null,"Platba za spotřebu energie [Kč/kWh]",0.5,1,1.5,2,2.5,3,3.5,4,4.5,5]
[null,"NPV Výkupní cena"]
[null,"NPV Zelený bonus"]
[null,"NPV Zelený bonus s baterií"]
[]
[null,"Průměrná rychlost větru [m/s]",2,4,6,8,10,12,14,16,18,20]
[null,"NPV Výkupní cena"]
[null,"NPV Zelený bonus"]
[null,"NPV Zelený bonus s baterií"]