{"text_format":"1","workbook":"xlsx","n_sheets":7,"sheets":["M1","List2","List1","3D Interpolace","Ukázka výpočtu","List3","Ukázka balancování"],"not_rendered":{"charts":1,"images":0,"macros":1,"external_links":0,"defined_names":35,"comments":1,"pivot_tables":0},"unopened":[],"bounds":{"document_bytes":16777216,"sheet_cells":100000,"rows_first":2000,"rows_last":500,"rows_between":2000,"halvings":0,"cell_chars":16384,"cell_head_chars":4096},"cells_cut":0,"cells_raw":0,"read":"whole","date_system":"1900"}

{"sheet":"M1","index":0,"n_rows":448,"n_cols":789,"rows_kept":139,"cut":true,"hidden":false,"merged":[[67,387,67,388],[291,387,291,388]],"bounds":{"rows_first":62,"rows_last":15,"rows_between":62,"halvings":5}}
[null,null,0,0.5,1,1.5,2,2.5,3,3.5,4,null,null,0,0.1,0.2,0.3,0.4,0.5,0.6,0.7,0.8,0.9,1,1.1000000000000001,1.2,1.3,1.4,1.5,1.6,1.7,1.8,1.9,2,2.1,2.2000000000000002,2.2999999999999998,2.4,2.5,2.6,2.7,2.8,2.9,3,3.1,3.2,3.3,3.4,3.5,3.6,3.7,3.8,3.9,4,null,null,null,0,0.1,0.2,0.3,0.4,0.5,0.6,0.7,0.8,0.9,1,1.1000000000000001,1.2,1.3,1.4,1.5,1.6,1.7,1.8,1.9,2,2.1,2.2000000000000002,2.2999999999999998,2.4,2.5,2.6,2.7,2.8,2.9,3,3.1,3.2,3.3,3.4,3.5,3.6,3.7,3.8,3.9,4,null,null,null,null,0,0.1,0.2,0.3,0.4,0.5,0.6,0.7,0.8,0.9,1,1.1000000000000001,1.2,1.3,1.4,1.5,1.6,1.7,1.8,1.9,2,2.1,2.2000000000000002,2.2999999999999998,2.4,2.5,2.6,2.7,2.8,2.9,3,3.1,3.2,3.3,3.4,3.5,3.6,3.7,3.8,3.9,4,null,null,null,null,{"$f":"IF(ER2>0,ER2/10-0.1,\"\")","v":0},{"$f":"IF(ES2>0,ES2/10-0.1,\"\")","v":0.1},0.19999999999999998,0.30000000000000004,0.4,0.5,0.6,0.70000000000000007,0.8,0.9,1,1.0999999999999999,1.2,1.2999999999999998,1.4,1.5,1.5999999999999999,1.7,1.7999999999999998,1.9,2,2,2.1,2.1999999999999997,2.2999999999999998,2.4,2.5,2.6,2.6999999999999997,2.8,2.9,3,3.1,3.1999999999999997,3.3,3.4,3.5,3.6,3.6999999999999997,3.8,3.9,3.9999999999999996,null,null,null,null,null,0,0.1,0.19999999999999998,0.30000000000000004,0.4,0.5,0.6,0.70000000000000007,0.8,0.9,1,1.0999999999999999,1.2,1.2999999999999998,1.4,1.5,1.5999999999999999,1.7,1.7999999999999998,1.9,2,2,2.1,2.1999999999999997,2.2999999999999998,2.4,2.5,2.6,2.6999999999999997,2.8,2.9,3,3.1,3.1999999999999997,3.3,3.4,3.5,3.6,3.6999999999999997,3.8,3.9,4,null,null,null,null,null,{"$f":"IF(IH2>0,IH2/10-0.1,\"\")","v":0},0.1,0.19999999999999998,0.30000000000000004,0.4,0.5,0.6,0.70000000000000007,0.8,0.9,1,1.0999999999999999,1.2,1.2999999999999998,1.4,1.5,1.5999999999999999,1.7,1.7999999999999998,1.9,2,2,2.1,2.1999999999999997,2.2999999999999998,2.4,2.5,2.6,2.6999999999999997,2.8,2.9,3,3.1,3.1999999999999997,3.3,3.4,3.5,3.6,3.6999999999999997,3.8,3.9,3.9999999999999996,"",null,null,null,null,null,null,null,{"$f":"IF(KF2>0,KF2/10-0.1,\"\")","v":0},0.1,0.19999999999999998,0.30000000000000004,0.4,0.5,0.6,0.70000000000000007,0.8,0.9,1,1.0999999999999999,1.2,1.2999999999999998,1.4,1.5,1.5999999999999999,1.7,1.7999999999999998,1.9,2,2,2.1,2.1999999999999997,2.2999999999999998,2.4,2.5,2.6,2.6999999999999997,2.8,2.9,3,3.1,3.1999999999999997,3.3,3.4,3.5,3.6,3.6999999999999997,3.8,3.9,3.9999999999999996,null,null,null,null,null,null,null,null,null,{"$f":"IF(ME2>0,ME2/10-0.1,\"\")","v":0},{"$f":"IF(MF2>0,MF2/10-0.1,\"\")","v":0.1},0.19999999999999998,0.30000000000000004,0.4,0.5,0.6,0.70000000000000007,0.8,0.9,1,1.0999999999999999,1.2,1.2999999999999998,1.4,1.5,1.5999999999999999,1.7,1.7999999999999998,1.9,2,2.1,2.1999999999999997,2.2999999999999998,2.4,2.5,2.6,2.6999999999999997,2.8,2.9,3,3.1,3.1999999999999997,3.3,3.4,3.5,3.6,3.6999999999999997,3.8,3.9,null,null,null,null,{"$f":"IF(NW2>0,NW2/10-0.1,\"\")","v":0},{"$f":"IF(NX2>0,NX2/10-0.1,\"\")","v":0.1},0.19999999999999998,0.30000000000000004,0.4,0.5,0.6,0.70000000000000007,0.8,0.9,1,1.0999999999999999,1.2,1.2999999999999998,1.4,1.5,1.5999999999999999,1.7,1.7999999999999998,1.9,2,2.1,2.1999999999999997,2.2999999999999998,2.4,2.5,2.6,2.6999999999999997,2.8,2.9,3,3.1,3.1999999999999997,3.3,3.4,3.5,3.6,3.6999999999999997,3.8,3.9,null,null,null,null,{"$f":"IF(PO2>0,PO2/10-0.1,\"\")","v":0},{"$f":"IF(PP2>0,PP2/10-0.1,\"\")","v":0.1},0.19999999999999998,0.30000000000000004,0.4,0.5,0.6,0.70000000000000007,0.8,0.9,1,1.0999999999999999,1.2,1.2999999999999998,1.4,1.5,1.5999999999999999,1.7,1.7999999999999998,1.9,2,2.1,2.1999999999999997,2.2999999999999998,2.4,2.5,2.6,2.6999999999999997,2.8,2.9,3,3.1,3.1999999999999997,3.3,3.4,3.5,3.6,3.6999999999999997,3.8,3.9,null,null,null,null,0,0.1,0.2,0.3,0.4,0.5,0.6,0.7,0.8,0.9,1,1.1000000000000001,1.2,1.3,1.4,1.5,1.6,1.7,1.8,1.9,2,2.1,2.2000000000000002,2.2999999999999998,2.4,2.5,2.6,2.7,2.8,2.9,3,3.1,3.2,3.3,3.4,3.5,3.6,3.7,3.8,3.9,4,null,null,null,null,0,0.1,0.2,0.3,0.4,0.5,0.6,0.7,0.8,0.9,1,1.1000000000000001,1.2,1.3,1.4,1.5,1.6,1.7,1.8,1.9,2,2.1,2.2000000000000002,2.2999999999999998,2.4,2.5,2.6,2.7,2.8,2.9,3,3.1,3.2,3.3,3.4,3.5,3.6,3.7,3.8,3.9,4,null,null,null,null,0,0.1,0.2,0.3,0.4,0.5,0.6,0.7,0.8,0.9,1,1.1000000000000001,1.2,1.3,1.4,1.5,1.6,1.7,1.8,1.9,2,2.1,2.2000000000000002,2.2999999999999998,2.4,2.5,2.6,2.7,2.8,2.9,3,3.1,3.2,3.3,3.4,3.5,3.6,3.7,3.8,3.9,4,null,null,null,null,0,0.1,0.2,0.3,0.4,0.5,0.6,0.7,0.8,0.9,1,1.1000000000000001,1.2,1.3,1.4,1.5,1.6,1.7,1.8,1.9,2,2.1,2.2000000000000002,2.2999999999999998,2.4,2.5,2.6,2.7,2.8,2.9,3,3.1,3.2,3.3,3.4,3.5,3.6,3.7,3.8,3.9,4,null,null,null,null,0,0.1,0.19999999999999998,0.30000000000000004,0.4,0.5,0.6,0.70000000000000007,0.8,0.9,1,1.0999999999999999,1.2,1.2999999999999998,1.4,1.5,1.5999999999999999,1.7,1.7999999999999998,1.9,2,2,2.1,2.1999999999999997,2.2999999999999998,2.4,2.5,2.6,2.6999999999999997,2.8,2.9,3,3.1,3.1999999999999997,3.3,3.4,3.5,3.6,3.6999999999999997,3.8,3.9,3.9999999999999996,null,null,null,null,0,0.1,0.19999999999999998,0.30000000000000004,0.4,0.5,0.6,0.70000000000000007,0.8,0.9,1,1.0999999999999999,1.2,1.2999999999999998,1.4,1.5,1.5999999999999999,1.7,1.7999999999999998,1.9,2,2,2.1,2.1999999999999997,2.2999999999999998,2.4,2.5,2.6,2.6999999999999997,2.8,2.9,3,3.1,3.1999999999999997,3.3,3.4,3.5,3.6,3.6999999999999997,3.8,3.9,3.9999999999999996,null,null,null,null,0,0.1,0.19999999999999998,0.30000000000000004,0.4,0.5,0.6,0.70000000000000007,0.8,0.9,1,1.0999999999999999,1.2,1.2999999999999998,1.4,1.5,1.5999999999999999,1.7,1.7999999999999998,1.9,2,2,2.1,2.1999999999999997,2.2999999999999998,2.4,2.5,2.6,2.6999999999999997,2.8,2.9,3,3.1,3.1999999999999997,3.3,3.4,3.5,3.6,3.6999999999999997,3.8,3.9,3.9999999999999996]
[1000,null,1,2,3,4,5,6,7,8,9,null,null,"1","1A","1B","1C","1D","2","2A","2B","2C","2D","3","3A","3B","3C","3D","4","4A","4B","4C","4D","5","5A","5B","5C","5D","6","6A","6B","6C","6D","7","7A","7B","7C","7D","8","8A","8B","8C","8D","9",null,null,null,1,2,3,4,5,6,7,8,9,10,11,12,13,14,15,16,17,18,19,20,21,22,23,24,25,26,27,28,29,30,31,32,33,34,35,36,37,38,39,40,41,null,null,null,null,1,2,3,4,5,6,7,8,9,10,11,12,13,14,15,16,17,18,19,20,21,22,23,24,25,26,27,28,29,30,31,32,33,34,35,36,37,38,39,40,41,null,null,null,null,1,2,3,4,5,6,7,8,9,10,11,12,13,14,15,16,17,18,19,20,21,21,22,23,24,25,26,27,28,29,30,31,32,33,34,35,36,37,38,39,40,41,null,null,"opěrných bodů",3,null,1,2,3,4,5,6,7,8,9,10,11,12,13,14,15,16,17,18,19,20,21,21,22,23,24,25,26,27,28,29,30,31,32,33,34,35,36,37,38,39,40,41,null,null,null,null,null,{"$f":"ER2","v":1},2,3,4,5,6,7,8,9,10,11,12,13,14,15,16,17,18,19,20,21,21,22,23,24,25,26,27,28,29,30,31,32,33,34,35,36,37,38,39,40,41,null,null,null,null,null,null,null,null,{"$f":"IH2","v":1},{"$f":"II2","v":2},3,4,5,6,7,8,9,10,11,12,13,14,15,16,17,18,19,20,21,21,22,23,24,25,26,27,28,29,30,31,32,33,34,35,36,37,38,39,40,41,null,null,null,null,null,null,null,null,null,1,2,3,4,5,6,7,8,9,10,11,12,13,14,15,16,17,18,19,20,21,22,23,24,25,26,27,28,29,30,31,32,33,34,35,36,37,38,39,40,null,null,null,null,1,2,3,4,5,6,7,8,9,10,11,12,13,14,15,16,17,18,19,20,21,22,23,24,25,26,27,28,29,30,31,32,33,34,35,36,37,38,39,40,null,null,null,null,1,2,3,4,5,6,7,8,9,10,11,12,13,14,15,16,17,18,19,20,21,22,23,24,25,26,27,28,29,30,31,32,33,34,35,36,37,38,39,40,null,null,null,null,1,2,3,4,5,6,7,8,9,10,11,12,13,14,15,16,17,18,19,20,21,22,23,24,25,26,27,28,29,30,31,32,33,34,35,36,37,38,39,40,41,null,null,null,null,1,2,3,4,5,6,7,8,9,10,11,12,13,14,15,16,17,18,19,20,21,22,23,24,25,26,27,28,29,30,31,32,33,34,35,36,37,38,39,40,41,null,null,null,null,1,2,3,4,5,6,7,8,9,10,11,12,13,14,15,16,17,18,19,20,21,22,23,24,25,26,27,28,29,30,31,32,33,34,35,36,37,38,39,40,41,null,null,null,null,1,2,3,4,5,6,7,8,9,10,11,12,13,14,15,16,17,18,19,20,21,22,23,24,25,26,27,28,29,30,31,32,33,34,35,36,37,38,39,40,41,null,null,null,null,1,2,3,4,5,6,7,8,9,10,11,12,13,14,15,16,17,18,19,20,21,21,22,23,24,25,26,27,28,29,30,31,32,33,34,35,36,37,38,39,40,41,null,null,null,null,1,2,3,4,5,6,7,8,9,10,11,12,13,14,15,16,17,18,19,20,21,21,22,23,24,25,26,27,28,29,30,31,32,33,34,35,36,37,38,39,40,41,null,null,null,null,1,2,3,4,5,6,7,8,9,10,11,12,13,14,15,16,17,18,19,20,21,21,22,23,24,25,26,27,28,29,30,31,32,33,34,35,36,37,38,39,40,41]
[1,"A",59,64,60,65,61,63,65,71,67,null,"1",{"$f":"ROUND('3D Interpolace'!M4,2)","v":59},{"$f":"ROUND('3D Interpolace'!N4,2)","v":60.72},{"$f":"ROUND('3D Interpolace'!O4,2)","v":62.08},{"$f":"ROUND('3D Interpolace'!P4,2)","v":63.08},{"$f":"ROUND('3D Interpolace'!Q4,2)","v":63.72},{"$f":"ROUND('3D Interpolace'!R4,2)","v":64},{"$f":"ROUND('3D Interpolace'!S4,2)","v":63.63},{"$f":"ROUND('3D Interpolace'!T4,2)","v":62.62},{"$f":"ROUND('3D Interpolace'!U4,2)","v":61.38},{"$f":"ROUND('3D Interpolace'!V4,2)","v":60.37},{"$f":"ROUND('3D Interpolace'!W4,2)","v":60},{"$f":"ROUND('3D Interpolace'!X4,2)","v":60.57},{"$f":"ROUND('3D Interpolace'!Y4,2)","v":61.78},{"$f":"ROUND('3D Interpolace'!Z4,2)","v":63.22},{"$f":"ROUND('3D Interpolace'!AA4,2)","v":64.430000000000007},{"$f":"ROUND('3D Interpolace'!AB4,2)","v":65},{"$f":"ROUND('3D Interpolace'!AC4,2)","v":64.680000000000007},{"$f":"ROUND('3D Interpolace'!AD4,2)","v":63.76},{"$f":"ROUND('3D Interpolace'!AE4,2)","v":62.6},{"$f":"ROUND('3D Interpolace'!AF4,2)","v":61.56},{"$f":"ROUND('3D Interpolace'!AG4,2)","v":61},{"$f":"ROUND('3D Interpolace'!AH4,2)","v":61.02},{"$f":"ROUND('3D Interpolace'!AI4,2)","v":61.37},{"$f":"ROUND('3D Interpolace'!AJ4,2)","v":61.91},{"$f":"ROUND('3D Interpolace'!AK4,2)","v":62.5},{"$f":"ROUND('3D Interpolace'!AL4,2)","v":63},{"$f":"ROUND('3D Interpolace'!AM4,2)","v":63.34},{"$f":"ROUND('3D Interpolace'!AN4,2)","v":63.61},{"$f":"ROUND('3D Interpolace'!AO4,2)","v":63.91},{"$f":"ROUND('3D Interpolace'!AP4,2)","v":64.34},{"$f":"ROUND('3D Interpolace'!AQ4,2)","v":65},{"$f":"ROUND('3D Interpolace'!AR4,2)","v":66.099999999999994},{"$f":"ROUND('3D Interpolace'!AS4,2)","v":67.59},{"$f":"ROUND('3D Interpolace'!AT4,2)","v":69.13},{"$f":"ROUND('3D Interpolace'!AU4,2)","v":70.38},{"$f":"ROUND('3D Interpolace'!AV4,2)","v":71},{"$f":"ROUND('3D Interpolace'!AW4,2)","v":71},{"$f":"ROUND('3D Interpolace'!AX4,2)","v":70.599999999999994},{"$f":"ROUND('3D Interpolace'!AY4,2)","v":69.8},{"$f":"ROUND('3D Interpolace'!AZ4,2)","v":68.599999999999994},{"$f":"ROUND('3D Interpolace'!BA4,2)","v":67},null,0,1,null,null,null,null,null,4,4,null,null,null,null,null,null,null,4,4,null,null,null,null,null,null,null,4,4,null,null,null,null,null,null,null,4,4,null,null,null,null,null,null,null,0,null,0,1,{"$f":"N3+BF3","v":59},60.72,62.08,63.08,63.72,68,{"$f":"T3+BL3","v":67.63},{"$f":"U3+BM3","v":62.62},{"$f":"V3+BN3","v":61.38},60.37,60,60.57,61.78,63.22,{"$f":"AB3+BT3","v":68.430000000000007},{"$f":"AC3+BU3","v":69},{"$f":"AD3+BV3","v":64.680000000000007},63.76,62.6,61.56,61,61.02,61.37,65.91,66.5,63,63.34,63.61,63.91,64.34,65,66.099999999999994,71.59,73.13,70.38,71,71,70.599999999999994,69.8,68.599999999999994,67,0,null,{"$f":"IF(EQ3>0,EQ3/10-0.1,\"\")","v":0},1,{"$f":"IF(ISNUMBER(INDEX(VstupniData,$EQ3,ER$2)),INDEX(VstupniData,$EQ3,ER$2),\"\")","v":59},{"$f":"IF(ISNUMBER(INDEX(VstupniData,$EQ3,ES$2)),INDEX(VstupniData,$EQ3,ES$2),\"\")","v":60.72},62.08,63.08,63.72,68,67.63,62.62,61.38,60.37,{"$f":"IF(ISNUMBER(INDEX(VstupniData,$EQ3,FB$2)),INDEX(VstupniData,$EQ3,FB$2),\"\")","v":60},60.57,61.78,63.22,68.430000000000007,69,64.680000000000007,63.76,62.6,61.56,{"$f":"IF(ISNUMBER(INDEX(VstupniData,$EQ3,FL$2)),INDEX(VstupniData,$EQ3,FL$2),\"\")","v":61},61,61.02,61.37,65.91,66.5,63,63.34,63.61,63.91,{"$f":"IF(ISNUMBER(INDEX(VstupniData,$EQ3,FV$2)),INDEX(VstupniData,$EQ3,FV$2),\"\")","v":64.34},65,66.099999999999994,71.59,73.13,70.38,71,71,70.599999999999994,69.8,{"$f":"IF(ISNUMBER(INDEX(VstupniData,$EQ3,GF$2)),INDEX(VstupniData,$EQ3,GF$2),\"\")","v":68.599999999999994},67,null,null,null,0,1,{"$f":"IF(OR(AND(INT(1000*GM$1/500)-1000*GM$1/500=0,INT(1000*$GK3/500)-1000*$GK3/500=0),ZY3>4),ER3,IF(AND(ZY3=4,OR(INT(1000*GM$1/500)-1000*GM$1/500=0,INT(1000*$GK3/500)-1000*$GK3/500=0)),ER3,0))","v":59},{"$f":"IF(OR(AND(INT(1000*GN$1/500)-1000*GN$1/500=0,INT(1000*$GK3/500)-1000*$GK3/500=0),ZZ3>4),ES3,IF(AND(ZZ3=4,OR(INT(1000*GN$1/500)-1000*GN$1/500=0,INT(1000*$GK3/500)-1000*$GK3/500=0)),ES3,0))","v":0},{"$f":"IF(OR(AND(INT(1000*GO$1/500)-1000*GO$1/500=0,INT(1000*$GK3/500)-1000*$GK3/500=0),AAA3>4),ET3,IF(AND(AAA3=4,OR(INT(1000*GO$1/500)-1000*GO$1/500=0,INT(1000*$GK3/500)-1000*$GK3/500=0)),ET3,0))","v":0},{"$f":"IF(OR(AND(INT(1000*GP$1/500)-1000*GP$1/500=0,INT(1000*$GK3/500)-1000*$GK3/500=0),AAB3>4),EU3,IF(AND(AAB3=4,OR(INT(1000*GP$1/500)-1000*GP$1/500=0,INT(1000*$GK3/500)-1000*$GK3/500=0)),EU3,0))","v":0},{"$f":"IF(OR(AND(INT(1000*GQ$1/500)-1000*GQ$1/500=0,INT(1000*$GK3/500)-1000*$GK3/500=0),AAC3>4),EV3,IF(AND(AAC3=4,OR(INT(1000*GQ$1/500)-1000*GQ$1/500=0,INT(1000*$GK3/500)-1000*$GK3/500=0)),EV3,0))","v":0},{"$f":"IF(OR(AND(INT(1000*GR$1/500)-1000*GR$1/500=0,INT(1000*$GK3/500)-1000*$GK3/500=0),AAD3>4),EW3,IF(AND(AAD3=4,OR(INT(1000*GR$1/500)-1000*GR$1/500=0,INT(1000*$GK3/500)-1000*$GK3/500=0)),EW3,0))","v":68},{"$f":"IF(OR(AND(INT(1000*GS$1/500)-1000*GS$1/500=0,INT(1000*$GK3/500)-1000*$GK3/500=0),AAE3>4),EX3,IF(AND(AAE3=4,OR(INT(1000*GS$1/500)-1000*GS$1/500=0,INT(1000*$GK3/500)-1000*$GK3/500=0)),EX3,0))","v":67.63},{"$f":"IF(OR(AND(INT(1000*GT$1/500)-1000*GT$1/500=0,INT(1000*$GK3/500)-1000*$GK3/500=0),AAF3>4),EY3,IF(AND(AAF3=4,OR(INT(1000*GT$1/500)-1000*GT$1/500=0,INT(1000*$GK3/500)-1000*$GK3/500=0)),EY3,0))","v":0},{"$f":"IF(OR(AND(INT(1000*GU$1/500)-1000*GU$1/500=0,INT(1000*$GK3/500)-1000*$GK3/500=0),AAG3>4),EZ3,IF(AND(AAG3=4,OR(INT(1000*GU$1/500)-1000*GU$1/500=0,INT(1000*$GK3/500)-1000*$GK3/500=0)),EZ3,0))","v":0},{"$f":"IF(OR(AND(INT(1000*GV$1/500)-1000*GV$1/500=0,INT(1000*$GK3/500)-1000*$GK3/500=0),AAH3>4),FA3,IF(AND(AAH3=4,OR(INT(1000*GV$1/500)-1000*GV$1/500=0,INT(1000*$GK3/500)-1000*$GK3/500=0)),FA3,0))","v":0},{"$f":"IF(OR(AND(INT(1000*GW$1/500)-1000*GW$1/500=0,INT(1000*$GK3/500)-1000*$GK3/500=0),AAI3>4),FB3,IF(AND(AAI3=4,OR(INT(1000*GW$1/500)-1000*GW$1/500=0,INT(1000*$GK3/500)-1000*$GK3/500=0)),FB3,0))","v":60},{"$f":"IF(OR(AND(INT(1000*GX$1/500)-1000*GX$1/500=0,INT(1000*$GK3/500)-1000*$GK3/500=0),AAJ3>4),FC3,IF(AND(AAJ3=4,OR(INT(1000*GX$1/500)-1000*GX$1/500=0,INT(1000*$GK3/500)-1000*$GK3/500=0)),FC3,0))","v":0},{"$f":"IF(OR(AND(INT(1000*GY$1/500)-1000*GY$1/500=0,INT(1000*$GK3/500)-1000*$GK3/500=0),AAK3>4),FD3,IF(AND(AAK3=4,OR(INT(1000*GY$1/500)-1000*GY$1/500=0,INT(1000*$GK3/500)-1000*$GK3/500=0)),FD3,0))","v":0},{"$f":"IF(OR(AND(INT(1000*GZ$1/500)-1000*GZ$1/500=0,INT(1000*$GK3/500)-1000*$GK3/500=0),AAL3>4),FE3,IF(AND(AAL3=4,OR(INT(1000*GZ$1/500)-1000*GZ$1/500=0,INT(1000*$GK3/500)-1000*$GK3/500=0)),FE3,0))","v":0},{"$f":"IF(OR(AND(INT(1000*HA$1/500)-1000*HA$1/500=0,INT(1000*$GK3/500)-1000*$GK3/500=0),AAM3>4),FF3,IF(AND(AAM3=4,OR(INT(1000*HA$1/500)-1000*HA$1/500=0,INT(1000*$GK3/500)-1000*$GK3/500=0)),FF3,0))","v":68.430000000000007},{"$f":"IF(OR(AND(INT(1000*HB$1/500)-1000*HB$1/500=0,INT(1000*$GK3/500)-1000*$GK3/500=0),AAN3>4),FG3,IF(AND(AAN3=4,OR(INT(1000*HB$1/500)-1000*HB$1/500=0,INT(1000*$GK3/500)-1000*$GK3/500=0)),FG3,0))","v":69},{"$f":"IF(OR(AND(INT(1000*HC$1/500)-1000*HC$1/500=0,INT(1000*$GK3/500)-1000*$GK3/500=0),AAO3>4),FH3,IF(AND(AAO3=4,OR(INT(1000*HC$1/500)-1000*HC$1/500=0,INT(1000*$GK3/500)-1000*$GK3/500=0)),FH3,0))","v":0},{"$f":"IF(OR(AND(INT(1000*HD$1/500)-1000*HD$1/500=0,INT(1000*$GK3/500)-1000*$GK3/500=0),AAP3>4),FI3,IF(AND(AAP3=4,OR(INT(1000*HD$1/500)-1000*HD$1/500=0,INT(1000*$GK3/500)-1000*$GK3/500=0)),FI3,0))","v":0},{"$f":"IF(OR(AND(INT(1000*HE$1/500)-1000*HE$1/500=0,INT(1000*$GK3/500)-1000*$GK3/500=0),AAQ3>4),FJ3,IF(AND(AAQ3=4,OR(INT(1000*HE$1/500)-1000*HE$1/500=0,INT(1000*$GK3/500)-1000*$GK3/500=0)),FJ3,0))","v":0},{"$f":"IF(OR(AND(INT(1000*HF$1/500)-1000*HF$1/500=0,INT(1000*$GK3/500)-1000*$GK3/500=0),AAR3>4),FK3,IF(AND(AAR3=4,OR(INT(1000*HF$1/500)-1000*HF$1/500=0,INT(1000*$GK3/500)-1000*$GK3/500=0)),FK3,0))","v":0},{"$f":"IF(OR(AND(INT(1000*HG$1/500)-1000*HG$1/500=0,INT(1000*$GK3/500)-1000*$GK3/500=0),AAS3>4),FL3,IF(AND(AAS3=4,OR(INT(1000*HG$1/500)-1000*HG$1/500=0,INT(1000*$GK3/500)-1000*$GK3/500=0)),FL3,0))","v":61},{"$f":"IF(OR(AND(INT(1000*HH$1/500)-1000*HH$1/500=0,INT(1000*$GK3/500)-1000*$GK3/500=0),AAT3>4),FM3,IF(AND(AAT3=4,OR(INT(1000*HH$1/500)-1000*HH$1/500=0,INT(1000*$GK3/500)-1000*$GK3/500=0)),FM3,0))","v":61},{"$f":"IF(OR(AND(INT(1000*HI$1/500)-1000*HI$1/500=0,INT(1000*$GK3/500)-1000*$GK3/500=0),AAU3>4),FN3,IF(AND(AAU3=4,OR(INT(1000*HI$1/500)-1000*HI$1/500=0,INT(1000*$GK3/500)-1000*$GK3/500=0)),FN3,0))","v":0},{"$f":"IF(OR(AND(INT(1000*HJ$1/500)-1000*HJ$1/500=0,INT(1000*$GK3/500)-1000*$GK3/500=0),AAV3>4),FO3,IF(AND(AAV3=4,OR(INT(1000*HJ$1/500)-1000*HJ$1/500=0,INT(1000*$GK3/500)-1000*$GK3/500=0)),FO3,0))","v":0},{"$f":"IF(OR(AND(INT(1000*HK$1/500)-1000*HK$1/500=0,INT(1000*$GK3/500)-1000*$GK3/500=0),AAW3>4),FP3,IF(AND(AAW3=4,OR(INT(1000*HK$1/500)-1000*HK$1/500=0,INT(1000*$GK3/500)-1000*$GK3/500=0)),FP3,0))","v":65.91},{"$f":"IF(OR(AND(INT(1000*HL$1/500)-1000*HL$1/500=0,INT(1000*$GK3/500)-1000*$GK3/500=0),AAX3>4),FQ3,IF(AND(AAX3=4,OR(INT(1000*HL$1/500)-1000*HL$1/500=0,INT(1000*$GK3/500)-1000*$GK3/500=0)),FQ3,0))","v":66.5},{"$f":"IF(OR(AND(INT(1000*HM$1/500)-1000*HM$1/500=0,INT(1000*$GK3/500)-1000*$GK3/500=0),AAY3>4),FR3,IF(AND(AAY3=4,OR(INT(1000*HM$1/500)-1000*HM$1/500=0,INT(1000*$GK3/500)-1000*$GK3/500=0)),FR3,0))","v":63},{"$f":"IF(OR(AND(INT(1000*HN$1/500)-1000*HN$1/500=0,INT(1000*$GK3/500)-1000*$GK3/500=0),AAZ3>4),FS3,IF(AND(AAZ3=4,OR(INT(1000*HN$1/500)-1000*HN$1/500=0,INT(1000*$GK3/500)-1000*$GK3/500=0)),FS3,0))","v":0},{"$f":"IF(OR(AND(INT(1000*HO$1/500)-1000*HO$1/500=0,INT(1000*$GK3/500)-1000*$GK3/500=0),ABA3>4),FT3,IF(AND(ABA3=4,OR(INT(1000*HO$1/500)-1000*HO$1/500=0,INT(1000*$GK3/500)-1000*$GK3/500=0)),FT3,0))","v":0},{"$f":"IF(OR(AND(INT(1000*HP$1/500)-1000*HP$1/500=0,INT(1000*$GK3/500)-1000*$GK3/500=0),ABB3>4),FU3,IF(AND(ABB3=4,OR(INT(1000*HP$1/500)-1000*HP$1/500=0,INT(1000*$GK3/500)-1000*$GK3/500=0)),FU3,0))","v":0},{"$f":"IF(OR(AND(INT(1000*HQ$1/500)-1000*HQ$1/500=0,INT(1000*$GK3/500)-1000*$GK3/500=0),ABC3>4),FV3,IF(AND(ABC3=4,OR(INT(1000*HQ$1/500)-1000*HQ$1/500=0,INT(1000*$GK3/500)-1000*$GK3/500=0)),FV3,0))","v":0},{"$f":"IF(OR(AND(INT(1000*HR$1/500)-1000*HR$1/500=0,INT(1000*$GK3/500)-1000*$GK3/500=0),ABD3>4),FW3,IF(AND(ABD3=4,OR(INT(1000*HR$1/500)-1000*HR$1/500=0,INT(1000*$GK3/500)-1000*$GK3/500=0)),FW3,0))","v":65},{"$f":"IF(OR(AND(INT(1000*HS$1/500)-1000*HS$1/500=0,INT(1000*$GK3/500)-1000*$GK3/500=0),ABE3>4),FX3,IF(AND(ABE3=4,OR(INT(1000*HS$1/500)-1000*HS$1/500=0,INT(1000*$GK3/500)-1000*$GK3/500=0)),FX3,0))","v":0},{"$f":"IF(OR(AND(INT(1000*HT$1/500)-1000*HT$1/500=0,INT(1000*$GK3/500)-1000*$GK3/500=0),ABF3>4),FY3,IF(AND(ABF3=4,OR(INT(1000*HT$1/500)-1000*HT$1/500=0,INT(1000*$GK3/500)-1000*$GK3/500=0)),FY3,0))","v":71.59},{"$f":"IF(OR(AND(INT(1000*HU$1/500)-1000*HU$1/500=0,INT(1000*$GK3/500)-1000*$GK3/500=0),ABG3>4),FZ3,IF(AND(ABG3=4,OR(INT(1000*HU$1/500)-1000*HU$1/500=0,INT(1000*$GK3/500)-1000*$GK3/500=0)),FZ3,0))","v":73.13},{"$f":"IF(OR(AND(INT(1000*HV$1/500)-1000*HV$1/500=0,INT(1000*$GK3/500)-1000*$GK3/500=0),ABH3>4),GA3,IF(AND(ABH3=4,OR(INT(1000*HV$1/500)-1000*HV$1/500=0,INT(1000*$GK3/500)-1000*$GK3/500=0)),GA3,0))","v":0},{"$f":"IF(OR(AND(INT(1000*HW$1/500)-1000*HW$1/500=0,INT(1000*$GK3/500)-1000*$GK3/500=0),ABI3>4),GB3,IF(AND(ABI3=4,OR(INT(1000*HW$1/500)-1000*HW$1/500=0,INT(1000*$GK3/500)-1000*$GK3/500=0)),GB3,0))","v":71},{"$f":"IF(OR(AND(INT(1000*HX$1/500)-1000*HX$1/500=0,INT(1000*$GK3/500)-1000*$GK3/500=0),ABJ3>4),GC3,IF(AND(ABJ3=4,OR(INT(1000*HX$1/500)-1000*HX$1/500=0,INT(1000*$GK3/500)-1000*$GK3/500=0)),GC3,0))","v":0},{"$f":"IF(OR(AND(INT(1000*HY$1/500)-1000*HY$1/500=0,INT(1000*$GK3/500)-1000*$GK3/500=0),ABK3>4),GD3,IF(AND(ABK3=4,OR(INT(1000*HY$1/500)-1000*HY$1/500=0,INT(1000*$GK3/500)-1000*$GK3/500=0)),GD3,0))","v":0},{"$f":"IF(OR(AND(INT(1000*HZ$1/500)-1000*HZ$1/500=0,INT(1000*$GK3/500)-1000*$GK3/500=0),ABL3>4),GE3,IF(AND(ABL3=4,OR(INT(1000*HZ$1/500)-1000*HZ$1/500=0,INT(1000*$GK3/500)-1000*$GK3/500=0)),GE3,0))","v":0},{"$f":"IF(OR(AND(INT(1000*IA$1/500)-1000*IA$1/500=0,INT(1000*$GK3/500)-1000*$GK3/500=0),ABM3>4),GF3,IF(AND(ABM3=4,OR(INT(1000*IA$1/500)-1000*IA$1/500=0,INT(1000*$GK3/500)-1000*$GK3/500=0)),GF3,0))","v":0},{"$f":"IF(OR(AND(INT(1000*IB$1/500)-1000*IB$1/500=0,INT(1000*$GK3/500)-1000*$GK3/500=0),ABN3>4),GG3,IF(AND(ABN3=4,OR(INT(1000*IB$1/500)-1000*IB$1/500=0,INT(1000*$GK3/500)-1000*$GK3/500=0)),GG3,0))","v":67},0,null,null,null,1,67.5,67.599999999999994,67.7,67.8,67.900000000000006,68,68.099999999999994,68.2,68.3,68.400000000000006,68.5,68.599999999999994,68.7,68.8,68.900000000000006,69,69.099999999999994,69.2,69.3,69.400000000000006,69.5,63.9,64.599999999999994,65.3,66,66.7,67.400000000000006,68.099999999999994,68.8,69.5,70.2,70.900000000000006,71.599999999999994,72.3,73,73.7,74.400000000000006,75.099999999999994,75.8,76.5,77.2,77.900000000000006,0,null,null,null,null,null,0,1,{"$f":"IF(IH3-ER3>0.001,IH3-ER3,IF(IH3-ER3>-0.001,0,IH3-ER3))","v":8.5},{"$f":"IF(II3-ES3>0.001,II3-ES3,IF(II3-ES3>-0.001,0,II3-ES3))","v":6.8799999999999955},{"$f":"IF(IJ3-ET3>0.001,IJ3-ET3,IF(IJ3-ET3>-0.001,0,IJ3-ET3))","v":5.6200000000000045},{"$f":"IF(IK3-EU3>0.001,IK3-EU3,IF(IK3-EU3>-0.001,0,IK3-EU3))","v":4.7199999999999989},{"$f":"IF(IL3-EV3>0.001,IL3-EV3,IF(IL3-EV3>-0.001,0,IL3-EV3))","v":4.1800000000000068},{"$f":"IF(IM3-EW3>0.001,IM3-EW3,IF(IM3-EW3>-0.001,0,IM3-EW3))","v":0},{"$f":"IF(IN3-EX3>0.001,IN3-EX3,IF(IN3-EX3>-0.001,0,IN3-EX3))","v":0.46999999999999886},{"$f":"IF(IO3-EY3>0.001,IO3-EY3,IF(IO3-EY3>-0.001,0,IO3-EY3))","v":5.5800000000000054},{"$f":"IF(IP3-EZ3>0.001,IP3-EZ3,IF(IP3-EZ3>-0.001,0,IP3-EZ3))","v":6.9199999999999946},{"$f":"IF(IQ3-FA3>0.001,IQ3-FA3,IF(IQ3-FA3>-0.001,0,IQ3-FA3))","v":8.0300000000000082},{"$f":"IF(IR3-FB3>0.001,IR3-FB3,IF(IR3-FB3>-0.001,0,IR3-FB3))","v":8.5},{"$f":"IF(IS3-FC3>0.001,IS3-FC3,IF(IS3-FC3>-0.001,0,IS3-FC3))","v":8.029999999999994},{"$f":"IF(IT3-FD3>0.001,IT3-FD3,IF(IT3-FD3>-0.001,0,IT3-FD3))","v":6.9200000000000017},{"$f":"IF(IU3-FE3>0.001,IU3-FE3,IF(IU3-FE3>-0.001,0,IU3-FE3))","v":5.5799999999999983},{"$f":"IF(IV3-FF3>0.001,IV3-FF3,IF(IV3-FF3>-0.001,0,IV3-FF3))","v":0.46999999999999886},{"$f":"IF(IW3-FG3>0.001,IW3-FG3,IF(IW3-FG3>-0.001,0,IW3-FG3))","v":0},{"$f":"IF(IX3-FH3>0.001,IX3-FH3,IF(IX3-FH3>-0.001,0,IX3-FH3))","v":4.4199999999999875},{"$f":"IF(IY3-FI3>0.001,IY3-FI3,IF(IY3-FI3>-0.001,0,IY3-FI3))","v":5.4400000000000048},{"$f":"IF(IZ3-FJ3>0.001,IZ3-FJ3,IF(IZ3-FJ3>-0.001,0,IZ3-FJ3))","v":6.6999999999999957},{"$f":"IF(JA3-FK3>0.001,JA3-FK3,IF(JA3-FK3>-0.001,0,JA3-FK3))","v":7.8400000000000034},{"$f":"IF(JB3-FL3>0.001,JB3-FL3,IF(JB3-FL3>-0.001,0,JB3-FL3))","v":8.5},{"$f":"IF(JC3-FM3>0.001,JC3-FM3,IF(JC3-FM3>-0.001,0,JC3-FM3))","v":2.8999999999999986},{"$f":"IF(JD3-FN3>0.001,JD3-FN3,IF(JD3-FN3>-0.001,0,JD3-FN3))","v":3.5799999999999912},{"$f":"IF(JE3-FO3>0.001,JE3-FO3,IF(JE3-FO3>-0.001,0,JE3-FO3))","v":3.9299999999999997},{"$f":"IF(JF3-FP3>0.001,JF3-FP3,IF(JF3-FP3>-0.001,0,JF3-FP3))","v":9.0000000000003411E-2},{"$f":"IF(JG3-FQ3>0.001,JG3-FQ3,IF(JG3-FQ3>-0.001,0,JG3-FQ3))","v":0.20000000000000284},{"$f":"IF(JH3-FR3>0.001,JH3-FR3,IF(JH3-FR3>-0.001,0,JH3-FR3))","v":4.4000000000000057},{"$f":"IF(JI3-FS3>0.001,JI3-FS3,IF(JI3-FS3>-0.001,0,JI3-FS3))","v":4.7599999999999909},{"$f":"IF(JJ3-FT3>0.001,JJ3-FT3,IF(JJ3-FT3>-0.001,0,JJ3-FT3))","v":5.1899999999999977},{"$f":"IF(JK3-FU3>0.001,JK3-FU3,IF(JK3-FU3>-0.001,0,JK3-FU3))","v":5.5900000000000034},{"$f":"IF(JL3-FV3>0.001,JL3-FV3,IF(JL3-FV3>-0.001,0,JL3-FV3))","v":5.8599999999999994},{"$f":"IF(JM3-FW3>0.001,JM3-FW3,IF(JM3-FW3>-0.001,0,JM3-FW3))","v":5.9000000000000057},{"$f":"IF(JN3-FX3>0.001,JN3-FX3,IF(JN3-FX3>-0.001,0,JN3-FX3))","v":5.5},{"$f":"IF(JO3-FY3>0.001,JO3-FY3,IF(JO3-FY3>-0.001,0,JO3-FY3))","v":0.70999999999999375},{"$f":"IF(JP3-FZ3>0.001,JP3-FZ3,IF(JP3-FZ3>-0.001,0,JP3-FZ3))","v":-0.12999999999999545},{"$f":"IF(JQ3-GA3>0.001,JQ3-GA3,IF(JQ3-GA3>-0.001,0,JQ3-GA3))","v":3.3200000000000074},{"$f":"IF(JR3-GB3>0.001,JR3-GB3,IF(JR3-GB3>-0.001,0,JR3-GB3))","v":3.4000000000000057},{"$f":"IF(JS3-GC3>0.001,JS3-GC3,IF(JS3-GC3>-0.001,0,JS3-GC3))","v":4.0999999999999943},{"$f":"IF(JT3-GD3>0.001,JT3-GD3,IF(JT3-GD3>-0.001,0,JT3-GD3))","v":5.2000000000000028},{"$f":"IF(JU3-GE3>0.001,JU3-GE3,IF(JU3-GE3>-0.001,0,JU3-GE3))","v":6.7000000000000028},{"$f":"IF(JV3-GF3>0.001,JV3-GF3,IF(JV3-GF3>-0.001,0,JV3-GF3))","v":8.6000000000000085},{"$f":"IF(JW3-GG3>0.001,JW3-GG3,IF(JW3-GG3>-0.001,0,JW3-GG3))","v":10.900000000000006},null,null,null,null,null,null,null,{"$f":"IF(MD3>0,MD3/10-0.1,\"\")","v":0},1,{"$f":"AVERAGE(KF3:KG4)","v":8.692499999999999},{"$f":"AVERAGE(KG3:KH4)","v":7.2550000000000008},6.1300000000000026,5.3175000000000026,2.8200000000000003,0.74750000000000227,3.2075000000000031,6.0400000000000009,6.9100000000000037,7.4800000000000022,7.4799999999999986,6.9099999999999984,6.0425000000000004,3.2075000000000031,0.73499999999999943,2.8924999999999947,5.6749999999999972,6.8150000000000013,7.9950000000000028,8.9024999999999999,{"$f":"AVERAGE(LA3:LB4)","v":4.0949999999999953},{"$f":"AVERAGE(LB3:LC4)","v":4.7399999999999967},{"$f":"AVERAGE(LC3:LD4)","v":3.1500000000000004},{"$f":"AVERAGE(LD3:LE4)","v":1.4275000000000055},{"$f":"AVERAGE(LE3:LF4)","v":3.6725000000000048},{"$f":"AVERAGE(LF3:LG4)","v":5.9549999999999965},{"$f":"AVERAGE(LG3:LH4)","v":6.2549999999999955},{"$f":"AVERAGE(LH3:LI4)","v":6.5175000000000001},{"$f":"AVERAGE(LI3:LJ4)","v":6.7025000000000023},{"$f":"AVERAGE(LJ3:LK4)","v":6.7650000000000023},{"$f":"AVERAGE(LK3:LL4)","v":6.6074999999999999},{"$f":"AVERAGE(LL3:LM4)","v":4.1649999999999991},{"$f":"AVERAGE(LM3:LN4)","v":1.5675000000000026},{"$f":"AVERAGE(LN3:LO4)","v":3.0550000000000068},{"$f":"AVERAGE(LO3:LP4)","v":4.8650000000000055},{"$f":"AVERAGE(LP3:LQ4)","v":5.1149999999999984},{"$f":"AVERAGE(LQ3:LR4)","v":5.7274999999999991},{"$f":"AVERAGE(LR3:LS4)","v":6.6225000000000023},{"$f":"AVERAGE(LS3:LT4)","v":7.8000000000000043},{"$f":"AVERAGE(LT3:LU4)","v":9.2600000000000051},null,null,{"$f":"IF(NV3>0,NV3/10-0.1,\"\")","v":0},1,{"$f":"IF(ME3<$C$34,$D$34,IF(ME3<$C$35,$D$35,IF(ME3<$C$36,$D$36,IF(ME3<$C$37,$D$37,IF(ME3<$C$38,$D$38,IF(ME3<$C$39,$D$39,IF(ME3<$C$40,$D$40,IF(ME3<$C$41,$D$41,0))))))))","v":11.33},{"$f":"IF(MF3<$C$34,$D$34,IF(MF3<$C$35,$D$35,IF(MF3<$C$36,$D$36,IF(MF3<$C$37,$D$37,IF(MF3<$C$38,$D$38,IF(MF3<$C$39,$D$39,IF(MF3<$C$40,$D$40,IF(MF3<$C$41,$D$41,0))))))))","v":11.98},11.98,15.63,23.66,31.64,23.66,11.98,11.98,11.98,11.98,11.98,11.98,23.66,31.64,23.66,15.63,11.98,11.98,11.33,15.63,15.63,23.66,31.64,23.66,15.63,11.98,11.98,11.98,11.98,11.98,15.63,31.64,23.66,15.63,15.63,15.63,11.98,11.98,11.33,null,null,{"$f":"IF(PN3>0,PN3/10-0.1,\"\")","v":0},1,{"$f":"NW3-NW227","v":-20.310000000000002},{"$f":"NX3-NX227","v":-19.66},-19.66,-8.0299999999999994,-7.98,0,8.0299999999999994,4.08,5.8800000000000008,7.2700000000000005,7.2700000000000005,5.8800000000000008,0.65000000000000036,8.0299999999999994,0,-7.98,-8.0299999999999994,-11.68,-19.66,-20.310000000000002,0,0,0,0,0,-8.0299999999999994,-11.68,-11.68,-11.68,-11.68,-3.6500000000000004,-8.0299999999999994,0,0,0,0,0,0,0,0,null,null,0,1,{"$f":"IF(CY3=MAX(CY3:CZ4),CY3,0)","v":0},{"$f":"IF(CZ3=MAX(CY3:DA4),CZ3,0)","v":0},0,0,0,68,0,0,0,0,0,0,0,0,0,69,0,0,0,0,0,0,0,0,66.5,0,0,0,0,0,0,0,0,73.13,0,71,71,0,0,0,{"$f":"IF(EM3=MAX(EL3:EM4),EM3,0)","v":0},0,null,0,1,{"$f":"IF(AND(B18=2000,B19=1000),COUNTIF(RG3:SA13,\">0\"),IF(AND(B18=1000,B19=500),COUNTIF(RG3:RQ8,\">0\"),\"Error\"))","v":4},{"$f":"SZ3","v":4},4,4,4,4,4,4,4,4,{"$f":"IF(FB3=MAX(FA3:FC4),FB3,0)","v":0},0,0,0,0,69,0,0,0,0,0,0,0,0,0,66.5,0,0,0,0,0,0,0,0,73.13,0,71,71,0,0,{"$f":"IF(GF3=MAX(GE3:GF4),GF3,0)","v":0},0,null,0,1,1,1,1,1,1,1,1,1,1,1,1,1,1,1,1,1,1,1,1,1,1,1,1,1,1,1,1,1,1,1,1,1,1,1,1,1,1,1,1,1,1,0,null,0,1,{"$f":"IF(RG3>0,RG3,US3*CY3)","v":59},{"$f":"IF(RH3>0,RH3,UT3*CZ3)","v":60.72},{"$f":"IF(RI3>0,RI3,UU3*DA3)","v":62.08},{"$f":"IF(RJ3>0,RJ3,UV3*DB3)","v":63.08},{"$f":"IF(RK3>0,RK3,UW3*DC3)","v":63.72},{"$f":"IF(RL3>0,RL3,UX3*DD3)","v":68},{"$f":"IF(RM3>0,RM3,UY3*DE3)","v":67.63},{"$f":"IF(RN3>0,RN3,UZ3*DF3)","v":62.62},{"$f":"IF(RO3>0,RO3,VA3*DG3)","v":61.38},{"$f":"IF(RP3>0,RP3,VB3*DH3)","v":60.37},{"$f":"IF(RQ3>0,RQ3,VC3*DI3)","v":60},{"$f":"IF(RR3>0,RR3,VD3*DJ3)","v":60.57},{"$f":"IF(RS3>0,RS3,VE3*DK3)","v":61.78},{"$f":"IF(RT3>0,RT3,VF3*DL3)","v":63.22},{"$f":"IF(RU3>0,RU3,VG3*DM3)","v":68.430000000000007},{"$f":"IF(RV3>0,RV3,VH3*DN3)","v":69},{"$f":"IF(RW3>0,RW3,VI3*DO3)","v":64.680000000000007},{"$f":"IF(RX3>0,RX3,VJ3*DP3)","v":63.76},{"$f":"IF(RY3>0,RY3,VK3*DQ3)","v":62.6},{"$f":"IF(RZ3>0,RZ3,VL3*DR3)","v":61.56},{"$f":"IF(SA3>0,SA3,VM3*DS3)","v":61},{"$f":"IF(SB3>0,SB3,VN3*DT3)","v":61.02},{"$f":"IF(SC3>0,SC3,VO3*DU3)","v":61.37},{"$f":"IF(SD3>0,SD3,VP3*DV3)","v":65.91},{"$f":"IF(SE3>0,SE3,VQ3*DW3)","v":66.5},{"$f":"IF(SF3>0,SF3,VR3*DX3)","v":63},{"$f":"IF(SG3>0,SG3,VS3*DY3)","v":63.34},{"$f":"IF(SH3>0,SH3,VT3*DZ3)","v":63.61},{"$f":"IF(SI3>0,SI3,VU3*EA3)","v":63.91},{"$f":"IF(SJ3>0,SJ3,VV3*EB3)","v":64.34},{"$f":"IF(SK3>0,SK3,VW3*EC3)","v":65},{"$f":"IF(SL3>0,SL3,VX3*ED3)","v":66.099999999999994},{"$f":"IF(SM3>0,SM3,VY3*EE3)","v":71.59},{"$f":"IF(SN3>0,SN3,VZ3*EF3)","v":73.13},{"$f":"IF(SO3>0,SO3,WA3*EG3)","v":70.38},{"$f":"IF(SP3>0,SP3,WB3*EH3)","v":71},{"$f":"IF(SQ3>0,SQ3,WC3*EI3)","v":71},{"$f":"IF(SR3>0,SR3,WD3*EJ3)","v":70.599999999999994},{"$f":"IF(SS3>0,SS3,WE3*EK3)","v":69.8},{"$f":"IF(ST3>0,ST3,WF3*EL3)","v":68.599999999999994},{"$f":"IF(SU3>0,SU3,WG3*EM3)","v":67},0,null,0,1,{"$f":"COUNTIF(RG3:SA13,\">0\")","v":4},{"$f":"YE3","v":4},{"$f":"YF3","v":4},4,4,4,4,4,4,4,4,4,4,4,4,4,4,4,4,4,{"$f":"YX3","v":4},{"$f":"COUNTIF(SA3:SU13,\">0\")","v":5},{"$f":"YZ3","v":5},{"$f":"ZA3","v":5},5,5,5,5,5,5,5,5,5,5,5,5,5,5,5,5,5,{"$f":"ZS3","v":5},0,null,0,1,{"$f":"IF(ISNUMBER(INDEX(Asfalt,$ZX3,ZY$2)),INDEX(Asfalt,$ZX3,ZY$2),0)","v":0},{"$f":"IF(ISNUMBER(INDEX(Asfalt,$ZX3,ZZ$2)),INDEX(Asfalt,$ZX3,ZZ$2),0)","v":0},0,0,0,4,4,0,0,0,{"$f":"IF(ISNUMBER(INDEX(Asfalt,$ZX3,AAI$2)),INDEX(Asfalt,$ZX3,AAI$2),0)","v":0},0,0,0,4,4,0,0,0,0,{"$f":"IF(ISNUMBER(INDEX(Asfalt,$ZX3,AAS$2)),INDEX(Asfalt,$ZX3,AAS$2),0)","v":0},0,0,0,4,4,0,0,0,0,{"$f":"IF(ISNUMBER(INDEX(Asfalt,$ZX3,ABC$2)),INDEX(Asfalt,$ZX3,ABC$2),0)","v":0},0,0,4,4,0,0,0,0,0,0,0,0,null,0,1,{"$f":"IF(BF3>1,N3,IF(AND(INT(1000*ABS$1/500)-1000*ABS$1/500=0,INT(1000*$UQ3/500)-1000*$UQ3/500=0),1,0))","v":1},{"$f":"IF(AND(INT(1000*ABT$1/500)-1000*ABT$1/500=0,INT(1000*$UQ3/500)-1000*$UQ3/500=0),1,0)","v":0},0,0,0,1,0,0,0,0,1,0,0,0,0,1,0,0,0,0,1,{"$f":"COUNTIF(VO3:WI13,\">0\")","v":57},{"$f":"ACN3","v":57},{"$f":"ACO3","v":57},57,57,57,57,57,57,57,57,57,57,57,57,57,57,57,57,57,{"$f":"ADG3","v":57},0]
[2,"B",52,58,63,62,58,56,61,62,72,null,"1A",{"$f":"ROUND('3D Interpolace'!M5,2)","v":57.12},{"$f":"ROUND('3D Interpolace'!N5,2)","v":58.79},{"$f":"ROUND('3D Interpolace'!O5,2)","v":60.19},{"$f":"ROUND('3D Interpolace'!P5,2)","v":61.33},{"$f":"ROUND('3D Interpolace'!Q5,2)","v":62.2},{"$f":"ROUND('3D Interpolace'!R5,2)","v":62.8},{"$f":"ROUND('3D Interpolace'!S5,2)","v":62.98},{"$f":"ROUND('3D Interpolace'!T5,2)","v":62.74},{"$f":"ROUND('3D Interpolace'!U5,2)","v":62.3},{"$f":"ROUND('3D Interpolace'!V5,2)","v":61.91},{"$f":"ROUND('3D Interpolace'!W5,2)","v":61.8},{"$f":"ROUND('3D Interpolace'!X5,2)","v":62.11},{"$f":"ROUND('3D Interpolace'!Y5,2)","v":62.7},{"$f":"ROUND('3D Interpolace'!Z5,2)","v":63.33},{"$f":"ROUND('3D Interpolace'!AA5,2)","v":63.79},{"$f":"ROUND('3D Interpolace'!AB5,2)","v":63.84},{"$f":"ROUND('3D Interpolace'!AC5,2)","v":63.31},{"$f":"ROUND('3D Interpolace'!AD5,2)","v":62.35},{"$f":"ROUND('3D Interpolace'!AE5,2)","v":61.23},{"$f":"ROUND('3D Interpolace'!AF5,2)","v":60.23},{"$f":"ROUND('3D Interpolace'!AG5,2)","v":59.6},{"$f":"ROUND('3D Interpolace'!AH5,2)","v":59.4},{"$f":"ROUND('3D Interpolace'!AI5,2)","v":59.45},{"$f":"ROUND('3D Interpolace'!AJ5,2)","v":59.67},{"$f":"ROUND('3D Interpolace'!AK5,2)","v":60.01},{"$f":"ROUND('3D Interpolace'!AL5,2)","v":60.4},{"$f":"ROUND('3D Interpolace'!AM5,2)","v":60.84},{"$f":"ROUND('3D Interpolace'!AN5,2)","v":61.39},{"$f":"ROUND('3D Interpolace'!AO5,2)","v":62.02},{"$f":"ROUND('3D Interpolace'!AP5,2)","v":62.72},{"$f":"ROUND('3D Interpolace'!AQ5,2)","v":63.48},{"$f":"ROUND('3D Interpolace'!AR5,2)","v":64.39},{"$f":"ROUND('3D Interpolace'!AS5,2)","v":65.459999999999994},{"$f":"ROUND('3D Interpolace'!AT5,2)","v":66.55},{"$f":"ROUND('3D Interpolace'!AU5,2)","v":67.52},{"$f":"ROUND('3D Interpolace'!AV5,2)","v":68.239999999999995},{"$f":"ROUND('3D Interpolace'!AW5,2)","v":68.7},{"$f":"ROUND('3D Interpolace'!AX5,2)","v":68.989999999999995},{"$f":"ROUND('3D Interpolace'!AY5,2)","v":69.12},{"$f":"ROUND('3D Interpolace'!AZ5,2)","v":69.08},{"$f":"ROUND('3D Interpolace'!BA5,2)","v":68.88},null,0.1,2,null,null,null,null,null,4,4,null,null,null,null,null,null,null,4,4,null,null,null,null,null,null,null,4,4,null,null,null,null,null,null,null,4,4,null,null,null,null,null,null,null,0.1,null,0.1,2,{"$f":"N4+BF4","v":57.12},{"$f":"O4+BG4","v":58.79},{"$f":"P4+BH4","v":60.19},{"$f":"Q4+BI4","v":61.33},{"$f":"R4+BJ4","v":62.2},{"$f":"S4+BK4","v":66.8},66.97999999999999,62.74,{"$f":"V4+BN4","v":62.3},{"$f":"W4+BO4","v":61.91},{"$f":"X4+BP4","v":61.8},{"$f":"Y4+BQ4","v":62.11},{"$f":"Z4+BR4","v":62.7},{"$f":"AA4+BS4","v":63.33},67.789999999999992,67.84,{"$f":"AD4+BV4","v":63.31},{"$f":"AE4+BW4","v":62.35},{"$f":"AF4+BX4","v":61.23},{"$f":"AG4+BY4","v":60.23},{"$f":"AH4+BZ4","v":59.6},{"$f":"AI4+CA4","v":59.4},{"$f":"AJ4+CB4","v":59.45},{"$f":"AK4+CC4","v":63.67},{"$f":"AL4+CD4","v":64.009999999999991},{"$f":"AM4+CE4","v":60.4},{"$f":"AN4+CF4","v":60.84},{"$f":"AO4+CG4","v":61.39},{"$f":"AP4+CH4","v":62.02},{"$f":"AQ4+CI4","v":62.72},{"$f":"AR4+CJ4","v":63.48},{"$f":"AS4+CK4","v":64.39},{"$f":"AT4+CL4","v":69.459999999999994},{"$f":"AU4+CM4","v":70.55},{"$f":"AV4+CN4","v":67.52},{"$f":"AW4+CO4","v":68.239999999999995},{"$f":"AX4+CP4","v":68.7},{"$f":"AY4+CQ4","v":68.989999999999995},{"$f":"AZ4+CR4","v":69.12},{"$f":"BA4+CS4","v":69.08},{"$f":"BB4+CT4","v":68.88},0.1,null,{"$f":"IF(EQ4>0,EQ4/10-0.1,\"\")","v":0.1},2,57.12,58.79,60.19,61.33,62.2,66.8,66.97999999999999,62.74,62.3,61.91,61.8,62.11,62.7,63.33,67.789999999999992,67.84,63.31,62.35,61.23,60.23,59.6,59.6,59.4,59.45,63.67,64.009999999999991,60.4,60.84,61.39,62.02,62.72,63.48,64.39,69.459999999999994,70.55,67.52,68.239999999999995,68.7,68.989999999999995,69.12,69.08,68.88,null,null,null,0.1,2,0,0,0,0,0,66.8,0,0,0,0,0,0,0,0,0,67.84,0,0,0,0,0,0,0,0,0,0,0,0,0,0,0,0,0,0,0,0,0,0,0,0,0,0,0.1,null,null,null,{"$f":"EQ4","v":2},67.599999999999994,67.7,67.8,67.900000000000006,68,68.099999999999994,68.2,68.3,68.400000000000006,68.5,68.599999999999994,68.7,68.8,68.900000000000006,69,69.099999999999994,69.2,69.3,69.400000000000006,69.5,69.599999999999994,64.099999999999994,64.8,65.5,66.2,66.900000000000006,67.599999999999994,68.3,69,69.7,70.400000000000006,71.099999999999994,71.8,72.5,73.2,73.900000000000006,74.599999999999994,75.3,76,76.7,77.400000000000006,78.099999999999994,0.1,null,null,null,null,null,{"$f":"IF(KE4>0,KE4/10-0.1,\"\")","v":0.1},{"$f":"IG4","v":2},10.479999999999997,8.9100000000000037,7.6099999999999994,6.5700000000000074,5.7999999999999972,1.2999999999999972,1.2200000000000131,5.5599999999999952,6.1000000000000085,6.5900000000000034,6.7999999999999972,6.5900000000000034,6.0999999999999943,5.5700000000000074,1.210000000000008,1.2599999999999909,5.8900000000000006,6.9499999999999957,8.1700000000000088,9.2700000000000031,9.9999999999999929,4.4999999999999929,5.3999999999999986,6.0499999999999972,2.5300000000000011,2.8900000000000148,7.1999999999999957,7.4599999999999937,7.6099999999999994,7.68,7.6800000000000068,7.6199999999999974,7.4099999999999966,3.0400000000000063,2.6500000000000057,6.3800000000000097,6.3599999999999994,6.5999999999999943,7.0100000000000051,7.5799999999999983,8.3200000000000074,9.2199999999999989,null,null,null,null,null,null,null,{"$f":"IF(MD4>0,MD4/10-0.1,\"\")","v":0.1},2,{"$f":"AVERAGE(KF4:KG5)","v":10.582500000000001},{"$f":"AVERAGE(KG4:KH5)","v":9.1625000000000014},{"$f":"AVERAGE(KH4:KI5)","v":7.9675000000000029},{"$f":"AVERAGE(KI4:KJ5)","v":7},{"$f":"AVERAGE(KJ4:KK5)","v":4.2624999999999993},{"$f":"AVERAGE(KK4:KL5)","v":1.802500000000002},{"$f":"AVERAGE(KL4:KM5)","v":3.6750000000000007},{"$f":"AVERAGE(KM4:KN5)","v":5.8050000000000015},{"$f":"AVERAGE(KN4:KO5)","v":6.0325000000000006},{"$f":"AVERAGE(KO4:KP5)","v":6.1999999999999993},{"$f":"AVERAGE(KP4:KQ5)","v":6.1850000000000005},{"$f":"AVERAGE(KQ4:KR5)","v":5.9850000000000012},{"$f":"AVERAGE(KR4:KS5)","v":5.7275000000000027},{"$f":"AVERAGE(KS4:KT5)","v":3.5625},{"$f":"AVERAGE(KT4:KU5)","v":1.6349999999999945},{"$f":"AVERAGE(KU4:KV5)","v":4.0974999999999966},{"$f":"AVERAGE(KV4:KW5)","v":6.9775000000000009},{"$f":"AVERAGE(KW4:KX5)","v":8.110000000000003},{"$f":"AVERAGE(KX4:KY5)","v":9.2550000000000008},{"$f":"AVERAGE(KY4:KZ5)","v":10.174999999999997},5.5924999999999976,6.4749999999999961,5.1699999999999982,3.7075000000000049,6.120000000000001,8.4099999999999966,8.5424999999999951,8.5349999999999984,8.4500000000000011,8.3474999999999984,8.2399999999999984,6.0850000000000009,3.8900000000000041,5.7175000000000047,7.6225000000000023,7.6325000000000003,7.7299999999999969,7.8949999999999996,8.1300000000000026,8.432500000000001,null,null,{"$f":"IF(NV4>0,NV4/10-0.1,\"\")","v":0.1},2,{"$f":"IF(ME4<$C$34,$D$34,IF(ME4<$C$35,$D$35,IF(ME4<$C$36,$D$36,IF(ME4<$C$37,$D$37,IF(ME4<$C$38,$D$38,IF(ME4<$C$39,$D$39,IF(ME4<$C$40,$D$40,IF(ME4<$C$41,$D$41,0))))))))","v":7.9},{"$f":"IF(MF4<$C$34,$D$34,IF(MF4<$C$35,$D$35,IF(MF4<$C$36,$D$36,IF(MF4<$C$37,$D$37,IF(MF4<$C$38,$D$38,IF(MF4<$C$39,$D$39,IF(MF4<$C$40,$D$40,IF(MF4<$C$41,$D$41,0))))))))","v":11.33},{"$f":"IF(MG4<$C$34,$D$34,IF(MG4<$C$35,$D$35,IF(MG4<$C$36,$D$36,IF(MG4<$C$37,$D$37,IF(MG4<$C$38,$D$38,IF(MG4<$C$39,$D$39,IF(MG4<$C$40,$D$40,IF(MG4<$C$41,$D$41,0))))))))","v":11.98},{"$f":"IF(MH4<$C$34,$D$34,IF(MH4<$C$35,$D$35,IF(MH4<$C$36,$D$36,IF(MH4<$C$37,$D$37,IF(MH4<$C$38,$D$38,IF(MH4<$C$39,$D$39,IF(MH4<$C$40,$D$40,IF(MH4<$C$41,$D$41,0))))))))","v":11.98},{"$f":"IF(MI4<$C$34,$D$34,IF(MI4<$C$35,$D$35,IF(MI4<$C$36,$D$36,IF(MI4<$C$37,$D$37,IF(MI4<$C$38,$D$38,IF(MI4<$C$39,$D$39,IF(MI4<$C$40,$D$40,IF(MI4<$C$41,$D$41,0))))))))","v":15.63},{"$f":"IF(MJ4<$C$34,$D$34,IF(MJ4<$C$35,$D$35,IF(MJ4<$C$36,$D$36,IF(MJ4<$C$37,$D$37,IF(MJ4<$C$38,$D$38,IF(MJ4<$C$39,$D$39,IF(MJ4<$C$40,$D$40,IF(MJ4<$C$41,$D$41,0))))))))","v":31.64},{"$f":"IF(MK4<$C$34,$D$34,IF(MK4<$C$35,$D$35,IF(MK4<$C$36,$D$36,IF(MK4<$C$37,$D$37,IF(MK4<$C$38,$D$38,IF(MK4<$C$39,$D$39,IF(MK4<$C$40,$D$40,IF(MK4<$C$41,$D$41,0))))))))","v":23.66},{"$f":"IF(ML4<$C$34,$D$34,IF(ML4<$C$35,$D$35,IF(ML4<$C$36,$D$36,IF(ML4<$C$37,$D$37,IF(ML4<$C$38,$D$38,IF(ML4<$C$39,$D$39,IF(ML4<$C$40,$D$40,IF(ML4<$C$41,$D$41,0))))))))","v":15.63},{"$f":"IF(MM4<$C$34,$D$34,IF(MM4<$C$35,$D$35,IF(MM4<$C$36,$D$36,IF(MM4<$C$37,$D$37,IF(MM4<$C$38,$D$38,IF(MM4<$C$39,$D$39,IF(MM4<$C$40,$D$40,IF(MM4<$C$41,$D$41,0))))))))","v":11.98},{"$f":"IF(MN4<$C$34,$D$34,IF(MN4<$C$35,$D$35,IF(MN4<$C$36,$D$36,IF(MN4<$C$37,$D$37,IF(MN4<$C$38,$D$38,IF(MN4<$C$39,$D$39,IF(MN4<$C$40,$D$40,IF(MN4<$C$41,$D$41,0))))))))","v":11.98},{"$f":"IF(MO4<$C$34,$D$34,IF(MO4<$C$35,$D$35,IF(MO4<$C$36,$D$36,IF(MO4<$C$37,$D$37,IF(MO4<$C$38,$D$38,IF(MO4<$C$39,$D$39,IF(MO4<$C$40,$D$40,IF(MO4<$C$41,$D$41,0))))))))","v":11.98},{"$f":"IF(MP4<$C$34,$D$34,IF(MP4<$C$35,$D$35,IF(MP4<$C$36,$D$36,IF(MP4<$C$37,$D$37,IF(MP4<$C$38,$D$38,IF(MP4<$C$39,$D$39,IF(MP4<$C$40,$D$40,IF(MP4<$C$41,$D$41,0))))))))","v":15.63},{"$f":"IF(MQ4<$C$34,$D$34,IF(MQ4<$C$35,$D$35,IF(MQ4<$C$36,$D$36,IF(MQ4<$C$37,$D$37,IF(MQ4<$C$38,$D$38,IF(MQ4<$C$39,$D$39,IF(MQ4<$C$40,$D$40,IF(MQ4<$C$41,$D$41,0))))))))","v":15.63},{"$f":"IF(MR4<$C$34,$D$34,IF(MR4<$C$35,$D$35,IF(MR4<$C$36,$D$36,IF(MR4<$C$37,$D$37,IF(MR4<$C$38,$D$38,IF(MR4<$C$39,$D$39,IF(MR4<$C$40,$D$40,IF(MR4<$C$41,$D$41,0))))))))","v":23.66},{"$f":"IF(MS4<$C$34,$D$34,IF(MS4<$C$35,$D$35,IF(MS4<$C$36,$D$36,IF(MS4<$C$37,$D$37,IF(MS4<$C$38,$D$38,IF(MS4<$C$39,$D$39,IF(MS4<$C$40,$D$40,IF(MS4<$C$41,$D$41,0))))))))","v":31.64},{"$f":"IF(MT4<$C$34,$D$34,IF(MT4<$C$35,$D$35,IF(MT4<$C$36,$D$36,IF(MT4<$C$37,$D$37,IF(MT4<$C$38,$D$38,IF(MT4<$C$39,$D$39,IF(MT4<$C$40,$D$40,IF(MT4<$C$41,$D$41,0))))))))","v":15.63},{"$f":"IF(MU4<$C$34,$D$34,IF(MU4<$C$35,$D$35,IF(MU4<$C$36,$D$36,IF(MU4<$C$37,$D$37,IF(MU4<$C$38,$D$38,IF(MU4<$C$39,$D$39,IF(MU4<$C$40,$D$40,IF(MU4<$C$41,$D$41,0))))))))","v":11.98},{"$f":"IF(MV4<$C$34,$D$34,IF(MV4<$C$35,$D$35,IF(MV4<$C$36,$D$36,IF(MV4<$C$37,$D$37,IF(MV4<$C$38,$D$38,IF(MV4<$C$39,$D$39,IF(MV4<$C$40,$D$40,IF(MV4<$C$41,$D$41,0))))))))","v":11.33},{"$f":"IF(MW4<$C$34,$D$34,IF(MW4<$C$35,$D$35,IF(MW4<$C$36,$D$36,IF(MW4<$C$37,$D$37,IF(MW4<$C$38,$D$38,IF(MW4<$C$39,$D$39,IF(MW4<$C$40,$D$40,IF(MW4<$C$41,$D$41,0))))))))","v":11.33},{"$f":"IF(MX4<$C$34,$D$34,IF(MX4<$C$35,$D$35,IF(MX4<$C$36,$D$36,IF(MX4<$C$37,$D$37,IF(MX4<$C$38,$D$38,IF(MX4<$C$39,$D$39,IF(MX4<$C$40,$D$40,IF(MX4<$C$41,$D$41,0))))))))","v":7.9},{"$f":"IF(MY4<$C$34,$D$34,IF(MY4<$C$35,$D$35,IF(MY4<$C$36,$D$36,IF(MY4<$C$37,$D$37,IF(MY4<$C$38,$D$38,IF(MY4<$C$39,$D$39,IF(MY4<$C$40,$D$40,IF(MY4<$C$41,$D$41,0))))))))","v":15.63},{"$f":"IF(MZ4<$C$34,$D$34,IF(MZ4<$C$35,$D$35,IF(MZ4<$C$36,$D$36,IF(MZ4<$C$37,$D$37,IF(MZ4<$C$38,$D$38,IF(MZ4<$C$39,$D$39,IF(MZ4<$C$40,$D$40,IF(MZ4<$C$41,$D$41,0))))))))","v":11.98},{"$f":"IF(NA4<$C$34,$D$34,IF(NA4<$C$35,$D$35,IF(NA4<$C$36,$D$36,IF(NA4<$C$37,$D$37,IF(NA4<$C$38,$D$38,IF(NA4<$C$39,$D$39,IF(NA4<$C$40,$D$40,IF(NA4<$C$41,$D$41,0))))))))","v":15.63},{"$f":"IF(NB4<$C$34,$D$34,IF(NB4<$C$35,$D$35,IF(NB4<$C$36,$D$36,IF(NB4<$C$37,$D$37,IF(NB4<$C$38,$D$38,IF(NB4<$C$39,$D$39,IF(NB4<$C$40,$D$40,IF(NB4<$C$41,$D$41,0))))))))","v":23.66},{"$f":"IF(NC4<$C$34,$D$34,IF(NC4<$C$35,$D$35,IF(NC4<$C$36,$D$36,IF(NC4<$C$37,$D$37,IF(NC4<$C$38,$D$38,IF(NC4<$C$39,$D$39,IF(NC4<$C$40,$D$40,IF(NC4<$C$41,$D$41,0))))))))","v":11.98},{"$f":"IF(ND4<$C$34,$D$34,IF(ND4<$C$35,$D$35,IF(ND4<$C$36,$D$36,IF(ND4<$C$37,$D$37,IF(ND4<$C$38,$D$38,IF(ND4<$C$39,$D$39,IF(ND4<$C$40,$D$40,IF(ND4<$C$41,$D$41,0))))))))","v":11.33},{"$f":"IF(NE4<$C$34,$D$34,IF(NE4<$C$35,$D$35,IF(NE4<$C$36,$D$36,IF(NE4<$C$37,$D$37,IF(NE4<$C$38,$D$38,IF(NE4<$C$39,$D$39,IF(NE4<$C$40,$D$40,IF(NE4<$C$41,$D$41,0))))))))","v":11.33},{"$f":"IF(NF4<$C$34,$D$34,IF(NF4<$C$35,$D$35,IF(NF4<$C$36,$D$36,IF(NF4<$C$37,$D$37,IF(NF4<$C$38,$D$38,IF(NF4<$C$39,$D$39,IF(NF4<$C$40,$D$40,IF(NF4<$C$41,$D$41,0))))))))","v":11.33},{"$f":"IF(NG4<$C$34,$D$34,IF(NG4<$C$35,$D$35,IF(NG4<$C$36,$D$36,IF(NG4<$C$37,$D$37,IF(NG4<$C$38,$D$38,IF(NG4<$C$39,$D$39,IF(NG4<$C$40,$D$40,IF(NG4<$C$41,$D$41,0))))))))","v":11.33},{"$f":"IF(NH4<$C$34,$D$34,IF(NH4<$C$35,$D$35,IF(NH4<$C$36,$D$36,IF(NH4<$C$37,$D$37,IF(NH4<$C$38,$D$38,IF(NH4<$C$39,$D$39,IF(NH4<$C$40,$D$40,IF(NH4<$C$41,$D$41,0))))))))","v":11.33},{"$f":"IF(NI4<$C$34,$D$34,IF(NI4<$C$35,$D$35,IF(NI4<$C$36,$D$36,IF(NI4<$C$37,$D$37,IF(NI4<$C$38,$D$38,IF(NI4<$C$39,$D$39,IF(NI4<$C$40,$D$40,IF(NI4<$C$41,$D$41,0))))))))","v":11.33},{"$f":"IF(NJ4<$C$34,$D$34,IF(NJ4<$C$35,$D$35,IF(NJ4<$C$36,$D$36,IF(NJ4<$C$37,$D$37,IF(NJ4<$C$38,$D$38,IF(NJ4<$C$39,$D$39,IF(NJ4<$C$40,$D$40,IF(NJ4<$C$41,$D$41,0))))))))","v":11.98},{"$f":"IF(NK4<$C$34,$D$34,IF(NK4<$C$35,$D$35,IF(NK4<$C$36,$D$36,IF(NK4<$C$37,$D$37,IF(NK4<$C$38,$D$38,IF(NK4<$C$39,$D$39,IF(NK4<$C$40,$D$40,IF(NK4<$C$41,$D$41,0))))))))","v":23.66},{"$f":"IF(NL4<$C$34,$D$34,IF(NL4<$C$35,$D$35,IF(NL4<$C$36,$D$36,IF(NL4<$C$37,$D$37,IF(NL4<$C$38,$D$38,IF(NL4<$C$39,$D$39,IF(NL4<$C$40,$D$40,IF(NL4<$C$41,$D$41,0))))))))","v":15.63},{"$f":"IF(NM4<$C$34,$D$34,IF(NM4<$C$35,$D$35,IF(NM4<$C$36,$D$36,IF(NM4<$C$37,$D$37,IF(NM4<$C$38,$D$38,IF(NM4<$C$39,$D$39,IF(NM4<$C$40,$D$40,IF(NM4<$C$41,$D$41,0))))))))","v":11.98},{"$f":"IF(NN4<$C$34,$D$34,IF(NN4<$C$35,$D$35,IF(NN4<$C$36,$D$36,IF(NN4<$C$37,$D$37,IF(NN4<$C$38,$D$38,IF(NN4<$C$39,$D$39,IF(NN4<$C$40,$D$40,IF(NN4<$C$41,$D$41,0))))))))","v":11.98},{"$f":"IF(NO4<$C$34,$D$34,IF(NO4<$C$35,$D$35,IF(NO4<$C$36,$D$36,IF(NO4<$C$37,$D$37,IF(NO4<$C$38,$D$38,IF(NO4<$C$39,$D$39,IF(NO4<$C$40,$D$40,IF(NO4<$C$41,$D$41,0))))))))","v":11.98},{"$f":"IF(NP4<$C$34,$D$34,IF(NP4<$C$35,$D$35,IF(NP4<$C$36,$D$36,IF(NP4<$C$37,$D$37,IF(NP4<$C$38,$D$38,IF(NP4<$C$39,$D$39,IF(NP4<$C$40,$D$40,IF(NP4<$C$41,$D$41,0))))))))","v":11.98},{"$f":"IF(NQ4<$C$34,$D$34,IF(NQ4<$C$35,$D$35,IF(NQ4<$C$36,$D$36,IF(NQ4<$C$37,$D$37,IF(NQ4<$C$38,$D$38,IF(NQ4<$C$39,$D$39,IF(NQ4<$C$40,$D$40,IF(NQ4<$C$41,$D$41,0))))))))","v":11.33},{"$f":"IF(NR4<$C$34,$D$34,IF(NR4<$C$35,$D$35,IF(NR4<$C$36,$D$36,IF(NR4<$C$37,$D$37,IF(NR4<$C$38,$D$38,IF(NR4<$C$39,$D$39,IF(NR4<$C$40,$D$40,IF(NR4<$C$41,$D$41,0))))))))","v":11.33},null,null,{"$f":"IF(PN4>0,PN4/10-0.1,\"\")","v":0.1},2,{"$f":"NW4-NW228","v":-23.740000000000002},{"$f":"NX4-NX228","v":-20.310000000000002},{"$f":"NY4-NY228","v":-19.66},{"$f":"NZ4-NZ228","v":-11.68},{"$f":"OA4-OA228","v":-16.009999999999998},{"$f":"OB4-OB228","v":0},{"$f":"OC4-OC228","v":8.0299999999999994},{"$f":"OD4-OD228","v":4.3000000000000007},{"$f":"OE4-OE228","v":4.08},{"$f":"OF4-OF228","v":5.8800000000000008},{"$f":"OG4-OG228","v":5.8800000000000008},{"$f":"OH4-OH228","v":7.73},{"$f":"OI4-OI228","v":4.3000000000000007},{"$f":"OJ4-OJ228","v":8.0299999999999994},{"$f":"OK4-OK228","v":0},{"$f":"OL4-OL228","v":-8.0299999999999994},{"$f":"OM4-OM228","v":-11.68},{"$f":"ON4-ON228","v":-12.33},{"$f":"OO4-OO228","v":-12.33},{"$f":"OP4-OP228","v":-23.740000000000002},{"$f":"OQ4-OQ228","v":0},{"$f":"OR4-OR228","v":-3.6500000000000004},{"$f":"OS4-OS228","v":-8.0299999999999994},{"$f":"OT4-OT228","v":-7.98},{"$f":"OU4-OU228","v":-11.68},{"$f":"OV4-OV228","v":-4.3000000000000007},{"$f":"OW4-OW228","v":-4.3000000000000007},{"$f":"OX4-OX228","v":-12.33},{"$f":"OY4-OY228","v":-12.33},{"$f":"OZ4-OZ228","v":-12.33},{"$f":"PA4-PA228","v":-4.3000000000000007},{"$f":"PB4-PB228","v":-11.68},{"$f":"PC4-PC228","v":-7.98},{"$f":"PD4-PD228","v":-8.0299999999999994},{"$f":"PE4-PE228","v":-3.6500000000000004},{"$f":"PF4-PF228","v":-3.6500000000000004},{"$f":"PG4-PG228","v":-3.6500000000000004},{"$f":"PH4-PH228","v":0},{"$f":"PI4-PI228","v":-0.65000000000000036},{"$f":"PJ4-PJ228","v":-0.65000000000000036},null,null,0.1,2,{"$f":"IF(CY4=MAX(CY3:CZ5),CY4,0)","v":0},{"$f":"IF(CZ4=MAX(CY3:DA5),CZ4,0)","v":0},{"$f":"IF(DA4=MAX(CZ3:DB5),DA4,0)","v":0},{"$f":"IF(DB4=MAX(DA3:DC5),DB4,0)","v":0},{"$f":"IF(DC4=MAX(DB3:DD5),DC4,0)","v":0},{"$f":"IF(DD4=MAX(DC3:DE5),DD4,0)","v":0},{"$f":"IF(DE4=MAX(DD3:DF5),DE4,0)","v":0},{"$f":"IF(DF4=MAX(DE3:DG5),DF4,0)","v":0},{"$f":"IF(DG4=MAX(DF3:DH5),DG4,0)","v":0},{"$f":"IF(DH4=MAX(DG3:DI5),DH4,0)","v":0},{"$f":"IF(DI4=MAX(DH3:DJ5),DI4,0)","v":0},{"$f":"IF(DJ4=MAX(DI3:DK5),DJ4,0)","v":0},{"$f":"IF(DK4=MAX(DJ3:DL5),DK4,0)","v":0},{"$f":"IF(DL4=MAX(DK3:DM5),DL4,0)","v":0},{"$f":"IF(DM4=MAX(DL3:DN5),DM4,0)","v":0},{"$f":"IF(DN4=MAX(DM3:DO5),DN4,0)","v":0},{"$f":"IF(DO4=MAX(DN3:DP5),DO4,0)","v":0},{"$f":"IF(DP4=MAX(DO3:DQ5),DP4,0)","v":0},{"$f":"IF(DQ4=MAX(DP3:DR5),DQ4,0)","v":0},{"$f":"IF(DR4=MAX(DQ3:DS5),DR4,0)","v":0},{"$f":"IF(DS4=MAX(DR3:DT5),DS4,0)","v":0},{"$f":"IF(DT4=MAX(DS3:DU5),DT4,0)","v":0},{"$f":"IF(DU4=MAX(DT3:DV5),DU4,0)","v":0},{"$f":"IF(DV4=MAX(DU3:DW5),DV4,0)","v":0},{"$f":"IF(DW4=MAX(DV3:DX5),DW4,0)","v":0},{"$f":"IF(DX4=MAX(DW3:DY5),DX4,0)","v":0},{"$f":"IF(DY4=MAX(DX3:DZ5),DY4,0)","v":0},{"$f":"IF(DZ4=MAX(DY3:EA5),DZ4,0)","v":0},{"$f":"IF(EA4=MAX(DZ3:EB5),EA4,0)","v":0},{"$f":"IF(EB4=MAX(EA3:EC5),EB4,0)","v":0},{"$f":"IF(EC4=MAX(EB3:ED5),EC4,0)","v":0},{"$f":"IF(ED4=MAX(EC3:EE5),ED4,0)","v":0},{"$f":"IF(EE4=MAX(ED3:EF5),EE4,0)","v":0},{"$f":"IF(EF4=MAX(EE3:EG5),EF4,0)","v":0},{"$f":"IF(EG4=MAX(EF3:EH5),EG4,0)","v":0},{"$f":"IF(EH4=MAX(EG3:EI5),EH4,0)","v":0},{"$f":"IF(EI4=MAX(EH3:EJ5),EI4,0)","v":0},{"$f":"IF(EJ4=MAX(EI3:EK5),EJ4,0)","v":0},{"$f":"IF(EK4=MAX(EJ3:EL5),EK4,0)","v":0},{"$f":"IF(EL4=MAX(EK3:EM5),EL4,0)","v":0},{"$f":"IF(EM4=MAX(EL3:EM5),EM4,0)","v":0},0.1,null,0.1,2,{"$f":"IF(ER4=MAX(ER3:ES5),ER4,0)","v":0},{"$f":"IF(ES4=MAX(ER3:ET5),ES4,0)","v":0},{"$f":"IF(ET4=MAX(ES3:EU5),ET4,0)","v":0},{"$f":"IF(EU4=MAX(ET3:EV5),EU4,0)","v":0},{"$f":"IF(EV4=MAX(EU3:EW5),EV4,0)","v":0},{"$f":"IF(EW4=MAX(EV3:EX5),EW4,0)","v":0},{"$f":"IF(EX4=MAX(EW3:EY5),EX4,0)","v":0},{"$f":"IF(EY4=MAX(EX3:EZ5),EY4,0)","v":0},{"$f":"IF(EZ4=MAX(EY3:FA5),EZ4,0)","v":0},{"$f":"IF(FA4=MAX(EZ3:FB5),FA4,0)","v":0},{"$f":"IF(FB4=MAX(FA3:FC5),FB4,0)","v":0},{"$f":"IF(FC4=MAX(FB3:FD5),FC4,0)","v":0},{"$f":"IF(FD4=MAX(FC3:FE5),FD4,0)","v":0},{"$f":"IF(FE4=MAX(FD3:FF5),FE4,0)","v":0},{"$f":"IF(FF4=MAX(FE3:FG5),FF4,0)","v":0},{"$f":"IF(FG4=MAX(FF3:FH5),FG4,0)","v":0},{"$f":"IF(FH4=MAX(FG3:FI5),FH4,0)","v":0},{"$f":"IF(FI4=MAX(FH3:FJ5),FI4,0)","v":0},{"$f":"IF(FJ4=MAX(FI3:FK5),FJ4,0)","v":0},{"$f":"IF(FK4=MAX(FJ3:FL5),FK4,0)","v":0},{"$f":"IF(FL4=MAX(FK3:FM5),FL4,0)","v":0},{"$f":"IF(FM4=MAX(FL3:FN5),FM4,0)","v":0},{"$f":"IF(FN4=MAX(FM3:FO5),FN4,0)","v":0},{"$f":"IF(FO4=MAX(FN3:FP5),FO4,0)","v":0},{"$f":"IF(FP4=MAX(FO3:FQ5),FP4,0)","v":0},{"$f":"IF(FQ4=MAX(FP3:FR5),FQ4,0)","v":0},{"$f":"IF(FR4=MAX(FQ3:FS5),FR4,0)","v":0},{"$f":"IF(FS4=MAX(FR3:FT5),FS4,0)","v":0},{"$f":"IF(FT4=MAX(FS3:FU5),FT4,0)","v":0},{"$f":"IF(FU4=MAX(FT3:FV5),FU4,0)","v":0},{"$f":"IF(FV4=MAX(FU3:FW5),FV4,0)","v":0},{"$f":"IF(FW4=MAX(FV3:FX5),FW4,0)","v":0},{"$f":"IF(FX4=MAX(FW3:FY5),FX4,0)","v":0},{"$f":"IF(FY4=MAX(FX3:FZ5),FY4,0)","v":0},{"$f":"IF(FZ4=MAX(FY3:GA5),FZ4,0)","v":0},{"$f":"IF(GA4=MAX(FZ3:GB5),GA4,0)","v":0},{"$f":"IF(GB4=MAX(GA3:GC5),GB4,0)","v":0},{"$f":"IF(GC4=MAX(GB3:GD5),GC4,0)","v":0},{"$f":"IF(GD4=MAX(GC3:GE5),GD4,0)","v":0},{"$f":"IF(GE4=MAX(GD3:GF5),GE4,0)","v":0},{"$f":"IF(GF4=MAX(GE3:GF5),GF4,0)","v":0},0.1,null,0.1,2,1,{"$f":"IF(OR(INT(1000*UT$1/$B$18)-1000*UT$1/$B$18=0,INT(1000*$UQ4/$B$19)-1000*$UQ4/$B$19=0),1,0)","v":0},0,0,0,0,0,0,0,0,0,{"$f":"IF(OR(INT(1000*VD$1/$B$18)-1000*VD$1/$B$18=0,INT(1000*$UQ4/$B$19)-1000*$UQ4/$B$19=0),1,0)","v":0},0,0,0,0,0,0,0,0,1,{"$f":"IF(OR(INT(1000*VN$1/$B$18)-1000*VN$1/$B$18=0,INT(1000*$UQ4/$B$19)-1000*$UQ4/$B$19=0),1,0)","v":0},0,0,0,0,0,0,0,0,0,{"$f":"IF(OR(INT(1000*VX$1/$B$18)-1000*VX$1/$B$18=0,INT(1000*$UQ4/$B$19)-1000*$UQ4/$B$19=0),1,0)","v":0},0,0,0,0,0,0,0,0,1,0.1,null,0.1,2,57.12,0,0,0,0,0,0,0,0,0,0,0,0,0,0,0,0,0,0,0,59.6,0,0,0,0,0,0,0,0,0,0,0,0,0,0,0,0,0,0,0,68.88,0.1,null,0.1,2,{"$f":"YE3","v":4},{"$f":"YF3","v":4},{"$f":"YG3","v":4},4,4,4,4,4,4,4,4,4,4,4,4,4,4,4,4,4,{"$f":"YX4","v":4},{"$f":"ZA4","v":5},{"$f":"ZA3","v":5},{"$f":"ZB3","v":5},{"$f":"ZC3","v":5},{"$f":"ZD3","v":5},{"$f":"ZE3","v":5},{"$f":"ZF3","v":5},{"$f":"ZG3","v":5},{"$f":"ZH3","v":5},{"$f":"ZI3","v":5},{"$f":"ZJ3","v":5},{"$f":"ZK3","v":5},{"$f":"ZL3","v":5},{"$f":"ZM3","v":5},{"$f":"ZN3","v":5},{"$f":"ZO3","v":5},{"$f":"ZP3","v":5},{"$f":"ZQ3","v":5},{"$f":"ZR3","v":5},{"$f":"ZS3","v":5},{"$f":"ZS4","v":5},0.1,null,0.1,2,0,0,0,0,0,4,4,0,0,0,0,0,0,0,4,4,0,0,0,0,0,0,0,0,4,4,0,0,0,0,0,0,0,4,4,0,0,0,0,0,0,0,0.1,null,0.1,2,{"$f":"IF(OR(INT(1000*ABS$1/$B$18)-1000*ABS$1/$B$18=0,INT(1000*$UQ4/$B$19)-1000*$UQ4/$B$19=0),1,0)","v":1},0,0,0,0,0,0,0,0,0,{"$f":"IF(OR(INT(1000*ACC$1/$B$18)-1000*ACC$1/$B$18=0,INT(1000*$UQ4/$B$19)-1000*$UQ4/$B$19=0),1,0)","v":0},0,0,0,0,0,0,0,0,0,1,{"$f":"ACO4","v":57},{"$f":"ACO3","v":57},{"$f":"ACP3","v":57},{"$f":"ACQ3","v":57},{"$f":"ACR3","v":57},{"$f":"ACS3","v":57},{"$f":"ACT3","v":57},{"$f":"ACU3","v":57},{"$f":"ACV3","v":57},{"$f":"ACW3","v":57},{"$f":"ACX3","v":57},{"$f":"ACY3","v":57},{"$f":"ACZ3","v":57},{"$f":"ADA3","v":57},{"$f":"ADB3","v":57},{"$f":"ADC3","v":57},{"$f":"ADD3","v":57},{"$f":"ADE3","v":57},{"$f":"ADF3","v":57},{"$f":"ADG3","v":57},{"$f":"ADG4","v":57},0.1]
[3,"C",51,52,51,66,65,64,66,65,66,null,"1B",{"$f":"ROUND('3D Interpolace'!M6,2)","v":55.48},{"$f":"ROUND('3D Interpolace'!N6,2)","v":57.08},{"$f":"ROUND('3D Interpolace'!O6,2)","v":58.49},{"$f":"ROUND('3D Interpolace'!P6,2)","v":59.72},{"$f":"ROUND('3D Interpolace'!Q6,2)","v":60.75},{"$f":"ROUND('3D Interpolace'!R6,2)","v":61.6},{"$f":"ROUND('3D Interpolace'!S6,2)","v":62.21},{"$f":"ROUND('3D Interpolace'!T6,2)","v":62.57},{"$f":"ROUND('3D Interpolace'!U6,2)","v":62.77},{"$f":"ROUND('3D Interpolace'!V6,2)","v":62.89},{"$f":"ROUND('3D Interpolace'!W6,2)","v":63},{"$f":"ROUND('3D Interpolace'!X6,2)","v":63.15},{"$f":"ROUND('3D Interpolace'!Y6,2)","v":63.3},{"$f":"ROUND('3D Interpolace'!Z6,2)","v":63.36},{"$f":"ROUND('3D Interpolace'!AA6,2)","v":63.27},{"$f":"ROUND('3D Interpolace'!AB6,2)","v":62.96},{"$f":"ROUND('3D Interpolace'!AC6,2)","v":62.3},{"$f":"ROUND('3D Interpolace'!AD6,2)","v":61.33},{"$f":"ROUND('3D Interpolace'!AE6,2)","v":60.25},{"$f":"ROUND('3D Interpolace'!AF6,2)","v":59.27},{"$f":"ROUND('3D Interpolace'!AG6,2)","v":58.6},{"$f":"ROUND('3D Interpolace'!AH6,2)","v":58.23},{"$f":"ROUND('3D Interpolace'!AI6,2)","v":58.02},{"$f":"ROUND('3D Interpolace'!AJ6,2)","v":57.98},{"$f":"ROUND('3D Interpolace'!AK6,2)","v":58.11},{"$f":"ROUND('3D Interpolace'!AL6,2)","v":58.4},{"$f":"ROUND('3D Interpolace'!AM6,2)","v":58.92},{"$f":"ROUND('3D Interpolace'!AN6,2)","v":59.68},{"$f":"ROUND('3D Interpolace'!AO6,2)","v":60.57},{"$f":"ROUND('3D Interpolace'!AP6,2)","v":61.49},{"$f":"ROUND('3D Interpolace'!AQ6,2)","v":62.32},{"$f":"ROUND('3D Interpolace'!AR6,2)","v":63.05},{"$f":"ROUND('3D Interpolace'!AS6,2)","v":63.76},{"$f":"ROUND('3D Interpolace'!AT6,2)","v":64.47},{"$f":"ROUND('3D Interpolace'!AU6,2)","v":65.19},{"$f":"ROUND('3D Interpolace'!AV6,2)","v":65.959999999999994},{"$f":"ROUND('3D Interpolace'!AW6,2)","v":66.77},{"$f":"ROUND('3D Interpolace'!AX6,2)","v":67.62},{"$f":"ROUND('3D Interpolace'!AY6,2)","v":68.489999999999995},{"$f":"ROUND('3D Interpolace'!AZ6,2)","v":69.39},{"$f":"ROUND('3D Interpolace'!BA6,2)","v":70.319999999999993},null,0.2,3,null,null,null,null,null,4,4,null,null,null,null,null,null,null,4,4,null,null,null,null,null,null,null,4,4,null,null,null,null,null,null,null,4,4,null,null,null,null,null,null,null,0.2,null,0.2,3,55.48,57.08,58.49,59.72,60.75,65.599999999999994,66.210000000000008,62.57,62.77,62.89,63,63.15,63.3,63.36,67.27000000000001,66.960000000000008,62.3,61.33,60.25,59.27,58.6,58.23,58.02,61.98,62.11,58.4,58.92,59.68,60.57,61.49,62.32,63.05,67.759999999999991,68.47,65.19,65.959999999999994,66.77,67.62,68.489999999999995,69.39,70.319999999999993,0.2,null,0.19999999999999998,3,55.48,57.08,58.49,59.72,60.75,65.599999999999994,66.210000000000008,62.57,62.77,62.89,63,63.15,63.3,63.36,67.27000000000001,66.960000000000008,62.3,61.33,60.25,59.27,58.6,58.6,58.23,58.02,61.98,62.11,58.4,58.92,59.68,60.57,61.49,62.32,63.05,67.759999999999991,68.47,65.19,65.959999999999994,66.77,67.62,68.489999999999995,69.39,70.319999999999993,null,null,null,0.19999999999999998,3,0,0,0,0,0,65.599999999999994,0,0,0,0,0,0,0,0,0,66.960000000000008,0,0,0,0,0,0,0,0,0,0,0,0,0,0,0,0,0,0,0,0,0,0,0,0,0,0,0.19999999999999998,null,null,null,3,67.7,67.8,67.900000000000006,68,68.099999999999994,68.2,68.3,68.400000000000006,68.5,68.599999999999994,68.7,68.8,68.900000000000006,69,69.099999999999994,69.2,69.3,69.400000000000006,69.5,69.599999999999994,69.7,64.3,65,65.699999999999989,66.400000000000006,67.099999999999994,67.8,68.5,69.199999999999989,69.900000000000006,70.599999999999994,71.3,72,72.699999999999989,73.400000000000006,74.099999999999994,74.8,75.5,76.199999999999989,76.900000000000006,77.599999999999994,78.3,0.19999999999999998,null,null,null,null,null,0.19999999999999998,3,12.220000000000006,10.719999999999999,9.4100000000000037,8.2800000000000011,7.3499999999999943,2.6000000000000085,2.0899999999999892,5.8300000000000054,5.7299999999999969,5.7099999999999937,5.7000000000000028,5.6499999999999986,5.6000000000000085,5.6400000000000006,1.8299999999999841,2.2399999999999949,7,8.0700000000000074,9.25,10.329999999999991,11.100000000000001,5.6999999999999957,6.7700000000000031,7.6799999999999855,4.4200000000000088,4.9899999999999949,9.3999999999999986,9.5799999999999983,9.5199999999999889,9.3300000000000054,9.1099999999999923,8.9799999999999969,8.9500000000000028,4.9399999999999977,4.9300000000000068,8.9099999999999966,8.8400000000000034,8.730000000000004,8.5799999999999841,8.4100000000000108,8.2099999999999937,7.980000000000004,null,null,null,null,null,null,null,0.19999999999999998,3,12.242500000000001,10.865000000000002,9.64,8.572499999999998,5.6649999999999991,2.9199999999999982,4.3475000000000001,5.9375,5.6649999999999974,5.504999999999999,5.4400000000000013,5.4725000000000037,5.620000000000001,3.8999999999999968,2.332499999999996,4.9874999999999989,7.9150000000000027,9.0225000000000009,10.129999999999997,11.054999999999998,6.6675000000000004,7.7399999999999949,6.6674999999999933,5.4199999999999982,7.9749999999999979,10.275,10.28,10.067499999999999,9.7774999999999981,9.5549999999999962,9.5024999999999995,7.6,5.7524999999999977,7.8749999999999982,9.8800000000000008,9.7200000000000024,9.4249999999999972,9.0249999999999986,8.52,7.91,null,null,0.19999999999999998,3,6.1,7.9,11.33,11.33,15.63,23.66,15.63,15.63,15.63,15.63,15.63,15.63,15.63,23.66,23.66,15.63,11.98,11.33,7.9,7.9,11.98,11.98,11.98,15.63,11.98,7.9,7.9,7.9,11.33,11.33,11.33,11.98,15.63,11.98,11.33,11.33,11.33,11.33,11.33,11.98,null,null,0.19999999999999998,3,-25.54,-23.740000000000002,-20.310000000000002,-12.33,-16.009999999999998,-7.98,-8.0299999999999994,3.6500000000000004,4.3000000000000007,7.73,7.73,4.3000000000000007,4.3000000000000007,8.0299999999999994,-7.98,-8.0299999999999994,-11.68,-12.33,-15.76,-23.740000000000002,-3.6500000000000004,-3.6500000000000004,-11.68,-16.009999999999998,-11.68,-7.73,-7.73,-15.76,-12.33,-12.33,-4.3000000000000007,-11.68,-16.009999999999998,-11.68,-0.65000000000000036,-0.65000000000000036,-4.3000000000000007,-4.3000000000000007,-4.3000000000000007,-3.6500000000000004,null,null,0.2,3,0,0,0,0,0,0,0,0,0,0,0,0,0,0,0,0,0,0,0,0,0,0,0,0,0,0,0,0,0,0,0,0,0,0,0,0,0,0,0,0,0,0.2,null,0.2,3,0,0,0,0,0,0,0,0,0,0,0,0,0,0,0,0,0,0,0,0,0,0,0,0,0,0,0,0,0,0,0,0,0,0,0,0,0,0,0,0,0,0.2,null,0.2,3,1,0,0,0,0,0,0,0,0,0,0,0,0,0,0,0,0,0,0,0,1,0,0,0,0,0,0,0,0,0,0,0,0,0,0,0,0,0,0,0,1,0.2,null,0.2,3,55.48,0,0,0,0,0,0,0,0,0,0,0,0,0,0,0,0,0,0,0,58.6,0,0,0,0,0,0,0,0,0,0,0,0,0,0,0,0,0,0,0,70.319999999999993,0.2,null,0.19999999999999998,3,{"$f":"YE4","v":4},{"$f":"YF4","v":4},{"$f":"YG4","v":4},{"$f":"YH4","v":4},{"$f":"YI4","v":4},{"$f":"YJ4","v":4},{"$f":"YK4","v":4},{"$f":"YL4","v":4},{"$f":"YM4","v":4},{"$f":"YN4","v":4},{"$f":"YO4","v":4},{"$f":"YP4","v":4},{"$f":"YQ4","v":4},{"$f":"YR4","v":4},{"$f":"YS4","v":4},{"$f":"YT4","v":4},{"$f":"YU4","v":4},{"$f":"YV4","v":4},{"$f":"YW4","v":4},{"$f":"YX4","v":4},{"$f":"YX5","v":4},5,{"$f":"ZA4","v":5},5,5,5,5,5,5,5,5,5,5,5,5,5,5,5,5,5,5,{"$f":"ZS5","v":5},0.19999999999999998,null,0.19999999999999998,3,0,0,0,0,0,4,4,0,0,0,0,0,0,0,4,4,0,0,0,0,0,0,0,0,4,4,0,0,0,0,0,0,0,4,4,0,0,0,0,0,0,0,0.19999999999999998,null,0.19999999999999998,3,1,0,0,0,0,0,0,0,0,0,0,0,0,0,0,0,0,0,0,0,1,57,{"$f":"ACO4","v":57},57,57,57,57,57,57,57,57,57,57,57,57,57,57,57,57,57,57,{"$f":"ADG5","v":57},0.19999999999999998]
[4,"D",46,47,52,59,62,66,67,66,70,null,"1C",{"$f":"ROUND('3D Interpolace'!M7,2)","v":54.08},{"$f":"ROUND('3D Interpolace'!N7,2)","v":55.59},{"$f":"ROUND('3D Interpolace'!O7,2)","v":56.98},{"$f":"ROUND('3D Interpolace'!P7,2)","v":58.25},{"$f":"ROUND('3D Interpolace'!Q7,2)","v":59.39},{"$f":"ROUND('3D Interpolace'!R7,2)","v":60.4},{"$f":"ROUND('3D Interpolace'!S7,2)","v":61.31},{"$f":"ROUND('3D Interpolace'!T7,2)","v":62.12},{"$f":"ROUND('3D Interpolace'!U7,2)","v":62.79},{"$f":"ROUND('3D Interpolace'!V7,2)","v":63.29},{"$f":"ROUND('3D Interpolace'!W7,2)","v":63.6},{"$f":"ROUND('3D Interpolace'!X7,2)","v":63.69},{"$f":"ROUND('3D Interpolace'!Y7,2)","v":63.57},{"$f":"ROUND('3D Interpolace'!Z7,2)","v":63.29},{"$f":"ROUND('3D Interpolace'!AA7,2)","v":62.88},{"$f":"ROUND('3D Interpolace'!AB7,2)","v":62.36},{"$f":"ROUND('3D Interpolace'!AC7,2)","v":61.63},{"$f":"ROUND('3D Interpolace'!AD7,2)","v":60.68},{"$f":"ROUND('3D Interpolace'!AE7,2)","v":59.65},{"$f":"ROUND('3D Interpolace'!AF7,2)","v":58.71},{"$f":"ROUND('3D Interpolace'!AG7,2)","v":58},{"$f":"ROUND('3D Interpolace'!AH7,2)","v":57.5},{"$f":"ROUND('3D Interpolace'!AI7,2)","v":57.09},{"$f":"ROUND('3D Interpolace'!AJ7,2)","v":56.84},{"$f":"ROUND('3D Interpolace'!AK7,2)","v":56.79},{"$f":"ROUND('3D Interpolace'!AL7,2)","v":57},{"$f":"ROUND('3D Interpolace'!AM7,2)","v":57.58},{"$f":"ROUND('3D Interpolace'!AN7,2)","v":58.5},{"$f":"ROUND('3D Interpolace'!AO7,2)","v":59.58},{"$f":"ROUND('3D Interpolace'!AP7,2)","v":60.65},{"$f":"ROUND('3D Interpolace'!AQ7,2)","v":61.52},{"$f":"ROUND('3D Interpolace'!AR7,2)","v":62.1},{"$f":"ROUND('3D Interpolace'!AS7,2)","v":62.49},{"$f":"ROUND('3D Interpolace'!AT7,2)","v":62.87},{"$f":"ROUND('3D Interpolace'!AU7,2)","v":63.37},{"$f":"ROUND('3D Interpolace'!AV7,2)","v":64.16},{"$f":"ROUND('3D Interpolace'!AW7,2)","v":65.23},{"$f":"ROUND('3D Interpolace'!AX7,2)","v":66.48},{"$f":"ROUND('3D Interpolace'!AY7,2)","v":67.91},{"$f":"ROUND('3D Interpolace'!AZ7,2)","v":69.53},{"$f":"ROUND('3D Interpolace'!BA7,2)","v":71.319999999999993},null,0.3,4,null,null,null,null,null,4,4,null,null,null,null,null,null,null,4,4,null,null,null,null,null,null,null,4,4,null,null,null,null,null,null,null,4,4,null,null,null,null,null,null,null,0.3,null,0.3,4,54.08,55.59,56.98,58.25,59.39,64.400000000000006,65.31,62.12,62.79,63.29,63.6,63.69,63.57,63.29,66.88,66.36,61.63,60.68,59.65,58.71,58,57.5,57.09,60.84,60.79,57,57.58,58.5,59.58,60.65,61.52,62.1,66.490000000000009,66.87,63.37,64.16,65.23,66.48,67.91,69.53,71.319999999999993,0.3,null,0.30000000000000004,4,54.08,55.59,56.98,58.25,59.39,64.400000000000006,65.31,62.12,62.79,63.29,63.6,63.69,63.57,63.29,66.88,66.36,61.63,60.68,59.65,58.71,58,58,57.5,57.09,60.84,60.79,57,57.58,58.5,59.58,60.65,61.52,62.1,66.490000000000009,66.87,63.37,64.16,65.23,66.48,67.91,69.53,71.319999999999993,null,null,null,0.30000000000000004,4,0,0,0,0,0,64.400000000000006,0,0,0,0,0,0,0,0,0,66.36,0,0,0,0,0,0,0,0,0,0,0,0,0,0,0,0,0,0,0,0,0,0,0,0,0,0,0.30000000000000004,null,null,null,4,67.8,67.900000000000006,68,68.099999999999994,68.2,68.3,68.400000000000006,68.5,68.599999999999994,68.7,68.8,68.900000000000006,69,69.099999999999994,69.2,69.3,69.400000000000006,69.5,69.599999999999994,69.7,69.8,64.5,65.2,65.899999999999991,66.599999999999994,67.3,68,68.7,69.400000000000006,70.099999999999994,70.8,71.5,72.2,72.900000000000006,73.599999999999994,74.3,75,75.7,76.400000000000006,77.099999999999994,77.8,78.5,0.30000000000000004,null,null,null,null,null,0.30000000000000004,4,13.719999999999999,12.310000000000002,11.020000000000003,9.8499999999999943,8.8100000000000023,3.8999999999999915,3.0900000000000034,6.3800000000000026,5.8099999999999952,5.4100000000000037,5.1999999999999957,5.210000000000008,5.43,5.8099999999999952,2.3200000000000074,2.9399999999999977,7.7700000000000031,8.82,9.9499999999999957,10.990000000000002,11.799999999999997,6.5,7.7000000000000028,8.8099999999999881,5.7599999999999909,6.509999999999998,11,11.120000000000005,10.900000000000006,10.519999999999996,10.149999999999999,9.9799999999999969,10.100000000000001,6.4099999999999966,6.7299999999999898,10.93,10.840000000000003,10.469999999999999,9.9200000000000017,9.1899999999999977,8.269999999999996,7.1800000000000068,null,null,null,null,null,null,null,0.30000000000000004,4,13.670000000000002,12.360000000000001,11.15,10.039999999999999,7.0299999999999976,4.0975000000000001,5.2225000000000001,6.4374999999999982,5.8074999999999992,5.3949999999999996,5.2500000000000018,5.375,5.7174999999999976,4.2174999999999994,2.8250000000000028,5.5625000000000036,8.49,9.5574999999999992,10.622499999999999,11.5425,7.3225000000000033,8.5349999999999984,7.6399999999999935,6.5649999999999959,9.2374999999999989,11.552500000000002,11.467500000000001,11.109999999999998,10.682499999999997,10.387499999999999,10.395000000000001,8.7074999999999996,7.1549999999999976,9.5324999999999989,11.64,11.375000000000004,10.810000000000002,10.009999999999998,8.9699999999999989,7.6950000000000038,null,null,0.30000000000000004,4,6.1,6.1,7.9,7.9,11.98,15.63,15.63,11.98,15.63,15.63,15.63,15.63,15.63,15.63,23.66,15.63,11.33,11.33,7.9,7.9,11.98,11.33,11.98,11.98,11.33,7.9,7.9,7.9,7.9,7.9,7.9,11.33,11.98,11.33,7.9,7.9,7.9,7.9,11.33,11.98,null,null,0.30000000000000004,4,-25.54,-25.54,-15.76,-15.76,-19.66,-16.009999999999998,-8.0299999999999994,0,3.6500000000000004,4.3000000000000007,7.73,4.3000000000000007,3.6500000000000004,0,-7.98,-8.0299999999999994,-12.33,-12.33,-15.76,-23.740000000000002,-11.68,-4.3000000000000007,-11.68,-19.66,-12.33,-7.73,-7.73,-15.76,-15.76,-23.740000000000002,-7.73,-12.33,-19.66,-12.33,-4.08,-4.08,-7.73,-7.73,-4.3000000000000007,-11.68,null,null,0.3,4,0,0,0,0,0,0,0,0,0,0,0,0,0,0,0,0,0,0,0,0,0,0,0,0,0,0,0,0,0,0,0,0,0,0,0,0,0,0,0,0,0,0.3,null,0.3,4,0,0,0,0,0,0,0,0,0,0,0,0,0,0,0,0,0,0,0,0,0,0,0,0,0,0,0,0,0,0,0,0,0,0,0,0,0,0,0,0,69.53,0.3,null,0.3,4,1,0,0,0,0,0,0,0,0,0,0,0,0,0,0,0,0,0,0,0,1,0,0,0,0,0,0,0,0,0,0,0,0,0,0,0,0,0,0,0,1,0.3,null,0.3,4,54.08,0,0,0,0,0,0,0,0,0,0,0,0,0,0,0,0,0,0,0,58,0,0,0,0,0,0,0,0,0,0,0,0,0,0,0,0,0,0,0,71.319999999999993,0.3,null,0.30000000000000004,4,4,4,4,4,4,4,4,4,4,4,4,4,4,4,4,4,4,4,4,4,4,5,5,5,5,5,5,5,5,5,5,5,5,5,5,5,5,5,5,5,5,5,0.30000000000000004,null,0.30000000000000004,4,0,0,0,0,0,4,4,0,0,0,0,0,0,0,4,4,0,0,0,0,0,0,0,0,4,4,0,0,0,0,0,0,0,4,4,0,0,0,0,0,0,0,0.30000000000000004,null,0.30000000000000004,4,1,0,0,0,0,0,0,0,0,0,0,0,0,0,0,0,0,0,0,0,1,57,57,57,57,57,57,57,57,57,57,57,57,57,57,57,57,57,57,57,57,57,0.30000000000000004]
[5,"E",41,42,40,52,53,59,59,64,73,null,"1D",{"$f":"ROUND('3D Interpolace'!M8,2)","v":52.92},{"$f":"ROUND('3D Interpolace'!N8,2)","v":54.33},{"$f":"ROUND('3D Interpolace'!O8,2)","v":55.66},{"$f":"ROUND('3D Interpolace'!P8,2)","v":56.91},{"$f":"ROUND('3D Interpolace'!Q8,2)","v":58.09},{"$f":"ROUND('3D Interpolace'!R8,2)","v":59.2},{"$f":"ROUND('3D Interpolace'!S8,2)","v":60.3},{"$f":"ROUND('3D Interpolace'!T8,2)","v":61.38},{"$f":"ROUND('3D Interpolace'!U8,2)","v":62.36},{"$f":"ROUND('3D Interpolace'!V8,2)","v":63.13},{"$f":"ROUND('3D Interpolace'!W8,2)","v":63.6},{"$f":"ROUND('3D Interpolace'!X8,2)","v":63.71},{"$f":"ROUND('3D Interpolace'!Y8,2)","v":63.53},{"$f":"ROUND('3D Interpolace'!Z8,2)","v":63.14},{"$f":"ROUND('3D Interpolace'!AA8,2)","v":62.62},{"$f":"ROUND('3D Interpolace'!AB8,2)","v":62.04},{"$f":"ROUND('3D Interpolace'!AC8,2)","v":61.32},{"$f":"ROUND('3D Interpolace'!AD8,2)","v":60.41},{"$f":"ROUND('3D Interpolace'!AE8,2)","v":59.43},{"$f":"ROUND('3D Interpolace'!AF8,2)","v":58.52},{"$f":"ROUND('3D Interpolace'!AG8,2)","v":57.8},{"$f":"ROUND('3D Interpolace'!AH8,2)","v":57.21},{"$f":"ROUND('3D Interpolace'!AI8,2)","v":56.66},{"$f":"ROUND('3D Interpolace'!AJ8,2)","v":56.25},{"$f":"ROUND('3D Interpolace'!AK8,2)","v":56.06},{"$f":"ROUND('3D Interpolace'!AL8,2)","v":56.2},{"$f":"ROUND('3D Interpolace'!AM8,2)","v":56.81},{"$f":"ROUND('3D Interpolace'!AN8,2)","v":57.84},{"$f":"ROUND('3D Interpolace'!AO8,2)","v":59.04},{"$f":"ROUND('3D Interpolace'!AP8,2)","v":60.2},{"$f":"ROUND('3D Interpolace'!AQ8,2)","v":61.08},{"$f":"ROUND('3D Interpolace'!AR8,2)","v":61.52},{"$f":"ROUND('3D Interpolace'!AS8,2)","v":61.66},{"$f":"ROUND('3D Interpolace'!AT8,2)","v":61.76},{"$f":"ROUND('3D Interpolace'!AU8,2)","v":62.07},{"$f":"ROUND('3D Interpolace'!AV8,2)","v":62.84},{"$f":"ROUND('3D Interpolace'!AW8,2)","v":64.069999999999993},{"$f":"ROUND('3D Interpolace'!AX8,2)","v":65.58},{"$f":"ROUND('3D Interpolace'!AY8,2)","v":67.39},{"$f":"ROUND('3D Interpolace'!AZ8,2)","v":69.489999999999995},{"$f":"ROUND('3D Interpolace'!BA8,2)","v":71.88},null,0.4,5,null,null,null,null,null,4,4,null,null,null,null,null,null,null,4,4,null,null,null,null,null,null,null,4,4,null,null,null,null,null,null,null,4,4,null,null,null,null,null,null,null,0.4,null,0.4,5,52.92,54.33,55.66,56.91,58.09,63.2,64.3,61.38,62.36,63.13,63.6,63.71,63.53,63.14,66.62,66.039999999999992,61.32,60.41,59.43,58.52,57.8,57.21,56.66,60.25,60.06,56.2,56.81,57.84,59.04,60.2,61.08,61.52,65.66,65.759999999999991,62.07,62.84,64.069999999999993,65.58,67.39,69.489999999999995,71.88,0.4,null,0.4,5,52.92,54.33,55.66,56.91,58.09,63.2,64.3,61.38,62.36,63.13,63.6,63.71,63.53,63.14,66.62,66.039999999999992,61.32,60.41,59.43,58.52,57.8,57.8,57.21,56.66,60.25,60.06,56.2,56.81,57.84,59.04,60.2,61.08,61.52,65.66,65.759999999999991,62.07,62.84,64.069999999999993,65.58,67.39,69.489999999999995,71.88,null,null,null,0.4,5,0,0,0,0,0,63.2,0,0,0,0,0,0,0,0,0,66.039999999999992,0,0,0,0,0,0,0,0,0,0,0,0,0,0,0,0,0,0,0,0,0,0,0,0,0,0,0.4,null,null,null,5,67.900000000000006,68,68.099999999999994,68.2,68.3,68.400000000000006,68.5,68.599999999999994,68.7,68.8,68.900000000000006,69,69.099999999999994,69.2,69.3,69.400000000000006,69.5,69.599999999999994,69.7,69.8,69.900000000000006,64.7,65.400000000000006,66.099999999999994,66.8,67.5,68.2,68.900000000000006,69.599999999999994,70.3,71,71.7,72.400000000000006,73.099999999999994,73.8,74.5,75.2,75.900000000000006,76.599999999999994,77.3,78,78.7,0.4,null,null,null,null,null,0.4,5,14.980000000000004,13.670000000000002,12.439999999999998,11.290000000000006,10.209999999999994,5.2000000000000028,4.2000000000000028,7.2199999999999918,6.3400000000000034,5.6699999999999946,5.3000000000000043,5.2899999999999991,5.5699999999999932,6.0600000000000023,2.6799999999999926,3.3600000000000136,8.18,9.1899999999999977,10.270000000000003,11.279999999999994,12.100000000000009,6.9000000000000057,8.1900000000000048,9.4399999999999977,6.5499999999999972,7.4399999999999977,12,12.090000000000003,11.759999999999991,11.259999999999998,10.799999999999997,10.620000000000005,10.880000000000003,7.4399999999999977,8.0400000000000063,12.43,12.36,11.830000000000013,11.019999999999996,9.9099999999999966,8.5100000000000051,6.8200000000000074,null,null,null,null,null,null,null,0.4,5,14.8675,13.652499999999998,12.4975,11.4,8.3574999999999999,5.3350000000000009,6.2999999999999989,7.3049999999999997,6.4575000000000014,5.8675000000000015,5.6150000000000002,5.6874999999999982,6.0124999999999993,4.5124999999999975,3.1125000000000007,5.8200000000000021,8.697499999999998,9.7099999999999991,10.7325,11.640000000000002,7.5575000000000028,8.8624999999999989,8.0924999999999976,7.1424999999999983,9.9050000000000011,12.242500000000001,12.109999999999998,11.669999999999996,11.167499999999999,10.845000000000002,10.922500000000001,9.4124999999999996,8.0950000000000024,10.685000000000002,12.900000000000002,12.602500000000003,11.887499999999999,10.847499999999997,9.48,7.787500000000005,null,null,0.4,5,4.71,6.1,6.1,7.9,11.33,15.63,11.98,11.98,11.98,15.63,15.63,15.63,11.98,15.63,23.66,15.63,11.33,11.33,7.9,7.9,11.98,11.33,11.33,11.98,11.33,6.1,6.1,7.9,7.9,7.9,7.9,11.33,11.33,7.9,6.1,6.1,7.9,7.9,11.33,11.98,null,null,0.4,5,-26.93,-25.54,-25.54,-15.76,-20.310000000000002,-16.009999999999998,-11.68,-3.6500000000000004,0,3.6500000000000004,7.73,4.3000000000000007,0,-8.0299999999999994,-7.98,-16.009999999999998,-12.33,-12.33,-23.740000000000002,-23.740000000000002,-11.68,-12.33,-12.33,-19.66,-12.33,-9.5300000000000011,-17.560000000000002,-15.76,-23.740000000000002,-23.740000000000002,-15.76,-20.310000000000002,-20.310000000000002,-15.76,-9.5300000000000011,-9.5300000000000011,-7.73,-7.73,-12.33,-19.66,null,null,0.4,5,0,0,0,0,0,0,0,0,0,0,0,63.71,0,0,0,0,0,0,0,0,0,0,0,0,0,0,0,0,0,0,0,0,0,0,0,0,0,0,0,0,0,0.4,null,0.4,5,0,0,0,0,0,0,0,0,0,0,0,63.71,0,0,0,0,0,0,0,0,0,0,0,0,0,0,0,0,0,0,0,0,0,0,0,0,0,0,0,0,0,0.4,null,0.4,5,1,0,0,0,0,0,0,0,0,0,0,0,0,0,0,0,0,0,0,0,1,0,0,0,0,0,0,0,0,0,0,0,0,0,0,0,0,0,0,0,1,0.4,null,0.4,5,52.92,0,0,0,0,0,0,0,0,0,0,63.71,0,0,0,0,0,0,0,0,57.8,0,0,0,0,0,0,0,0,0,0,0,0,0,0,0,0,0,0,0,71.88,0.4,null,0.4,5,4,4,4,4,4,4,4,4,4,4,4,4,4,4,4,4,4,4,4,4,4,5,5,5,5,5,5,5,5,5,5,5,5,5,5,5,5,5,5,5,5,5,0.4,null,0.4,5,0,0,0,0,0,4,4,0,0,0,0,0,0,0,4,4,0,0,0,0,0,0,0,0,4,4,0,0,0,0,0,0,0,4,4,0,0,0,0,0,0,0,0.4,null,0.4,5,1,0,0,0,0,0,0,0,0,0,0,0,0,0,0,0,0,0,0,0,1,57,57,57,57,57,57,57,57,57,57,57,57,57,57,57,57,57,57,57,57,57,0.4]
[6,"F",44,41,46,58,56,59,62,65,74,null,"2",{"$f":"ROUND('3D Interpolace'!M9,2)","v":52},{"$f":"ROUND('3D Interpolace'!N9,2)","v":53.28},{"$f":"ROUND('3D Interpolace'!O9,2)","v":54.52},{"$f":"ROUND('3D Interpolace'!P9,2)","v":55.72},{"$f":"ROUND('3D Interpolace'!Q9,2)","v":56.88},{"$f":"ROUND('3D Interpolace'!R9,2)","v":58},{"$f":"ROUND('3D Interpolace'!S9,2)","v":59.16},{"$f":"ROUND('3D Interpolace'!T9,2)","v":60.36},{"$f":"ROUND('3D Interpolace'!U9,2)","v":61.48},{"$f":"ROUND('3D Interpolace'!V9,2)","v":62.4},{"$f":"ROUND('3D Interpolace'!W9,2)","v":63},{"$f":"ROUND('3D Interpolace'!X9,2)","v":63.23},{"$f":"ROUND('3D Interpolace'!Y9,2)","v":63.18},{"$f":"ROUND('3D Interpolace'!Z9,2)","v":62.9},{"$f":"ROUND('3D Interpolace'!AA9,2)","v":62.49},{"$f":"ROUND('3D Interpolace'!AB9,2)","v":62},{"$f":"ROUND('3D Interpolace'!AC9,2)","v":61.36},{"$f":"ROUND('3D Interpolace'!AD9,2)","v":60.52},{"$f":"ROUND('3D Interpolace'!AE9,2)","v":59.6},{"$f":"ROUND('3D Interpolace'!AF9,2)","v":58.72},{"$f":"ROUND('3D Interpolace'!AG9,2)","v":58},{"$f":"ROUND('3D Interpolace'!AH9,2)","v":57.36},{"$f":"ROUND('3D Interpolace'!AI9,2)","v":56.72},{"$f":"ROUND('3D Interpolace'!AJ9,2)","v":56.2},{"$f":"ROUND('3D Interpolace'!AK9,2)","v":55.92},{"$f":"ROUND('3D Interpolace'!AL9,2)","v":56},{"$f":"ROUND('3D Interpolace'!AM9,2)","v":56.62},{"$f":"ROUND('3D Interpolace'!AN9,2)","v":57.69},{"$f":"ROUND('3D Interpolace'!AO9,2)","v":58.95},{"$f":"ROUND('3D Interpolace'!AP9,2)","v":60.14},{"$f":"ROUND('3D Interpolace'!AQ9,2)","v":61},{"$f":"ROUND('3D Interpolace'!AR9,2)","v":61.31},{"$f":"ROUND('3D Interpolace'!AS9,2)","v":61.26},{"$f":"ROUND('3D Interpolace'!AT9,2)","v":61.14},{"$f":"ROUND('3D Interpolace'!AU9,2)","v":61.29},{"$f":"ROUND('3D Interpolace'!AV9,2)","v":62},{"$f":"ROUND('3D Interpolace'!AW9,2)","v":63.28},{"$f":"ROUND('3D Interpolace'!AX9,2)","v":64.92},{"$f":"ROUND('3D Interpolace'!AY9,2)","v":66.92},{"$f":"ROUND('3D Interpolace'!AZ9,2)","v":69.28},{"$f":"ROUND('3D Interpolace'!BA9,2)","v":72},null,0.5,6,null,null,null,null,null,4,4,null,null,null,null,null,null,null,4,4,null,null,null,null,null,null,null,4,4,null,null,null,null,null,null,null,4,4,null,null,null,null,null,null,null,0.5,null,0.5,6,52,53.28,54.52,55.72,56.88,62,63.16,60.36,61.48,62.4,63,63.23,63.18,62.9,66.490000000000009,66,61.36,60.52,59.6,58.72,58,57.36,56.72,60.2,59.92,56,56.62,57.69,58.95,60.14,61,61.31,65.259999999999991,65.14,61.29,62,63.28,64.92,66.92,69.28,72,0.5,null,0.5,6,52,53.28,54.52,55.72,56.88,62,63.16,60.36,61.48,62.4,63,63.23,63.18,62.9,66.490000000000009,66,61.36,60.52,59.6,58.72,58,58,57.36,56.72,60.2,59.92,56,56.62,57.69,58.95,60.14,61,61.31,65.259999999999991,65.14,61.29,62,63.28,64.92,66.92,69.28,72,null,null,null,0.5,6,52,0,0,0,0,62,63.16,0,0,0,63,0,0,0,66.490000000000009,66,0,0,0,0,58,58,0,0,60.2,59.92,56,0,0,0,0,61,0,65.259999999999991,65.14,0,62,0,0,0,0,72,0.5,null,null,null,6,68,68.099999999999994,68.2,68.3,68.400000000000006,68.5,68.599999999999994,68.7,68.8,68.900000000000006,69,69.099999999999994,69.2,69.3,69.400000000000006,69.5,69.599999999999994,69.7,69.8,69.900000000000006,70,64.900000000000006,65.599999999999994,66.3,67,67.7,68.400000000000006,69.099999999999994,69.8,70.5,71.2,71.900000000000006,72.599999999999994,73.3,74,74.7,75.400000000000006,76.099999999999994,76.8,77.5,78.2,78.900000000000006,0.5,null,null,null,null,null,0.5,6,16,14.819999999999993,13.68,12.579999999999998,11.520000000000003,6.5,5.4399999999999977,8.3400000000000034,7.32,6.5000000000000071,6,5.8699999999999974,6.0200000000000031,6.3999999999999986,2.9099999999999966,3.5,8.2399999999999949,9.18,10.199999999999996,11.180000000000007,12,6.9000000000000057,8.2399999999999949,9.5799999999999983,6.7999999999999972,7.7800000000000011,12.400000000000006,12.479999999999997,12.11,11.549999999999997,11.060000000000002,10.900000000000006,11.289999999999992,8.0400000000000063,8.86,13.410000000000004,13.400000000000006,12.819999999999993,11.879999999999995,10.579999999999998,8.9200000000000017,6.9000000000000057,null,null,null,null,null,null,null,0.5,6,15.759999999999998,14.677499999999998,13.63,12.617500000000001,9.6399999999999988,6.6649999999999991,7.6625000000000014,8.6825000000000028,7.8125000000000036,7.1449999999999996,6.7349999999999977,6.5525000000000002,6.5650000000000013,4.7499999999999982,3.082499999999996,5.6049999999999969,8.3674999999999979,9.3074999999999992,10.290000000000001,11.182499999999999,7.2099999999999973,8.5574999999999974,7.8574999999999999,6.9825000000000017,9.807500000000001,12.182499999999997,12.057499999999997,11.61,11.107500000000002,10.815000000000001,10.974999999999996,9.6024999999999956,8.452499999999997,11.205,13.542500000000002,13.307499999999997,12.602499999999996,11.535,10.105000000000004,8.3150000000000013,null,null,0.5,6,4.71,4.71,6.1,6.1,11.33,11.98,11.98,11.33,11.98,11.98,11.98,11.98,11.98,15.63,23.66,15.63,11.33,11.33,7.9,7.9,11.98,11.33,11.98,11.98,11.33,6.1,6.1,7.9,7.9,7.9,7.9,11.33,11.33,7.9,6.1,6.1,6.1,7.9,7.9,11.33,null,null,0.5,6,-10.920000000000002,-10.920000000000002,-9.5300000000000011,-9.5300000000000011,-12.33,-19.66,-19.66,-12.33,-11.68,-3.6500000000000004,0.65000000000000036,0.65000000000000036,0,-8.0299999999999994,-7.98,-16.009999999999998,-12.33,-12.33,-15.76,-15.76,-11.68,-12.33,-19.66,-19.66,-12.33,-9.5300000000000011,-17.560000000000002,-15.76,-23.740000000000002,-23.740000000000002,-15.76,-20.310000000000002,-20.310000000000002,-15.76,-5.8800000000000008,-5.8800000000000008,-9.5300000000000011,-7.73,-15.76,-20.310000000000002,null,null,0.5,6,0,0,0,0,0,0,0,0,0,0,0,0,0,0,0,0,0,0,0,0,0,0,0,0,0,0,0,0,0,0,0,0,0,0,0,0,0,0,0,0,72,0.5,null,0.5,6,0,0,0,0,0,0,0,0,0,0,0,0,0,0,0,0,0,0,0,0,0,0,0,0,0,0,0,0,0,0,0,0,0,0,0,0,0,0,0,0,0,0.5,null,0.5,6,1,0,0,0,0,0,0,0,0,0,0,0,0,0,0,0,0,0,0,0,1,0,0,0,0,0,0,0,0,0,0,0,0,0,0,0,0,0,0,0,1,0.5,null,0.5,6,52,0,0,0,0,0,0,0,0,0,0,0,0,0,0,0,0,0,0,0,58,0,0,0,0,0,0,0,0,0,0,0,0,0,0,0,0,0,0,0,72,0.5,null,0.5,6,4,4,4,4,4,4,4,4,4,4,4,4,4,4,4,4,4,4,4,4,4,5,5,5,5,5,5,5,5,5,5,5,5,5,5,5,5,5,5,5,5,5,0.5,null,0.5,6,0,0,0,0,0,4,4,0,0,0,0,0,0,0,4,4,0,0,0,0,0,0,0,0,4,4,0,0,0,0,0,0,0,4,4,0,0,0,0,0,0,0,0.5,null,0.5,6,1,0,0,0,0,0,0,0,0,0,0,0,0,0,0,0,0,0,0,0,1,57,57,57,57,57,57,57,57,57,57,57,57,57,57,57,57,57,57,57,57,57,0.5]
[7,"G",41,41,39,47,55,59,61,62,76,null,"2A",{"$f":"ROUND('3D Interpolace'!M10,2)","v":51.48},{"$f":"ROUND('3D Interpolace'!N10,2)","v":52.6},{"$f":"ROUND('3D Interpolace'!O10,2)","v":53.69},{"$f":"ROUND('3D Interpolace'!P10,2)","v":54.75},{"$f":"ROUND('3D Interpolace'!Q10,2)","v":55.78},{"$f":"ROUND('3D Interpolace'!R10,2)","v":56.78},{"$f":"ROUND('3D Interpolace'!S10,2)","v":57.8},{"$f":"ROUND('3D Interpolace'!T10,2)","v":58.83},{"$f":"ROUND('3D Interpolace'!U10,2)","v":59.8},{"$f":"ROUND('3D Interpolace'!V10,2)","v":60.67},{"$f":"ROUND('3D Interpolace'!W10,2)","v":61.35},{"$f":"ROUND('3D Interpolace'!X10,2)","v":61.88},{"$f":"ROUND('3D Interpolace'!Y10,2)","v":62.3},{"$f":"ROUND('3D Interpolace'!Z10,2)","v":62.56},{"$f":"ROUND('3D Interpolace'!AA10,2)","v":62.65},{"$f":"ROUND('3D Interpolace'!AB10,2)","v":62.53},{"$f":"ROUND('3D Interpolace'!AC10,2)","v":62.09},{"$f":"ROUND('3D Interpolace'!AD10,2)","v":61.36},{"$f":"ROUND('3D Interpolace'!AE10,2)","v":60.49},{"$f":"ROUND('3D Interpolace'!AF10,2)","v":59.63},{"$f":"ROUND('3D Interpolace'!AG10,2)","v":58.92},{"$f":"ROUND('3D Interpolace'!AH10,2)","v":58.28},{"$f":"ROUND('3D Interpolace'!AI10,2)","v":57.61},{"$f":"ROUND('3D Interpolace'!AJ10,2)","v":57.04},{"$f":"ROUND('3D Interpolace'!AK10,2)","v":56.71},{"$f":"ROUND('3D Interpolace'!AL10,2)","v":56.74},{"$f":"ROUND('3D Interpolace'!AM10,2)","v":57.31},{"$f":"ROUND('3D Interpolace'!AN10,2)","v":58.35},{"$f":"ROUND('3D Interpolace'!AO10,2)","v":59.57},{"$f":"ROUND('3D Interpolace'!AP10,2)","v":60.71},{"$f":"ROUND('3D Interpolace'!AQ10,2)","v":61.49},{"$f":"ROUND('3D Interpolace'!AR10,2)","v":61.7},{"$f":"ROUND('3D Interpolace'!AS10,2)","v":61.52},{"$f":"ROUND('3D Interpolace'!AT10,2)","v":61.27},{"$f":"ROUND('3D Interpolace'!AU10,2)","v":61.28},{"$f":"ROUND('3D Interpolace'!AV10,2)","v":61.86},{"$f":"ROUND('3D Interpolace'!AW10,2)","v":63.03},{"$f":"ROUND('3D Interpolace'!AX10,2)","v":64.56},{"$f":"ROUND('3D Interpolace'!AY10,2)","v":66.459999999999994},{"$f":"ROUND('3D Interpolace'!AZ10,2)","v":68.72},{"$f":"ROUND('3D Interpolace'!BA10,2)","v":71.34},null,0.6,7,null,null,null,null,null,4,4,null,null,null,null,null,null,null,4,4,null,null,null,null,null,null,null,4,4,null,null,null,null,null,null,null,4,4,null,null,null,null,null,null,null,0.6,null,0.6,7,51.48,52.6,53.69,54.75,55.78,60.78,61.8,58.83,59.8,60.67,61.35,61.88,62.3,62.56,66.650000000000006,66.53,62.09,61.36,60.49,59.63,58.92,58.28,57.61,61.04,60.71,56.74,57.31,58.35,59.57,60.71,61.49,61.7,65.52000000000001,65.27000000000001,61.28,61.86,63.03,64.56,66.459999999999994,68.72,71.34,0.6,null,0.6,7,51.48,52.6,53.69,54.75,55.78,60.78,61.8,58.83,59.8,60.67,61.35,61.88,62.3,62.56,66.650000000000006,66.53,62.09,61.36,60.49,59.63,58.92,58.92,58.28,57.61,61.04,60.71,56.74,57.31,58.35,59.57,60.71,61.49,61.7,65.52000000000001,65.27000000000001,61.28,61.86,63.03,64.56,66.459999999999994,68.72,71.34,null,null,null,0.6,7,0,0,0,0,0,60.78,0,0,0,0,0,0,0,0,0,66.53,0,0,0,0,0,0,0,0,0,0,0,0,0,0,0,0,0,0,0,0,0,0,0,0,0,0,0.6,null,null,null,7,68.099999999999994,68.2,68.3,68.400000000000006,68.5,68.599999999999994,68.7,68.8,68.900000000000006,69,69.099999999999994,69.2,69.3,69.400000000000006,69.5,69.599999999999994,69.7,69.8,69.900000000000006,70,70.099999999999994,65.099999999999994,65.8,66.5,67.2,67.900000000000006,68.599999999999994,69.3,70,70.7,71.400000000000006,72.099999999999994,72.8,73.5,74.2,74.900000000000006,75.599999999999994,76.3,77,77.7,78.400000000000006,79.099999999999994,0.6,null,null,null,null,null,0.6,7,16.619999999999997,15.600000000000001,14.61,13.650000000000006,12.719999999999999,7.8199999999999932,6.9000000000000057,9.9699999999999989,9.1000000000000085,8.3299999999999983,7.7499999999999929,7.32,7,6.8400000000000034,2.8499999999999943,3.0699999999999932,7.6099999999999994,8.4399999999999977,9.4100000000000037,10.369999999999997,11.179999999999993,6.1799999999999926,7.519999999999996,8.89,6.1600000000000037,7.1900000000000048,11.859999999999992,11.989999999999995,11.649999999999999,11.130000000000003,10.690000000000005,10.609999999999992,11.099999999999994,7.9799999999999898,8.9299999999999926,13.620000000000005,13.739999999999995,13.269999999999996,12.439999999999998,11.240000000000009,9.6800000000000068,7.7599999999999909,null,null,null,null,null,null,null,0.6,7,16.267499999999998,15.362500000000001,14.495000000000003,13.665000000000001,10.872499999999999,8.1150000000000002,9.3950000000000014,10.715000000000003,10.067500000000001,9.447499999999998,8.8125,8.1175000000000015,7.4300000000000015,4.8874999999999975,2.6224999999999952,4.7624999999999975,7.3275000000000006,8.177500000000002,9.1324999999999985,10.012499999999996,6.1174999999999962,7.452499999999997,6.7624999999999993,5.9150000000000009,8.7799999999999976,11.209999999999997,11.157499999999995,10.794999999999998,10.385000000000002,10.192499999999997,10.449999999999996,9.1674999999999933,8.1099999999999959,10.97,13.447499999999998,13.389999999999997,12.894999999999994,12.064999999999998,10.900000000000002,9.4049999999999976,null,null,0.6,7,0,4.71,4.71,6.1,7.9,11.33,11.33,7.9,7.9,11.33,11.33,11.33,11.98,15.63,23.66,15.63,11.98,11.33,11.33,7.9,11.98,11.98,11.98,15.63,11.33,7.9,7.9,7.9,7.9,7.9,7.9,11.33,11.33,7.9,6.1,6.1,6.1,6.1,7.9,11.33,null,null,0.6,7,-23.66,-18.95,-18.95,-17.560000000000002,-23.740000000000002,-20.310000000000002,-12.33,-7.73,-7.73,-4.3000000000000007,5.23,3.4299999999999997,0.65000000000000036,0,-7.98,-16.009999999999998,-11.68,-12.33,-12.33,-15.76,-11.68,-11.68,-11.68,-16.009999999999998,-12.33,-7.73,-7.73,-15.76,-15.76,-23.740000000000002,-15.76,-20.310000000000002,-20.310000000000002,-7.73,-5.8800000000000008,-5.8800000000000008,-5.8800000000000008,-9.5300000000000011,-7.73,-12.33,null,null,0.6,7,0,0,0,0,0,0,0,0,0,0,0,0,0,0,0,0,0,0,0,0,0,0,0,0,0,0,0,0,0,0,0,0,0,0,0,0,0,0,0,0,0,0.6,null,0.6,7,0,0,0,0,0,0,0,0,0,0,0,0,0,0,0,0,0,0,0,0,0,0,0,0,0,0,0,0,0,0,0,0,0,0,0,0,0,0,0,0,0,0.6,null,0.6,7,1,0,0,0,0,0,0,0,0,0,0,0,0,0,0,0,0,0,0,0,1,0,0,0,0,0,0,0,0,0,0,0,0,0,0,0,0,0,0,0,1,0.6,null,0.6,7,51.48,0,0,0,0,0,0,0,0,0,0,0,0,0,0,0,0,0,0,0,58.92,0,0,0,0,0,0,0,0,0,0,0,0,0,0,0,0,0,0,0,71.34,0.6,null,0.6,7,4,4,4,4,4,4,4,4,4,4,4,4,4,4,4,4,4,4,4,4,4,5,5,5,5,5,5,5,5,5,5,5,5,5,5,5,5,5,5,5,5,5,0.6,null,0.6,7,0,0,0,0,0,4,4,0,0,0,0,0,0,0,4,4,0,0,0,0,0,0,0,0,4,4,0,0,0,0,0,0,0,4,4,0,0,0,0,0,0,0,0.6,null,0.6,7,1,0,0,0,0,0,0,0,0,0,0,0,0,0,0,0,0,0,0,0,1,57,57,57,57,57,57,57,57,57,57,57,57,57,57,57,57,57,57,57,57,57,0.6]
[8,"H",43,46,47,53,62,66,66,72,78,null,"2B",{"$f":"ROUND('3D Interpolace'!M11,2)","v":51.36},{"$f":"ROUND('3D Interpolace'!N11,2)","v":52.29},{"$f":"ROUND('3D Interpolace'!O11,2)","v":53.17},{"$f":"ROUND('3D Interpolace'!P11,2)","v":54.01},{"$f":"ROUND('3D Interpolace'!Q11,2)","v":54.8},{"$f":"ROUND('3D Interpolace'!R11,2)","v":55.55},{"$f":"ROUND('3D Interpolace'!S11,2)","v":56.21},{"$f":"ROUND('3D Interpolace'!T11,2)","v":56.78},{"$f":"ROUND('3D Interpolace'!U11,2)","v":57.33},{"$f":"ROUND('3D Interpolace'!V11,2)","v":57.93},{"$f":"ROUND('3D Interpolace'!W11,2)","v":58.66},{"$f":"ROUND('3D Interpolace'!X11,2)","v":59.66},{"$f":"ROUND('3D Interpolace'!Y11,2)","v":60.89},{"$f":"ROUND('3D Interpolace'!Z11,2)","v":62.13},{"$f":"ROUND('3D Interpolace'!AA11,2)","v":63.11},{"$f":"ROUND('3D Interpolace'!AB11,2)","v":63.62},{"$f":"ROUND('3D Interpolace'!AC11,2)","v":63.51},{"$f":"ROUND('3D Interpolace'!AD11,2)","v":62.93},{"$f":"ROUND('3D Interpolace'!AE11,2)","v":62.11},{"$f":"ROUND('3D Interpolace'!AF11,2)","v":61.24},{"$f":"ROUND('3D Interpolace'!AG11,2)","v":60.56},{"$f":"ROUND('3D Interpolace'!AH11,2)","v":59.97},{"$f":"ROUND('3D Interpolace'!AI11,2)","v":59.33},{"$f":"ROUND('3D Interpolace'!AJ11,2)","v":58.77},{"$f":"ROUND('3D Interpolace'!AK11,2)","v":58.42},{"$f":"ROUND('3D Interpolace'!AL11,2)","v":58.41},{"$f":"ROUND('3D Interpolace'!AM11,2)","v":58.9},{"$f":"ROUND('3D Interpolace'!AN11,2)","v":59.81},{"$f":"ROUND('3D Interpolace'!AO11,2)","v":60.89},{"$f":"ROUND('3D Interpolace'!AP11,2)","v":61.89},{"$f":"ROUND('3D Interpolace'!AQ11,2)","v":62.54},{"$f":"ROUND('3D Interpolace'!AR11,2)","v":62.67},{"$f":"ROUND('3D Interpolace'!AS11,2)","v":62.44},{"$f":"ROUND('3D Interpolace'!AT11,2)","v":62.13},{"$f":"ROUND('3D Interpolace'!AU11,2)","v":62.04},{"$f":"ROUND('3D Interpolace'!AV11,2)","v":62.43},{"$f":"ROUND('3D Interpolace'!AW11,2)","v":63.32},{"$f":"ROUND('3D Interpolace'!AX11,2)","v":64.510000000000005},{"$f":"ROUND('3D Interpolace'!AY11,2)","v":66.010000000000005},{"$f":"ROUND('3D Interpolace'!AZ11,2)","v":67.81},{"$f":"ROUND('3D Interpolace'!BA11,2)","v":69.91},null,0.7,8,null,null,null,null,null,4,4,null,null,null,null,null,null,null,4,4,null,null,null,null,null,null,null,4,4,null,null,null,null,null,null,null,4,4,null,null,null,null,null,null,null,0.7,null,0.7,8,51.36,52.29,53.17,54.01,54.8,59.55,60.21,56.78,57.33,57.93,58.66,59.66,60.89,62.13,67.11,67.62,63.51,62.93,62.11,61.24,60.56,59.97,59.33,62.77,62.42,58.41,58.9,59.81,60.89,61.89,62.54,62.67,66.44,66.13,62.04,62.43,63.32,64.510000000000005,66.010000000000005,67.81,69.91,0.7,null,0.70000000000000007,8,51.36,52.29,53.17,54.01,54.8,59.55,60.21,56.78,57.33,57.93,58.66,59.66,60.89,62.13,67.11,67.62,63.51,62.93,62.11,61.24,60.56,60.56,59.97,59.33,62.77,62.42,58.41,58.9,59.81,60.89,61.89,62.54,62.67,66.44,66.13,62.04,62.43,63.32,64.510000000000005,66.010000000000005,67.81,69.91,null,null,null,0.70000000000000007,8,0,0,0,0,0,59.55,0,0,0,0,0,0,0,0,0,67.62,0,0,0,0,0,0,0,0,0,0,0,0,0,0,0,0,0,0,0,0,0,0,0,0,0,0,0.70000000000000007,null,null,null,8,68.2,68.3,68.400000000000006,68.5,68.599999999999994,68.7,68.8,68.900000000000006,69,69.099999999999994,69.2,69.3,69.400000000000006,69.5,69.599999999999994,69.7,69.8,69.900000000000006,70,70.099999999999994,70.2,65.3,66,66.699999999999989,67.400000000000006,68.099999999999994,68.8,69.5,70.199999999999989,70.900000000000006,71.599999999999994,72.3,73,73.699999999999989,74.400000000000006,75.099999999999994,75.8,76.5,77.199999999999989,77.900000000000006,78.599999999999994,79.3,0.70000000000000007,null,null,null,null,null,0.70000000000000007,8,16.840000000000003,16.009999999999998,15.230000000000004,14.490000000000002,13.799999999999997,9.1500000000000057,8.5899999999999963,12.120000000000005,11.670000000000002,11.169999999999995,10.540000000000006,9.64,8.5100000000000051,7.3699999999999974,2.4899999999999949,2.0799999999999983,6.2899999999999991,6.970000000000006,7.8900000000000006,8.8599999999999923,9.64,4.7399999999999949,6.0300000000000011,7.3699999999999903,4.6300000000000026,5.6799999999999926,10.39,10.600000000000001,10.389999999999986,10.010000000000005,9.7099999999999937,9.759999999999998,10.329999999999998,7.2599999999999909,8.2700000000000102,13.059999999999995,13.369999999999997,13.18,12.689999999999984,11.89,10.789999999999992,9.39,null,null,null,null,null,null,null,0.70000000000000007,8,16.5075,15.812500000000002,15.172499999999999,14.587499999999999,12.06,9.6375000000000011,11.370000000000001,13.185,12.927499999999998,12.445,11.547500000000003,10.165000000000003,8.5249999999999986,4.9849999999999959,1.8974999999999973,3.5250000000000004,5.8350000000000044,6.5800000000000018,7.509999999999998,8.3699999999999992,4.5225000000000009,5.7949999999999964,5.0599999999999952,4.1949999999999985,7.0774999999999988,9.5700000000000021,9.6349999999999998,9.4274999999999984,9.1824999999999974,9.139999999999997,9.5024999999999995,8.2724999999999973,7.2474999999999987,10.17,12.792499999999999,12.992500000000001,12.85,12.447499999999998,11.784999999999997,10.864999999999998,null,null,0.70000000000000007,8,0,4.71,4.71,4.71,6.1,11.33,7.9,6.1,6.1,6.1,7.9,7.9,11.33,15.63,31.64,23.66,15.63,11.98,11.98,11.33,15.63,15.63,15.63,15.63,11.98,11.33,11.33,11.33,11.33,11.33,11.33,11.33,11.98,7.9,6.1,6.1,6.1,6.1,7.9,7.9,null,null,0.70000000000000007,8,-23.66,-18.95,-18.95,-18.95,-25.54,-20.310000000000002,-15.76,-9.5300000000000011,-5.8800000000000008,-5.8800000000000008,7.9,1.8000000000000007,3.4299999999999997,0,0,-7.98,-8.0299999999999994,-11.68,-19.66,-20.310000000000002,-8.0299999999999994,-8.0299999999999994,-16.009999999999998,-16.009999999999998,-11.68,-4.3000000000000007,-4.3000000000000007,-12.33,-12.33,-12.33,-12.33,-20.310000000000002,-19.66,-7.73,-5.8800000000000008,-5.8800000000000008,-5.8800000000000008,-5.8800000000000008,-4.08,-7.73,null,null,0.7,8,0,0,0,0,0,0,0,0,0,0,0,0,0,0,0,0,0,0,0,0,0,0,0,0,0,0,0,0,0,0,0,0,0,0,0,0,0,0,0,0,0,0.7,null,0.7,8,0,0,0,0,0,0,0,0,0,0,0,0,0,0,0,0,0,0,0,0,0,0,0,0,0,0,0,0,0,0,0,0,0,0,0,0,0,0,0,0,0,0.7,null,0.7,8,1,0,0,0,0,0,0,0,0,0,0,0,0,0,0,0,0,0,0,0,1,0,0,0,0,0,0,0,0,0,0,0,0,0,0,0,0,0,0,0,1,0.7,null,0.7,8,51.36,0,0,0,0,0,0,0,0,0,0,0,0,0,0,0,0,0,0,0,60.56,0,0,0,0,0,0,0,0,0,0,0,0,0,0,0,0,0,0,0,69.91,0.7,null,0.70000000000000007,8,4,4,4,4,4,4,4,4,4,4,4,4,4,4,4,4,4,4,4,4,4,5,5,5,5,5,5,5,5,5,5,5,5,5,5,5,5,5,5,5,5,5,0.70000000000000007,null,0.70000000000000007,8,0,0,0,0,0,4,4,0,0,0,0,0,0,0,4,4,0,0,0,0,0,0,0,0,4,4,0,0,0,0,0,0,0,4,4,0,0,0,0,0,0,0,0.70000000000000007,null,0.70000000000000007,8,1,0,0,0,0,0,0,0,0,0,0,0,0,0,0,0,0,0,0,0,1,57,57,57,57,57,57,57,57,57,57,57,57,57,57,57,57,57,57,57,57,57,0.70000000000000007]
[9,"I",48,52,53,55,62,66,71,74,78,null,"2C",{"$f":"ROUND('3D Interpolace'!M12,2)","v":51.4},{"$f":"ROUND('3D Interpolace'!N12,2)","v":52.12},{"$f":"ROUND('3D Interpolace'!O12,2)","v":52.77},{"$f":"ROUND('3D Interpolace'!P12,2)","v":53.36},{"$f":"ROUND('3D Interpolace'!Q12,2)","v":53.88},{"$f":"ROUND('3D Interpolace'!R12,2)","v":54.33},{"$f":"ROUND('3D Interpolace'!S12,2)","v":54.56},{"$f":"ROUND('3D Interpolace'!T12,2)","v":54.57},{"$f":"ROUND('3D Interpolace'!U12,2)","v":54.58},{"$f":"ROUND('3D Interpolace'!V12,2)","v":54.85},{"$f":"ROUND('3D Interpolace'!W12,2)","v":55.58},{"$f":"ROUND('3D Interpolace'!X12,2)","v":57.11},{"$f":"ROUND('3D Interpolace'!Y12,2)","v":59.28},{"$f":"ROUND('3D Interpolace'!Z12,2)","v":61.6},{"$f":"ROUND('3D Interpolace'!AA12,2)","v":63.62},{"$f":"ROUND('3D Interpolace'!AB12,2)","v":64.86},{"$f":"ROUND('3D Interpolace'!AC12,2)","v":65.11},{"$f":"ROUND('3D Interpolace'!AD12,2)","v":64.709999999999994},{"$f":"ROUND('3D Interpolace'!AE12,2)","v":63.93},{"$f":"ROUND('3D Interpolace'!AF12,2)","v":63.08},{"$f":"ROUND('3D Interpolace'!AG12,2)","v":62.44},{"$f":"ROUND('3D Interpolace'!AH12,2)","v":61.94},{"$f":"ROUND('3D Interpolace'!AI12,2)","v":61.38},{"$f":"ROUND('3D Interpolace'!AJ12,2)","v":60.88},{"$f":"ROUND('3D Interpolace'!AK12,2)","v":60.55},{"$f":"ROUND('3D Interpolace'!AL12,2)","v":60.51},{"$f":"ROUND('3D Interpolace'!AM12,2)","v":60.9},{"$f":"ROUND('3D Interpolace'!AN12,2)","v":61.65},{"$f":"ROUND('3D Interpolace'!AO12,2)","v":62.54},{"$f":"ROUND('3D Interpolace'!AP12,2)","v":63.35},{"$f":"ROUND('3D Interpolace'!AQ12,2)","v":63.86},{"$f":"ROUND('3D Interpolace'!AR12,2)","v":63.92},{"$f":"ROUND('3D Interpolace'!AS12,2)","v":63.68},{"$f":"ROUND('3D Interpolace'!AT12,2)","v":63.36},{"$f":"ROUND('3D Interpolace'!AU12,2)","v":63.19},{"$f":"ROUND('3D Interpolace'!AV12,2)","v":63.37},{"$f":"ROUND('3D Interpolace'!AW12,2)","v":63.91},{"$f":"ROUND('3D Interpolace'!AX12,2)","v":64.66},{"$f":"ROUND('3D Interpolace'!AY12,2)","v":65.63},{"$f":"ROUND('3D Interpolace'!AZ12,2)","v":66.81},{"$f":"ROUND('3D Interpolace'!BA12,2)","v":68.209999999999994},null,0.8,9,null,null,null,null,null,4,4,null,null,null,null,null,null,null,4,4,null,null,null,null,null,null,null,4,4,null,null,null,null,null,null,null,4,4,null,null,null,null,null,null,null,0.8,null,0.8,9,51.4,52.12,52.77,53.36,53.88,58.33,58.56,54.57,54.58,54.85,55.58,57.11,59.28,61.6,67.62,68.86,65.11,64.709999999999994,63.93,63.08,62.44,61.94,61.38,64.88,64.55,60.51,60.9,61.65,62.54,63.35,63.86,63.92,67.680000000000007,67.36,63.19,63.37,63.91,64.66,65.63,66.81,68.209999999999994,0.8,null,0.8,9,51.4,52.12,52.77,53.36,53.88,58.33,58.56,54.57,54.58,54.85,55.58,57.11,59.28,61.6,67.62,68.86,65.11,64.709999999999994,63.93,63.08,62.44,62.44,61.94,61.38,64.88,64.55,60.51,60.9,61.65,62.54,63.35,63.86,63.92,67.680000000000007,67.36,63.19,63.37,63.91,64.66,65.63,66.81,68.209999999999994,null,null,null,0.8,9,0,0,0,0,0,58.33,0,0,0,0,0,0,0,0,0,68.86,0,0,0,0,0,0,0,0,0,0,0,0,0,0,0,0,0,0,0,0,0,0,0,0,0,0,0.8,null,null,null,9,68.3,68.400000000000006,68.5,68.599999999999994,68.7,68.8,68.900000000000006,69,69.099999999999994,69.2,69.3,69.400000000000006,69.5,69.599999999999994,69.7,69.8,69.900000000000006,70,70.099999999999994,70.2,70.3,65.5,66.2,66.899999999999991,67.599999999999994,68.3,69,69.7,70.400000000000006,71.099999999999994,71.8,72.5,73.2,73.900000000000006,74.599999999999994,75.3,76,76.7,77.400000000000006,78.099999999999994,78.8,79.5,0.8,null,null,null,null,null,0.8,9,16.899999999999999,16.280000000000008,15.729999999999997,15.239999999999995,14.82,10.469999999999999,10.340000000000003,14.43,14.519999999999996,14.350000000000001,13.719999999999999,12.290000000000006,10.219999999999999,7.9999999999999929,2.0799999999999983,0.93999999999999773,4.7900000000000063,5.2900000000000063,6.1699999999999946,7.1200000000000045,7.8599999999999994,3.0600000000000023,4.2600000000000051,5.5199999999999889,2.7199999999999989,3.75,8.490000000000002,8.8000000000000043,8.7500000000000071,8.5599999999999952,8.4499999999999957,8.64,9.2800000000000011,6.2199999999999989,7.2399999999999949,12.11,12.630000000000003,12.790000000000006,12.740000000000009,12.469999999999999,11.989999999999995,11.290000000000006,null,null,null,null,null,null,null,0.8,9,16.71,16.227499999999999,15.817499999999997,15.482499999999998,13.225,11.145000000000001,13.339999999999998,15.662499999999998,15.807499999999999,15.475,14.327500000000002,12.2675,9.6874999999999964,5.1599999999999966,1.2524999999999977,2.3625000000000007,4.4075000000000024,5.0350000000000019,5.92,6.7375000000000007,2.9100000000000037,4.0799999999999983,3.2574999999999967,2.3324999999999996,5.2025000000000006,7.7500000000000036,7.9400000000000031,7.91,7.8574999999999982,7.9824999999999999,8.4475000000000016,7.2474999999999987,6.2224999999999966,9.1824999999999974,11.94,12.405000000000003,12.640000000000004,12.702500000000001,12.592499999999998,12.310000000000002,null,null,0.8,9,0,0,4.71,4.71,6.1,7.9,6.1,4.71,4.71,4.71,4.71,6.1,11.33,15.63,31.64,23.66,15.63,15.63,15.63,11.98,23.66,15.63,23.66,23.66,15.63,11.98,11.98,11.98,11.98,11.98,11.33,11.98,11.98,11.33,7.9,6.1,6.1,6.1,6.1,6.1,null,null,0.8,9,-31.64,-23.66,-18.95,-18.95,-25.54,-23.740000000000002,-17.560000000000002,-7.2700000000000005,-7.2700000000000005,-6.62,4.71,6.1,5.23,3.6500000000000004,0,-7.98,-8.0299999999999994,-16.009999999999998,-16.009999999999998,-19.66,0,-8.0299999999999994,-7.98,-7.98,-8.0299999999999994,-3.6500000000000004,-11.68,-11.68,-11.68,-11.68,-12.33,-19.66,-19.66,-12.33,-4.08,-5.8800000000000008,-5.8800000000000008,-5.23,-5.23,-5.23,null,null,0.8,9,0,0,0,0,0,0,0,0,0,0,0,0,0,0,0,0,0,0,0,0,0,0,0,0,0,0,0,0,0,0,0,0,0,0,0,0,0,0,0,0,0,0.8,null,0.8,9,0,0,0,0,0,0,0,0,0,0,0,0,0,0,0,0,0,0,0,0,0,0,0,0,0,0,0,0,0,0,0,0,0,0,0,0,0,0,0,0,0,0.8,null,0.8,9,1,0,0,0,0,0,0,0,0,0,0,0,0,0,0,0,0,0,0,0,1,0,0,0,0,0,0,0,0,0,0,0,0,0,0,0,0,0,0,0,1,0.8,null,0.8,9,51.4,0,0,0,0,0,0,0,0,0,0,0,0,0,0,0,0,0,0,0,62.44,0,0,0,0,0,0,0,0,0,0,0,0,0,0,0,0,0,0,0,68.209999999999994,0.8,null,0.8,9,4,4,4,4,4,4,4,4,4,4,4,4,4,4,4,4,4,4,4,4,4,5,5,5,5,5,5,5,5,5,5,5,5,5,5,5,5,5,5,5,5,5,0.8,null,0.8,9,0,0,0,0,0,4,4,0,0,0,0,0,0,0,4,4,0,0,0,0,0,0,0,0,4,4,0,0,0,0,0,0,0,4,4,0,0,0,0,0,0,0,0.8,null,0.8,9,1,0,0,0,0,0,0,0,0,0,0,0,0,0,0,0,0,0,0,0,1,57,57,57,57,57,57,57,57,57,57,57,57,57,57,57,57,57,57,57,57,57,0.8]
[10,"J",49,46,46,53,57,66,69,76,79,null,"2D",{"$f":"ROUND('3D Interpolace'!M13,2)","v":51.36},{"$f":"ROUND('3D Interpolace'!N13,2)","v":51.88},{"$f":"ROUND('3D Interpolace'!O13,2)","v":52.32},{"$f":"ROUND('3D Interpolace'!P13,2)","v":52.68},{"$f":"ROUND('3D Interpolace'!Q13,2)","v":52.95},{"$f":"ROUND('3D Interpolace'!R13,2)","v":53.14},{"$f":"ROUND('3D Interpolace'!S13,2)","v":52.99},{"$f":"ROUND('3D Interpolace'!T13,2)","v":52.52},{"$f":"ROUND('3D Interpolace'!U13,2)","v":52.08},{"$f":"ROUND('3D Interpolace'!V13,2)","v":52.06},{"$f":"ROUND('3D Interpolace'!W13,2)","v":52.81},{"$f":"ROUND('3D Interpolace'!X13,2)","v":54.79},{"$f":"ROUND('3D Interpolace'!Y13,2)","v":57.75},{"$f":"ROUND('3D Interpolace'!Z13,2)","v":61.02},{"$f":"ROUND('3D Interpolace'!AA13,2)","v":63.92},{"$f":"ROUND('3D Interpolace'!AB13,2)","v":65.790000000000006},{"$f":"ROUND('3D Interpolace'!AC13,2)","v":66.39},{"$f":"ROUND('3D Interpolace'!AD13,2)","v":66.16},{"$f":"ROUND('3D Interpolace'!AE13,2)","v":65.459999999999994},{"$f":"ROUND('3D Interpolace'!AF13,2)","v":64.650000000000006},{"$f":"ROUND('3D Interpolace'!AG13,2)","v":64.08},{"$f":"ROUND('3D Interpolace'!AH13,2)","v":63.7},{"$f":"ROUND('3D Interpolace'!AI13,2)","v":63.26},{"$f":"ROUND('3D Interpolace'!AJ13,2)","v":62.85},{"$f":"ROUND('3D Interpolace'!AK13,2)","v":62.59},{"$f":"ROUND('3D Interpolace'!AL13,2)","v":62.54},{"$f":"ROUND('3D Interpolace'!AM13,2)","v":62.85},{"$f":"ROUND('3D Interpolace'!AN13,2)","v":63.44},{"$f":"ROUND('3D Interpolace'!AO13,2)","v":64.13},{"$f":"ROUND('3D Interpolace'!AP13,2)","v":64.75},{"$f":"ROUND('3D Interpolace'!AQ13,2)","v":65.11},{"$f":"ROUND('3D Interpolace'!AR13,2)","v":65.12},{"$f":"ROUND('3D Interpolace'!AS13,2)","v":64.89},{"$f":"ROUND('3D Interpolace'!AT13,2)","v":64.58},{"$f":"ROUND('3D Interpolace'!AU13,2)","v":64.34},{"$f":"ROUND('3D Interpolace'!AV13,2)","v":64.34},{"$f":"ROUND('3D Interpolace'!AW13,2)","v":64.56},{"$f":"ROUND('3D Interpolace'!AX13,2)","v":64.91},{"$f":"ROUND('3D Interpolace'!AY13,2)","v":65.39},{"$f":"ROUND('3D Interpolace'!AZ13,2)","v":66},{"$f":"ROUND('3D Interpolace'!BA13,2)","v":66.739999999999995},null,0.9,10,null,null,null,null,null,4,4,null,null,null,null,null,null,null,4,4,null,null,null,null,null,null,null,4,4,null,null,null,null,null,null,null,4,4,null,null,null,null,null,null,null,0.9,null,0.9,10,51.36,51.88,52.32,52.68,52.95,57.14,56.99,52.52,52.08,52.06,52.81,54.79,57.75,61.02,67.92,69.790000000000006,66.39,66.16,65.459999999999994,64.650000000000006,64.08,63.7,63.26,66.849999999999994,66.59,62.54,62.85,63.44,64.13,64.75,65.11,65.12,68.89,68.58,64.34,64.34,64.56,64.91,65.39,66,66.739999999999995,0.9,null,0.9,10,51.36,51.88,52.32,52.68,52.95,57.14,56.99,52.52,52.08,52.06,52.81,54.79,57.75,61.02,67.92,69.790000000000006,66.39,66.16,65.459999999999994,64.650000000000006,64.08,64.08,63.7,63.26,66.849999999999994,66.59,62.54,62.85,63.44,64.13,64.75,65.11,65.12,68.89,68.58,64.34,64.34,64.56,64.91,65.39,66,66.739999999999995,null,null,null,0.9,10,0,0,0,0,0,57.14,0,0,0,0,0,0,0,0,0,69.790000000000006,0,0,0,0,0,0,0,0,0,0,0,0,0,0,0,0,0,0,0,0,0,0,0,0,0,0,0.9,null,null,null,10,68.400000000000006,68.5,68.599999999999994,68.7,68.8,68.900000000000006,69,69.099999999999994,69.2,69.3,69.400000000000006,69.5,69.599999999999994,69.7,69.8,69.900000000000006,70,70.099999999999994,70.2,70.3,70.400000000000006,65.7,66.400000000000006,67.099999999999994,67.8,68.5,69.2,69.900000000000006,70.599999999999994,71.3,72,72.7,73.400000000000006,74.099999999999994,74.8,75.5,76.2,76.900000000000006,77.599999999999994,78.3,79,79.7,0.9,null,null,null,null,null,0.9,10,17.040000000000006,16.619999999999997,16.279999999999994,16.020000000000003,15.849999999999994,11.760000000000005,12.009999999999998,16.579999999999991,17.120000000000005,17.239999999999995,16.590000000000003,14.71,11.849999999999994,8.68,1.8799999999999955,0.10999999999999943,3.6099999999999994,3.9399999999999977,4.7400000000000091,5.6499999999999915,6.3200000000000074,1.6200000000000045,2.7000000000000028,3.8399999999999963,0.95000000000000284,1.9099999999999966,6.6600000000000037,7.0500000000000043,7.1599999999999966,7.1700000000000017,7.25,7.5900000000000034,8.2800000000000011,5.2099999999999937,6.2199999999999989,11.159999999999997,11.86,12.340000000000003,12.689999999999998,12.909999999999997,13,12.960000000000008,null,null,null,null,null,null,null,0.9,10,{"$f":"AVERAGE(KF12:KG13)","v":17.100000000000001},16.799999999999997,16.579999999999998,16.442499999999999,14.387500000000001,12.549999999999999,15.059999999999997,17.72,18.127499999999998,17.880000000000003,16.5425,14.0025,10.757499999999999,5.5274999999999963,1.0299999999999976,1.75,3.5700000000000003,4.0650000000000013,4.865000000000002,5.6025000000000027,1.7675000000000018,2.8074999999999992,1.8624999999999989,0.84249999999999758,3.6650000000000009,6.2375000000000007,6.5299999999999958,6.6574999999999989,6.7775000000000034,7.0500000000000043,7.6025000000000027,6.4274999999999984,5.4024999999999963,8.389999999999997,11.25,11.914999999999999,12.432499999999997,12.844999999999999,13.1525,13.355000000000004,null,null,0.9,10,0,0,0,0,4.71,6.1,4.71,0,0,0,0,4.71,7.9,15.63,31.64,31.64,23.66,15.63,15.63,15.63,31.64,23.66,31.64,31.64,23.66,11.98,11.98,11.98,11.98,11.98,11.98,11.98,15.63,11.33,7.9,7.9,6.1,6.1,6.1,6.1,null,null,0.9,10,-31.64,-31.64,-31.64,-23.66,-26.93,-25.54,-10.920000000000002,-11.98,-11.33,-11.33,0,4.71,3.1900000000000004,4.3000000000000007,7.98,0,0,-16.009999999999998,-16.009999999999998,-16.009999999999998,7.98,0,0,0,0,-3.6500000000000004,-11.68,-11.68,-11.68,-11.68,-11.68,-19.66,-16.009999999999998,-12.33,-4.08,-4.08,-5.23,-5.23,-5.23,-5.23,null,null,0.9,10,0,0,0,0,0,0,0,0,0,0,0,0,0,0,0,0,0,0,0,0,0,0,0,0,0,0,0,0,0,0,0,0,0,0,0,0,0,0,0,0,0,0.9,null,0.9,10,0,0,0,0,0,0,0,0,0,0,0,0,0,0,0,0,0,0,0,0,0,0,0,0,0,0,0,0,0,0,0,0,0,0,0,0,0,0,0,0,0,0.9,null,0.9,10,1,0,0,0,0,0,0,0,0,0,0,0,0,0,0,0,0,0,0,0,1,0,0,0,0,0,0,0,0,0,0,0,0,0,0,0,0,0,0,0,1,0.9,null,0.9,10,51.36,0,0,0,0,0,0,0,0,0,0,0,0,0,0,0,0,0,0,0,64.08,0,0,0,0,0,0,0,0,0,0,0,0,0,0,0,0,0,0,0,66.739999999999995,0.9,null,0.9,10,4,4,4,4,4,4,4,4,4,4,4,4,4,4,4,4,4,4,4,4,4,5,5,5,5,5,5,5,5,5,5,5,5,5,5,5,5,5,5,5,5,5,0.9,null,0.9,10,0,0,0,0,0,4,4,0,0,0,0,0,0,0,4,4,0,0,0,0,0,0,0,0,4,4,0,0,0,0,0,0,0,4,4,0,0,0,0,0,0,0,0.9,null,0.9,10,1,0,0,0,0,0,0,0,0,0,0,0,0,0,0,0,0,0,0,0,1,57,57,57,57,57,57,57,57,57,57,57,57,57,57,57,57,57,57,57,57,57,0.9]
[11,"K",54,52,54,59,67,74,78,84,83,null,"3",{"$f":"ROUND('3D Interpolace'!M14,2)","v":51},{"$f":"ROUND('3D Interpolace'!N14,2)","v":51.36},{"$f":"ROUND('3D Interpolace'!O14,2)","v":51.64},{"$f":"ROUND('3D Interpolace'!P14,2)","v":51.84},{"$f":"ROUND('3D Interpolace'!Q14,2)","v":51.96},{"$f":"ROUND('3D Interpolace'!R14,2)","v":52},{"$f":"ROUND('3D Interpolace'!S14,2)","v":51.67},{"$f":"ROUND('3D Interpolace'!T14,2)","v":50.98},{"$f":"ROUND('3D Interpolace'!U14,2)","v":50.34},{"$f":"ROUND('3D Interpolace'!V14,2)","v":50.21},{"$f":"ROUND('3D Interpolace'!W14,2)","v":51},{"$f":"ROUND('3D Interpolace'!X14,2)","v":53.23},{"$f":"ROUND('3D Interpolace'!Y14,2)","v":56.62},{"$f":"ROUND('3D Interpolace'!Z14,2)","v":60.38},{"$f":"ROUND('3D Interpolace'!AA14,2)","v":63.77},{"$f":"ROUND('3D Interpolace'!AB14,2)","v":66},{"$f":"ROUND('3D Interpolace'!AC14,2)","v":66.819999999999993},{"$f":"ROUND('3D Interpolace'!AD14,2)","v":66.75},{"$f":"ROUND('3D Interpolace'!AE14,2)","v":66.17},{"$f":"ROUND('3D Interpolace'!AF14,2)","v":65.459999999999994},{"$f":"ROUND('3D Interpolace'!AG14,2)","v":65},{"$f":"ROUND('3D Interpolace'!AH14,2)","v":64.75},{"$f":"ROUND('3D Interpolace'!AI14,2)","v":64.459999999999994},{"$f":"ROUND('3D Interpolace'!AJ14,2)","v":64.180000000000007},{"$f":"ROUND('3D Interpolace'!AK14,2)","v":64.010000000000005},{"$f":"ROUND('3D Interpolace'!AL14,2)","v":64},{"$f":"ROUND('3D Interpolace'!AM14,2)","v":64.260000000000005},{"$f":"ROUND('3D Interpolace'!AN14,2)","v":64.73},{"$f":"ROUND('3D Interpolace'!AO14,2)","v":65.27},{"$f":"ROUND('3D Interpolace'!AP14,2)","v":65.739999999999995},{"$f":"ROUND('3D Interpolace'!AQ14,2)","v":66},{"$f":"ROUND('3D Interpolace'!AR14,2)","v":65.959999999999994},{"$f":"ROUND('3D Interpolace'!AS14,2)","v":65.72},{"$f":"ROUND('3D Interpolace'!AT14,2)","v":65.400000000000006},{"$f":"ROUND('3D Interpolace'!AU14,2)","v":65.12},{"$f":"ROUND('3D Interpolace'!AV14,2)","v":65},{"$f":"ROUND('3D Interpolace'!AW14,2)","v":65.040000000000006},{"$f":"ROUND('3D Interpolace'!AX14,2)","v":65.16},{"$f":"ROUND('3D Interpolace'!AY14,2)","v":65.36},{"$f":"ROUND('3D Interpolace'!AZ14,2)","v":65.64},{"$f":"ROUND('3D Interpolace'!BA14,2)","v":66},null,1,11,null,null,null,null,null,4,4,null,null,null,null,null,null,null,4,4,null,null,null,null,null,null,null,4,4,null,null,null,null,null,null,null,4,4,null,null,null,null,null,null,null,1,null,1,11,51,51.36,51.64,51.84,51.96,56,55.67,50.98,50.34,50.21,51,53.23,56.62,60.38,67.77000000000001,70,66.819999999999993,66.75,66.17,65.459999999999994,65,64.75,64.459999999999994,68.180000000000007,68.010000000000005,64,64.260000000000005,64.73,65.27,65.739999999999995,66,65.959999999999994,69.72,69.400000000000006,65.12,65,65.040000000000006,65.16,65.36,65.64,66,1,null,1,11,{"$f":"IF(ISNUMBER(INDEX(VstupniData,$EQ13,ER$2)),INDEX(VstupniData,$EQ13,ER$2),\"\")","v":51},51.36,51.64,51.84,51.96,56,55.67,50.98,50.34,50.21,{"$f":"IF(ISNUMBER(INDEX(VstupniData,$EQ13,FB$2)),INDEX(VstupniData,$EQ13,FB$2),\"\")","v":51},53.23,56.62,60.38,67.77000000000001,70,66.819999999999993,66.75,66.17,65.459999999999994,{"$f":"IF(ISNUMBER(INDEX(VstupniData,$EQ13,FL$2)),INDEX(VstupniData,$EQ13,FL$2),\"\")","v":65},65,64.75,64.459999999999994,68.180000000000007,68.010000000000005,64,64.260000000000005,64.73,65.27,{"$f":"IF(ISNUMBER(INDEX(VstupniData,$EQ13,FV$2)),INDEX(VstupniData,$EQ13,FV$2),\"\")","v":65.739999999999995},66,65.959999999999994,69.72,69.400000000000006,65.12,65,65.040000000000006,65.16,65.36,65.64,66,null,null,null,1,11,51,0,0,0,0,56,55.67,0,0,0,51,0,0,0,67.77000000000001,70,0,0,0,0,65,65,0,0,68.180000000000007,68.010000000000005,64,0,0,0,0,66,0,69.72,69.400000000000006,0,65,0,0,0,0,66,1,null,null,null,11,68.5,68.599999999999994,68.7,68.8,68.900000000000006,69,69.099999999999994,69.2,69.3,69.400000000000006,69.5,69.599999999999994,69.7,69.8,69.900000000000006,70,70.099999999999994,70.2,70.3,70.400000000000006,70.5,65.900000000000006,66.599999999999994,67.3,68,68.7,69.400000000000006,70.099999999999994,70.8,71.5,72.2,72.900000000000006,73.599999999999994,74.3,75,75.7,76.400000000000006,77.099999999999994,77.8,78.5,79.2,79.900000000000006,1,null,null,null,null,null,1,11,17.5,17.239999999999995,17.060000000000002,16.959999999999994,16.940000000000005,13,13.429999999999993,18.220000000000006,18.959999999999994,19.190000000000005,18.5,16.369999999999997,13.080000000000005,9.4199999999999946,2.1299999999999955,0,3.2800000000000011,3.4500000000000028,4.1299999999999955,4.9400000000000119,5.5,0.90000000000000568,1.8499999999999943,2.8400000000000034,-0.18000000000000682,0.68999999999999773,5.4000000000000057,5.8399999999999892,6.0699999999999932,6.230000000000004,6.460000000000008,6.9000000000000057,7.6400000000000006,4.5799999999999983,5.5999999999999943,10.579999999999998,11.400000000000006,12.059999999999988,12.64,13.14,13.560000000000002,13.900000000000006,null,null,null,null,null,null,null,1,11,{"$f":"AVERAGE(KF14:KG15)","v":0.35833333333333428},{"$f":"AVERAGE(KG14:KH15)","v":1.3674999999999997},2.4366666666666656,3.5658333333333321,2.7550000000000008,2.1416666666666693,5.8633333333333351,9.7149999999999999,11.284166666666666,12.160833333333334,11.900000000000002,10.381666666666669,8.1183333333333358,3.8550000000000004,0.331666666666667,2.0483333333333356,4.875,6.3791666666666629,8.1933333333333316,9.947499999999998,6.6299999999999955,2.6808333333333323,3.06666666666667,1.4649999999999999,-0.1841666666666697,2.0566666666666649,4.1174999999999962,3.9758333333333304,3.7166666666666686,3.4675000000000011,3.355833333333333,3.4866666666666681,1.8599999999999994,0.37083333333333002,2.8991666666666625,5.327499999999997,5.5983333333333292,5.7491666666666639,5.817499999999999,5.8058333333333323,null,null,1,11,31.64,31.64,23.66,23.66,23.66,23.66,15.63,11.33,7.9,6.1,7.9,7.9,11.33,23.66,31.64,23.66,15.63,11.98,11.33,11.33,11.98,23.66,23.66,31.64,31.64,23.66,15.63,23.66,23.66,23.66,23.66,23.66,31.64,31.64,23.66,15.63,15.63,15.63,15.63,15.63,null,null,1,11,0,0,-7.98,0,-7.98,-7.98,0,-0.65000000000000036,-3.4299999999999997,-5.23,7.9,3.1900000000000004,5.23,11.68,0,-7.98,-8.0299999999999994,-11.68,-12.33,-12.33,-3.6500000000000004,8.0299999999999994,-7.98,0,0,0,-8.0299999999999994,-7.98,-7.98,-7.98,0,-7.98,0,7.98,8.0299999999999994,0,0,0,0,0,null,null,1,11,0,0,0,0,0,0,0,0,0,0,0,0,0,0,0,70,0,0,0,0,0,0,0,0,0,0,0,0,0,0,0,0,0,0,0,0,0,0,0,0,0,1,null,1,11,0,0,0,0,0,0,0,0,0,0,0,0,0,0,0,70,0,0,0,0,0,65,0,0,68.180000000000007,0,0,0,0,0,0,66,0,69.72,0,0,0,0,0,0,0,1,null,1,11,1,1,1,1,1,1,1,1,1,1,1,1,1,1,1,1,1,1,1,1,1,1,1,1,1,1,1,1,1,1,1,1,1,1,1,1,1,1,1,1,1,1,null,1,11,51,51.36,51.64,51.84,51.96,56,55.67,50.98,50.34,50.21,51,53.23,56.62,60.38,67.77000000000001,70,66.819999999999993,66.75,66.17,65.459999999999994,65,64.75,64.459999999999994,68.180000000000007,68.010000000000005,64,64.260000000000005,64.73,65.27,65.739999999999995,66,65.959999999999994,69.72,69.400000000000006,65.12,65,65.040000000000006,65.16,65.36,65.64,66,1,null,1,11,{"$f":"YE12","v":4},{"$f":"YF12","v":4},4,4,4,4,4,4,4,4,4,4,4,4,4,4,4,4,4,4,{"$f":"YX13","v":4},5,{"$f":"ZA12","v":5},5,5,5,5,5,5,5,5,5,5,5,5,5,5,5,5,5,5,{"$f":"ZS13","v":5},1,null,1,11,{"$f":"IF(ISNUMBER(INDEX(Asfalt,$ZX13,ZY$2)),INDEX(Asfalt,$ZX13,ZY$2),0)","v":0},0,0,0,0,4,4,0,0,0,{"$f":"IF(ISNUMBER(INDEX(Asfalt,$ZX13,AAI$2)),INDEX(Asfalt,$ZX13,AAI$2),0)","v":0},0,0,0,4,4,0,0,0,0,{"$f":"IF(ISNUMBER(INDEX(Asfalt,$ZX13,AAS$2)),INDEX(Asfalt,$ZX13,AAS$2),0)","v":0},0,0,0,4,4,0,0,0,0,{"$f":"IF(ISNUMBER(INDEX(Asfalt,$ZX13,ABC$2)),INDEX(Asfalt,$ZX13,ABC$2),0)","v":0},0,0,4,4,0,0,0,0,0,0,0,1,null,1,11,1,1,1,1,1,1,1,1,1,1,1,1,1,1,1,1,1,1,1,1,1,57,{"$f":"ACO12","v":57},57,57,57,57,57,57,57,57,57,57,57,57,57,57,57,57,57,57,{"$f":"ADG13","v":57},1]
[12,"L",{"$f":"C13","v":54},{"$f":"D13","v":52},54,59,67,74,78,84,83,null,"3A",{"$f":"ROUND('3D Interpolace'!M15,2)","v":50.26},{"$f":"ROUND('3D Interpolace'!N15,2)","v":50.48},{"$f":"ROUND('3D Interpolace'!O15,2)","v":50.65},{"$f":"ROUND('3D Interpolace'!P15,2)","v":50.79},{"$f":"ROUND('3D Interpolace'!Q15,2)","v":50.88},{"$f":"ROUND('3D Interpolace'!R15,2)","v":50.94},{"$f":"ROUND('3D Interpolace'!S15,2)","v":50.69},{"$f":"ROUND('3D Interpolace'!T15,2)","v":50.14},{"$f":"ROUND('3D Interpolace'!U15,2)","v":49.68},{"$f":"ROUND('3D Interpolace'!V15,2)","v":49.7},{"$f":"ROUND('3D Interpolace'!W15,2)","v":50.58},{"$f":"ROUND('3D Interpolace'!X15,2)","v":52.79},{"$f":"ROUND('3D Interpolace'!Y15,2)","v":56.1},{"$f":"ROUND('3D Interpolace'!Z15,2)","v":59.76},{"$f":"ROUND('3D Interpolace'!AA15,2)","v":63.07},{"$f":"ROUND('3D Interpolace'!AB15,2)","v":65.3},{"$f":"ROUND('3D Interpolace'!AC15,2)","v":66.22},{"$f":"ROUND('3D Interpolace'!AD15,2)","v":66.31},{"$f":"ROUND('3D Interpolace'!AE15,2)","v":65.92},{"$f":"ROUND('3D Interpolace'!AF15,2)","v":65.41},{"$f":"ROUND('3D Interpolace'!AG15,2)","v":65.14},{"$f":"ROUND('3D Interpolace'!AH15,2)","v":65.069999999999993},{"$f":"ROUND('3D Interpolace'!AI15,2)","v":64.97},{"$f":"ROUND('3D Interpolace'!AJ15,2)","v":64.88},{"$f":"ROUND('3D Interpolace'!AK15,2)","v":64.849999999999994},{"$f":"ROUND('3D Interpolace'!AL15,2)","v":64.930000000000007},{"$f":"ROUND('3D Interpolace'!AM15,2)","v":65.19},{"$f":"ROUND('3D Interpolace'!AN15,2)","v":65.599999999999994},{"$f":"ROUND('3D Interpolace'!AO15,2)","v":66.05},{"$f":"ROUND('3D Interpolace'!AP15,2)","v":66.42},{"$f":"ROUND('3D Interpolace'!AQ15,2)","v":66.599999999999994},{"$f":"ROUND('3D Interpolace'!AR15,2)","v":66.510000000000005},{"$f":"ROUND('3D Interpolace'!AS15,2)","v":66.22},{"$f":"ROUND('3D Interpolace'!AT15,2)","v":65.86},{"$f":"ROUND('3D Interpolace'!AU15,2)","v":65.540000000000006},{"$f":"ROUND('3D Interpolace'!AV15,2)","v":65.38},{"$f":"ROUND('3D Interpolace'!AW15,2)","v":65.37},{"$f":"ROUND('3D Interpolace'!AX15,2)","v":65.45},{"$f":"ROUND('3D Interpolace'!AY15,2)","v":65.61},{"$f":"ROUND('3D Interpolace'!AZ15,2)","v":65.849999999999994},{"$f":"ROUND('3D Interpolace'!BA15,2)","v":66.180000000000007},null,1.1000000000000001,12,null,null,null,null,null,4,4,null,null,null,null,null,null,null,4,4,null,null,null,null,null,null,null,4,4,null,null,null,null,null,null,null,4,4,null,null,null,null,null,null,null,1.1000000000000001,null,1.1000000000000001,12,50.26,50.48,50.65,50.79,50.88,54.94,54.69,50.14,49.68,49.7,50.58,52.79,56.1,59.76,67.069999999999993,69.3,66.22,66.31,65.92,65.41,65.14,65.069999999999993,64.97,68.88,68.849999999999994,64.930000000000007,65.19,65.599999999999994,66.05,66.42,66.599999999999994,66.510000000000005,70.22,69.86,65.540000000000006,65.38,65.37,65.45,65.61,65.849999999999994,66.180000000000007,1.1000000000000001,null,1,11,51,51.36,51.64,51.84,51.96,56,55.67,50.98,50.34,50.21,51,53.23,56.62,60.38,67.77000000000001,70,66.819999999999993,66.75,66.17,65.459999999999994,65,65,64.75,64.459999999999994,68.180000000000007,68.010000000000005,64,64.260000000000005,64.73,65.27,65.739999999999995,66,65.959999999999994,69.72,69.400000000000006,65.12,65,65.040000000000006,65.16,65.36,65.64,66,null,null,null,1,11,51,0,0,0,0,56,55.67,0,0,0,51,0,0,0,67.77000000000001,70,0,0,0,0,65,65,0,0,68.180000000000007,68.010000000000005,64,0,0,0,0,66,0,69.72,69.400000000000006,0,65,0,0,0,0,66,1,null,null,null,11,51,52.266666666666666,53.533333333333331,54.8,56.066666666666663,57.333333333333336,58.6,59.866666666666667,61.133333333333333,62.4,63.666666666666664,64.933333333333337,66.2,67.466666666666669,68.733333333333334,70,71.266666666666666,72.533333333333331,73.8,75.066666666666663,76.333333333333329,67.5,67.708333333333329,67.916666666666671,68.125,68.333333333333329,68.541666666666671,68.75,68.958333333333329,69.166666666666671,69.375,69.583333333333329,69.791666666666671,70,70.208333333333329,70.416666666666671,70.625,70.833333333333329,71.041666666666671,71.25,71.458333333333329,71.666666666666671,1,null,null,null,null,null,1,11,0,0.90666666666666629,1.8933333333333309,2.9599999999999937,4.106666666666662,1.3333333333333357,2.9299999999999997,8.8866666666666703,10.793333333333329,12.189999999999998,12.666666666666664,11.70333333333334,9.5800000000000054,7.086666666666666,0.96333333333332405,0,4.4466666666666725,5.7833333333333314,7.6299999999999955,9.6066666666666691,11.333333333333329,2.5,2.9583333333333286,3.4566666666666777,-5.5000000000006821E-2,0.32333333333332348,4.5416666666666714,4.4899999999999949,4.2283333333333246,3.8966666666666754,3.6350000000000051,3.5833333333333286,3.8316666666666777,0.28000000000000114,0.80833333333332291,5.2966666666666669,5.625,5.7933333333333223,5.8816666666666748,5.8900000000000006,5.818333333333328,5.6666666666666714,null,null,null,null,null,null,null,1.0999999999999999,12,{"$f":"AVERAGE(KF15:KG16)","v":0.28333333333333499},{"$f":"AVERAGE(KG15:KH16)","v":1.4050000000000011},{"$f":"AVERAGE(KH15:KI16)","v":2.5341666666666676},{"$f":"AVERAGE(KI15:KJ16)","v":3.6733333333333338},{"$f":"AVERAGE(KJ15:KK16)","v":2.8225000000000016},{"$f":"AVERAGE(KK15:KL16)","v":2.0916666666666703},{"$f":"AVERAGE(KL15:KM16)","v":5.5933333333333355},{"$f":"AVERAGE(KM15:KN16)","v":9.16},{"$f":"AVERAGE(KN15:KO16)","v":10.459166666666667},{"$f":"AVERAGE(KO15:KP16)","v":11.165833333333333},{"$f":"AVERAGE(KP15:KQ16)","v":10.907499999999999},{"$f":"AVERAGE(KQ15:KR16)","v":9.5716666666666672},{"$f":"AVERAGE(KR15:KS16)","v":7.5883333333333365},{"$f":"AVERAGE(KS15:KT16)","v":3.6075000000000035},{"$f":"AVERAGE(KT15:KU16)","v":0.27666666666666728},{"$f":"AVERAGE(KU15:KV16)","v":2.0233333333333299},{"$f":"AVERAGE(KV15:KW16)","v":4.7374999999999972},{"$f":"AVERAGE(KW15:KX16)","v":6.0466666666666633},{"$f":"AVERAGE(KX15:KY16)","v":7.625833333333329},{"$f":"AVERAGE(KY15:KZ16)","v":9.149999999999995},{"$f":"AVERAGE(LA15:LB16)","v":2.8066666666666649},{"$f":"AVERAGE(LB15:LC16)","v":2.9800000000000004},1.1583333333333314,{"$f":"AVERAGE(LD15:LE16)","v":-0.68583333333333485},{"$f":"AVERAGE(LE15:LF16)","v":1.4149999999999991},{"$f":"AVERAGE(LF15:LG16)","v":3.4108333333333327},{"$f":"AVERAGE(LG15:LH16)","v":3.2816666666666663},{"$f":"AVERAGE(LH15:LI16)","v":3.0850000000000009},{"$f":"AVERAGE(LI15:LJ16)","v":2.923333333333332},{"$f":"AVERAGE(LJ15:LK16)","v":2.8941666666666634},{"$f":"AVERAGE(LK15:LL16)","v":3.0849999999999973},{"$f":"AVERAGE(LL15:LM16)","v":1.5108333333333306},{"$f":"AVERAGE(LM15:LN16)","v":7.4166666666666714E-2},{"$f":"AVERAGE(LN15:LO16)","v":2.6475000000000009},{"$f":"AVERAGE(LO15:LP16)","v":5.105833333333333},{"$f":"AVERAGE(LP15:LQ16)","v":5.3891666666666644},{"$f":"AVERAGE(LQ15:LR16)","v":5.5374999999999979},{"$f":"AVERAGE(LR15:LS16)","v":5.5883333333333312},{"$f":"AVERAGE(LS15:LT16)","v":5.5441666666666656},{"$f":"AVERAGE(LT15:LU16)","v":5.4049999999999976},null,null,1.0999999999999999,12,31.64,31.64,23.66,23.66,23.66,23.66,15.63,11.33,7.9,7.9,7.9,11.33,11.98,23.66,31.64,23.66,15.63,11.98,11.98,11.33,23.66,23.66,31.64,31.64,31.64,23.66,23.66,23.66,23.66,23.66,23.66,31.64,31.64,23.66,15.63,15.63,15.63,15.63,15.63,15.63,null,null,1.0999999999999999,12,0,0,-7.98,0,-7.98,-7.98,-8.0299999999999994,-0.65000000000000036,-3.4299999999999997,-3.4299999999999997,7.9,6.62,4.08,8.0299999999999994,0,-7.98,-8.0299999999999994,-11.68,-11.68,-12.33,8.0299999999999994,8.0299999999999994,0,0,0,0,-7.98,-7.98,-7.98,-7.98,0,0,0,0,0,0,0,0,-8.0299999999999994,-8.0299999999999994,null,null,1.1000000000000001,12,0,0,0,0,0,0,0,0,0,0,0,0,0,0,0,0,0,0,0,0,0,0,0,0,0,0,0,0,0,0,0,0,0,0,0,0,0,0,0,0,0,1.1000000000000001,null,1.1000000000000001,12,0,0,0,0,0,56,0,0,0,0,0,0,0,0,0,70,0,0,0,0,0,0,0,0,0,0,0,0,0,0,0,0,0,0,0,0,0,0,0,0,0,1.1000000000000001,null,1.1000000000000001,12,1,{"$f":"IF(OR(INT(1000*UT$1/$B$18)-1000*UT$1/$B$18=0,INT(1000*$UQ14/$B$19)-1000*$UQ14/$B$19=0),1,0)","v":0},0,0,0,0,0,0,0,0,0,{"$f":"IF(OR(INT(1000*VD$1/$B$18)-1000*VD$1/$B$18=0,INT(1000*$UQ14/$B$19)-1000*$UQ14/$B$19=0),1,0)","v":0},0,0,0,0,0,0,0,0,1,{"$f":"IF(OR(INT(1000*VN$1/$B$18)-1000*VN$1/$B$18=0,INT(1000*$UQ14/$B$19)-1000*$UQ14/$B$19=0),1,0)","v":0},0,0,0,0,0,0,0,0,0,{"$f":"IF(OR(INT(1000*VX$1/$B$18)-1000*VX$1/$B$18=0,INT(1000*$UQ14/$B$19)-1000*$UQ14/$B$19=0),1,0)","v":0},0,0,0,0,0,0,0,0,1,1.1000000000000001,null,1.1000000000000001,12,50.26,0,0,0,0,0,0,0,0,0,0,0,0,0,0,0,0,0,0,0,65.14,0,0,0,0,0,0,0,0,0,0,0,0,0,0,0,0,0,0,0,66.180000000000007,1.1000000000000001,null,1,11,{"$f":"COUNTIF(RG13:SA23,\">0\")","v":1},{"$f":"YE14","v":1},{"$f":"YF14","v":1},1,1,1,1,1,1,1,1,1,1,1,1,1,1,1,1,1,{"$f":"YX14","v":1},{"$f":"COUNTIF(SA13:SU23,\">0\")","v":4},{"$f":"YZ14","v":4},{"$f":"ZA14","v":4},4,4,4,4,4,4,4,4,4,4,4,4,4,4,4,4,4,{"$f":"ZS14","v":4},1,null,1,11,0,0,0,0,0,4,4,0,0,0,0,0,0,0,4,4,0,0,0,0,0,0,0,0,4,4,0,0,0,0,0,0,0,4,4,0,0,0,0,0,0,0,1,null,1,11,{"$f":"RANK(#REF!,$ER$14:$FL$24,0)","v":{"$error":"#REF!"}},{"$f":"RANK(IE14,$ER$14:$FL$24,0)","v":{"$error":"#N/A"}},{"$f":"RANK(IF14,$ER$14:$FL$24,0)","v":{"$error":"#N/A"}},{"$f":"RANK(IG14,$ER$14:$FL$24,0)","v":{"$error":"#N/A"}},{"$f":"RANK(IH14,$ER$14:$FL$24,0)","v":120},{"$f":"RANK(II14,$ER$14:$FL$24,0)","v":{"$error":"#N/A"}},{"$f":"RANK(IJ14,$ER$14:$FL$24,0)","v":{"$error":"#N/A"}},{"$f":"RANK(IK14,$ER$14:$FL$24,0)","v":{"$error":"#N/A"}},{"$f":"RANK(IL14,$ER$14:$FL$24,0)","v":{"$error":"#N/A"}},{"$f":"RANK(IM14,$ER$14:$FL$24,0)","v":{"$error":"#N/A"}},{"$f":"RANK(IN14,$ER$14:$FL$24,0)","v":{"$error":"#N/A"}},{"$f":"RANK(IO14,$ER$14:$FL$24,0)","v":{"$error":"#N/A"}},{"$f":"RANK(IP14,$ER$14:$FL$24,0)","v":{"$error":"#N/A"}},{"$f":"RANK(IQ14,$ER$14:$FL$24,0)","v":{"$error":"#N/A"}},{"$f":"RANK(IR14,$ER$14:$FL$24,0)","v":{"$error":"#N/A"}},{"$f":"RANK(IS14,$ER$14:$FL$24,0)","v":{"$error":"#N/A"}},{"$f":"RANK(IT14,$ER$14:$FL$24,0)","v":{"$error":"#N/A"}},{"$f":"RANK(IU14,$ER$14:$FL$24,0)","v":{"$error":"#N/A"}},{"$f":"RANK(IV14,$ER$14:$FL$24,0)","v":{"$error":"#N/A"}},{"$f":"RANK(IW14,$ER$14:$FL$24,0)","v":1},{"$f":"RANK(IX14,$ER$14:$FL$24,0)","v":{"$error":"#N/A"}},{"$f":"COUNTIF(VO13:WI23,\">0\")","v":58},{"$f":"ACN14","v":58},{"$f":"ACO14","v":58},58,58,58,58,58,58,58,58,58,58,58,58,58,58,58,58,58,{"$f":"ADG14","v":58},1]
[13,"M",{"$f":"C14","v":54},{"$f":"D14","v":52},{"$f":"E14","v":54},{"$f":"F14","v":59},{"$f":"G14","v":67},{"$f":"H14","v":74},{"$f":"I14","v":78},{"$f":"J14","v":84},{"$f":"K14","v":83},null,"3B",{"$f":"ROUND('3D Interpolace'!M16,2)","v":49.29},{"$f":"ROUND('3D Interpolace'!N16,2)","v":49.37},{"$f":"ROUND('3D Interpolace'!O16,2)","v":49.48},{"$f":"ROUND('3D Interpolace'!P16,2)","v":49.61},{"$f":"ROUND('3D Interpolace'!Q16,2)","v":49.76},{"$f":"ROUND('3D Interpolace'!R16,2)","v":49.93},{"$f":"ROUND('3D Interpolace'!S16,2)","v":49.94},{"$f":"ROUND('3D Interpolace'!T16,2)","v":49.79},{"$f":"ROUND('3D Interpolace'!U16,2)","v":49.75},{"$f":"ROUND('3D Interpolace'!V16,2)","v":50.1},{"$f":"ROUND('3D Interpolace'!W16,2)","v":51.09},{"$f":"ROUND('3D Interpolace'!X16,2)","v":53.11},{"$f":"ROUND('3D Interpolace'!Y16,2)","v":55.98},{"$f":"ROUND('3D Interpolace'!Z16,2)","v":59.14},{"$f":"ROUND('3D Interpolace'!AA16,2)","v":62},{"$f":"ROUND('3D Interpolace'!AB16,2)","v":63.99},{"$f":"ROUND('3D Interpolace'!AC16,2)","v":64.930000000000007},{"$f":"ROUND('3D Interpolace'!AD16,2)","v":65.19},{"$f":"ROUND('3D Interpolace'!AE16,2)","v":65.06},{"$f":"ROUND('3D Interpolace'!AF16,2)","v":64.84},{"$f":"ROUND('3D Interpolace'!AG16,2)","v":64.81},{"$f":"ROUND('3D Interpolace'!AH16,2)","v":64.97},{"$f":"ROUND('3D Interpolace'!AI16,2)","v":65.12},{"$f":"ROUND('3D Interpolace'!AJ16,2)","v":65.28},{"$f":"ROUND('3D Interpolace'!AK16,2)","v":65.45},{"$f":"ROUND('3D Interpolace'!AL16,2)","v":65.66},{"$f":"ROUND('3D Interpolace'!AM16,2)","v":65.959999999999994},{"$f":"ROUND('3D Interpolace'!AN16,2)","v":66.34},{"$f":"ROUND('3D Interpolace'!AO16,2)","v":66.72},{"$f":"ROUND('3D Interpolace'!AP16,2)","v":67},{"$f":"ROUND('3D Interpolace'!AQ16,2)","v":67.12},{"$f":"ROUND('3D Interpolace'!AR16,2)","v":66.98},{"$f":"ROUND('3D Interpolace'!AS16,2)","v":66.63},{"$f":"ROUND('3D Interpolace'!AT16,2)","v":66.209999999999994},{"$f":"ROUND('3D Interpolace'!AU16,2)","v":65.849999999999994},{"$f":"ROUND('3D Interpolace'!AV16,2)","v":65.69},{"$f":"ROUND('3D Interpolace'!AW16,2)","v":65.72},{"$f":"ROUND('3D Interpolace'!AX16,2)","v":65.86},{"$f":"ROUND('3D Interpolace'!AY16,2)","v":66.11},{"$f":"ROUND('3D Interpolace'!AZ16,2)","v":66.47},{"$f":"ROUND('3D Interpolace'!BA16,2)","v":66.930000000000007},null,1.2,13,null,null,null,null,null,4,4,null,null,null,null,null,null,null,4,4,null,null,null,null,null,null,null,4,4,null,null,null,null,null,null,null,4,4,null,null,null,null,null,null,null,1.2,null,1.2,13,49.29,49.37,49.48,49.61,49.76,53.93,{"$f":"T15+BL15","v":53.94},{"$f":"U15+BM15","v":49.79},49.75,50.1,51.09,53.11,55.98,59.14,{"$f":"AB15+BT15","v":66},{"$f":"AC15+BU15","v":67.990000000000009},64.930000000000007,65.19,65.06,64.84,64.81,64.97,65.12,69.28,69.45,65.66,65.959999999999994,66.34,66.72,67,67.12,66.98,70.63,70.209999999999994,65.849999999999994,65.69,65.72,65.86,66.11,66.47,66.930000000000007,1.2,null,1.0999999999999999,12,50.26,50.48,50.65,50.79,50.88,54.94,54.69,50.14,49.68,49.7,50.58,52.79,56.1,59.76,67.069999999999993,69.3,66.22,66.31,65.92,65.41,65.14,65.14,65.069999999999993,64.97,68.88,68.849999999999994,64.930000000000007,65.19,65.599999999999994,66.05,66.42,66.599999999999994,66.510000000000005,70.22,69.86,65.540000000000006,65.38,65.37,65.45,65.61,65.849999999999994,66.180000000000007,null,null,null,1.0999999999999999,12,0,0,0,0,0,54.94,0,0,0,0,0,0,0,0,0,69.3,0,0,0,0,0,0,0,0,0,0,0,0,0,0,0,0,0,0,0,0,0,0,0,0,0,0,1.0999999999999999,null,null,null,12,50,51.266666666666666,52.533333333333331,53.800000000000004,55.06666666666667,56.333333333333336,57.6,58.866666666666667,60.133333333333333,61.400000000000006,62.666666666666671,63.93333333333333,65.2,66.466666666666669,67.733333333333334,69,70.266666666666666,71.533333333333331,72.8,74.066666666666663,75.333333333333329,67.633333333333326,67.841666666666669,68.05,68.258333333333326,68.466666666666669,68.674999999999997,68.883333333333326,69.091666666666669,69.3,69.508333333333326,69.716666666666669,69.924999999999997,70.133333333333326,70.341666666666669,70.55,70.758333333333326,70.966666666666669,71.174999999999997,71.383333333333326,71.591666666666669,71.8,1.0999999999999999,null,null,null,null,null,1.0999999999999999,12,-0.25999999999999801,0.78666666666666885,1.8833333333333329,3.0100000000000051,4.1866666666666674,1.393333333333338,2.9100000000000037,8.7266666666666666,10.453333333333333,11.700000000000003,12.086666666666673,11.143333333333331,9.1000000000000014,6.7066666666666706,0.6633333333333411,-0.29999999999999716,4.0466666666666669,5.2233333333333292,6.8799999999999955,8.6566666666666663,10.193333333333328,2.4933333333333252,2.7716666666666754,3.0799999999999983,-0.6216666666666697,-0.38333333333332575,3.7449999999999903,3.693333333333328,3.4916666666666742,3.25,3.088333333333324,3.1166666666666742,3.414999999999992,-8.6666666666673109E-2,0.48166666666666913,5.0099999999999909,5.3783333333333303,5.596666666666664,5.7249999999999943,5.7733333333333263,5.7416666666666742,5.6199999999999903,null,null,null,null,null,null,null,1.2,13,0.37833333333333385,1.5875000000000004,2.7416666666666671,3.8408333333333342,2.8850000000000016,1.9416666666666682,5.0758333333333354,8.1875,9.0791666666666657,9.5558333333333341,9.3574999999999999,8.389166666666668,6.9558333333333362,3.5374999999999996,0.61666666666666359,2.5133333333333301,5.1499999999999986,6.2416666666666654,7.5383333333333287,8.7899999999999938,3.3374999999999986,3.2608333333333306,1.1766666666666659,-0.90500000000000114,1.0158333333333331,2.9166666666666714,2.7775000000000034,2.6283333333333339,2.5416666666666679,2.5799999999999983,2.8208333333333293,1.2966666666666669,-8.7499999999998579E-2,2.5233333333333334,4.9841666666666704,5.2225000000000001,5.2883333333333304,5.2266666666666666,5.0374999999999979,4.7258333333333304,null,null,1.2,13,31.64,31.64,23.66,23.66,23.66,31.64,15.63,11.33,11.33,11.33,11.33,11.33,11.98,23.66,31.64,23.66,15.63,11.98,11.98,11.33,23.66,23.66,31.64,31.64,31.64,23.66,23.66,23.66,23.66,23.66,23.66,31.64,31.64,23.66,15.63,15.63,15.63,15.63,15.63,15.63,null,null,1.2,13,0,0,0,0,-7.98,0,-8.0299999999999994,-0.65000000000000036,-0.65000000000000036,-0.65000000000000036,6.62,5.23,0.65000000000000036,8.0299999999999994,0,-7.98,-8.0299999999999994,-19.66,-19.66,-20.310000000000002,8.0299999999999994,8.0299999999999994,0,0,0,-7.98,-7.98,-7.98,-7.98,-7.98,0,0,0,-7.98,0,0,0,-8.0299999999999994,-8.0299999999999994,-8.0299999999999994,null,null,1.2,13,0,0,0,0,0,0,0,0,0,0,0,0,0,0,0,0,0,0,0,0,0,0,0,0,0,0,0,0,0,0,0,0,0,0,0,0,0,0,0,0,0,1.2,null,1.2,13,0,0,0,0,0,0,0,0,0,0,0,0,0,0,0,0,0,0,0,0,0,65.14,0,0,0,0,0,0,0,0,0,0,0,0,0,0,0,0,0,0,0,1.2,null,1.2,13,1,0,0,0,0,0,0,0,0,0,0,0,0,0,0,0,0,0,0,0,1,0,0,0,0,0,0,0,0,0,0,0,0,0,0,0,0,0,0,0,1,1.2,null,1.2,13,49.29,0,0,0,0,0,0,0,0,0,0,0,0,0,0,0,0,0,0,0,64.81,0,0,0,0,0,0,0,0,0,0,0,0,0,0,0,0,0,0,0,66.930000000000007,1.2,null,1.0999999999999999,12,{"$f":"YE14","v":1},{"$f":"YF14","v":1},{"$f":"YG14","v":1},{"$f":"YH14","v":1},{"$f":"YI14","v":1},{"$f":"YJ14","v":1},{"$f":"YK14","v":1},{"$f":"YL14","v":1},{"$f":"YM14","v":1},{"$f":"YN14","v":1},{"$f":"YO14","v":1},{"$f":"YP14","v":1},{"$f":"YQ14","v":1},{"$f":"YR14","v":1},{"$f":"YS14","v":1},{"$f":"YT14","v":1},{"$f":"YU14","v":1},{"$f":"YV14","v":1},{"$f":"YW14","v":1},{"$f":"YX14","v":1},{"$f":"YX15","v":1},{"$f":"ZA15","v":4},{"$f":"ZA14","v":4},{"$f":"ZB14","v":4},{"$f":"ZC14","v":4},{"$f":"ZD14","v":4},{"$f":"ZE14","v":4},{"$f":"ZF14","v":4},{"$f":"ZG14","v":4},{"$f":"ZH14","v":4},{"$f":"ZI14","v":4},{"$f":"ZJ14","v":4},{"$f":"ZK14","v":4},{"$f":"ZL14","v":4},{"$f":"ZM14","v":4},{"$f":"ZN14","v":4},{"$f":"ZO14","v":4},{"$f":"ZP14","v":4},{"$f":"ZQ14","v":4},{"$f":"ZR14","v":4},{"$f":"ZS14","v":4},{"$f":"ZS15","v":4},1.0999999999999999,null,1.0999999999999999,12,0,0,0,0,0,4,4,0,0,0,0,0,0,0,4,4,0,0,0,0,0,0,0,0,4,4,0,0,0,0,0,0,0,4,4,0,0,0,0,0,0,0,1.0999999999999999,null,1.0999999999999999,12,{"$f":"RANK(#REF!,$ER$14:$FL$24,0)","v":{"$error":"#REF!"}},{"$error":"#N/A"},{"$error":"#N/A"},{"$error":"#N/A"},{"$error":"#N/A"},{"$error":"#N/A"},{"$error":"#N/A"},{"$error":"#N/A"},{"$error":"#N/A"},{"$error":"#N/A"},{"$error":"#N/A"},{"$error":"#N/A"},{"$error":"#N/A"},{"$error":"#N/A"},{"$error":"#N/A"},{"$error":"#N/A"},{"$error":"#N/A"},{"$error":"#N/A"},{"$error":"#N/A"},{"$error":"#N/A"},{"$error":"#N/A"},{"$f":"ACO15","v":58},{"$f":"ACO14","v":58},{"$f":"ACP14","v":58},{"$f":"ACQ14","v":58},{"$f":"ACR14","v":58},{"$f":"ACS14","v":58},{"$f":"ACT14","v":58},{"$f":"ACU14","v":58},{"$f":"ACV14","v":58},{"$f":"ACW14","v":58},{"$f":"ACX14","v":58},{"$f":"ACY14","v":58},{"$f":"ACZ14","v":58},{"$f":"ADA14","v":58},{"$f":"ADB14","v":58},{"$f":"ADC14","v":58},{"$f":"ADD14","v":58},{"$f":"ADE14","v":58},{"$f":"ADF14","v":58},{"$f":"ADG14","v":58},{"$f":"ADG15","v":58},1.0999999999999999]
[null,null,null,null,null,null,null,null,null,null,null,null,"3C",{"$f":"ROUND('3D Interpolace'!M17,2)","v":48.19},{"$f":"ROUND('3D Interpolace'!N17,2)","v":48.17},{"$f":"ROUND('3D Interpolace'!O17,2)","v":48.23},{"$f":"ROUND('3D Interpolace'!P17,2)","v":48.38},{"$f":"ROUND('3D Interpolace'!Q17,2)","v":48.62},{"$f":"ROUND('3D Interpolace'!R17,2)","v":48.95},{"$f":"ROUND('3D Interpolace'!S17,2)","v":49.28},{"$f":"ROUND('3D Interpolace'!T17,2)","v":49.62},{"$f":"ROUND('3D Interpolace'!U17,2)","v":50.09},{"$f":"ROUND('3D Interpolace'!V17,2)","v":50.81},{"$f":"ROUND('3D Interpolace'!W17,2)","v":51.91},{"$f":"ROUND('3D Interpolace'!X17,2)","v":53.66},{"$f":"ROUND('3D Interpolace'!Y17,2)","v":55.96},{"$f":"ROUND('3D Interpolace'!Z17,2)","v":58.43},{"$f":"ROUND('3D Interpolace'!AA17,2)","v":60.68},{"$f":"ROUND('3D Interpolace'!AB17,2)","v":62.33},{"$f":"ROUND('3D Interpolace'!AC17,2)","v":63.23},{"$f":"ROUND('3D Interpolace'!AD17,2)","v":63.65},{"$f":"ROUND('3D Interpolace'!AE17,2)","v":63.8},{"$f":"ROUND('3D Interpolace'!AF17,2)","v":63.88},{"$f":"ROUND('3D Interpolace'!AG17,2)","v":64.11},{"$f":"ROUND('3D Interpolace'!AH17,2)","v":64.510000000000005},{"$f":"ROUND('3D Interpolace'!AI17,2)","v":64.94},{"$f":"ROUND('3D Interpolace'!AJ17,2)","v":65.37},{"$f":"ROUND('3D Interpolace'!AK17,2)","v":65.77},{"$f":"ROUND('3D Interpolace'!AL17,2)","v":66.14},{"$f":"ROUND('3D Interpolace'!AM17,2)","v":66.489999999999995},{"$f":"ROUND('3D Interpolace'!AN17,2)","v":66.849999999999994},{"$f":"ROUND('3D Interpolace'!AO17,2)","v":67.16},{"$f":"ROUND('3D Interpolace'!AP17,2)","v":67.37},{"$f":"ROUND('3D Interpolace'!AQ17,2)","v":67.44},{"$f":"ROUND('3D Interpolace'!AR17,2)","v":67.260000000000005},{"$f":"ROUND('3D Interpolace'!AS17,2)","v":66.86},{"$f":"ROUND('3D Interpolace'!AT17,2)","v":66.400000000000006},{"$f":"ROUND('3D Interpolace'!AU17,2)","v":66.03},{"$f":"ROUND('3D Interpolace'!AV17,2)","v":65.91},{"$f":"ROUND('3D Interpolace'!AW17,2)","v":66.040000000000006},{"$f":"ROUND('3D Interpolace'!AX17,2)","v":66.31},{"$f":"ROUND('3D Interpolace'!AY17,2)","v":66.73},{"$f":"ROUND('3D Interpolace'!AZ17,2)","v":67.290000000000006},{"$f":"ROUND('3D Interpolace'!BA17,2)","v":67.989999999999995},null,1.3,14,null,null,null,null,null,4,4,null,null,null,null,null,null,null,4,4,null,null,null,null,null,null,null,4,4,null,null,null,null,null,null,null,4,4,null,null,null,null,null,null,null,1.3,null,1.3,14,48.19,48.17,48.23,48.38,48.62,52.95,53.28,49.62,50.09,50.81,51.91,53.66,55.96,58.43,64.680000000000007,66.33,63.23,63.65,63.8,63.88,64.11,64.510000000000005,64.94,69.37,69.77,66.14,66.489999999999995,66.849999999999994,67.16,67.37,67.44,67.260000000000005,70.86,70.400000000000006,66.03,65.91,66.040000000000006,66.31,66.73,67.290000000000006,67.989999999999995,1.3,null,1.2,13,49.29,49.37,49.48,49.61,49.76,53.93,53.94,49.79,49.75,50.1,51.09,53.11,55.98,59.14,66,67.990000000000009,64.930000000000007,65.19,65.06,64.84,64.81,64.81,64.97,65.12,69.28,69.45,65.66,65.959999999999994,66.34,66.72,67,67.12,66.98,70.63,70.209999999999994,65.849999999999994,65.69,65.72,65.86,66.11,66.47,66.930000000000007,null,null,null,1.2,13,0,0,0,0,0,53.93,0,0,0,0,0,0,0,0,0,67.990000000000009,0,0,0,0,0,0,0,0,0,0,0,0,0,0,0,0,0,0,0,0,0,0,0,0,0,0,1.2,null,null,null,13,49,50.266666666666666,51.533333333333331,52.8,54.066666666666663,55.333333333333336,56.6,57.866666666666667,59.133333333333333,60.4,61.666666666666664,62.93333333333333,64.2,65.466666666666669,66.733333333333334,68,69.266666666666666,70.533333333333331,71.8,73.066666666666663,74.333333333333329,67.766666666666666,67.974999999999994,68.183333333333337,68.391666666666666,68.599999999999994,68.808333333333337,69.016666666666666,69.224999999999994,69.433333333333337,69.641666666666666,69.849999999999994,70.058333333333337,70.266666666666666,70.474999999999994,70.683333333333337,70.891666666666666,71.099999999999994,71.308333333333337,71.516666666666666,71.724999999999994,71.933333333333337,1.2,null,null,null,null,null,1.2,13,-0.28999999999999915,0.89666666666666828,2.0533333333333346,3.1899999999999977,4.3066666666666649,1.403333333333336,2.6600000000000037,8.076666666666668,9.3833333333333329,10.299999999999997,10.576666666666661,9.8233333333333306,8.220000000000006,6.326666666666668,0.73333333333333428,9.9999999999909051E-3,4.3366666666666589,5.3433333333333337,6.7399999999999949,8.2266666666666595,9.5233333333333263,2.9566666666666634,3.0049999999999955,3.0633333333333326,-0.88833333333333542,-0.85000000000000853,3.1483333333333405,3.056666666666672,2.8849999999999909,2.7133333333333383,2.6416666666666657,2.7299999999999898,3.0783333333333331,-0.36333333333332973,0.26500000000000057,4.8333333333333428,5.201666666666668,5.3799999999999955,5.4483333333333377,5.4066666666666663,5.2549999999999955,5.0033333333333303,null,null,null,null,null,null,null,1.2999999999999998,14,0.53583333333333272,1.8049999999999997,2.9641666666666673,4.0058333333333334,2.932500000000001,1.7666666666666675,4.5283333333333342,7.1875,7.6791666666666654,7.9383333333333344,7.8250000000000011,7.2616666666666685,6.4283333333333363,3.6274999999999995,1.1591666666666658,3.2383333333333351,5.8250000000000011,6.7241666666666653,7.7583333333333293,8.7474999999999952,4.1883333333333344,3.8616666666666664,1.5124999999999993,-0.81416666666666515,0.91916666666666913,2.7200000000000024,2.5683333333333351,2.4641666666666673,2.442499999999999,2.533333333333335,2.8066666666666684,1.3099999999999987,-5.1666666666665861E-2,2.5591666666666661,4.9825000000000017,5.1333333333333364,5.0666666666666664,4.84,4.4508333333333354,3.9016666666666708,null,null,1.2999999999999998,14,31.64,31.64,23.66,15.63,23.66,31.64,15.63,11.98,11.98,11.98,11.98,11.98,11.98,23.66,31.64,23.66,15.63,11.98,11.98,11.33,15.63,23.66,31.64,31.64,31.64,23.66,23.66,23.66,23.66,23.66,23.66,31.64,31.64,23.66,15.63,15.63,15.63,15.63,15.63,23.66,null,null,1.2999999999999998,14,0,0,0,-8.0299999999999994,-7.98,0,-8.0299999999999994,-3.6500000000000004,-3.6500000000000004,-3.6500000000000004,5.8800000000000008,4.08,0.65000000000000036,8.0299999999999994,0,-7.98,-8.0299999999999994,-19.66,-19.66,-20.310000000000002,0,8.0299999999999994,7.98,0,0,-7.98,-7.98,-7.98,-7.98,-7.98,0,0,0,-7.98,-8.0299999999999994,-8.0299999999999994,-8.0299999999999994,-8.0299999999999994,-8.0299999999999994,-7.98,null,null,1.3,14,0,0,0,0,0,0,0,0,0,0,0,0,0,0,0,0,0,0,0,0,0,0,0,0,69.77,0,0,0,0,0,67.44,0,70.86,0,0,0,0,0,0,0,0,1.3,null,1.3,14,0,0,0,0,0,0,0,0,0,0,0,0,0,0,0,0,0,0,0,0,0,0,0,0,0,0,0,0,0,0,0,0,0,0,0,0,0,0,0,0,0,1.3,null,1.3,14,1,0,0,0,0,0,0,0,0,0,0,0,0,0,0,0,0,0,0,0,1,0,0,0,0,0,0,0,0,0,0,0,0,0,0,0,0,0,0,0,1,1.3,null,1.3,14,48.19,0,0,0,0,0,0,0,0,0,0,0,0,0,0,0,0,0,0,0,64.11,0,0,0,69.77,0,0,0,0,0,67.44,0,70.86,0,0,0,0,0,0,0,67.989999999999995,1.3,null,1.2,13,{"$f":"YE15","v":1},{"$f":"YF15","v":1},1,1,1,1,1,1,1,1,1,1,1,1,1,1,1,1,1,1,{"$f":"YX16","v":1},4,{"$f":"ZA15","v":4},4,4,4,4,4,4,4,4,4,4,4,4,4,4,4,4,4,4,{"$f":"ZS16","v":4},1.2,null,1.2,13,0,0,0,0,0,4,4,0,0,0,0,0,0,0,4,4,0,0,0,0,0,0,0,0,4,4,0,0,0,0,0,0,0,4,4,0,0,0,0,0,0,0,1.2,null,1.2,13,{"$f":"RANK(#REF!,$ER$14:$FL$24,0)","v":{"$error":"#REF!"}},{"$error":"#N/A"},{"$error":"#N/A"},{"$error":"#N/A"},{"$error":"#N/A"},{"$error":"#N/A"},{"$error":"#N/A"},{"$error":"#N/A"},{"$error":"#N/A"},{"$error":"#N/A"},{"$error":"#N/A"},{"$error":"#N/A"},{"$error":"#N/A"},{"$error":"#N/A"},{"$error":"#N/A"},{"$error":"#N/A"},{"$error":"#N/A"},{"$error":"#N/A"},{"$error":"#N/A"},{"$error":"#N/A"},{"$error":"#N/A"},58,{"$f":"ACO15","v":58},58,58,58,58,58,58,58,58,58,58,58,58,58,58,58,58,58,58,{"$f":"ADG16","v":58},1.2]
[null,"DESKA",null,null,null,"x","y","z",null,null,null,null,"3D",{"$f":"ROUND('3D Interpolace'!M18,2)","v":47.06},{"$f":"ROUND('3D Interpolace'!N18,2)","v":46.97},{"$f":"ROUND('3D Interpolace'!O18,2)","v":47.01},{"$f":"ROUND('3D Interpolace'!P18,2)","v":47.19},{"$f":"ROUND('3D Interpolace'!Q18,2)","v":47.52},{"$f":"ROUND('3D Interpolace'!R18,2)","v":47.98},{"$f":"ROUND('3D Interpolace'!S18,2)","v":48.59},{"$f":"ROUND('3D Interpolace'!T18,2)","v":49.33},{"$f":"ROUND('3D Interpolace'!U18,2)","v":50.21},{"$f":"ROUND('3D Interpolace'!V18,2)","v":51.24},{"$f":"ROUND('3D Interpolace'!W18,2)","v":52.42},{"$f":"ROUND('3D Interpolace'!X18,2)","v":53.91},{"$f":"ROUND('3D Interpolace'!Y18,2)","v":55.69},{"$f":"ROUND('3D Interpolace'!Z18,2)","v":57.54},{"$f":"ROUND('3D Interpolace'!AA18,2)","v":59.24},{"$f":"ROUND('3D Interpolace'!AB18,2)","v":60.58},{"$f":"ROUND('3D Interpolace'!AC18,2)","v":61.44},{"$f":"ROUND('3D Interpolace'!AD18,2)","v":61.98},{"$f":"ROUND('3D Interpolace'!AE18,2)","v":62.34},{"$f":"ROUND('3D Interpolace'!AF18,2)","v":62.68},{"$f":"ROUND('3D Interpolace'!AG18,2)","v":63.14},{"$f":"ROUND('3D Interpolace'!AH18,2)","v":63.77},{"$f":"ROUND('3D Interpolace'!AI18,2)","v":64.45},{"$f":"ROUND('3D Interpolace'!AJ18,2)","v":65.14},{"$f":"ROUND('3D Interpolace'!AK18,2)","v":65.760000000000005},{"$f":"ROUND('3D Interpolace'!AL18,2)","v":66.27},{"$f":"ROUND('3D Interpolace'!AM18,2)","v":66.67},{"$f":"ROUND('3D Interpolace'!AN18,2)","v":67},{"$f":"ROUND('3D Interpolace'!AO18,2)","v":67.25},{"$f":"ROUND('3D Interpolace'!AP18,2)","v":67.400000000000006},{"$f":"ROUND('3D Interpolace'!AQ18,2)","v":67.44},{"$f":"ROUND('3D Interpolace'!AR18,2)","v":67.25},{"$f":"ROUND('3D Interpolace'!AS18,2)","v":66.84},{"$f":"ROUND('3D Interpolace'!AT18,2)","v":66.39},{"$f":"ROUND('3D Interpolace'!AU18,2)","v":66.06},{"$f":"ROUND('3D Interpolace'!AV18,2)","v":66.02},{"$f":"ROUND('3D Interpolace'!AW18,2)","v":66.28},{"$f":"ROUND('3D Interpolace'!AX18,2)","v":66.72},{"$f":"ROUND('3D Interpolace'!AY18,2)","v":67.33},{"$f":"ROUND('3D Interpolace'!AZ18,2)","v":68.13},{"$f":"ROUND('3D Interpolace'!BA18,2)","v":69.099999999999994},null,1.4,15,null,null,null,null,null,4,4,null,null,null,null,null,null,null,4,4,null,null,null,null,null,null,null,4,4,null,null,null,null,null,null,null,4,4,null,null,null,null,null,null,null,1.4,null,1.4,15,47.06,46.97,47.01,47.19,47.52,51.98,52.59,49.33,50.21,51.24,52.42,53.91,55.69,57.54,63.24,64.58,61.44,61.98,62.34,62.68,63.14,63.77,64.45,69.14,69.760000000000005,66.27,66.67,67,67.25,67.400000000000006,67.44,67.25,70.84,70.39,66.06,66.02,66.28,66.72,67.33,68.13,69.099999999999994,1.4,null,1.2999999999999998,14,48.19,48.17,48.23,48.38,48.62,52.95,53.28,49.62,50.09,50.81,51.91,53.66,55.96,58.43,64.680000000000007,66.33,63.23,63.65,63.8,63.88,64.11,64.11,64.510000000000005,64.94,69.37,69.77,66.14,66.489999999999995,66.849999999999994,67.16,67.37,67.44,67.260000000000005,70.86,70.400000000000006,66.03,65.91,66.040000000000006,66.31,66.73,67.290000000000006,67.989999999999995,null,null,null,1.2999999999999998,14,0,0,0,0,0,52.95,0,0,0,0,0,0,0,0,0,66.33,0,0,0,0,0,0,0,0,0,0,0,0,0,0,0,0,0,0,0,0,0,0,0,0,0,0,1.2999999999999998,null,null,null,14,48,49.266666666666666,50.533333333333331,51.800000000000004,53.06666666666667,54.333333333333336,55.6,56.866666666666667,58.133333333333333,59.400000000000006,60.666666666666671,61.93333333333333,63.2,64.466666666666669,65.733333333333334,67,68.266666666666666,69.533333333333331,70.8,72.066666666666663,73.333333333333329,67.900000000000006,68.108333333333334,68.316666666666663,68.525000000000006,68.733333333333334,68.941666666666663,69.150000000000006,69.358333333333334,69.566666666666663,69.775000000000006,69.983333333333334,70.191666666666663,70.400000000000006,70.608333333333334,70.816666666666663,71.025000000000006,71.233333333333334,71.441666666666663,71.650000000000006,71.858333333333334,72.066666666666663,1.2999999999999998,null,null,null,null,null,1.2999999999999998,14,-0.18999999999999773,1.096666666666664,2.3033333333333346,3.4200000000000017,4.4466666666666725,1.3833333333333329,2.3200000000000003,7.2466666666666697,8.0433333333333294,8.5900000000000034,8.7566666666666748,8.2733333333333334,7.240000000000002,6.0366666666666688,1.0533333333333275,0.67000000000000171,5.0366666666666688,5.8833333333333329,7,8.1866666666666603,9.2233333333333292,3.7900000000000063,3.5983333333333292,3.3766666666666652,-0.84499999999999886,-1.0366666666666617,2.8016666666666623,2.6600000000000108,2.50833333333334,2.4066666666666663,2.4050000000000011,2.5433333333333366,2.9316666666666578,-0.45999999999999375,0.2083333333333286,4.7866666666666617,5.1150000000000091,5.193333333333328,5.1316666666666606,4.9200000000000017,4.568333333333328,4.076666666666668,null,null,null,null,null,null,null,1.4,15,0.65583333333333194,1.9549999999999983,3.1066666666666656,4.1058333333333312,2.9549999999999983,1.6466666666666665,4.1708333333333343,6.5450000000000017,6.7866666666666653,6.9158333333333299,6.8824999999999967,6.6191666666666666,6.215833333333336,3.8525000000000009,1.706666666666667,3.918333333333333,6.4749999999999996,7.2466666666666644,8.0983333333333292,8.894999999999996,5.2816666666666681,4.7449999999999992,2.163333333333334,-0.38333333333332931,1.1850000000000023,2.9058333333333337,2.7541666666666664,2.6999999999999993,2.740833333333331,2.8741666666666674,3.1525000000000034,1.6358333333333306,0.23666666666666458,2.7875000000000014,5.1233333333333348,5.1541666666666686,4.9375,4.533333333333335,3.9391666666666723,3.1550000000000047,null,null,1.4,15,31.64,31.64,23.66,15.63,23.66,31.64,15.63,11.98,11.98,11.98,11.98,11.98,11.98,23.66,31.64,23.66,11.98,11.98,11.33,11.33,15.63,15.63,23.66,31.64,31.64,23.66,23.66,23.66,23.66,23.66,23.66,31.64,31.64,23.66,15.63,15.63,15.63,15.63,23.66,23.66,null,null,1.4,15,0,0,0,-8.0299999999999994,-7.98,0,-8.0299999999999994,-3.6500000000000004,-3.6500000000000004,-3.6500000000000004,4.08,4.08,0.65000000000000036,8.0299999999999994,0,-7.98,-11.68,-19.66,-20.310000000000002,-20.310000000000002,3.6500000000000004,3.6500000000000004,0,0,0,0,-7.98,-7.98,-7.98,-7.98,0,0,0,-7.98,0,-8.0299999999999994,-8.0299999999999994,-8.0299999999999994,-7.98,-7.98,null,null,1.4,15,0,0,0,0,0,0,0,0,0,0,0,0,0,0,0,0,0,0,0,0,0,0,0,0,0,0,0,0,0,0,67.44,0,0,0,0,0,0,0,0,0,0,1.4,null,1.4,15,0,0,0,0,0,0,0,0,0,0,0,0,0,0,0,0,0,0,0,0,0,0,0,0,0,69.77,0,0,0,0,0,67.44,0,70.86,0,0,0,0,0,0,0,1.4,null,1.4,15,1,0,0,0,0,0,0,0,0,0,0,0,0,0,0,0,0,0,0,0,1,0,0,0,0,0,0,0,0,0,0,0,0,0,0,0,0,0,0,0,1,1.4,null,1.4,15,47.06,0,0,0,0,0,0,0,0,0,0,0,0,0,0,0,0,0,0,0,63.14,0,0,0,0,0,0,0,0,0,67.44,0,0,0,0,0,0,0,0,0,69.099999999999994,1.4,null,1.2999999999999998,14,1,1,1,1,1,1,1,1,1,1,1,1,1,1,1,1,1,1,1,1,1,4,4,4,4,4,4,4,4,4,4,4,4,4,4,4,4,4,4,4,4,4,1.2999999999999998,null,1.2999999999999998,14,0,0,0,0,0,4,4,0,0,0,0,0,0,0,4,4,0,0,0,0,0,0,0,0,4,4,0,0,0,0,0,0,0,4,4,0,0,0,0,0,0,0,1.2999999999999998,null,1.2999999999999998,14,{"$f":"RANK(#REF!,$ER$14:$FL$24,0)","v":{"$error":"#REF!"}},{"$error":"#N/A"},{"$error":"#N/A"},{"$error":"#N/A"},{"$error":"#N/A"},{"$error":"#N/A"},{"$error":"#N/A"},{"$error":"#N/A"},{"$error":"#N/A"},{"$error":"#N/A"},{"$error":"#N/A"},{"$error":"#N/A"},{"$error":"#N/A"},{"$error":"#N/A"},{"$error":"#N/A"},{"$error":"#N/A"},{"$error":"#N/A"},{"$error":"#N/A"},{"$error":"#N/A"},{"$error":"#N/A"},{"$error":"#N/A"},58,58,58,58,58,58,58,58,58,58,58,58,58,58,58,58,58,58,58,58,58,1.2999999999999998]
[null,2000,{"$f":"B18/500+1","v":5},null,"Bod A",3900,6000,100,null,null,null,null,"4",{"$f":"ROUND('3D Interpolace'!M19,2)","v":46},{"$f":"ROUND('3D Interpolace'!N19,2)","v":45.88},{"$f":"ROUND('3D Interpolace'!O19,2)","v":45.92},{"$f":"ROUND('3D Interpolace'!P19,2)","v":46.12},{"$f":"ROUND('3D Interpolace'!Q19,2)","v":46.48},{"$f":"ROUND('3D Interpolace'!R19,2)","v":47},{"$f":"ROUND('3D Interpolace'!S19,2)","v":47.71},{"$f":"ROUND('3D Interpolace'!T19,2)","v":48.62},{"$f":"ROUND('3D Interpolace'!U19,2)","v":49.66},{"$f":"ROUND('3D Interpolace'!V19,2)","v":50.81},{"$f":"ROUND('3D Interpolace'!W19,2)","v":52},{"$f":"ROUND('3D Interpolace'!X19,2)","v":53.34},{"$f":"ROUND('3D Interpolace'!Y19,2)","v":54.85},{"$f":"ROUND('3D Interpolace'!Z19,2)","v":56.39},{"$f":"ROUND('3D Interpolace'!AA19,2)","v":57.82},{"$f":"ROUND('3D Interpolace'!AB19,2)","v":59},{"$f":"ROUND('3D Interpolace'!AC19,2)","v":59.84},{"$f":"ROUND('3D Interpolace'!AD19,2)","v":60.44},{"$f":"ROUND('3D Interpolace'!AE19,2)","v":60.92},{"$f":"ROUND('3D Interpolace'!AF19,2)","v":61.4},{"$f":"ROUND('3D Interpolace'!AG19,2)","v":62},{"$f":"ROUND('3D Interpolace'!AH19,2)","v":62.78},{"$f":"ROUND('3D Interpolace'!AI19,2)","v":63.67},{"$f":"ROUND('3D Interpolace'!AJ19,2)","v":64.569999999999993},{"$f":"ROUND('3D Interpolace'!AK19,2)","v":65.38},{"$f":"ROUND('3D Interpolace'!AL19,2)","v":66},{"$f":"ROUND('3D Interpolace'!AM19,2)","v":66.42},{"$f":"ROUND('3D Interpolace'!AN19,2)","v":66.709999999999994},{"$f":"ROUND('3D Interpolace'!AO19,2)","v":66.89},{"$f":"ROUND('3D Interpolace'!AP19,2)","v":66.98},{"$f":"ROUND('3D Interpolace'!AQ19,2)","v":67},{"$f":"ROUND('3D Interpolace'!AR19,2)","v":66.849999999999994},{"$f":"ROUND('3D Interpolace'!AS19,2)","v":66.5},{"$f":"ROUND('3D Interpolace'!AT19,2)","v":66.14},{"$f":"ROUND('3D Interpolace'!AU19,2)","v":65.91},{"$f":"ROUND('3D Interpolace'!AV19,2)","v":66},{"$f":"ROUND('3D Interpolace'!AW19,2)","v":66.400000000000006},{"$f":"ROUND('3D Interpolace'!AX19,2)","v":67},{"$f":"ROUND('3D Interpolace'!AY19,2)","v":67.8},{"$f":"ROUND('3D Interpolace'!AZ19,2)","v":68.8},{"$f":"ROUND('3D Interpolace'!BA19,2)","v":70},null,1.5,16,null,null,null,null,null,4,4,null,null,null,null,null,null,null,4,4,null,null,null,null,null,null,null,4,4,null,null,null,null,null,null,null,4,4,null,null,null,null,null,null,null,1.5,null,1.5,16,46,45.88,45.92,46.12,46.48,51,51.71,48.62,49.66,50.81,52,53.34,54.85,56.39,61.82,63,59.84,60.44,60.92,61.4,62,62.78,63.67,68.569999999999993,69.38,66,66.42,66.709999999999994,66.89,66.98,67,66.849999999999994,70.5,70.14,65.91,66,66.400000000000006,67,67.8,68.8,70,1.5,null,1.4,15,47.06,46.97,47.01,47.19,47.52,51.98,52.59,49.33,50.21,51.24,52.42,53.91,55.69,57.54,63.24,64.58,61.44,61.98,62.34,62.68,63.14,63.14,63.77,64.45,69.14,69.760000000000005,66.27,66.67,67,67.25,67.400000000000006,67.44,67.25,70.84,70.39,66.06,66.02,66.28,66.72,67.33,68.13,69.099999999999994,null,null,null,1.4,15,0,0,0,0,0,51.98,0,0,0,0,0,0,0,0,0,64.58,0,0,0,0,0,0,0,0,0,0,0,0,0,0,0,0,0,0,0,0,0,0,0,0,0,0,1.4,null,null,null,15,47,48.266666666666666,49.533333333333331,50.8,52.066666666666663,53.333333333333336,54.6,55.866666666666667,57.133333333333333,58.4,59.666666666666664,60.93333333333333,62.2,63.466666666666669,64.733333333333334,66,67.266666666666666,68.533333333333331,69.8,71.066666666666663,72.333333333333329,68.033333333333331,68.241666666666674,68.45,68.658333333333331,68.866666666666674,69.075000000000003,69.283333333333331,69.49166666666666,69.7,69.908333333333331,70.116666666666674,70.325000000000003,70.533333333333331,70.741666666666674,70.95,71.158333333333331,71.366666666666674,71.575000000000003,71.783333333333331,71.991666666666674,72.2,1.4,null,null,null,null,null,1.4,15,-6.0000000000002274E-2,1.2966666666666669,2.5233333333333334,3.6099999999999994,4.5466666666666598,1.3533333333333388,2.009999999999998,6.5366666666666688,6.923333333333332,7.1599999999999966,7.2466666666666626,7.0233333333333334,6.5100000000000051,5.9266666666666694,1.4933333333333323,1.4200000000000017,5.826666666666668,6.5533333333333346,7.4599999999999937,8.3866666666666632,9.193333333333328,4.8933333333333309,4.4716666666666711,4,-0.48166666666666913,-0.89333333333333087,2.8050000000000068,2.6133333333333297,2.49166666666666,2.4500000000000028,2.5083333333333258,2.6766666666666765,3.0750000000000028,-0.30666666666667197,0.35166666666667368,4.8900000000000006,5.1383333333333354,5.0866666666666731,4.855000000000004,4.4533333333333331,3.8616666666666788,3.1000000000000085,null,null,null,null,null,null,null,1.5,16,0.73833333333333329,2.0124999999999975,3.1441666666666652,4.1333333333333346,2.9775000000000009,1.6716666666666669,4.2058333333333344,6.5950000000000006,6.8616666666666664,7.0308333333333337,7.0624999999999982,6.8941666666666652,6.6033333333333353,4.3425000000000011,2.2716666666666665,4.5158333333333314,7.0649999999999977,7.8016666666666641,8.5958333333333297,9.3149999999999959,6.7249999999999979,6.0308333333333302,3.2616666666666667,0.53750000000000142,1.9733333333333327,3.6391666666666644,3.514999999999997,3.5383333333333304,3.6566666666666663,3.8249999999999993,4.0683333333333316,2.4541666666666622,0.9199999999999946,3.3108333333333313,5.4791666666666679,5.3449999999999989,4.9583333333333286,4.3716666666666661,3.5850000000000009,2.5958333333333314,null,null,1.5,16,31.64,23.66,23.66,15.63,23.66,31.64,15.63,11.98,11.98,11.98,11.98,11.98,11.98,15.63,23.66,15.63,11.98,11.98,11.33,11.33,11.98,11.98,23.66,31.64,31.64,23.66,23.66,23.66,23.66,23.66,15.63,23.66,31.64,23.66,15.63,15.63,15.63,15.63,23.66,23.66,null,null,1.5,16,0,-7.98,0,-8.0299999999999994,-7.98,0,-8.0299999999999994,-3.6500000000000004,-3.6500000000000004,-3.6500000000000004,4.08,0.65000000000000036,0.65000000000000036,0,-7.98,-16.009999999999998,-11.68,-19.66,-20.310000000000002,-20.310000000000002,0.65000000000000036,0,8.0299999999999994,0,0,0,-7.98,-7.98,-7.98,-7.98,-16.009999999999998,-7.98,0,0,3.6500000000000004,3.6500000000000004,3.6500000000000004,4.3000000000000007,12.33,12.33,null,null,1.5,16,0,0,0,0,0,0,0,0,0,0,0,0,0,0,0,0,0,0,0,0,0,0,0,0,0,0,0,0,0,0,0,0,0,0,0,0,0,0,0,0,0,1.5,null,1.5,16,0,0,0,0,0,0,0,0,0,0,0,0,0,0,0,0,0,0,0,0,0,0,0,0,0,0,0,0,0,0,0,67.44,0,0,0,0,0,0,0,0,0,1.5,null,1.5,16,1,0,0,0,0,0,0,0,0,0,0,0,0,0,0,0,0,0,0,0,1,0,0,0,0,0,0,0,0,0,0,0,0,0,0,0,0,0,0,0,1,1.5,null,1.5,16,46,0,0,0,0,0,0,0,0,0,0,0,0,0,0,0,0,0,0,0,62,0,0,0,0,0,0,0,0,0,0,0,0,0,0,0,0,0,0,0,70,1.5,null,1.4,15,1,1,1,1,1,1,1,1,1,1,1,1,1,1,1,1,1,1,1,1,1,4,4,4,4,4,4,4,4,4,4,4,4,4,4,4,4,4,4,4,4,4,1.4,null,1.4,15,0,0,0,0,0,4,4,0,0,0,0,0,0,0,4,4,0,0,0,0,0,0,0,0,4,4,0,0,0,0,0,0,0,4,4,0,0,0,0,0,0,0,1.4,null,1.4,15,{"$f":"RANK(#REF!,$ER$14:$FL$24,0)","v":{"$error":"#REF!"}},{"$error":"#N/A"},{"$error":"#N/A"},{"$error":"#N/A"},{"$error":"#N/A"},{"$error":"#N/A"},{"$error":"#N/A"},{"$error":"#N/A"},{"$error":"#N/A"},{"$error":"#N/A"},{"$error":"#N/A"},{"$error":"#N/A"},{"$error":"#N/A"},{"$error":"#N/A"},{"$error":"#N/A"},{"$error":"#N/A"},{"$error":"#N/A"},{"$error":"#N/A"},{"$error":"#N/A"},12,{"$error":"#N/A"},58,58,58,58,58,58,58,58,58,58,58,58,58,58,58,58,58,58,58,58,58,1.4]
[null,1000,{"$f":"B19/500+1","v":3},null,"Bod B",3000,5000,100,null,null,null,null,"4A",{"$f":"ROUND('3D Interpolace'!M20,2)","v":44.87},{"$f":"ROUND('3D Interpolace'!N20,2)","v":44.83},{"$f":"ROUND('3D Interpolace'!O20,2)","v":44.92},{"$f":"ROUND('3D Interpolace'!P20,2)","v":45.13},{"$f":"ROUND('3D Interpolace'!Q20,2)","v":45.47},{"$f":"ROUND('3D Interpolace'!R20,2)","v":45.94},{"$f":"ROUND('3D Interpolace'!S20,2)","v":46.53},{"$f":"ROUND('3D Interpolace'!T20,2)","v":47.25},{"$f":"ROUND('3D Interpolace'!U20,2)","v":48.09},{"$f":"ROUND('3D Interpolace'!V20,2)","v":49.06},{"$f":"ROUND('3D Interpolace'!W20,2)","v":50.14},{"$f":"ROUND('3D Interpolace'!X20,2)","v":51.47},{"$f":"ROUND('3D Interpolace'!Y20,2)","v":53.03},{"$f":"ROUND('3D Interpolace'!Z20,2)","v":54.65},{"$f":"ROUND('3D Interpolace'!AA20,2)","v":56.17},{"$f":"ROUND('3D Interpolace'!AB20,2)","v":57.39},{"$f":"ROUND('3D Interpolace'!AC20,2)","v":58.24},{"$f":"ROUND('3D Interpolace'!AD20,2)","v":58.82},{"$f":"ROUND('3D Interpolace'!AE20,2)","v":59.28},{"$f":"ROUND('3D Interpolace'!AF20,2)","v":59.75},{"$f":"ROUND('3D Interpolace'!AG20,2)","v":60.39},{"$f":"ROUND('3D Interpolace'!AH20,2)","v":61.28},{"$f":"ROUND('3D Interpolace'!AI20,2)","v":62.33},{"$f":"ROUND('3D Interpolace'!AJ20,2)","v":63.4},{"$f":"ROUND('3D Interpolace'!AK20,2)","v":64.349999999999994},{"$f":"ROUND('3D Interpolace'!AL20,2)","v":65.06},{"$f":"ROUND('3D Interpolace'!AM20,2)","v":65.48},{"$f":"ROUND('3D Interpolace'!AN20,2)","v":65.680000000000007},{"$f":"ROUND('3D Interpolace'!AO20,2)","v":65.75},{"$f":"ROUND('3D Interpolace'!AP20,2)","v":65.77},{"$f":"ROUND('3D Interpolace'!AQ20,2)","v":65.8},{"$f":"ROUND('3D Interpolace'!AR20,2)","v":65.760000000000005},{"$f":"ROUND('3D Interpolace'!AS20,2)","v":65.59},{"$f":"ROUND('3D Interpolace'!AT20,2)","v":65.44},{"$f":"ROUND('3D Interpolace'!AU20,2)","v":65.45},{"$f":"ROUND('3D Interpolace'!AV20,2)","v":65.739999999999995},{"$f":"ROUND('3D Interpolace'!AW20,2)","v":66.33},{"$f":"ROUND('3D Interpolace'!AX20,2)","v":67.12},{"$f":"ROUND('3D Interpolace'!AY20,2)","v":68.11},{"$f":"ROUND('3D Interpolace'!AZ20,2)","v":69.3},{"$f":"ROUND('3D Interpolace'!BA20,2)","v":70.7},null,1.6,17,null,null,null,null,null,4,4,null,null,null,null,null,null,null,4,4,null,null,null,null,null,null,null,4,4,null,null,null,null,null,null,null,4,4,null,null,null,null,null,null,null,1.6,null,1.6,17,44.87,44.83,44.92,45.13,45.47,49.94,50.53,47.25,48.09,49.06,50.14,51.47,53.03,54.65,60.17,61.39,58.24,58.82,59.28,59.75,60.39,61.28,62.33,67.400000000000006,68.349999999999994,65.06,65.48,65.680000000000007,65.75,65.77,65.8,65.760000000000005,69.59,69.44,65.45,65.739999999999995,66.33,67.12,68.11,69.3,70.7,1.6,null,1.5,16,46,45.88,45.92,46.12,46.48,51,51.71,48.62,49.66,50.81,52,53.34,54.85,56.39,61.82,63,59.84,60.44,60.92,61.4,62,62,62.78,63.67,68.569999999999993,69.38,66,66.42,66.709999999999994,66.89,66.98,67,66.849999999999994,70.5,70.14,65.91,66,66.400000000000006,67,67.8,68.8,70,null,null,null,1.5,16,46,0,0,0,0,51,51.71,0,0,0,52,0,0,0,61.82,63,0,0,0,0,62,62,0,0,68.569999999999993,69.38,66,0,0,0,0,67,0,70.5,70.14,0,66,0,0,0,0,70,1.5,null,null,null,16,46,47.266666666666666,48.533333333333331,49.8,51.066666666666663,52.333333333333329,53.6,54.866666666666667,56.133333333333333,57.4,58.666666666666664,59.93333333333333,61.2,62.466666666666669,63.733333333333334,65,66.266666666666666,67.533333333333331,68.8,70.066666666666663,71.333333333333329,68.166666666666671,68.375,68.583333333333329,68.791666666666671,69,69.208333333333329,69.416666666666671,69.625,69.833333333333329,70.041666666666671,70.25,70.458333333333329,70.666666666666657,70.875,71.083333333333329,71.291666666666671,71.5,71.708333333333329,71.916666666666671,72.125,72.333333333333329,1.5,null,null,null,null,null,1.5,16,0,1.3866666666666632,2.6133333333333297,3.6799999999999997,4.586666666666666,1.3333333333333286,1.8900000000000006,6.2466666666666697,6.4733333333333363,6.5899999999999963,6.6666666666666643,6.5933333333333266,6.3500000000000014,6.076666666666668,1.913333333333334,2,6.4266666666666623,7.0933333333333337,7.8799999999999955,8.6666666666666643,9.3333333333333286,6.1666666666666714,5.5949999999999989,4.9133333333333269,0.22166666666667822,-0.37999999999999545,3.2083333333333286,2.9966666666666697,2.9150000000000063,2.943333333333328,3.0616666666666674,3.25,3.6083333333333343,0.16666666666665719,0.73499999999999943,5.173333333333332,5.2916666666666714,5.0999999999999943,4.7083333333333286,4.1166666666666742,3.3250000000000028,2.3333333333333286,null,null,null,null,null,null,null,1.5999999999999999,17,0.86583333333333456,2.0399999999999991,3.1241666666666656,4.1208333333333336,3.0274999999999999,1.8641666666666659,4.6508333333333329,7.3599999999999994,7.9316666666666666,8.3183333333333334,8.4174999999999986,8.1691666666666674,7.7083333333333357,5.2550000000000008,3.0366666666666671,5.2233333333333327,7.7949999999999982,8.5916666666666632,9.4458333333333293,10.187499999999996,8.6833333333333318,7.8691666666666649,4.942499999999999,2.0658333333333339,3.3916666666666675,5.0274999999999981,4.9633333333333294,5.0966666666666622,5.3125,5.5083333333333329,5.6716666666666633,3.8699999999999974,2.0858333333333299,4.2016666666666609,6.1024999999999991,5.7333333333333343,5.1291666666666629,4.3299999999999983,3.3358333333333334,2.1441666666666634,null,null,1.5999999999999999,17,31.64,23.66,23.66,15.63,23.66,31.64,15.63,11.98,11.98,11.33,11.33,11.33,11.98,15.63,23.66,15.63,11.98,11.33,11.33,7.9,11.33,11.98,15.63,23.66,23.66,15.63,15.63,15.63,15.63,15.63,15.63,23.66,23.66,15.63,11.98,15.63,15.63,15.63,23.66,23.66,null,null,1.5999999999999999,17,0,-7.98,0,-8.0299999999999994,-7.98,0,-8.0299999999999994,-3.6500000000000004,-3.6500000000000004,-4.3000000000000007,5.23,3.4299999999999997,0.65000000000000036,0,-7.98,-16.009999999999998,-11.68,-12.33,-20.310000000000002,-23.740000000000002,0,0.65000000000000036,0,-7.98,-7.98,-8.0299999999999994,-16.009999999999998,-16.009999999999998,-16.009999999999998,-16.009999999999998,-16.009999999999998,-7.98,-7.98,-8.0299999999999994,-3.6500000000000004,3.6500000000000004,3.6500000000000004,3.6500000000000004,11.68,11.68,null,null,1.6,17,0,0,0,0,0,0,0,0,0,0,0,0,0,0,0,0,0,0,0,0,0,0,0,0,0,0,0,0,0,0,0,0,0,0,0,0,0,0,0,0,0,1.6,null,1.6,17,0,0,0,0,0,0,0,0,0,0,0,0,0,0,0,0,0,0,0,0,0,0,0,0,0,0,0,0,0,0,0,0,0,0,0,0,0,0,0,0,0,1.6,null,1.6,17,1,0,0,0,0,0,0,0,0,0,0,0,0,0,0,0,0,0,0,0,1,0,0,0,0,0,0,0,0,0,0,0,0,0,0,0,0,0,0,0,1,1.6,null,1.6,17,44.87,0,0,0,0,0,0,0,0,0,0,0,0,0,0,0,0,0,0,0,60.39,0,0,0,0,0,0,0,0,0,0,0,0,0,0,0,0,0,0,0,70.7,1.6,null,1.5,16,1,1,1,1,1,1,1,1,1,1,1,1,1,1,1,1,1,1,1,1,1,4,4,4,4,4,4,4,4,4,4,4,4,4,4,4,4,4,4,4,4,4,1.5,null,1.5,16,0,0,0,0,0,4,4,0,0,0,0,0,0,0,4,4,0,0,0,0,0,0,0,0,4,4,0,0,0,0,0,0,0,4,4,0,0,0,0,0,0,0,1.5,null,1.5,16,{"$f":"RANK(#REF!,$ER$14:$FL$24,0)","v":{"$error":"#REF!"}},{"$error":"#N/A"},{"$error":"#N/A"},{"$error":"#N/A"},183,{"$error":"#N/A"},{"$error":"#N/A"},{"$error":"#N/A"},{"$error":"#N/A"},{"$error":"#N/A"},{"$error":"#N/A"},{"$error":"#N/A"},{"$error":"#N/A"},{"$error":"#N/A"},{"$error":"#N/A"},{"$error":"#N/A"},{"$error":"#N/A"},{"$error":"#N/A"},{"$error":"#N/A"},19,{"$error":"#N/A"},58,58,58,58,58,58,58,58,58,58,58,58,58,58,58,58,58,58,58,58,58,1.5]
[null,null,null,null,"Bod C",2000,5400,100,null,null,null,null,"4B",{"$f":"ROUND('3D Interpolace'!M21,2)","v":43.62},{"$f":"ROUND('3D Interpolace'!N21,2)","v":43.75},{"$f":"ROUND('3D Interpolace'!O21,2)","v":43.94},{"$f":"ROUND('3D Interpolace'!P21,2)","v":44.18},{"$f":"ROUND('3D Interpolace'!Q21,2)","v":44.47},{"$f":"ROUND('3D Interpolace'!R21,2)","v":44.81},{"$f":"ROUND('3D Interpolace'!S21,2)","v":45.13},{"$f":"ROUND('3D Interpolace'!T21,2)","v":45.42},{"$f":"ROUND('3D Interpolace'!U21,2)","v":45.8},{"$f":"ROUND('3D Interpolace'!V21,2)","v":46.39},{"$f":"ROUND('3D Interpolace'!W21,2)","v":47.27},{"$f":"ROUND('3D Interpolace'!X21,2)","v":48.65},{"$f":"ROUND('3D Interpolace'!Y21,2)","v":50.44},{"$f":"ROUND('3D Interpolace'!Z21,2)","v":52.38},{"$f":"ROUND('3D Interpolace'!AA21,2)","v":54.18},{"$f":"ROUND('3D Interpolace'!AB21,2)","v":55.58},{"$f":"ROUND('3D Interpolace'!AC21,2)","v":56.43},{"$f":"ROUND('3D Interpolace'!AD21,2)","v":56.93},{"$f":"ROUND('3D Interpolace'!AE21,2)","v":57.27},{"$f":"ROUND('3D Interpolace'!AF21,2)","v":57.65},{"$f":"ROUND('3D Interpolace'!AG21,2)","v":58.26},{"$f":"ROUND('3D Interpolace'!AH21,2)","v":59.22},{"$f":"ROUND('3D Interpolace'!AI21,2)","v":60.41},{"$f":"ROUND('3D Interpolace'!AJ21,2)","v":61.64},{"$f":"ROUND('3D Interpolace'!AK21,2)","v":62.73},{"$f":"ROUND('3D Interpolace'!AL21,2)","v":63.51},{"$f":"ROUND('3D Interpolace'!AM21,2)","v":63.89},{"$f":"ROUND('3D Interpolace'!AN21,2)","v":63.98},{"$f":"ROUND('3D Interpolace'!AO21,2)","v":63.92},{"$f":"ROUND('3D Interpolace'!AP21,2)","v":63.86},{"$f":"ROUND('3D Interpolace'!AQ21,2)","v":63.92},{"$f":"ROUND('3D Interpolace'!AR21,2)","v":64.05},{"$f":"ROUND('3D Interpolace'!AS21,2)","v":64.17},{"$f":"ROUND('3D Interpolace'!AT21,2)","v":64.34},{"$f":"ROUND('3D Interpolace'!AU21,2)","v":64.680000000000007},{"$f":"ROUND('3D Interpolace'!AV21,2)","v":65.27},{"$f":"ROUND('3D Interpolace'!AW21,2)","v":66.11},{"$f":"ROUND('3D Interpolace'!AX21,2)","v":67.14},{"$f":"ROUND('3D Interpolace'!AY21,2)","v":68.36},{"$f":"ROUND('3D Interpolace'!AZ21,2)","v":69.77},{"$f":"ROUND('3D Interpolace'!BA21,2)","v":71.37},null,1.7,18,null,null,null,null,null,4,4,null,null,null,null,null,null,null,4,4,null,null,null,null,null,null,null,4,4,null,null,null,null,null,null,null,4,4,null,null,null,null,null,null,null,1.7,null,1.7,18,43.62,43.75,43.94,44.18,44.47,48.81,49.13,45.42,45.8,46.39,47.27,48.65,50.44,52.38,58.18,59.58,56.43,56.93,57.27,57.65,58.26,59.22,60.41,65.64,66.72999999999999,63.51,63.89,63.98,63.92,63.86,63.92,64.05,68.17,68.34,64.680000000000007,65.27,66.11,67.14,68.36,69.77,71.37,1.7,null,1.5999999999999999,17,44.87,44.83,44.92,45.13,45.47,49.94,50.53,47.25,48.09,49.06,50.14,51.47,53.03,54.65,60.17,61.39,58.24,58.82,59.28,59.75,60.39,60.39,61.28,62.33,67.400000000000006,68.349999999999994,65.06,65.48,65.680000000000007,65.75,65.77,65.8,65.760000000000005,69.59,69.44,65.45,65.739999999999995,66.33,67.12,68.11,69.3,70.7,null,null,null,1.5999999999999999,17,0,0,0,0,0,49.94,0,0,0,0,0,0,0,0,0,61.39,0,0,0,0,0,0,0,0,0,0,0,0,0,0,0,0,0,0,0,0,0,0,0,0,0,0,1.5999999999999999,null,null,null,17,45,46.266666666666666,47.533333333333331,48.800000000000004,50.06666666666667,51.333333333333336,52.6,53.866666666666667,55.133333333333333,56.400000000000006,57.666666666666671,58.93333333333333,60.2,61.466666666666669,62.733333333333334,64,65.266666666666666,66.533333333333331,67.8,69.066666666666663,70.333333333333329,68.3,68.508333333333326,68.716666666666669,68.924999999999997,69.133333333333326,69.341666666666669,69.55,69.758333333333326,69.966666666666669,70.174999999999997,70.383333333333326,70.591666666666669,70.8,71.008333333333326,71.216666666666669,71.424999999999997,71.633333333333326,71.841666666666669,72.05,72.258333333333326,72.466666666666669,1.5999999999999999,null,null,null,null,null,1.5999999999999999,17,0.13000000000000256,1.4366666666666674,2.6133333333333297,3.6700000000000017,4.5966666666666711,1.393333333333338,2.0700000000000003,6.6166666666666671,7.0433333333333294,7.3400000000000034,7.5266666666666708,7.4633333333333312,7.1700000000000017,6.81666666666667,2.5633333333333326,2.6099999999999994,7.0266666666666637,7.7133333333333312,8.519999999999996,9.3166666666666629,9.943333333333328,7.9099999999999966,7.2283333333333246,6.3866666666666703,1.5249999999999915,0.78333333333333144,4.2816666666666663,4.0699999999999932,4.0783333333333189,4.2166666666666686,4.4050000000000011,4.5833333333333286,4.8316666666666634,1.2099999999999937,1.568333333333328,5.7666666666666657,5.6850000000000023,5.3033333333333275,4.721666666666664,3.9399999999999977,2.9583333333333286,1.7666666666666657,null,null,null,null,null,null,null,1.7,18,0.99833333333333307,2.0300000000000011,3.0516666666666694,4.0658333333333339,3.072499999999998,2.1291666666666647,5.2983333333333338,8.4900000000000038,9.5216666666666701,10.220833333333333,10.387499999999999,9.9641666666666691,9.1808333333333358,6.3800000000000008,3.8991666666666678,5.9858333333333338,8.6049999999999986,9.5241666666666625,10.513333333333328,11.344999999999999,10.971666666666668,10.067500000000001,7.0083333333333329,3.9941666666666702,5.2225000000000037,6.8483333333333327,6.8616666666666681,7.1125000000000007,7.4283333333333328,7.6416666666666675,7.692499999999999,5.6508333333333312,3.5491666666666646,5.3199999999999967,6.8933333333333309,6.2441666666666684,5.3900000000000006,4.3533333333333317,3.134166666666669,1.7325000000000017,null,null,1.7,18,31.64,23.66,23.66,15.63,23.66,23.66,15.63,11.33,11.33,7.9,7.9,11.33,11.33,11.98,23.66,15.63,11.33,11.33,7.9,7.9,7.9,7.9,11.98,23.66,15.63,11.98,11.98,11.98,11.98,11.98,11.98,15.63,23.66,15.63,11.98,11.98,15.63,15.63,23.66,31.64,null,null,1.7,18,0,-7.98,0,-8.0299999999999994,-7.98,-7.98,-8.0299999999999994,-0.65000000000000036,-0.65000000000000036,-4.08,1.8000000000000007,5.23,0,-3.6500000000000004,-7.98,-8.0299999999999994,-12.33,-12.33,-15.76,-23.740000000000002,0,-3.4299999999999997,-3.6500000000000004,-7.98,-16.009999999999998,-11.68,-19.66,-19.66,-19.66,-19.66,-11.68,-16.009999999999998,-7.98,-8.0299999999999994,-3.6500000000000004,-3.6500000000000004,0,0,8.0299999999999994,16.009999999999998,null,null,1.7,18,0,0,0,0,0,0,0,0,0,0,0,0,0,0,0,0,0,0,0,0,0,0,0,0,0,0,0,0,0,0,0,0,0,0,0,0,0,0,0,0,0,1.7,null,1.7,18,0,0,0,0,0,0,0,0,0,0,0,0,0,0,0,0,0,0,0,0,0,0,0,0,0,0,0,0,0,0,0,0,0,0,0,0,0,0,0,0,0,1.7,null,1.7,18,1,0,0,0,0,0,0,0,0,0,0,0,0,0,0,0,0,0,0,0,1,0,0,0,0,0,0,0,0,0,0,0,0,0,0,0,0,0,0,0,1,1.7,null,1.7,18,43.62,0,0,0,0,0,0,0,0,0,0,0,0,0,0,0,0,0,0,0,58.26,0,0,0,0,0,0,0,0,0,0,0,0,0,0,0,0,0,0,0,71.37,1.7,null,1.5999999999999999,17,1,1,1,1,1,1,1,1,1,1,1,1,1,1,1,1,1,1,1,1,1,4,4,4,4,4,4,4,4,4,4,4,4,4,4,4,4,4,4,4,4,4,1.5999999999999999,null,1.5999999999999999,17,0,0,0,0,0,4,4,0,0,0,0,0,0,0,4,4,0,0,0,0,0,0,0,0,4,4,0,0,0,0,0,0,0,4,4,0,0,0,0,0,0,0,1.5999999999999999,null,1.5999999999999999,17,{"$f":"RANK(#REF!,$ER$14:$FL$24,0)","v":{"$error":"#REF!"}},{"$error":"#N/A"},{"$error":"#N/A"},{"$error":"#N/A"},{"$error":"#N/A"},{"$error":"#N/A"},{"$error":"#N/A"},{"$error":"#N/A"},{"$error":"#N/A"},{"$error":"#N/A"},{"$error":"#N/A"},{"$error":"#N/A"},{"$error":"#N/A"},{"$error":"#N/A"},{"$error":"#N/A"},{"$error":"#N/A"},{"$error":"#N/A"},{"$error":"#N/A"},{"$error":"#N/A"},{"$error":"#N/A"},{"$error":"#N/A"},58,58,58,58,58,58,58,58,58,58,58,58,58,58,58,58,58,58,58,58,58,1.5999999999999999]
[null,1000,{"$f":"B21/500+1","v":3},null,null,null,null,null,null,null,null,null,"4C",{"$f":"ROUND('3D Interpolace'!M22,2)","v":42.42},{"$f":"ROUND('3D Interpolace'!N22,2)","v":42.75},{"$f":"ROUND('3D Interpolace'!O22,2)","v":43.04},{"$f":"ROUND('3D Interpolace'!P22,2)","v":43.3},{"$f":"ROUND('3D Interpolace'!Q22,2)","v":43.52},{"$f":"ROUND('3D Interpolace'!R22,2)","v":43.71},{"$f":"ROUND('3D Interpolace'!S22,2)","v":43.7},{"$f":"ROUND('3D Interpolace'!T22,2)","v":43.49},{"$f":"ROUND('3D Interpolace'!U22,2)","v":43.33},{"$f":"ROUND('3D Interpolace'!V22,2)","v":43.46},{"$f":"ROUND('3D Interpolace'!W22,2)","v":44.13},{"$f":"ROUND('3D Interpolace'!X22,2)","v":45.6},{"$f":"ROUND('3D Interpolace'!Y22,2)","v":47.72},{"$f":"ROUND('3D Interpolace'!Z22,2)","v":50.07},{"$f":"ROUND('3D Interpolace'!AA22,2)","v":52.25},{"$f":"ROUND('3D Interpolace'!AB22,2)","v":53.86},{"$f":"ROUND('3D Interpolace'!AC22,2)","v":54.72},{"$f":"ROUND('3D Interpolace'!AD22,2)","v":55.1},{"$f":"ROUND('3D Interpolace'!AE22,2)","v":55.27},{"$f":"ROUND('3D Interpolace'!AF22,2)","v":55.49},{"$f":"ROUND('3D Interpolace'!AG22,2)","v":56.02},{"$f":"ROUND('3D Interpolace'!AH22,2)","v":57.03},{"$f":"ROUND('3D Interpolace'!AI22,2)","v":58.32},{"$f":"ROUND('3D Interpolace'!AJ22,2)","v":59.68},{"$f":"ROUND('3D Interpolace'!AK22,2)","v":60.89},{"$f":"ROUND('3D Interpolace'!AL22,2)","v":61.73},{"$f":"ROUND('3D Interpolace'!AM22,2)","v":62.06},{"$f":"ROUND('3D Interpolace'!AN22,2)","v":62.04},{"$f":"ROUND('3D Interpolace'!AO22,2)","v":61.86},{"$f":"ROUND('3D Interpolace'!AP22,2)","v":61.73},{"$f":"ROUND('3D Interpolace'!AQ22,2)","v":61.84},{"$f":"ROUND('3D Interpolace'!AR22,2)","v":62.17},{"$f":"ROUND('3D Interpolace'!AS22,2)","v":62.59},{"$f":"ROUND('3D Interpolace'!AT22,2)","v":63.12},{"$f":"ROUND('3D Interpolace'!AU22,2)","v":63.83},{"$f":"ROUND('3D Interpolace'!AV22,2)","v":64.73},{"$f":"ROUND('3D Interpolace'!AW22,2)","v":65.83},{"$f":"ROUND('3D Interpolace'!AX22,2)","v":67.11},{"$f":"ROUND('3D Interpolace'!AY22,2)","v":68.56},{"$f":"ROUND('3D Interpolace'!AZ22,2)","v":70.19},{"$f":"ROUND('3D Interpolace'!BA22,2)","v":71.989999999999995},null,1.8,19,null,null,null,null,null,4,4,null,null,null,null,null,null,null,4,4,null,null,null,null,null,null,null,4,4,null,null,null,null,null,null,null,4,4,null,null,null,null,null,null,null,1.8,null,1.8,19,42.42,42.75,43.04,43.3,43.52,47.71,47.7,43.49,43.33,43.46,44.13,45.6,47.72,50.07,56.25,57.86,54.72,55.1,55.27,55.49,56.02,57.03,58.32,63.68,64.89,61.73,62.06,62.04,61.86,61.73,61.84,62.17,66.59,67.12,63.83,64.73,65.83,67.11,68.56,70.19,71.989999999999995,1.8,null,1.7,18,43.62,43.75,43.94,44.18,44.47,48.81,49.13,45.42,45.8,46.39,47.27,48.65,50.44,52.38,58.18,59.58,56.43,56.93,57.27,57.65,58.26,58.26,59.22,60.41,65.64,66.72999999999999,63.51,63.89,63.98,63.92,63.86,63.92,64.05,68.17,68.34,64.680000000000007,65.27,66.11,67.14,68.36,69.77,71.37,null,null,null,1.7,18,0,0,0,0,0,48.81,0,0,0,0,0,0,0,0,0,59.58,0,0,0,0,0,0,0,0,0,0,0,0,0,0,0,0,0,0,0,0,0,0,0,0,0,0,1.7,null,null,null,18,44,45.266666666666666,46.533333333333331,47.8,49.066666666666663,50.333333333333329,51.6,52.866666666666667,54.133333333333333,55.4,56.666666666666664,57.93333333333333,59.2,60.466666666666669,61.733333333333334,63,64.266666666666666,65.533333333333331,66.8,68.066666666666663,69.333333333333329,68.433333333333337,68.641666666666666,68.849999999999994,69.058333333333337,69.266666666666666,69.474999999999994,69.683333333333337,69.891666666666666,70.099999999999994,70.308333333333337,70.516666666666666,70.724999999999994,70.933333333333337,71.141666666666666,71.349999999999994,71.558333333333337,71.766666666666666,71.974999999999994,72.183333333333337,72.391666666666666,72.599999999999994,1.7,null,null,null,null,null,1.7,18,0.38000000000000256,1.5166666666666657,2.5933333333333337,3.6199999999999974,4.596666666666664,1.5233333333333263,2.4699999999999989,7.4466666666666654,8.3333333333333357,9.009999999999998,9.3966666666666612,9.2833333333333314,8.7600000000000051,8.086666666666666,3.5533333333333346,3.4200000000000017,7.836666666666666,8.6033333333333317,9.529999999999994,10.416666666666664,11.073333333333331,10.173333333333339,9.4216666666666669,8.4399999999999977,3.4183333333333366,2.536666666666676,5.9649999999999963,5.7933333333333366,5.9116666666666688,6.1799999999999926,6.4483333333333377,6.596666666666664,6.6749999999999972,2.7633333333333354,2.8016666666666623,6.6699999999999875,6.2883333333333411,5.6566666666666663,4.8349999999999937,3.8233333333333377,2.6216666666666697,1.2299999999999898,null,null,null,null,null,null,null,1.7999999999999998,19,0.9833333333333325,1.8925000000000018,2.8691666666666702,3.9158333333333335,3.0324999999999971,2.3166666666666647,5.8683333333333341,9.5400000000000027,11.029166666666669,12.030833333333334,12.2425,11.609166666666669,10.463333333333336,7.2750000000000021,4.5066666666666677,6.4908333333333328,9.1724999999999977,10.244166666666663,11.40833333333333,12.367499999999998,13.157499999999999,12.200833333333332,9.0491666666666646,5.932500000000001,7.0858333333333334,8.7066666666666652,8.7875000000000014,9.1358333333333377,9.5291666666666703,9.7425000000000015,9.6733333333333356,7.3991666666666678,4.9875000000000007,6.4208333333333378,7.6791666666666671,6.759999999999998,5.668333333333333,4.4066666666666663,2.9750000000000014,1.3758333333333361,null,null,1.7999999999999998,19,31.64,31.64,23.66,23.66,23.66,23.66,15.63,11.33,7.9,6.1,6.1,7.9,7.9,11.98,15.63,11.98,11.33,7.9,7.9,6.1,6.1,6.1,11.33,15.63,11.98,11.33,11.33,11.33,11.33,11.33,11.33,11.98,15.63,11.98,11.98,11.98,15.63,15.63,23.66,31.64,null,null,1.7999999999999998,19,0,0,0,0,-7.98,-7.98,0,-0.65000000000000036,-3.4299999999999997,-5.23,1.3899999999999997,1.8000000000000007,0,0,-16.009999999999998,-11.68,-12.33,-15.76,-15.76,-17.560000000000002,-1.8000000000000007,-5.23,-4.3000000000000007,-16.009999999999998,-19.66,-12.33,-20.310000000000002,-20.310000000000002,-20.310000000000002,-20.310000000000002,-12.33,-19.66,-16.009999999999998,-11.68,-3.6500000000000004,-3.6500000000000004,0,0,0,7.98,null,null,1.8,19,0,0,0,0,0,0,0,0,0,0,0,0,0,0,0,0,0,0,0,0,0,0,0,0,0,0,0,0,0,0,0,0,0,0,0,0,0,0,0,0,0,1.8,null,1.8,19,0,0,0,0,0,0,0,0,0,0,0,0,0,0,0,0,0,0,0,0,0,0,0,0,0,0,0,0,0,0,0,0,0,0,0,0,0,0,0,0,0,1.8,null,1.8,19,1,0,0,0,0,0,0,0,0,0,0,0,0,0,0,0,0,0,0,0,1,0,0,0,0,0,0,0,0,0,0,0,0,0,0,0,0,0,0,0,1,1.8,null,1.8,19,42.42,0,0,0,0,0,0,0,0,0,0,0,0,0,0,0,0,0,0,0,56.02,0,0,0,0,0,0,0,0,0,0,0,0,0,0,0,0,0,0,0,71.989999999999995,1.8,null,1.7,18,1,1,1,1,1,1,1,1,1,1,1,1,1,1,1,1,1,1,1,1,1,4,4,4,4,4,4,4,4,4,4,4,4,4,4,4,4,4,4,4,4,4,1.7,null,1.7,18,0,0,0,0,0,4,4,0,0,0,0,0,0,0,4,4,0,0,0,0,0,0,0,0,4,4,0,0,0,0,0,0,0,4,4,0,0,0,0,0,0,0,1.7,null,1.7,18,{"$f":"RANK(#REF!,$ER$14:$FL$24,0)","v":{"$error":"#REF!"}},{"$error":"#N/A"},{"$error":"#N/A"},{"$error":"#N/A"},{"$error":"#N/A"},{"$error":"#N/A"},{"$error":"#N/A"},{"$error":"#N/A"},{"$error":"#N/A"},{"$error":"#N/A"},{"$error":"#N/A"},{"$error":"#N/A"},{"$error":"#N/A"},{"$error":"#N/A"},{"$error":"#N/A"},{"$error":"#N/A"},{"$error":"#N/A"},{"$error":"#N/A"},{"$error":"#N/A"},32,{"$error":"#N/A"},58,58,58,58,58,58,58,58,58,58,58,58,58,58,58,58,58,58,58,58,58,1.7]
[null,500,{"$f":"B22/500+1","v":2},null,"AB",{"$f":"(F19-F18)","v":-900},{"$f":"(G19-G18)","v":-1000},{"$f":"H19-H18","v":0},null,null,null,null,"4D",{"$f":"ROUND('3D Interpolace'!M23,2)","v":41.49},{"$f":"ROUND('3D Interpolace'!N23,2)","v":41.94},{"$f":"ROUND('3D Interpolace'!O23,2)","v":42.3},{"$f":"ROUND('3D Interpolace'!P23,2)","v":42.55},{"$f":"ROUND('3D Interpolace'!Q23,2)","v":42.7},{"$f":"ROUND('3D Interpolace'!R23,2)","v":42.74},{"$f":"ROUND('3D Interpolace'!S23,2)","v":42.45},{"$f":"ROUND('3D Interpolace'!T23,2)","v":41.82},{"$f":"ROUND('3D Interpolace'!U23,2)","v":41.2},{"$f":"ROUND('3D Interpolace'!V23,2)","v":40.96},{"$f":"ROUND('3D Interpolace'!W23,2)","v":41.46},{"$f":"ROUND('3D Interpolace'!X23,2)","v":43.04},{"$f":"ROUND('3D Interpolace'!Y23,2)","v":45.47},{"$f":"ROUND('3D Interpolace'!Z23,2)","v":48.22},{"$f":"ROUND('3D Interpolace'!AA23,2)","v":50.76},{"$f":"ROUND('3D Interpolace'!AB23,2)","v":52.57},{"$f":"ROUND('3D Interpolace'!AC23,2)","v":53.42},{"$f":"ROUND('3D Interpolace'!AD23,2)","v":53.67},{"$f":"ROUND('3D Interpolace'!AE23,2)","v":53.65},{"$f":"ROUND('3D Interpolace'!AF23,2)","v":53.69},{"$f":"ROUND('3D Interpolace'!AG23,2)","v":54.13},{"$f":"ROUND('3D Interpolace'!AH23,2)","v":55.14},{"$f":"ROUND('3D Interpolace'!AI23,2)","v":56.49},{"$f":"ROUND('3D Interpolace'!AJ23,2)","v":57.93},{"$f":"ROUND('3D Interpolace'!AK23,2)","v":59.22},{"$f":"ROUND('3D Interpolace'!AL23,2)","v":60.1},{"$f":"ROUND('3D Interpolace'!AM23,2)","v":60.4},{"$f":"ROUND('3D Interpolace'!AN23,2)","v":60.3},{"$f":"ROUND('3D Interpolace'!AO23,2)","v":60.04},{"$f":"ROUND('3D Interpolace'!AP23,2)","v":59.87},{"$f":"ROUND('3D Interpolace'!AQ23,2)","v":60.04},{"$f":"ROUND('3D Interpolace'!AR23,2)","v":60.54},{"$f":"ROUND('3D Interpolace'!AS23,2)","v":61.22},{"$f":"ROUND('3D Interpolace'!AT23,2)","v":62.07},{"$f":"ROUND('3D Interpolace'!AU23,2)","v":63.08},{"$f":"ROUND('3D Interpolace'!AV23,2)","v":64.260000000000005},{"$f":"ROUND('3D Interpolace'!AW23,2)","v":65.59},{"$f":"ROUND('3D Interpolace'!AX23,2)","v":67.08},{"$f":"ROUND('3D Interpolace'!AY23,2)","v":68.739999999999995},{"$f":"ROUND('3D Interpolace'!AZ23,2)","v":70.56},{"$f":"ROUND('3D Interpolace'!BA23,2)","v":72.540000000000006},null,1.9,20,null,null,null,null,null,4,4,null,null,null,null,null,null,null,4,4,null,null,null,null,null,null,null,4,4,null,null,null,null,null,null,null,4,4,null,null,null,null,null,null,null,1.9,null,1.9,20,41.49,41.94,42.3,42.55,42.7,46.74,46.45,41.82,41.2,40.96,41.46,43.04,45.47,48.22,54.76,56.57,53.42,53.67,53.65,53.69,54.13,55.14,56.49,61.93,63.22,60.1,60.4,60.3,60.04,59.87,60.04,60.54,65.22,66.069999999999993,63.08,64.260000000000005,65.59,67.08,68.739999999999995,70.56,72.540000000000006,1.9,null,1.7999999999999998,19,42.42,42.75,43.04,43.3,43.52,47.71,47.7,43.49,43.33,43.46,44.13,45.6,47.72,50.07,56.25,57.86,54.72,55.1,55.27,55.49,56.02,56.02,57.03,58.32,63.68,64.89,61.73,62.06,62.04,61.86,61.73,61.84,62.17,66.59,67.12,63.83,64.73,65.83,67.11,68.56,70.19,71.989999999999995,null,null,null,1.7999999999999998,19,0,0,0,0,0,47.71,0,0,0,0,0,0,0,0,0,57.86,0,0,0,0,0,0,0,0,0,0,0,0,0,0,0,0,0,0,0,0,0,0,0,0,0,0,1.7999999999999998,null,null,null,19,43,44.266666666666666,45.533333333333339,46.800000000000004,48.06666666666667,49.333333333333336,50.6,51.866666666666674,53.13333333333334,54.400000000000006,55.666666666666671,56.933333333333337,58.2,59.466666666666669,60.733333333333334,62,63.266666666666666,64.533333333333331,65.8,67.066666666666663,68.333333333333343,68.566666666666663,68.775000000000006,68.983333333333334,69.191666666666663,69.400000000000006,69.608333333333334,69.816666666666663,70.025000000000006,70.233333333333334,70.441666666666663,70.650000000000006,70.858333333333334,71.066666666666663,71.275000000000006,71.483333333333334,71.691666666666663,71.900000000000006,72.108333333333334,72.316666666666663,72.525000000000006,72.733333333333334,1.7999999999999998,null,null,null,null,null,1.7999999999999998,19,0.57999999999999829,1.5166666666666657,2.4933333333333394,3.5000000000000071,4.5466666666666669,1.6233333333333348,2.8999999999999986,8.3766666666666723,9.8033333333333417,10.940000000000005,11.536666666666669,11.333333333333336,10.480000000000004,9.3966666666666683,4.4833333333333343,4.1400000000000006,8.5466666666666669,9.43333333333333,10.529999999999994,11.576666666666661,12.31333333333334,12.54666666666666,11.745000000000005,10.663333333333334,5.5116666666666632,4.5100000000000051,7.8783333333333374,7.7566666666666606,7.9850000000000065,8.3733333333333348,8.711666666666666,8.8100000000000023,8.6883333333333326,4.4766666666666595,4.1550000000000011,7.653333333333336,6.9616666666666589,6.0700000000000074,4.9983333333333348,3.7566666666666606,2.335000000000008,0.7433333333333394,null,null,null,null,null,null,null,1.9,20,{"$f":"AVERAGE(KF23:KG24)","v":0.6658333333333335},1.5400000000000009,2.524166666666666,3.62083333333333,2.8299999999999947,2.2766666666666637,6.0883333333333329,10.074999999999999,11.854166666666666,13.040833333333332,13.254999999999997,12.439166666666667,11.000833333333336,7.5050000000000026,4.514166666666668,6.4308333333333323,9.1849999999999969,10.406666666666663,11.740833333333331,12.829999999999997,14.808333333333334,13.844166666666666,10.652499999999998,7.4858333333333338,8.5991666666666653,10.212499999999999,10.323333333333336,10.714166666666671,11.132500000000002,11.323333333333334,11.15416666666667,8.7050000000000018,6.0683333333333351,7.2591666666666725,8.2875000000000014,7.1633333333333304,5.8866666666666632,4.447499999999998,2.845833333333335,1.0841666666666683,null,null,1.9,20,31.64,31.64,23.66,23.66,23.66,23.66,11.98,7.9,7.9,6.1,6.1,6.1,7.9,11.98,15.63,11.98,11.33,7.9,7.9,6.1,4.71,6.1,7.9,11.98,11.33,7.9,7.9,7.9,7.9,7.9,7.9,11.33,11.98,11.98,11.33,11.98,15.63,15.63,23.66,31.64,null,null,1.9,20,0,0,-7.98,0,-7.98,-7.98,-3.6500000000000004,-3.4299999999999997,-3.4299999999999997,-1.8000000000000007,6.1,0,0,-3.6500000000000004,-16.009999999999998,-19.66,-12.33,-15.76,-15.76,-17.560000000000002,-3.1900000000000004,-5.23,-7.73,-19.66,-20.310000000000002,-15.76,-23.740000000000002,-23.740000000000002,-23.740000000000002,-23.740000000000002,-15.76,-20.310000000000002,-19.66,-19.66,-12.33,-11.68,-8.0299999999999994,-8.0299999999999994,0,0,null,null,1.9,20,0,0,0,0,0,0,0,0,0,0,0,0,0,0,0,0,0,0,0,0,0,0,0,0,0,0,0,0,0,0,0,0,0,0,0,0,0,0,0,0,0,1.9,null,1.9,20,0,0,0,0,0,0,0,0,0,0,0,0,0,0,0,0,0,0,0,0,0,0,0,0,0,0,0,0,0,0,0,0,0,0,0,0,0,0,0,0,0,1.9,null,1.9,20,1,0,0,0,0,0,0,0,0,0,0,0,0,0,0,0,0,0,0,0,1,0,0,0,0,0,0,0,0,0,0,0,0,0,0,0,0,0,0,0,1,1.9,null,1.9,20,41.49,0,0,0,0,0,0,0,0,0,0,0,0,0,0,0,0,0,0,0,54.13,0,0,0,0,0,0,0,0,0,0,0,0,0,0,0,0,0,0,0,72.540000000000006,1.9,null,1.7999999999999998,19,1,1,1,1,1,1,1,1,1,1,1,1,1,1,1,1,1,1,1,1,1,4,4,4,4,4,4,4,4,4,4,4,4,4,4,4,4,4,4,4,4,4,1.7999999999999998,null,1.7999999999999998,19,0,0,0,0,0,4,4,0,0,0,0,0,0,0,4,4,0,0,0,0,0,0,0,0,4,4,0,0,0,0,0,0,0,4,4,0,0,0,0,0,0,0,1.7999999999999998,null,1.7999999999999998,19,{"$f":"RANK(#REF!,$ER$14:$FL$24,0)","v":{"$error":"#REF!"}},{"$error":"#N/A"},{"$error":"#N/A"},{"$error":"#N/A"},{"$error":"#N/A"},{"$error":"#N/A"},{"$error":"#N/A"},{"$error":"#N/A"},{"$error":"#N/A"},{"$error":"#N/A"},{"$error":"#N/A"},{"$error":"#N/A"},{"$error":"#N/A"},{"$error":"#N/A"},{"$error":"#N/A"},{"$error":"#N/A"},{"$error":"#N/A"},{"$error":"#N/A"},{"$error":"#N/A"},35,{"$error":"#N/A"},58,58,58,58,58,58,58,58,58,58,58,58,58,58,58,58,58,58,58,58,58,1.7999999999999998]
[null,null,null,null,"AC",{"$f":"(F20-F18)","v":-1900},{"$f":"G20-G18","v":-600},{"$f":"H20-H18","v":0},null,null,null,null,"5",{"$f":"ROUND('3D Interpolace'!M24,2)","v":41},{"$f":"ROUND('3D Interpolace'!N24,2)","v":41.44},{"$f":"ROUND('3D Interpolace'!O24,2)","v":41.76},{"$f":"ROUND('3D Interpolace'!P24,2)","v":41.96},{"$f":"ROUND('3D Interpolace'!Q24,2)","v":42.04},{"$f":"ROUND('3D Interpolace'!R24,2)","v":42},{"$f":"ROUND('3D Interpolace'!S24,2)","v":41.57},{"$f":"ROUND('3D Interpolace'!T24,2)","v":40.74},{"$f":"ROUND('3D Interpolace'!U24,2)","v":39.94},{"$f":"ROUND('3D Interpolace'!V24,2)","v":39.549999999999997},{"$f":"ROUND('3D Interpolace'!W24,2)","v":40},{"$f":"ROUND('3D Interpolace'!X24,2)","v":41.68},{"$f":"ROUND('3D Interpolace'!Y24,2)","v":44.32},{"$f":"ROUND('3D Interpolace'!Z24,2)","v":47.32},{"$f":"ROUND('3D Interpolace'!AA24,2)","v":50.08},{"$f":"ROUND('3D Interpolace'!AB24,2)","v":52},{"$f":"ROUND('3D Interpolace'!AC24,2)","v":52.82},{"$f":"ROUND('3D Interpolace'!AD24,2)","v":52.95},{"$f":"ROUND('3D Interpolace'!AE24,2)","v":52.77},{"$f":"ROUND('3D Interpolace'!AF24,2)","v":52.66},{"$f":"ROUND('3D Interpolace'!AG24,2)","v":53},{"$f":"ROUND('3D Interpolace'!AH24,2)","v":53.98},{"$f":"ROUND('3D Interpolace'!AI24,2)","v":55.33},{"$f":"ROUND('3D Interpolace'!AJ24,2)","v":56.79},{"$f":"ROUND('3D Interpolace'!AK24,2)","v":58.1},{"$f":"ROUND('3D Interpolace'!AL24,2)","v":59},{"$f":"ROUND('3D Interpolace'!AM24,2)","v":59.3},{"$f":"ROUND('3D Interpolace'!AN24,2)","v":59.19},{"$f":"ROUND('3D Interpolace'!AO24,2)","v":58.93},{"$f":"ROUND('3D Interpolace'!AP24,2)","v":58.78},{"$f":"ROUND('3D Interpolace'!AQ24,2)","v":59},{"$f":"ROUND('3D Interpolace'!AR24,2)","v":59.62},{"$f":"ROUND('3D Interpolace'!AS24,2)","v":60.45},{"$f":"ROUND('3D Interpolace'!AT24,2)","v":61.47},{"$f":"ROUND('3D Interpolace'!AU24,2)","v":62.66},{"$f":"ROUND('3D Interpolace'!AV24,2)","v":64},{"$f":"ROUND('3D Interpolace'!AW24,2)","v":65.48},{"$f":"ROUND('3D Interpolace'!AX24,2)","v":67.12},{"$f":"ROUND('3D Interpolace'!AY24,2)","v":68.92},{"$f":"ROUND('3D Interpolace'!AZ24,2)","v":70.88},{"$f":"ROUND('3D Interpolace'!BA24,2)","v":73},null,2,21,null,null,null,null,null,4,4,null,null,null,null,null,null,null,4,4,null,null,null,null,null,null,null,4,4,null,null,null,null,null,null,null,4,4,null,null,null,null,null,null,null,2,null,2,21,41,41.44,41.76,41.96,42.04,46,45.57,40.74,39.94,39.549999999999997,40,41.68,44.32,47.32,54.08,56,52.82,52.95,52.77,52.66,53,53.98,55.33,60.79,62.1,59,59.3,59.19,58.93,58.78,59,59.62,64.45,65.47,62.66,64,65.48,67.12,68.92,70.88,73,2,null,1.9,20,{"$f":"IF(ISNUMBER(INDEX(VstupniData,$EQ23,ER$2)),INDEX(VstupniData,$EQ23,ER$2),\"\")","v":41.49},41.94,42.3,42.55,42.7,46.74,46.45,41.82,41.2,40.96,{"$f":"IF(ISNUMBER(INDEX(VstupniData,$EQ23,FB$2)),INDEX(VstupniData,$EQ23,FB$2),\"\")","v":41.46},43.04,45.47,48.22,54.76,56.57,53.42,53.67,53.65,53.69,{"$f":"IF(ISNUMBER(INDEX(VstupniData,$EQ23,FL$2)),INDEX(VstupniData,$EQ23,FL$2),\"\")","v":54.13},54.13,55.14,56.49,61.93,63.22,60.1,60.4,60.3,60.04,{"$f":"IF(ISNUMBER(INDEX(VstupniData,$EQ23,FV$2)),INDEX(VstupniData,$EQ23,FV$2),\"\")","v":59.87},60.04,60.54,65.22,66.069999999999993,63.08,64.260000000000005,65.59,67.08,68.739999999999995,{"$f":"IF(ISNUMBER(INDEX(VstupniData,$EQ23,GF$2)),INDEX(VstupniData,$EQ23,GF$2),\"\")","v":70.56},72.540000000000006,null,null,null,1.9,20,0,0,0,0,0,46.74,0,0,0,0,0,0,0,0,0,56.57,0,0,0,0,0,0,0,0,0,0,0,0,0,0,0,0,0,0,0,0,0,0,0,0,0,0,1.9,null,null,null,20,42,43.266666666666666,44.533333333333331,45.8,47.066666666666663,48.333333333333329,49.6,50.866666666666667,52.133333333333333,53.4,54.666666666666664,55.93333333333333,57.2,58.466666666666669,59.733333333333334,61,62.266666666666666,63.533333333333331,64.8,66.066666666666663,67.333333333333329,68.7,68.908333333333331,69.11666666666666,69.325000000000003,69.533333333333331,69.74166666666666,69.95,70.158333333333331,70.366666666666674,70.575000000000003,70.783333333333331,70.991666666666674,71.2,71.408333333333331,71.616666666666674,71.825000000000003,72.033333333333331,72.24166666666666,72.45,72.658333333333331,72.866666666666674,1.9,null,null,null,null,null,1.9,20,0.50999999999999801,1.326666666666668,2.2333333333333343,3.25,4.36666666666666,1.5933333333333266,3.1499999999999986,9.0466666666666669,10.93333333333333,12.439999999999998,13.206666666666663,12.893333333333331,11.730000000000004,10.24666666666667,4.9733333333333363,4.43,8.846666666666664,9.8633333333333297,11.149999999999999,12.376666666666665,13.203333333333326,14.57,13.768333333333331,12.626666666666658,7.3950000000000031,6.3133333333333326,9.6416666666666586,9.5500000000000043,9.8583333333333343,10.326666666666675,10.705000000000005,10.743333333333332,10.451666666666675,5.980000000000004,5.3383333333333383,8.536666666666676,7.5649999999999977,6.443333333333328,5.1616666666666617,3.710000000000008,2.0983333333333292,0.32666666666666799,null,null,null,null,null,null,null,2,21,{"$f":"AVERAGE(KF25:KG26)","v":19.149999999999999},{"$f":"AVERAGE(KG25:KH26)","v":19.674999999999997},20.295000000000002,21.0075,19.810000000000002,18.835000000000001,22.212499999999999,25.745000000000001,27.047500000000007,27.732500000000002,27.4025,25.984999999999996,23.912500000000001,19.795000000000005,16.240000000000002,17.689999999999998,20.072499999999994,20.982499999999998,22.022500000000004,22.787500000000001,14.75,6.3312499999999989,5.9062499999999982,3.2312499999999993,0.56374999999999886,2.1637499999999985,4.2462499999999999,4.8062500000000004,5.6312499999999996,6.473749999999999,7.0812499999999989,7.3187499999999996,5.2662499999999994,3.0212499999999984,4.5962499999999995,6.0087500000000009,5.2712499999999984,4.3787499999999966,3.3237499999999969,2.1062499999999993,null,null,2,21,0,0,0,0,0,0,0,0,0,0,0,0,0,0,0,0,0,0,0,0,4.71,11.98,15.63,23.66,31.64,23.66,15.63,15.63,15.63,11.98,11.98,11.98,15.63,23.66,15.63,11.98,15.63,15.63,23.66,23.66,null,null,2,21,-23.66,-23.66,-23.66,-23.66,-31.64,-31.64,-23.66,-11.98,-11.98,-11.98,0,-4.71,-6.1,-11.98,-31.64,-31.64,-23.66,-23.66,-31.64,-31.64,-6.62,0,0,-7.98,0,0,-8.0299999999999994,-8.0299999999999994,-8.0299999999999994,-11.68,-11.68,-19.66,-16.009999999999998,-7.98,-8.0299999999999994,-11.68,-8.0299999999999994,-8.0299999999999994,-7.98,-7.98,null,null,2,21,0,0,0,0,0,0,0,0,0,0,0,0,0,0,0,0,0,0,0,0,0,0,0,0,0,0,0,0,0,0,0,0,0,0,0,0,0,0,0,0,0,2,null,2,21,0,0,0,0,0,0,0,0,0,0,0,0,0,0,0,0,0,0,0,0,0,0,0,0,0,0,0,0,0,0,0,0,0,0,0,0,0,0,0,0,0,2,null,2,21,1,1,1,1,1,1,1,1,1,1,1,1,1,1,1,1,1,1,1,1,1,1,1,1,1,1,1,1,1,1,1,1,1,1,1,1,1,1,1,1,1,2,null,2,21,41,41.44,41.76,41.96,42.04,46,45.57,40.74,39.94,39.549999999999997,40,41.68,44.32,47.32,54.08,56,52.82,52.95,52.77,52.66,53,53.98,55.33,60.79,62.1,59,59.3,59.19,58.93,58.78,59,59.62,64.45,65.47,62.66,64,65.48,67.12,68.92,70.88,73,2,null,1.9,20,1,1,1,1,1,1,1,1,1,1,1,1,1,1,1,1,1,1,1,1,1,4,4,4,4,4,4,4,4,4,4,4,4,4,4,4,4,4,4,4,4,4,1.9,null,1.9,20,{"$f":"IF(ISNUMBER(INDEX(Asfalt,$ZX23,ZY$2)),INDEX(Asfalt,$ZX23,ZY$2),0)","v":0},0,0,0,0,4,4,0,0,0,{"$f":"IF(ISNUMBER(INDEX(Asfalt,$ZX23,AAI$2)),INDEX(Asfalt,$ZX23,AAI$2),0)","v":0},0,0,0,4,4,0,0,0,0,{"$f":"IF(ISNUMBER(INDEX(Asfalt,$ZX23,AAS$2)),INDEX(Asfalt,$ZX23,AAS$2),0)","v":0},0,0,0,4,4,0,0,0,0,{"$f":"IF(ISNUMBER(INDEX(Asfalt,$ZX23,ABC$2)),INDEX(Asfalt,$ZX23,ABC$2),0)","v":0},0,0,4,4,0,0,0,0,0,0,0,1.9,null,1.9,20,{"$f":"RANK(#REF!,$ER$14:$FL$24,0)","v":{"$error":"#REF!"}},{"$error":"#N/A"},{"$error":"#N/A"},{"$error":"#N/A"},{"$error":"#N/A"},{"$error":"#N/A"},{"$error":"#N/A"},187,{"$error":"#N/A"},{"$error":"#N/A"},{"$error":"#N/A"},{"$error":"#N/A"},{"$error":"#N/A"},{"$error":"#N/A"},{"$error":"#N/A"},{"$error":"#N/A"},{"$error":"#N/A"},{"$error":"#N/A"},{"$error":"#N/A"},{"$error":"#N/A"},{"$error":"#N/A"},58,58,58,58,58,58,58,58,58,58,58,58,58,58,58,58,58,58,58,58,58,1.9]
[null,null,null,null,null,null,null,null,null,null,null,null,"5A",{"$f":"ROUND('3D Interpolace'!M25,2)","v":41.18},{"$f":"ROUND('3D Interpolace'!N25,2)","v":41.38},{"$f":"ROUND('3D Interpolace'!O25,2)","v":41.52},{"$f":"ROUND('3D Interpolace'!P25,2)","v":41.58},{"$f":"ROUND('3D Interpolace'!Q25,2)","v":41.59},{"$f":"ROUND('3D Interpolace'!R25,2)","v":41.53},{"$f":"ROUND('3D Interpolace'!S25,2)","v":41.16},{"$f":"ROUND('3D Interpolace'!T25,2)","v":40.479999999999997},{"$f":"ROUND('3D Interpolace'!U25,2)","v":39.86},{"$f":"ROUND('3D Interpolace'!V25,2)","v":39.659999999999997},{"$f":"ROUND('3D Interpolace'!W25,2)","v":40.26},{"$f":"ROUND('3D Interpolace'!X25,2)","v":42.05},{"$f":"ROUND('3D Interpolace'!Y25,2)","v":44.81},{"$f":"ROUND('3D Interpolace'!Z25,2)","v":47.9},{"$f":"ROUND('3D Interpolace'!AA25,2)","v":50.72},{"$f":"ROUND('3D Interpolace'!AB25,2)","v":52.64},{"$f":"ROUND('3D Interpolace'!AC25,2)","v":53.38},{"$f":"ROUND('3D Interpolace'!AD25,2)","v":53.36},{"$f":"ROUND('3D Interpolace'!AE25,2)","v":52.99},{"$f":"ROUND('3D Interpolace'!AF25,2)","v":52.69},{"$f":"ROUND('3D Interpolace'!AG25,2)","v":52.9},{"$f":"ROUND('3D Interpolace'!AH25,2)","v":53.77},{"$f":"ROUND('3D Interpolace'!AI25,2)","v":55.02},{"$f":"ROUND('3D Interpolace'!AJ25,2)","v":56.41},{"$f":"ROUND('3D Interpolace'!AK25,2)","v":57.67},{"$f":"ROUND('3D Interpolace'!AL25,2)","v":58.55},{"$f":"ROUND('3D Interpolace'!AM25,2)","v":58.89},{"$f":"ROUND('3D Interpolace'!AN25,2)","v":58.87},{"$f":"ROUND('3D Interpolace'!AO25,2)","v":58.71},{"$f":"ROUND('3D Interpolace'!AP25,2)","v":58.66},{"$f":"ROUND('3D Interpolace'!AQ25,2)","v":58.96},{"$f":"ROUND('3D Interpolace'!AR25,2)","v":59.62},{"$f":"ROUND('3D Interpolace'!AS25,2)","v":60.47},{"$f":"ROUND('3D Interpolace'!AT25,2)","v":61.5},{"$f":"ROUND('3D Interpolace'!AU25,2)","v":62.71},{"$f":"ROUND('3D Interpolace'!AV25,2)","v":64.069999999999993},{"$f":"ROUND('3D Interpolace'!AW25,2)","v":65.59},{"$f":"ROUND('3D Interpolace'!AX25,2)","v":67.27},{"$f":"ROUND('3D Interpolace'!AY25,2)","v":69.12},{"$f":"ROUND('3D Interpolace'!AZ25,2)","v":71.13},{"$f":"ROUND('3D Interpolace'!BA25,2)","v":73.31},null,2.1,22,null,null,null,null,null,4,4,null,null,null,null,null,null,null,4,4,null,null,null,null,null,null,null,4,4,null,null,null,null,null,null,null,4,4,null,null,null,null,null,null,null,2.1,null,2.1,22,41.18,41.38,41.52,41.58,41.59,45.53,45.16,40.479999999999997,39.86,39.659999999999997,40.26,42.05,44.81,47.9,54.72,56.64,53.38,53.36,52.99,52.69,52.9,53.77,55.02,60.41,61.67,58.55,58.89,58.87,58.71,58.66,58.96,59.62,64.47,65.5,62.71,64.069999999999993,65.59,67.27,69.12,71.13,73.31,2.1,null,2,21,41,41.44,41.76,41.96,42.04,46,45.57,40.74,39.94,39.549999999999997,40,41.68,44.32,47.32,54.08,56,52.82,52.95,52.77,52.66,53,53,53.98,55.33,60.79,62.1,59,59.3,59.19,58.93,58.78,59,59.62,64.45,65.47,62.66,64,65.48,67.12,68.92,70.88,73,null,null,null,2,21,41,0,0,0,0,46,45.57,0,0,0,40,0,0,0,54.08,56,0,0,0,0,53,53,0,0,60.79,62.1,59,0,0,0,0,59,0,64.45,65.47,0,64,0,0,0,0,73,2,null,null,null,21,41,42.266666666666666,43.533333333333331,44.8,46.066666666666663,47.333333333333329,48.6,49.866666666666667,51.133333333333333,52.4,53.666666666666664,54.93333333333333,56.2,57.466666666666669,58.733333333333334,60,61.266666666666666,62.533333333333331,63.8,65.066666666666663,66.333333333333329,68.833333333333329,69.041666666666671,69.25,69.458333333333329,69.666666666666671,69.875,70.083333333333329,70.291666666666671,70.5,70.708333333333329,70.916666666666671,71.125,71.333333333333329,71.541666666666671,71.75,71.958333333333329,72.166666666666671,72.375,72.583333333333329,72.791666666666671,73,2,null,null,null,null,null,2,21,0,0.82666666666666799,1.7733333333333334,2.8399999999999963,4.0266666666666637,1.3333333333333286,3.0300000000000011,9.1266666666666652,11.193333333333335,12.850000000000001,13.666666666666664,13.25333333333333,11.880000000000003,10.146666666666668,4.653333333333336,4,8.4466666666666654,9.5833333333333286,11.029999999999994,12.406666666666666,13.333333333333329,15.833333333333329,15.061666666666675,13.920000000000002,8.6683333333333294,7.56666666666667,10.875,10.783333333333331,11.101666666666674,11.57,11.928333333333327,11.916666666666671,11.505000000000003,6.8833333333333258,6.0716666666666725,9.0900000000000034,7.9583333333333286,6.6866666666666674,5.2549999999999955,3.6633333333333269,1.911666666666676,0,null,null,null,null,null,null,null,2.1,22,{"$f":"AVERAGE(KF26:KG27)","v":16.860000000000003},{"$f":"AVERAGE(KG26:KH27)","v":17.672499999999999},{"$f":"AVERAGE(KH26:KI27)","v":18.497500000000002},{"$f":"AVERAGE(KI26:KJ27)","v":19.335000000000004},{"$f":"AVERAGE(KJ26:KK27)","v":18.180000000000007},{"$f":"AVERAGE(KK26:KL27)","v":17.14},{"$f":"AVERAGE(KL26:KM27)","v":20.32},{"$f":"AVERAGE(KM26:KN27)","v":23.562500000000007},{"$f":"AVERAGE(KN26:KO27)","v":24.555000000000007},{"$f":"AVERAGE(KO26:KP27)","v":24.977500000000006},{"$f":"AVERAGE(KP26:KQ27)","v":24.470000000000006},{"$f":"AVERAGE(KQ26:KR27)","v":22.935000000000002},{"$f":"AVERAGE(KR26:KS27)","v":20.782500000000002},{"$f":"AVERAGE(KS26:KT27)","v":16.627500000000008},{"$f":"AVERAGE(KT26:KU27)","v":13.082500000000005},{"$f":"AVERAGE(KU26:KV27)","v":14.602500000000001},{"$f":"AVERAGE(KV26:KW27)","v":17.127500000000005},{"$f":"AVERAGE(KW26:KX27)","v":18.232500000000002},{"$f":"AVERAGE(KX26:KY27)","v":19.482500000000009},{"$f":"AVERAGE(KY26:KZ27)","v":20.437500000000007},{"$f":"AVERAGE(LA26:LB27)","v":6.4387499999999953},{"$f":"AVERAGE(LB26:LC27)","v":6.1562499999999947},3.6112499999999965,{"$f":"AVERAGE(LD26:LE27)","v":1.0437499999999975},{"$f":"AVERAGE(LE26:LF27)","v":2.6987499999999969},{"$f":"AVERAGE(LF26:LG27)","v":4.7687499999999972},{"$f":"AVERAGE(LG26:LH27)","v":5.2412499999999973},{"$f":"AVERAGE(LH26:LI27)","v":5.9312499999999968},{"$f":"AVERAGE(LI26:LJ27)","v":6.6287499999999966},{"$f":"AVERAGE(LJ26:LK27)","v":7.1237499999999958},{"$f":"AVERAGE(LK26:LL27)","v":7.3112499999999958},{"$f":"AVERAGE(LL26:LM27)","v":5.2612499999999986},{"$f":"AVERAGE(LM26:LN27)","v":3.0462500000000006},{"$f":"AVERAGE(LN26:LO27)","v":4.6637499999999985},{"$f":"AVERAGE(LO26:LP27)","v":6.1087499999999988},{"$f":"AVERAGE(LP26:LQ27)","v":5.3837499999999991},{"$f":"AVERAGE(LQ26:LR27)","v":4.4912499999999973},{"$f":"AVERAGE(LR26:LS27)","v":3.426249999999996},{"$f":"AVERAGE(LS26:LT27)","v":2.1937499999999979},{"$f":"AVERAGE(LT26:LU27)","v":0.79124999999999801},null,null,2.1,22,0,0,0,0,0,0,0,0,0,0,0,0,0,0,6.1,4.71,0,0,0,0,11.98,11.98,23.66,31.64,23.66,15.63,15.63,15.63,11.98,11.98,11.98,15.63,23.66,15.63,11.98,15.63,15.63,23.66,23.66,31.64,null,null,2.1,22,-23.66,-23.66,-23.66,-23.66,-23.66,-31.64,-23.66,-15.63,-11.98,-11.98,0,0,-6.1,-11.98,-17.560000000000002,-18.95,-23.66,-23.66,-23.66,-23.66,0.65000000000000036,0,8.0299999999999994,0,-7.98,-8.0299999999999994,-8.0299999999999994,-8.0299999999999994,-11.68,-11.68,-11.68,-16.009999999999998,-7.98,-8.0299999999999994,-3.6500000000000004,-8.0299999999999994,-8.0299999999999994,0,-7.98,0,null,null,2.1,22,0,0,0,0,0,0,0,0,0,0,0,0,0,0,0,0,0,0,0,0,0,0,0,0,0,0,0,0,0,0,0,0,0,0,0,0,0,0,0,0,0,2.1,null,2.1,22,0,0,0,0,0,0,0,0,0,0,0,0,0,0,0,0,0,0,0,0,0,0,0,0,0,0,0,0,0,0,0,0,0,0,0,0,0,0,0,0,70.88,2.1,null,2.1,22,1,{"$f":"IF(OR(INT(1000*UT$1/$B$18)-1000*UT$1/$B$18=0,INT(1000*$UQ24/$B$19)-1000*$UQ24/$B$19=0),1,0)","v":0},0,0,0,0,0,0,0,0,0,{"$f":"IF(OR(INT(1000*VD$1/$B$18)-1000*VD$1/$B$18=0,INT(1000*$UQ24/$B$19)-1000*$UQ24/$B$19=0),1,0)","v":0},0,0,0,0,0,0,0,0,1,{"$f":"IF(OR(INT(1000*VN$1/$B$18)-1000*VN$1/$B$18=0,INT(1000*$UQ24/$B$19)-1000*$UQ24/$B$19=0),1,0)","v":0},0,0,0,0,0,0,0,0,0,{"$f":"IF(OR(INT(1000*VX$1/$B$18)-1000*VX$1/$B$18=0,INT(1000*$UQ24/$B$19)-1000*$UQ24/$B$19=0),1,0)","v":0},0,0,0,0,0,0,0,0,1,2.1,null,2.1,22,41.18,0,0,0,0,0,0,0,0,0,0,0,0,0,0,0,0,0,0,0,52.9,0,0,0,0,0,0,0,0,0,0,0,0,0,0,0,0,0,0,0,73.31,2.1,null,2,21,{"$f":"YE23","v":1},{"$f":"YF23","v":1},1,1,1,1,1,1,1,1,1,1,1,1,1,1,1,1,1,1,{"$f":"YX24","v":1},4,{"$f":"ZA23","v":4},4,4,4,4,4,4,4,4,4,4,4,4,4,4,4,4,4,4,{"$f":"ZS24","v":4},2,null,2,21,0,0,0,0,0,4,4,0,0,0,0,0,0,0,4,4,0,0,0,0,0,0,0,0,4,4,0,0,0,0,0,0,0,4,4,0,0,0,0,0,0,0,2,null,2,21,{"$f":"RANK(#REF!,$ER$14:$FL$24,0)","v":{"$error":"#REF!"}},{"$error":"#N/A"},{"$error":"#N/A"},{"$error":"#N/A"},226,{"$error":"#N/A"},{"$error":"#N/A"},{"$error":"#N/A"},{"$error":"#N/A"},{"$error":"#N/A"},{"$error":"#N/A"},{"$error":"#N/A"},{"$error":"#N/A"},{"$error":"#N/A"},{"$error":"#N/A"},{"$error":"#N/A"},{"$error":"#N/A"},{"$error":"#N/A"},{"$error":"#N/A"},{"$error":"#N/A"},{"$error":"#N/A"},58,{"$f":"ACO23","v":58},58,58,58,58,58,58,58,58,58,58,58,58,58,58,58,58,58,58,{"$f":"ADG24","v":58},2]
[null,null,null,null,"AB x AC",{"$f":"G22*H23-H22*G23","v":0},{"$f":"H22*F23-F22*H23","v":0},{"$f":"IF(F22*G23-G22*F23=0,0.0001,F22*G23-G22*F23)","v":-1360000},null,null,null,null,"5B",{"$f":"ROUND('3D Interpolace'!M26,2)","v":41.91},{"$f":"ROUND('3D Interpolace'!N26,2)","v":41.69},{"$f":"ROUND('3D Interpolace'!O26,2)","v":41.52},{"$f":"ROUND('3D Interpolace'!P26,2)","v":41.39},{"$f":"ROUND('3D Interpolace'!Q26,2)","v":41.3},{"$f":"ROUND('3D Interpolace'!R26,2)","v":41.26},{"$f":"ROUND('3D Interpolace'!S26,2)","v":41.09},{"$f":"ROUND('3D Interpolace'!T26,2)","v":40.79},{"$f":"ROUND('3D Interpolace'!U26,2)","v":40.619999999999997},{"$f":"ROUND('3D Interpolace'!V26,2)","v":40.840000000000003},{"$f":"ROUND('3D Interpolace'!W26,2)","v":41.73},{"$f":"ROUND('3D Interpolace'!X26,2)","v":43.68},{"$f":"ROUND('3D Interpolace'!Y26,2)","v":46.52},{"$f":"ROUND('3D Interpolace'!Z26,2)","v":49.64},{"$f":"ROUND('3D Interpolace'!AA26,2)","v":52.43},{"$f":"ROUND('3D Interpolace'!AB26,2)","v":54.28},{"$f":"ROUND('3D Interpolace'!AC26,2)","v":54.89},{"$f":"ROUND('3D Interpolace'!AD26,2)","v":54.66},{"$f":"ROUND('3D Interpolace'!AE26,2)","v":54.06},{"$f":"ROUND('3D Interpolace'!AF26,2)","v":53.53},{"$f":"ROUND('3D Interpolace'!AG26,2)","v":53.53},{"$f":"ROUND('3D Interpolace'!AH26,2)","v":54.22},{"$f":"ROUND('3D Interpolace'!AI26,2)","v":55.29},{"$f":"ROUND('3D Interpolace'!AJ26,2)","v":56.51},{"$f":"ROUND('3D Interpolace'!AK26,2)","v":57.66},{"$f":"ROUND('3D Interpolace'!AL26,2)","v":58.5},{"$f":"ROUND('3D Interpolace'!AM26,2)","v":58.91},{"$f":"ROUND('3D Interpolace'!AN26,2)","v":59.04},{"$f":"ROUND('3D Interpolace'!AO26,2)","v":59.08},{"$f":"ROUND('3D Interpolace'!AP26,2)","v":59.21},{"$f":"ROUND('3D Interpolace'!AQ26,2)","v":59.6},{"$f":"ROUND('3D Interpolace'!AR26,2)","v":60.25},{"$f":"ROUND('3D Interpolace'!AS26,2)","v":61.04},{"$f":"ROUND('3D Interpolace'!AT26,2)","v":61.98},{"$f":"ROUND('3D Interpolace'!AU26,2)","v":63.08},{"$f":"ROUND('3D Interpolace'!AV26,2)","v":64.38},{"$f":"ROUND('3D Interpolace'!AW26,2)","v":65.849999999999994},{"$f":"ROUND('3D Interpolace'!AX26,2)","v":67.5},{"$f":"ROUND('3D Interpolace'!AY26,2)","v":69.33},{"$f":"ROUND('3D Interpolace'!AZ26,2)","v":71.319999999999993},{"$f":"ROUND('3D Interpolace'!BA26,2)","v":73.5},null,2.2000000000000002,23,null,null,null,null,null,4,4,null,null,null,null,null,null,null,4,4,null,null,null,null,null,null,null,4,4,null,null,null,null,null,null,null,4,4,null,null,null,null,null,null,null,2.2000000000000002,null,2.2000000000000002,23,41.91,41.69,41.52,41.39,41.3,45.26,45.09,40.79,40.619999999999997,40.840000000000003,41.73,43.68,46.52,49.64,56.43,58.28,54.89,54.66,54.06,53.53,53.53,54.22,55.29,60.51,61.66,58.5,58.91,59.04,59.08,59.21,59.6,60.25,65.039999999999992,65.97999999999999,63.08,64.38,65.849999999999994,67.5,69.33,71.319999999999993,73.5,2.2000000000000002,null,2,21,41,41.44,41.76,41.96,42.04,46,45.57,40.74,39.94,39.549999999999997,40,41.68,44.32,47.32,54.08,56,52.82,52.95,52.77,52.66,53,53,53.98,55.33,60.79,62.1,59,59.3,59.19,58.93,58.78,59,59.62,64.45,65.47,62.66,64,65.48,67.12,68.92,70.88,73,null,null,null,2,21,41,0,0,0,0,46,45.57,0,0,0,40,0,0,0,54.08,56,0,0,0,0,53,53,0,0,60.79,62.1,59,0,0,0,0,59,0,64.45,65.47,0,64,0,0,0,0,73,2,null,null,null,21,61,61.8,62.6,63.4,64.2,65,65.8,66.599999999999994,67.400000000000006,68.2,69,69.8,70.599999999999994,71.400000000000006,72.2,73,73.8,74.599999999999994,75.400000000000006,76.2,77,59.25,59.9375,60.625,61.3125,62,62.6875,63.375,64.0625,64.75,65.4375,66.125,66.8125,67.5,68.1875,68.875,69.5625,70.25,70.9375,71.625,72.3125,73,2,null,null,null,null,null,2,21,20,20.36,20.840000000000003,21.439999999999998,22.160000000000004,19,20.229999999999997,25.859999999999992,27.460000000000008,28.650000000000006,29,28.119999999999997,26.279999999999994,24.080000000000005,18.120000000000005,17,20.979999999999997,21.649999999999991,22.630000000000003,23.540000000000006,24,6.25,5.9575000000000031,5.2950000000000017,0.52250000000000085,-0.10000000000000142,3.6875,4.0750000000000028,4.8725000000000023,5.82,6.6574999999999989,7.125,7.1925000000000026,3.0499999999999972,2.7175000000000011,6.2150000000000034,5.5625,4.769999999999996,3.8174999999999955,2.7049999999999983,1.4325000000000045,0,null,null,null,null,null,null,null,2.1999999999999997,23,14.245000000000003,15.442500000000003,16.532500000000002,17.515000000000004,16.390000000000008,15.225000000000001,18.087500000000002,20.875000000000007,21.38750000000001,21.425000000000004,20.6875,19.045000000000002,16.865000000000002,12.740000000000009,9.2625000000000046,10.887500000000001,13.575000000000003,14.890000000000002,16.365000000000006,17.532500000000006,6.0287499999999969,5.9387499999999971,3.5812499999999972,1.171249999999997,2.9187499999999975,4.9762500000000003,5.3237500000000022,5.8187500000000014,6.3162500000000001,6.6712499999999988,6.8212499999999991,4.8287500000000012,2.7237500000000026,4.4687500000000018,6.0262500000000028,5.3787500000000037,4.5387500000000003,3.5137499999999982,2.3112500000000011,0.92875000000000085,null,null,2.1999999999999997,23,4.71,4.71,0,0,0,4.71,0,0,0,0,0,0,0,6.1,11.33,7.9,6.1,4.71,0,0,11.98,15.63,23.66,31.64,23.66,15.63,15.63,15.63,11.98,11.98,11.98,15.63,23.66,15.63,11.98,15.63,15.63,23.66,23.66,31.64,null,null,2.1999999999999997,23,-18.95,-18.95,-23.66,-23.66,-23.66,-26.93,-23.66,-15.63,-15.63,-15.63,0,-4.71,-6.1,-5.8800000000000008,-20.310000000000002,-23.740000000000002,-17.560000000000002,-18.95,-23.66,-23.66,0,3.6500000000000004,0,0,-7.98,-8.0299999999999994,-8.0299999999999994,-8.0299999999999994,-11.68,-11.68,-11.68,-16.009999999999998,-7.98,-8.0299999999999994,-3.6500000000000004,0,-8.0299999999999994,0,0,0,null,null,2.2000000000000002,23,0,0,0,0,0,0,0,0,0,0,0,0,0,0,0,0,0,0,0,0,0,0,0,0,0,0,0,0,0,0,0,0,0,0,0,0,0,0,0,0,0,2.2000000000000002,null,2.2000000000000002,23,0,0,0,0,0,46,0,0,0,0,0,0,0,0,0,0,0,0,0,0,53,0,0,0,0,62.1,0,59.3,0,0,0,0,0,0,0,0,0,0,0,0,0,2.2000000000000002,null,2.2000000000000002,23,1,0,0,0,0,0,0,0,0,0,0,0,0,0,0,0,0,0,0,0,1,0,0,0,0,0,0,0,0,0,0,0,0,0,0,0,0,0,0,0,1,2.2000000000000002,null,2.2000000000000002,23,41.91,0,0,0,0,0,0,0,0,0,0,0,0,0,0,0,0,0,0,0,53.53,0,0,0,0,0,0,0,0,0,0,0,0,0,0,0,0,0,0,0,73.5,2.2000000000000002,null,2,21,{"$f":"COUNTIF(RG23:SA33,\">0\")","v":3},{"$f":"YE25","v":3},{"$f":"YF25","v":3},3,3,3,3,3,3,3,3,3,3,3,3,3,3,3,3,3,{"$f":"YX25","v":3},{"$f":"COUNTIF(SA23:SU33,\">0\")","v":2},{"$f":"YZ25","v":2},{"$f":"ZA25","v":2},2,2,2,2,2,2,2,2,2,2,2,2,2,2,2,2,2,{"$f":"ZS25","v":2},2,null,2,21,0,0,0,0,0,4,4,0,0,0,0,0,0,0,4,4,0,0,0,0,0,0,0,0,4,4,0,0,0,0,0,0,0,4,4,0,0,0,0,0,0,0,2,null,2,21,{"$f":"COUNTIF(UU23:VO33,\">0\")","v":51},{"$f":"ABS25","v":51},{"$f":"ABT25","v":51},51,51,51,51,51,51,51,51,51,51,51,51,51,51,51,51,51,{"$f":"ACL25","v":51},{"$f":"COUNTIF(VO23:WI33,\">0\")","v":58},{"$f":"ACN25","v":58},{"$f":"ACO25","v":58},58,58,58,58,58,58,58,58,58,58,58,58,58,58,58,58,58,{"$f":"ADG25","v":58},2]
[null,"Dělení nulou",null,null,null,null,null,{"$f":"F22*G23-G22*F23","v":-1360000},null,null,null,null,"5C",{"$f":"ROUND('3D Interpolace'!M27,2)","v":42.85},{"$f":"ROUND('3D Interpolace'!N27,2)","v":42.17},{"$f":"ROUND('3D Interpolace'!O27,2)","v":41.65},{"$f":"ROUND('3D Interpolace'!P27,2)","v":41.31},{"$f":"ROUND('3D Interpolace'!Q27,2)","v":41.14},{"$f":"ROUND('3D Interpolace'!R27,2)","v":41.14},{"$f":"ROUND('3D Interpolace'!S27,2)","v":41.21},{"$f":"ROUND('3D Interpolace'!T27,2)","v":41.36},{"$f":"ROUND('3D Interpolace'!U27,2)","v":41.73},{"$f":"ROUND('3D Interpolace'!V27,2)","v":42.46},{"$f":"ROUND('3D Interpolace'!W27,2)","v":43.67},{"$f":"ROUND('3D Interpolace'!X27,2)","v":45.77},{"$f":"ROUND('3D Interpolace'!Y27,2)","v":48.65},{"$f":"ROUND('3D Interpolace'!Z27,2)","v":51.73},{"$f":"ROUND('3D Interpolace'!AA27,2)","v":54.44},{"$f":"ROUND('3D Interpolace'!AB27,2)","v":56.2},{"$f":"ROUND('3D Interpolace'!AC27,2)","v":56.68},{"$f":"ROUND('3D Interpolace'!AD27,2)","v":56.27},{"$f":"ROUND('3D Interpolace'!AE27,2)","v":55.45},{"$f":"ROUND('3D Interpolace'!AF27,2)","v":54.7},{"$f":"ROUND('3D Interpolace'!AG27,2)","v":54.51},{"$f":"ROUND('3D Interpolace'!AH27,2)","v":55},{"$f":"ROUND('3D Interpolace'!AI27,2)","v":55.86},{"$f":"ROUND('3D Interpolace'!AJ27,2)","v":56.89},{"$f":"ROUND('3D Interpolace'!AK27,2)","v":57.88},{"$f":"ROUND('3D Interpolace'!AL27,2)","v":58.66},{"$f":"ROUND('3D Interpolace'!AM27,2)","v":59.15},{"$f":"ROUND('3D Interpolace'!AN27,2)","v":59.48},{"$f":"ROUND('3D Interpolace'!AO27,2)","v":59.75},{"$f":"ROUND('3D Interpolace'!AP27,2)","v":60.07},{"$f":"ROUND('3D Interpolace'!AQ27,2)","v":60.56},{"$f":"ROUND('3D Interpolace'!AR27,2)","v":61.18},{"$f":"ROUND('3D Interpolace'!AS27,2)","v":61.84},{"$f":"ROUND('3D Interpolace'!AT27,2)","v":62.62},{"$f":"ROUND('3D Interpolace'!AU27,2)","v":63.57},{"$f":"ROUND('3D Interpolace'!AV27,2)","v":64.739999999999995},{"$f":"ROUND('3D Interpolace'!AW27,2)","v":66.14},{"$f":"ROUND('3D Interpolace'!AX27,2)","v":67.73},{"$f":"ROUND('3D Interpolace'!AY27,2)","v":69.510000000000005},{"$f":"ROUND('3D Interpolace'!AZ27,2)","v":71.47},{"$f":"ROUND('3D Interpolace'!BA27,2)","v":73.62},null,2.2999999999999998,24,null,null,null,null,null,4,4,null,null,null,null,null,null,null,4,4,null,null,null,null,null,null,null,4,4,null,null,null,null,null,null,null,4,4,null,null,null,null,null,null,null,2.2999999999999998,null,2.2999999999999998,24,42.85,42.17,41.65,41.31,41.14,45.14,45.21,41.36,41.73,42.46,43.67,45.77,48.65,51.73,58.44,60.2,56.68,56.27,55.45,54.7,54.51,55,55.86,60.89,61.88,58.66,59.15,59.48,59.75,60.07,60.56,61.18,65.84,66.62,63.57,64.739999999999995,66.14,67.73,69.510000000000005,71.47,73.62,2.2999999999999998,null,2.1,22,41.18,41.38,41.52,41.58,41.59,45.53,45.16,40.479999999999997,39.86,39.659999999999997,40.26,42.05,44.81,47.9,54.72,56.64,53.38,53.36,52.99,52.69,52.9,52.9,53.77,55.02,60.41,61.67,58.55,58.89,58.87,58.71,58.66,58.96,59.62,64.47,65.5,62.71,64.069999999999993,65.59,67.27,69.12,71.13,73.31,null,null,null,2.1,22,0,0,0,0,0,45.53,0,0,0,0,0,0,0,0,0,56.64,0,0,0,0,0,0,0,0,0,0,0,0,0,0,0,0,0,0,0,0,0,0,0,0,0,0,2.1,null,null,null,22,59,59.8,60.6,61.4,62.2,63,63.8,64.599999999999994,65.400000000000006,66.2,67,67.8,68.599999999999994,69.400000000000006,70.2,71,71.8,72.599999999999994,73.400000000000006,74.2,75,59.55,60.237499999999997,60.924999999999997,61.612499999999997,62.3,62.987499999999997,63.674999999999997,64.362499999999997,65.05,65.737499999999997,66.424999999999997,67.112499999999997,67.8,68.487499999999997,69.174999999999997,69.862499999999997,70.55,71.237499999999997,71.924999999999997,72.612499999999997,73.3,2.1,null,null,null,null,null,2.1,22,17.82,18.419999999999995,19.079999999999998,19.82,20.61,17.47,18.64,24.119999999999997,25.540000000000006,26.540000000000006,26.740000000000002,25.75,23.789999999999992,21.500000000000007,15.480000000000004,14.36,18.419999999999995,19.239999999999995,20.410000000000004,21.510000000000005,22.1,6.6499999999999986,6.467499999999994,5.904999999999994,1.2025000000000006,0.62999999999999545,4.4375,4.7849999999999966,5.4924999999999997,6.3399999999999963,7.0775000000000006,7.4649999999999963,7.4924999999999997,3.3299999999999983,2.9874999999999972,6.4649999999999963,5.792500000000004,4.9599999999999937,3.9675000000000011,2.8049999999999926,1.4825000000000017,-1.0000000000005116E-2,null,null,null,null,null,null,null,2.2999999999999998,24,11.582499999999998,13.147499999999999,14.49,15.6075,14.502500000000001,13.204999999999998,15.7425,18.07,18.105000000000004,17.767499999999998,16.822499999999998,15.112499999999997,12.952500000000002,8.9000000000000039,5.5150000000000006,7.2399999999999984,10.049999999999995,11.517499999999998,13.157500000000002,14.487500000000001,5.4512500000000017,5.5487500000000001,3.3862499999999986,1.1437499999999989,2.9937500000000004,5.0462500000000041,5.266250000000003,5.5587500000000016,5.8537500000000033,6.073750000000004,6.2037500000000048,4.2987500000000018,2.3412499999999987,4.2512500000000006,5.9512500000000035,5.3987500000000033,4.6212499999999999,3.6412499999999994,2.4637500000000045,1.0912500000000058,null,null,2.2999999999999998,24,7.9,6.1,4.71,4.71,4.71,6.1,4.71,0,0,0,0,4.71,6.1,11.33,15.63,11.98,7.9,7.9,6.1,4.71,15.63,15.63,23.66,31.64,23.66,15.63,15.63,15.63,15.63,11.98,11.98,15.63,23.66,15.63,15.63,15.63,15.63,23.66,23.66,31.64,null,null,2.2999999999999998,24,-23.740000000000002,-17.560000000000002,-18.95,-18.95,-26.93,-25.54,-18.95,-23.66,-23.66,-23.66,0,0,-1.8000000000000007,-0.65000000000000036,-16.009999999999998,-19.66,-15.76,-15.76,-17.560000000000002,-18.95,3.6500000000000004,3.6500000000000004,0,0,-7.98,-8.0299999999999994,-8.0299999999999994,-8.0299999999999994,-16.009999999999998,-19.66,-11.68,-16.009999999999998,-7.98,-8.0299999999999994,0,0,0,0,0,0,null,null,2.2999999999999998,24,0,0,0,0,0,0,0,0,0,0,0,0,0,0,0,0,0,0,0,0,0,0,0,0,0,0,0,0,0,0,0,0,0,0,0,0,0,0,0,0,0,2.2999999999999998,null,2.2999999999999998,24,0,0,0,0,0,0,0,0,0,0,0,0,0,0,0,0,0,0,0,0,0,0,0,0,0,0,0,0,0,0,0,0,0,0,0,0,0,0,0,0,0,2.2999999999999998,null,2.2999999999999998,24,1,0,0,0,0,0,0,0,0,0,0,0,0,0,0,0,0,0,0,0,1,0,0,0,0,0,0,0,0,0,0,0,0,0,0,0,0,0,0,0,1,2.2999999999999998,null,2.2999999999999998,24,42.85,0,0,0,0,0,0,0,0,0,0,0,0,0,0,0,0,0,0,0,54.51,0,0,0,0,0,0,0,0,0,0,0,0,0,0,0,0,0,0,0,73.62,2.2999999999999998,null,2.1,22,{"$f":"YE25","v":3},{"$f":"YF25","v":3},{"$f":"YG25","v":3},{"$f":"YH25","v":3},{"$f":"YI25","v":3},{"$f":"YJ25","v":3},{"$f":"YK25","v":3},{"$f":"YL25","v":3},{"$f":"YM25","v":3},{"$f":"YN25","v":3},{"$f":"YO25","v":3},{"$f":"YP25","v":3},{"$f":"YQ25","v":3},{"$f":"YR25","v":3},{"$f":"YS25","v":3},{"$f":"YT25","v":3},{"$f":"YU25","v":3},{"$f":"YV25","v":3},{"$f":"YW25","v":3},{"$f":"YX25","v":3},{"$f":"YX26","v":3},{"$f":"ZA26","v":2},{"$f":"ZA25","v":2},{"$f":"ZB25","v":2},{"$f":"ZC25","v":2},{"$f":"ZD25","v":2},{"$f":"ZE25","v":2},{"$f":"ZF25","v":2},{"$f":"ZG25","v":2},{"$f":"ZH25","v":2},{"$f":"ZI25","v":2},{"$f":"ZJ25","v":2},{"$f":"ZK25","v":2},{"$f":"ZL25","v":2},{"$f":"ZM25","v":2},{"$f":"ZN25","v":2},{"$f":"ZO25","v":2},{"$f":"ZP25","v":2},{"$f":"ZQ25","v":2},{"$f":"ZR25","v":2},{"$f":"ZS25","v":2},{"$f":"ZS26","v":2},2.1,null,2.1,22,0,0,0,0,0,4,4,0,0,0,0,0,0,0,4,4,0,0,0,0,0,0,0,0,4,4,0,0,0,0,0,0,0,4,4,0,0,0,0,0,0,0,2.1,null,2.1,22,{"$f":"ABS25","v":51},{"$f":"ABT25","v":51},{"$f":"ABU25","v":51},{"$f":"ABV25","v":51},{"$f":"ABW25","v":51},{"$f":"ABX25","v":51},{"$f":"ABY25","v":51},{"$f":"ABZ25","v":51},{"$f":"ACA25","v":51},{"$f":"ACB25","v":51},{"$f":"ACC25","v":51},{"$f":"ACD25","v":51},{"$f":"ACE25","v":51},{"$f":"ACF25","v":51},{"$f":"ACG25","v":51},{"$f":"ACH25","v":51},{"$f":"ACI25","v":51},{"$f":"ACJ25","v":51},{"$f":"ACK25","v":51},{"$f":"ACL25","v":51},{"$f":"ACL26","v":51},{"$f":"ACO26","v":58},{"$f":"ACO25","v":58},{"$f":"ACP25","v":58},{"$f":"ACQ25","v":58},{"$f":"ACR25","v":58},{"$f":"ACS25","v":58},{"$f":"ACT25","v":58},{"$f":"ACU25","v":58},{"$f":"ACV25","v":58},{"$f":"ACW25","v":58},{"$f":"ACX25","v":58},{"$f":"ACY25","v":58},{"$f":"ACZ25","v":58},{"$f":"ADA25","v":58},{"$f":"ADB25","v":58},{"$f":"ADC25","v":58},{"$f":"ADD25","v":58},{"$f":"ADE25","v":58},{"$f":"ADF25","v":58},{"$f":"ADG25","v":58},{"$f":"ADG26","v":58},2.1]
[null,{"$f":"F22*G23-G22*F23","v":-1360000},null,null,"d",{"$f":"-1*(F25*F18+G25*G18+H25*H18)","v":136000000},null,null,null,null,null,null,"5D",{"$f":"ROUND('3D Interpolace'!M28,2)","v":43.66},{"$f":"ROUND('3D Interpolace'!N28,2)","v":42.59},{"$f":"ROUND('3D Interpolace'!O28,2)","v":41.8},{"$f":"ROUND('3D Interpolace'!P28,2)","v":41.28},{"$f":"ROUND('3D Interpolace'!Q28,2)","v":41.04},{"$f":"ROUND('3D Interpolace'!R28,2)","v":41.07},{"$f":"ROUND('3D Interpolace'!S28,2)","v":41.36},{"$f":"ROUND('3D Interpolace'!T28,2)","v":41.9},{"$f":"ROUND('3D Interpolace'!U28,2)","v":42.73},{"$f":"ROUND('3D Interpolace'!V28,2)","v":43.86},{"$f":"ROUND('3D Interpolace'!W28,2)","v":45.34},{"$f":"ROUND('3D Interpolace'!X28,2)","v":47.53},{"$f":"ROUND('3D Interpolace'!Y28,2)","v":50.4},{"$f":"ROUND('3D Interpolace'!Z28,2)","v":53.41},{"$f":"ROUND('3D Interpolace'!AA28,2)","v":56.02},{"$f":"ROUND('3D Interpolace'!AB28,2)","v":57.68},{"$f":"ROUND('3D Interpolace'!AC28,2)","v":58.08},{"$f":"ROUND('3D Interpolace'!AD28,2)","v":57.57},{"$f":"ROUND('3D Interpolace'!AE28,2)","v":56.64},{"$f":"ROUND('3D Interpolace'!AF28,2)","v":55.78},{"$f":"ROUND('3D Interpolace'!AG28,2)","v":55.46},{"$f":"ROUND('3D Interpolace'!AH28,2)","v":55.8},{"$f":"ROUND('3D Interpolace'!AI28,2)","v":56.47},{"$f":"ROUND('3D Interpolace'!AJ28,2)","v":57.31},{"$f":"ROUND('3D Interpolace'!AK28,2)","v":58.17},{"$f":"ROUND('3D Interpolace'!AL28,2)","v":58.89},{"$f":"ROUND('3D Interpolace'!AM28,2)","v":59.44},{"$f":"ROUND('3D Interpolace'!AN28,2)","v":59.94},{"$f":"ROUND('3D Interpolace'!AO28,2)","v":60.42},{"$f":"ROUND('3D Interpolace'!AP28,2)","v":60.92},{"$f":"ROUND('3D Interpolace'!AQ28,2)","v":61.48},{"$f":"ROUND('3D Interpolace'!AR28,2)","v":62.04},{"$f":"ROUND('3D Interpolace'!AS28,2)","v":62.57},{"$f":"ROUND('3D Interpolace'!AT28,2)","v":63.18},{"$f":"ROUND('3D Interpolace'!AU28,2)","v":63.95},{"$f":"ROUND('3D Interpolace'!AV28,2)","v":65.010000000000005},{"$f":"ROUND('3D Interpolace'!AW28,2)","v":66.34},{"$f":"ROUND('3D Interpolace'!AX28,2)","v":67.88},{"$f":"ROUND('3D Interpolace'!AY28,2)","v":69.64},{"$f":"ROUND('3D Interpolace'!AZ28,2)","v":71.599999999999994},{"$f":"ROUND('3D Interpolace'!BA28,2)","v":73.77},null,2.4,25,null,null,null,null,null,4,4,null,null,null,null,null,null,null,4,4,null,null,null,null,null,null,null,4,4,null,null,null,null,null,null,null,4,4,null,null,null,null,null,null,null,2.4,null,2.4,25,43.66,42.59,41.8,41.28,41.04,45.07,45.36,41.9,42.73,43.86,45.34,47.53,50.4,53.41,60.02,61.68,58.08,57.57,56.64,55.78,55.46,55.8,56.47,61.31,62.17,58.89,59.44,59.94,60.42,60.92,61.48,62.04,66.569999999999993,67.180000000000007,63.95,65.010000000000005,66.34,67.88,69.64,71.599999999999994,73.77,2.4,null,2.1999999999999997,23,41.91,41.69,41.52,41.39,41.3,45.26,45.09,40.79,40.619999999999997,40.840000000000003,41.73,43.68,46.52,49.64,56.43,58.28,54.89,54.66,54.06,53.53,53.53,53.53,54.22,55.29,60.51,61.66,58.5,58.91,59.04,59.08,59.21,59.6,60.25,65.039999999999992,65.97999999999999,63.08,64.38,65.849999999999994,67.5,69.33,71.319999999999993,73.5,null,null,null,2.1999999999999997,23,0,0,0,0,0,45.26,0,0,0,0,0,0,0,0,0,58.28,0,0,0,0,0,0,0,0,0,0,0,0,0,0,0,0,0,0,0,0,0,0,0,0,0,0,2.1999999999999997,null,null,null,23,57.000000000000007,57.800000000000004,58.600000000000009,59.400000000000006,60.20000000000001,61.000000000000007,61.800000000000004,62.600000000000009,63.400000000000006,64.200000000000017,65,65.800000000000011,66.600000000000009,67.400000000000006,68.200000000000017,69,69.800000000000011,70.600000000000009,71.400000000000006,72.200000000000017,73,59.849999999999994,60.537499999999994,61.224999999999994,61.912499999999994,62.599999999999994,63.287499999999994,63.974999999999994,64.662499999999994,65.349999999999994,66.037499999999994,66.724999999999994,67.412499999999994,68.099999999999994,68.787499999999994,69.474999999999994,70.162499999999994,70.849999999999994,71.537499999999994,72.224999999999994,72.912499999999994,73.599999999999994,2.1999999999999997,null,null,null,null,null,2.1999999999999997,23,15.090000000000011,16.110000000000007,17.080000000000005,18.010000000000005,18.900000000000013,15.740000000000009,16.71,21.810000000000009,22.780000000000008,23.360000000000014,23.270000000000003,22.120000000000012,20.080000000000005,17.760000000000005,11.770000000000017,10.719999999999999,14.910000000000011,15.940000000000012,17.340000000000003,18.670000000000016,19.47,6.3199999999999932,6.3174999999999955,5.9349999999999952,1.4024999999999963,0.93999999999999773,4.7874999999999943,5.0649999999999977,5.6224999999999952,6.269999999999996,6.8274999999999935,7.1249999999999929,7.1624999999999943,3.0600000000000023,2.8075000000000045,6.394999999999996,5.7824999999999989,5,4.0374999999999943,2.894999999999996,1.5925000000000011,9.9999999999994316E-2,null,null,null,null,null,null,null,2.4,25,9.1474999999999991,10.952499999999999,12.459999999999999,13.67,12.582500000000001,11.197499999999998,13.517499999999998,15.5425,15.270000000000001,14.695,13.637499999999998,11.93,9.8375000000000021,5.8800000000000008,2.58,4.3549999999999986,7.1899999999999959,8.6775000000000002,10.342500000000005,11.715000000000002,5.0587500000000016,5.2837499999999995,3.2737499999999979,1.1662499999999998,3.0987500000000008,5.1487500000000015,5.2737499999999979,5.416249999999998,5.5587500000000016,5.6812500000000021,5.8137500000000024,4.0012500000000006,2.1862499999999976,4.2512499999999989,6.0737500000000004,5.588750000000001,4.838750000000001,3.8612499999999983,2.6587500000000013,1.2337500000000041,null,null,2.4,25,11.33,7.9,6.1,6.1,6.1,7.9,6.1,4.71,4.71,4.71,6.1,7.9,11.33,15.63,23.66,15.63,11.98,11.33,7.9,7.9,15.63,15.63,23.66,31.64,23.66,15.63,15.63,15.63,15.63,15.63,15.63,15.63,23.66,15.63,11.98,15.63,15.63,23.66,23.66,31.64,null,null,2.4,25,-20.310000000000002,-23.740000000000002,-17.560000000000002,-17.560000000000002,-25.54,-23.740000000000002,-25.54,-18.95,-18.95,-26.93,6.1,3.1900000000000004,5.23,3.6500000000000004,0,-8.0299999999999994,-11.68,-12.33,-7.73,-7.73,3.6500000000000004,0,0,0,-7.98,-8.0299999999999994,-8.0299999999999994,-16.009999999999998,-16.009999999999998,-16.009999999999998,-8.0299999999999994,-16.009999999999998,-7.98,-8.0299999999999994,-3.6500000000000004,0,0,8.0299999999999994,0,7.98,null,null,2.4,25,0,0,0,0,0,0,0,0,0,0,0,0,0,0,0,0,0,0,0,0,0,0,0,0,0,0,0,0,0,0,0,0,0,0,0,0,0,0,0,0,0,2.4,null,2.4,25,0,0,0,0,0,0,0,0,0,0,0,0,0,0,0,0,0,0,0,0,0,0,0,0,0,0,0,0,0,0,0,0,0,0,0,0,0,0,0,0,0,2.4,null,2.4,25,1,0,0,0,0,0,0,0,0,0,0,0,0,0,0,0,0,0,0,0,1,0,0,0,0,0,0,0,0,0,0,0,0,0,0,0,0,0,0,0,1,2.4,null,2.4,25,43.66,0,0,0,0,0,0,0,0,0,0,0,0,0,0,0,0,0,0,0,55.46,0,0,0,0,0,0,0,0,0,0,0,0,0,0,0,0,0,0,0,73.77,2.4,null,2.1999999999999997,23,{"$f":"YE26","v":3},{"$f":"YF26","v":3},3,3,3,3,3,3,3,3,3,3,3,3,3,3,3,3,3,3,{"$f":"YX27","v":3},2,{"$f":"ZA26","v":2},2,2,2,2,2,2,2,2,2,2,2,2,2,2,2,2,2,2,{"$f":"ZS27","v":2},2.1999999999999997,null,2.1999999999999997,23,0,0,0,0,0,4,4,0,0,0,0,0,0,0,4,4,0,0,0,0,0,0,0,0,4,4,0,0,0,0,0,0,0,4,4,0,0,0,0,0,0,0,2.1999999999999997,null,2.1999999999999997,23,{"$f":"ABS26","v":51},{"$f":"ABT26","v":51},51,51,51,51,51,51,51,51,51,51,51,51,51,51,51,51,51,51,{"$f":"ACL27","v":51},58,{"$f":"ACO26","v":58},58,58,58,58,58,58,58,58,58,58,58,58,58,58,58,58,58,58,{"$f":"ADG27","v":58},2.1999999999999997]
[null,null,null,null,null,null,null,null,null,null,null,null,"6",{"$f":"ROUND('3D Interpolace'!M29,2)","v":44},{"$f":"ROUND('3D Interpolace'!N29,2)","v":42.76},{"$f":"ROUND('3D Interpolace'!O29,2)","v":41.84},{"$f":"ROUND('3D Interpolace'!P29,2)","v":41.24},{"$f":"ROUND('3D Interpolace'!Q29,2)","v":40.96},{"$f":"ROUND('3D Interpolace'!R29,2)","v":41},{"$f":"ROUND('3D Interpolace'!S29,2)","v":41.38},{"$f":"ROUND('3D Interpolace'!T29,2)","v":42.09},{"$f":"ROUND('3D Interpolace'!U29,2)","v":43.11},{"$f":"ROUND('3D Interpolace'!V29,2)","v":44.42},{"$f":"ROUND('3D Interpolace'!W29,2)","v":46},{"$f":"ROUND('3D Interpolace'!X29,2)","v":48.18},{"$f":"ROUND('3D Interpolace'!Y29,2)","v":50.97},{"$f":"ROUND('3D Interpolace'!Z29,2)","v":53.87},{"$f":"ROUND('3D Interpolace'!AA29,2)","v":56.38},{"$f":"ROUND('3D Interpolace'!AB29,2)","v":58},{"$f":"ROUND('3D Interpolace'!AC29,2)","v":58.42},{"$f":"ROUND('3D Interpolace'!AD29,2)","v":57.97},{"$f":"ROUND('3D Interpolace'!AE29,2)","v":57.11},{"$f":"ROUND('3D Interpolace'!AF29,2)","v":56.3},{"$f":"ROUND('3D Interpolace'!AG29,2)","v":56},{"$f":"ROUND('3D Interpolace'!AH29,2)","v":56.28},{"$f":"ROUND('3D Interpolace'!AI29,2)","v":56.84},{"$f":"ROUND('3D Interpolace'!AJ29,2)","v":57.56},{"$f":"ROUND('3D Interpolace'!AK29,2)","v":58.32},{"$f":"ROUND('3D Interpolace'!AL29,2)","v":59},{"$f":"ROUND('3D Interpolace'!AM29,2)","v":59.6},{"$f":"ROUND('3D Interpolace'!AN29,2)","v":60.2},{"$f":"ROUND('3D Interpolace'!AO29,2)","v":60.8},{"$f":"ROUND('3D Interpolace'!AP29,2)","v":61.4},{"$f":"ROUND('3D Interpolace'!AQ29,2)","v":62},{"$f":"ROUND('3D Interpolace'!AR29,2)","v":62.5},{"$f":"ROUND('3D Interpolace'!AS29,2)","v":62.91},{"$f":"ROUND('3D Interpolace'!AT29,2)","v":63.37},{"$f":"ROUND('3D Interpolace'!AU29,2)","v":64.02},{"$f":"ROUND('3D Interpolace'!AV29,2)","v":65},{"$f":"ROUND('3D Interpolace'!AW29,2)","v":66.319999999999993},{"$f":"ROUND('3D Interpolace'!AX29,2)","v":67.88},{"$f":"ROUND('3D Interpolace'!AY29,2)","v":69.680000000000007},{"$f":"ROUND('3D Interpolace'!AZ29,2)","v":71.72},{"$f":"ROUND('3D Interpolace'!BA29,2)","v":74},null,2.5,26,null,null,null,null,null,4,4,null,null,null,null,null,null,null,4,4,null,null,null,null,null,null,null,4,4,null,null,null,null,null,null,null,4,4,null,null,null,null,null,null,null,2.5,null,2.5,26,44,42.76,41.84,41.24,40.96,45,45.38,42.09,43.11,44.42,46,48.18,50.97,53.87,60.38,62,58.42,57.97,57.11,56.3,56,56.28,56.84,61.56,62.32,59,59.6,60.2,60.8,61.4,62,62.5,66.91,67.37,64.02,65,66.319999999999993,67.88,69.680000000000007,71.72,74,2.5,null,2.2999999999999998,24,42.85,42.17,41.65,41.31,41.14,45.14,45.21,41.36,41.73,42.46,43.67,45.77,48.65,51.73,58.44,60.2,56.68,56.27,55.45,54.7,54.51,54.51,55,55.86,60.89,61.88,58.66,59.15,59.48,59.75,60.07,60.56,61.18,65.84,66.62,63.57,64.739999999999995,66.14,67.73,69.510000000000005,71.47,73.62,null,null,null,2.2999999999999998,24,0,0,0,0,0,45.14,0,0,0,0,0,0,0,0,0,60.2,0,0,0,0,0,0,0,0,0,0,0,0,0,0,0,0,0,0,0,0,0,0,0,0,0,0,2.2999999999999998,null,null,null,24,55,55.8,56.6,57.4,58.2,59,59.8,60.6,61.4,62.2,63,63.8,64.599999999999994,65.400000000000006,66.2,67,67.8,68.599999999999994,69.400000000000006,70.2,71,60.15,60.837499999999999,61.524999999999999,62.212499999999999,62.9,63.587499999999999,64.275000000000006,64.962500000000006,65.650000000000006,66.337500000000006,67.025000000000006,67.712500000000006,68.400000000000006,69.087500000000006,69.775000000000006,70.462500000000006,71.150000000000006,71.837500000000006,72.525000000000006,73.212500000000006,73.900000000000006,2.2999999999999998,null,null,null,null,null,2.2999999999999998,24,12.149999999999999,13.629999999999995,14.950000000000003,16.089999999999996,17.060000000000002,13.86,14.589999999999996,19.240000000000002,19.670000000000002,19.740000000000002,19.329999999999998,18.029999999999994,15.949999999999996,13.670000000000009,7.7600000000000051,6.7999999999999972,11.119999999999997,12.329999999999991,13.950000000000003,15.5,16.490000000000002,5.6400000000000006,5.8374999999999986,5.6649999999999991,1.322499999999998,1.019999999999996,4.927500000000002,5.1250000000000071,5.4825000000000088,5.9000000000000057,6.2675000000000054,6.4650000000000034,6.532500000000006,2.5600000000000023,2.4675000000000011,6.2050000000000054,5.7225000000000108,5.0100000000000051,4.1075000000000017,3.0150000000000006,1.7425000000000068,0.28000000000000114,null,null,null,null,null,null,null,2.5,26,7.1449999999999978,8.9849999999999977,10.522499999999997,11.754999999999999,10.682500000000001,9.3024999999999984,11.612499999999999,13.6175,13.327500000000001,12.757500000000002,11.7525,10.15,8.1875000000000018,4.3450000000000006,1.1025000000000009,2.8399999999999981,5.5424999999999969,6.84,8.3100000000000023,9.5350000000000019,5.1212499999999981,5.3712499999999963,3.4287499999999955,1.3987499999999979,3.3837499999999991,5.4337499999999981,5.5087499999999974,5.5787499999999977,5.6562499999999982,5.7462499999999981,5.9087499999999977,4.1987499999999986,2.5262499999999974,4.7237499999999972,6.6287499999999984,6.15625,5.3562500000000028,4.2887500000000003,2.9537499999999994,1.348749999999999,null,null,2.5,26,11.98,11.33,7.9,7.9,7.9,11.33,7.9,6.1,6.1,6.1,7.9,7.9,11.33,15.63,31.64,23.66,15.63,11.98,11.33,11.33,15.63,15.63,23.66,31.64,23.66,15.63,15.63,15.63,15.63,15.63,15.63,15.63,23.66,15.63,11.98,11.98,15.63,15.63,23.66,31.64,null,null,2.5,26,-19.66,-12.33,-15.76,-15.76,-23.740000000000002,-20.310000000000002,-23.740000000000002,-17.560000000000002,-25.54,-25.54,1.8000000000000007,0,0,0,0,0,0,0,0,0,0,0,0,0,-7.98,-8.0299999999999994,-8.0299999999999994,-16.009999999999998,-16.009999999999998,-16.009999999999998,-8.0299999999999994,-8.0299999999999994,-7.98,-8.0299999999999994,-3.6500000000000004,-3.6500000000000004,0,-8.0299999999999994,0,0,null,null,2.5,26,44,0,0,0,0,0,45.38,0,0,0,0,0,0,0,0,62,0,0,0,0,0,0,0,0,62.32,0,0,0,0,0,0,0,0,67.37,0,0,0,0,0,0,0,2.5,null,2.5,26,0,0,0,0,0,0,0,0,0,0,0,0,0,0,0,0,0,0,0,0,0,0,0,0,0,0,0,0,0,0,0,0,0,0,0,0,0,0,0,0,0,2.5,null,2.5,26,1,0,0,0,0,0,0,0,0,0,0,0,0,0,0,0,0,0,0,0,1,0,0,0,0,0,0,0,0,0,0,0,0,0,0,0,0,0,0,0,1,2.5,null,2.5,26,44,0,0,0,0,0,45.38,0,0,0,0,0,0,0,0,62,0,0,0,0,56,0,0,0,62.32,0,0,0,0,0,0,0,0,67.37,0,0,0,0,0,0,74,2.5,null,2.2999999999999998,24,3,3,3,3,3,3,3,3,3,3,3,3,3,3,3,3,3,3,3,3,3,2,2,2,2,2,2,2,2,2,2,2,2,2,2,2,2,2,2,2,2,2,2.2999999999999998,null,2.2999999999999998,24,0,0,0,0,0,4,4,0,0,0,0,0,0,0,4,4,0,0,0,0,0,0,0,0,4,4,0,0,0,0,0,0,0,4,4,0,0,0,0,0,0,0,2.2999999999999998,null,2.2999999999999998,24,51,51,51,51,51,51,51,51,51,51,51,51,51,51,51,51,51,51,51,51,51,58,58,58,58,58,58,58,58,58,58,58,58,58,58,58,58,58,58,58,58,58,2.2999999999999998]
[null,null,null,null,"z",{"$f":"(-F25)/H25","v":0},{"$f":"-G25/H25","v":0},{"$f":"-F27/H25","v":100},null,null,null,null,"6A",{"$f":"ROUND('3D Interpolace'!M30,2)","v":43.7},{"$f":"ROUND('3D Interpolace'!N30,2)","v":42.56},{"$f":"ROUND('3D Interpolace'!O30,2)","v":41.7},{"$f":"ROUND('3D Interpolace'!P30,2)","v":41.13},{"$f":"ROUND('3D Interpolace'!Q30,2)","v":40.85},{"$f":"ROUND('3D Interpolace'!R30,2)","v":40.86},{"$f":"ROUND('3D Interpolace'!S30,2)","v":41.15},{"$f":"ROUND('3D Interpolace'!T30,2)","v":41.73},{"$f":"ROUND('3D Interpolace'!U30,2)","v":42.6},{"$f":"ROUND('3D Interpolace'!V30,2)","v":43.76},{"$f":"ROUND('3D Interpolace'!W30,2)","v":45.19},{"$f":"ROUND('3D Interpolace'!X30,2)","v":47.22},{"$f":"ROUND('3D Interpolace'!Y30,2)","v":49.83},{"$f":"ROUND('3D Interpolace'!Z30,2)","v":52.58},{"$f":"ROUND('3D Interpolace'!AA30,2)","v":54.99},{"$f":"ROUND('3D Interpolace'!AB30,2)","v":56.62},{"$f":"ROUND('3D Interpolace'!AC30,2)","v":57.2},{"$f":"ROUND('3D Interpolace'!AD30,2)","v":57.04},{"$f":"ROUND('3D Interpolace'!AE30,2)","v":56.52},{"$f":"ROUND('3D Interpolace'!AF30,2)","v":56.03},{"$f":"ROUND('3D Interpolace'!AG30,2)","v":55.93},{"$f":"ROUND('3D Interpolace'!AH30,2)","v":56.28},{"$f":"ROUND('3D Interpolace'!AI30,2)","v":56.84},{"$f":"ROUND('3D Interpolace'!AJ30,2)","v":57.52},{"$f":"ROUND('3D Interpolace'!AK30,2)","v":58.23},{"$f":"ROUND('3D Interpolace'!AL30,2)","v":58.89},{"$f":"ROUND('3D Interpolace'!AM30,2)","v":59.5},{"$f":"ROUND('3D Interpolace'!AN30,2)","v":60.14},{"$f":"ROUND('3D Interpolace'!AO30,2)","v":60.77},{"$f":"ROUND('3D Interpolace'!AP30,2)","v":61.38},{"$f":"ROUND('3D Interpolace'!AQ30,2)","v":61.96},{"$f":"ROUND('3D Interpolace'!AR30,2)","v":62.38},{"$f":"ROUND('3D Interpolace'!AS30,2)","v":62.64},{"$f":"ROUND('3D Interpolace'!AT30,2)","v":62.95},{"$f":"ROUND('3D Interpolace'!AU30,2)","v":63.49},{"$f":"ROUND('3D Interpolace'!AV30,2)","v":64.45},{"$f":"ROUND('3D Interpolace'!AW30,2)","v":65.83},{"$f":"ROUND('3D Interpolace'!AX30,2)","v":67.52},{"$f":"ROUND('3D Interpolace'!AY30,2)","v":69.489999999999995},{"$f":"ROUND('3D Interpolace'!AZ30,2)","v":71.77},{"$f":"ROUND('3D Interpolace'!BA30,2)","v":74.34},null,2.6,27,null,null,null,null,null,4,4,null,null,null,null,null,null,null,4,4,null,null,null,null,null,null,null,4,4,null,null,null,null,null,null,null,4,4,null,null,null,null,null,null,null,2.6,null,2.6,27,43.7,42.56,41.7,41.13,40.85,44.86,45.15,41.73,42.6,43.76,45.19,47.22,49.83,52.58,58.99,60.62,57.2,57.04,56.52,56.03,55.93,56.28,56.84,61.52,62.23,58.89,59.5,60.14,60.77,61.38,61.96,62.38,66.64,66.95,63.49,64.45,65.83,67.52,69.489999999999995,71.77,74.34,2.6,null,2.4,25,{"$f":"IF(ISNUMBER(INDEX(VstupniData,$EQ29,ER$2)),INDEX(VstupniData,$EQ29,ER$2),\"\")","v":43.66},42.59,41.8,41.28,41.04,45.07,45.36,41.9,42.73,43.86,45.34,47.53,50.4,53.41,60.02,61.68,{"$f":"IF(ISNUMBER(INDEX(VstupniData,$EQ29,FH$2)),INDEX(VstupniData,$EQ29,FH$2),\"\")","v":58.08},57.57,56.64,55.78,55.46,55.46,55.8,{"$f":"IF(ISNUMBER(INDEX(VstupniData,$EQ29,FO$2)),INDEX(VstupniData,$EQ29,FO$2),\"\")","v":56.47},61.31,62.17,58.89,59.44,59.94,60.42,60.92,61.48,62.04,66.569999999999993,67.180000000000007,63.95,65.010000000000005,66.34,67.88,69.64,71.599999999999994,73.77,null,null,null,2.4,25,0,0,0,0,0,45.07,0,0,0,0,0,0,0,0,0,61.68,0,0,0,0,0,0,0,0,0,0,0,0,0,0,0,0,0,0,0,0,0,0,0,0,0,0,2.4,null,null,null,25,53,53.8,54.6,55.4,56.2,57,57.8,58.6,59.4,60.2,61,61.8,62.6,63.4,64.2,65,65.8,66.599999999999994,67.400000000000006,68.2,69,60.45,61.137500000000003,61.824999999999996,62.512500000000003,63.2,63.887500000000003,64.575000000000003,65.262499999999989,65.95,66.637500000000003,67.325000000000003,68.012500000000003,68.699999999999989,69.387500000000003,70.075000000000003,70.762500000000003,71.45,72.137499999999989,72.825000000000003,73.512500000000003,74.2,2.4,null,null,null,null,null,2.4,25,9.3400000000000034,11.209999999999994,12.800000000000004,14.119999999999997,15.160000000000004,11.93,12.439999999999998,16.700000000000003,16.670000000000002,16.340000000000003,15.659999999999997,14.269999999999996,12.200000000000003,9.990000000000002,4.18,3.3200000000000003,7.7199999999999989,9.029999999999994,10.760000000000005,12.420000000000002,13.54,4.990000000000002,5.3375000000000057,5.3549999999999969,1.2025000000000006,1.0300000000000011,4.9975000000000023,5.1350000000000051,5.3224999999999909,5.5300000000000011,5.7175000000000011,5.845000000000006,5.9725000000000037,2.1299999999999955,2.207499999999996,6.125,5.7524999999999977,5.1099999999999994,4.2574999999999932,3.1850000000000023,1.9125000000000085,0.43000000000000682,null,null,null,null,null,null,null,2.6,27,5.5549999999999997,7.2350000000000012,8.672500000000003,9.8650000000000038,8.8125000000000053,7.5275000000000034,10.022500000000004,12.277500000000003,12.257500000000004,11.935000000000006,11.147500000000003,9.7625000000000028,8.0050000000000043,4.3075000000000045,1.1075000000000053,2.7275000000000027,5.1300000000000026,6.0100000000000033,7.047500000000003,7.9250000000000043,5.6087499999999988,5.7787499999999969,3.8287499999999959,1.8287499999999959,3.8437499999999964,5.8987499999999962,5.9612499999999962,6.0237499999999962,6.1087499999999952,6.226249999999995,6.4612499999999944,4.8862499999999951,3.3812499999999943,5.7212499999999942,7.6912499999999948,7.1812499999999968,6.2562499999999979,4.9962499999999963,3.4012499999999974,1.4662499999999952,null,null,2.6,27,15.63,11.98,11.33,11.33,11.33,11.98,7.9,6.1,6.1,7.9,7.9,11.33,11.33,15.63,31.64,23.66,15.63,11.98,11.98,11.98,15.63,15.63,23.66,31.64,23.66,15.63,15.63,11.98,11.98,11.98,11.98,15.63,23.66,15.63,11.98,11.98,11.98,15.63,23.66,31.64,null,null,2.6,27,-16.009999999999998,-11.68,-12.33,-12.33,-12.33,-19.66,-23.740000000000002,-17.560000000000002,-17.560000000000002,-23.740000000000002,0,0,-0.65000000000000036,0,0,0,0,-3.6500000000000004,0,0,3.6500000000000004,0,0,0,-7.98,-8.0299999999999994,-8.0299999999999994,-19.66,-19.66,-19.66,-3.6500000000000004,-8.0299999999999994,-7.98,0,0,-3.6500000000000004,-3.6500000000000004,0,0,0,null,null,2.6,27,0,0,0,0,0,0,0,0,0,0,0,0,0,0,0,0,0,0,0,0,0,0,0,0,0,0,0,0,0,0,0,0,0,0,0,0,0,0,0,0,0,2.6,null,2.6,27,0,0,0,0,0,0,0,0,0,0,0,0,0,0,0,0,0,0,0,0,0,0,0,0,0,0,0,0,0,0,0,0,0,0,0,0,0,0,0,0,0,2.6,null,2.6,27,1,0,0,0,0,0,0,0,0,0,0,0,0,0,0,0,0,0,0,0,1,0,0,0,0,0,0,0,0,0,0,0,0,0,0,0,0,0,0,0,1,2.6,null,2.6,27,43.7,0,0,0,0,0,0,0,0,0,0,0,0,0,0,0,0,0,0,0,55.93,0,0,0,0,0,0,0,0,0,0,0,0,0,0,0,0,0,0,0,74.34,2.6,null,2.4,25,3,3,3,3,3,3,3,3,3,3,3,3,3,3,3,3,3,3,3,3,3,2,2,2,2,2,2,2,2,2,2,2,2,2,2,2,2,2,2,2,2,2,2.4,null,2.4,25,0,0,0,0,0,4,4,0,0,0,0,0,0,0,4,4,0,0,0,0,0,0,0,0,4,4,0,0,0,0,0,0,0,4,4,0,0,0,0,0,0,0,2.4,null,2.4,25,51,51,51,51,51,51,51,51,51,51,51,51,51,51,51,51,51,51,51,51,51,58,58,58,58,58,58,58,58,58,58,58,58,58,58,58,58,58,58,58,58,58,2.4]
[null,null,null,null,null,null,null,null,null,null,null,null,"6B",{"$f":"ROUND('3D Interpolace'!M31,2)","v":42.99},{"$f":"ROUND('3D Interpolace'!N31,2)","v":42.13},{"$f":"ROUND('3D Interpolace'!O31,2)","v":41.47},{"$f":"ROUND('3D Interpolace'!P31,2)","v":41.01},{"$f":"ROUND('3D Interpolace'!Q31,2)","v":40.75},{"$f":"ROUND('3D Interpolace'!R31,2)","v":40.69},{"$f":"ROUND('3D Interpolace'!S31,2)","v":40.79},{"$f":"ROUND('3D Interpolace'!T31,2)","v":41.04},{"$f":"ROUND('3D Interpolace'!U31,2)","v":41.52},{"$f":"ROUND('3D Interpolace'!V31,2)","v":42.29},{"$f":"ROUND('3D Interpolace'!W31,2)","v":43.42},{"$f":"ROUND('3D Interpolace'!X31,2)","v":45.18},{"$f":"ROUND('3D Interpolace'!Y31,2)","v":47.52},{"$f":"ROUND('3D Interpolace'!Z31,2)","v":50.05},{"$f":"ROUND('3D Interpolace'!AA31,2)","v":52.35},{"$f":"ROUND('3D Interpolace'!AB31,2)","v":54.01},{"$f":"ROUND('3D Interpolace'!AC31,2)","v":54.86},{"$f":"ROUND('3D Interpolace'!AD31,2)","v":55.18},{"$f":"ROUND('3D Interpolace'!AE31,2)","v":55.22},{"$f":"ROUND('3D Interpolace'!AF31,2)","v":55.24},{"$f":"ROUND('3D Interpolace'!AG31,2)","v":55.5},{"$f":"ROUND('3D Interpolace'!AH31,2)","v":56.03},{"$f":"ROUND('3D Interpolace'!AI31,2)","v":56.66},{"$f":"ROUND('3D Interpolace'!AJ31,2)","v":57.34},{"$f":"ROUND('3D Interpolace'!AK31,2)","v":58.02},{"$f":"ROUND('3D Interpolace'!AL31,2)","v":58.66},{"$f":"ROUND('3D Interpolace'!AM31,2)","v":59.28},{"$f":"ROUND('3D Interpolace'!AN31,2)","v":59.91},{"$f":"ROUND('3D Interpolace'!AO31,2)","v":60.51},{"$f":"ROUND('3D Interpolace'!AP31,2)","v":61.08},{"$f":"ROUND('3D Interpolace'!AQ31,2)","v":61.6},{"$f":"ROUND('3D Interpolace'!AR31,2)","v":61.89},{"$f":"ROUND('3D Interpolace'!AS31,2)","v":61.97},{"$f":"ROUND('3D Interpolace'!AT31,2)","v":62.09},{"$f":"ROUND('3D Interpolace'!AU31,2)","v":62.51},{"$f":"ROUND('3D Interpolace'!AV31,2)","v":63.46},{"$f":"ROUND('3D Interpolace'!AW31,2)","v":64.959999999999994},{"$f":"ROUND('3D Interpolace'!AX31,2)","v":66.84},{"$f":"ROUND('3D Interpolace'!AY31,2)","v":69.09},{"$f":"ROUND('3D Interpolace'!AZ31,2)","v":71.72},{"$f":"ROUND('3D Interpolace'!BA31,2)","v":74.73},null,2.7,28,null,null,null,null,null,4,4,null,null,null,null,null,null,null,4,4,null,null,null,null,null,null,null,4,4,null,null,null,null,null,null,null,4,4,null,null,null,null,null,null,null,2.7,null,2.7,28,42.99,42.13,41.47,41.01,40.75,44.69,44.79,41.04,41.52,42.29,43.42,45.18,47.52,50.05,56.35,58.01,54.86,55.18,55.22,55.24,55.5,56.03,56.66,61.34,62.02,58.66,59.28,59.91,60.51,61.08,61.6,61.89,65.97,66.09,62.51,63.46,64.959999999999994,66.84,69.09,71.72,74.73,2.7,null,2.5,26,44,42.76,41.84,41.24,40.96,45,45.38,42.09,43.11,44.42,46,48.18,50.97,53.87,60.38,62,58.42,57.97,57.11,56.3,56,56,56.28,56.84,61.56,62.32,59,59.6,60.2,60.8,61.4,62,62.5,66.91,67.37,64.02,65,66.319999999999993,67.88,69.680000000000007,71.72,74,null,null,null,2.5,26,44,0,0,0,0,45,45.38,0,0,0,46,0,0,0,60.38,62,0,0,0,0,56,56,0,0,61.56,62.32,59,0,0,0,0,62,0,66.91,67.37,0,65,0,0,0,0,74,2.5,null,null,null,26,51,51.8,52.6,53.4,54.2,55,55.8,56.6,57.4,58.2,59,59.8,60.6,61.4,62.2,63,63.8,64.599999999999994,65.400000000000006,66.2,67,60.75,61.4375,62.125,62.8125,63.5,64.1875,64.875,65.5625,66.25,66.9375,67.625,68.3125,69,69.6875,70.375,71.0625,71.75,72.4375,73.125,73.8125,74.5,2.5,null,null,null,null,null,2.5,26,7,9.0399999999999991,10.759999999999998,12.159999999999997,13.240000000000002,10,10.419999999999995,14.509999999999998,14.29,13.780000000000001,13,11.619999999999997,9.6300000000000026,7.5300000000000011,1.8200000000000003,1,5.3799999999999955,6.6299999999999955,8.2900000000000063,9.9000000000000057,11,4.75,5.1574999999999989,5.2849999999999966,1.2524999999999977,1.1799999999999997,5.1875,5.2749999999999986,5.3624999999999972,5.4500000000000028,5.5375000000000014,5.625,5.8125,2.0900000000000034,2.3174999999999955,6.355000000000004,6.0625,5.4300000000000068,4.5575000000000045,3.4449999999999932,2.0925000000000011,0.5,null,null,null,null,null,null,null,2.6999999999999997,28,4.1775000000000002,5.5800000000000018,6.8375000000000039,7.9475000000000051,6.912500000000005,5.7700000000000014,8.5550000000000033,11.212500000000004,11.627500000000003,11.690000000000003,11.217500000000001,10.120000000000003,8.6225000000000041,5.1025000000000045,1.9425000000000043,3.3925000000000018,5.3900000000000023,5.7125000000000039,6.1700000000000035,6.5750000000000028,6.2662499999999994,6.2962499999999988,4.2987499999999983,2.3037499999999991,4.3337500000000002,6.3962500000000002,6.4737500000000008,6.5712500000000027,6.7062500000000025,6.8887500000000017,7.2262500000000003,5.8037500000000026,4.4762500000000003,6.9637499999999974,8.9887499999999996,8.4162500000000016,7.3312500000000007,5.8287499999999994,3.9137500000000003,1.5812499999999972,null,null,2.6999999999999997,28,15.63,15.63,11.98,11.98,11.98,15.63,11.33,7.9,7.9,7.9,7.9,7.9,11.33,15.63,31.64,23.66,15.63,15.63,11.98,11.98,11.98,11.98,15.63,23.66,15.63,11.98,11.98,11.98,11.98,11.98,11.98,15.63,15.63,11.98,11.33,11.33,11.98,15.63,23.66,31.64,null,null,2.6999999999999997,28,-16.009999999999998,-8.0299999999999994,-11.68,-11.68,-11.68,-16.009999999999998,-12.33,-7.73,-7.73,-15.76,0,-3.4299999999999997,-0.65000000000000036,0,0,0,0,0,-3.6500000000000004,-3.6500000000000004,0,-3.6500000000000004,-8.0299999999999994,-7.98,-16.009999999999998,-11.68,-11.68,-19.66,-19.66,-19.66,-3.6500000000000004,-8.0299999999999994,-8.0299999999999994,-3.6500000000000004,-0.65000000000000036,-0.65000000000000036,0,0,0,0,null,null,2.7,28,0,0,0,0,0,0,0,0,0,0,0,0,0,0,0,0,0,0,0,0,0,0,0,0,0,0,0,0,0,0,0,0,0,0,0,0,0,0,0,0,0,2.7,null,2.7,28,44,0,0,0,0,0,45.38,0,0,0,0,0,0,0,0,62,0,0,0,0,0,0,0,0,0,62.32,0,0,0,0,0,0,0,0,67.37,0,0,0,0,0,0,2.7,null,2.7,28,1,0,0,0,0,0,0,0,0,0,0,0,0,0,0,0,0,0,0,0,1,0,0,0,0,0,0,0,0,0,0,0,0,0,0,0,0,0,0,0,1,2.7,null,2.7,28,42.99,0,0,0,0,0,0,0,0,0,0,0,0,0,0,0,0,0,0,0,55.5,0,0,0,0,0,0,0,0,0,0,0,0,0,0,0,0,0,0,0,74.73,2.7,null,2.5,26,3,3,3,3,3,3,3,3,3,3,3,3,3,3,3,3,3,3,3,3,3,2,2,2,2,2,2,2,2,2,2,2,2,2,2,2,2,2,2,2,2,2,2.5,null,2.5,26,0,0,0,0,0,4,4,0,0,0,0,0,0,0,4,4,0,0,0,0,0,0,0,0,4,4,0,0,0,0,0,0,0,4,4,0,0,0,0,0,0,0,2.5,null,2.5,26,51,51,51,51,51,51,51,51,51,51,51,51,51,51,51,51,51,51,51,51,51,58,58,58,58,58,58,58,58,58,58,58,58,58,58,58,58,58,58,58,58,58,2.5]
[null,null,null,null,"průměr",{"$f":"AVERAGEA(N3:BB63)","v":60.28842862854863},null,null,null,null,null,null,"6C",{"$f":"ROUND('3D Interpolace'!M32,2)","v":42.13},{"$f":"ROUND('3D Interpolace'!N32,2)","v":41.64},{"$f":"ROUND('3D Interpolace'!O32,2)","v":41.24},{"$f":"ROUND('3D Interpolace'!P32,2)","v":40.93},{"$f":"ROUND('3D Interpolace'!Q32,2)","v":40.72},{"$f":"ROUND('3D Interpolace'!R32,2)","v":40.590000000000003},{"$f":"ROUND('3D Interpolace'!S32,2)","v":40.450000000000003},{"$f":"ROUND('3D Interpolace'!T32,2)","v":40.299999999999997},{"$f":"ROUND('3D Interpolace'!U32,2)","v":40.29},{"$f":"ROUND('3D Interpolace'!V32,2)","v":40.590000000000003},{"$f":"ROUND('3D Interpolace'!W32,2)","v":41.34},{"$f":"ROUND('3D Interpolace'!X32,2)","v":42.79},{"$f":"ROUND('3D Interpolace'!Y32,2)","v":44.83},{"$f":"ROUND('3D Interpolace'!Z32,2)","v":47.11},{"$f":"ROUND('3D Interpolace'!AA32,2)","v":49.28},{"$f":"ROUND('3D Interpolace'!AB32,2)","v":50.99},{"$f":"ROUND('3D Interpolace'!AC32,2)","v":52.17},{"$f":"ROUND('3D Interpolace'!AD32,2)","v":53.03},{"$f":"ROUND('3D Interpolace'!AE32,2)","v":53.72},{"$f":"ROUND('3D Interpolace'!AF32,2)","v":54.34},{"$f":"ROUND('3D Interpolace'!AG32,2)","v":55.02},{"$f":"ROUND('3D Interpolace'!AH32,2)","v":55.76},{"$f":"ROUND('3D Interpolace'!AI32,2)","v":56.49},{"$f":"ROUND('3D Interpolace'!AJ32,2)","v":57.19},{"$f":"ROUND('3D Interpolace'!AK32,2)","v":57.86},{"$f":"ROUND('3D Interpolace'!AL32,2)","v":58.5},{"$f":"ROUND('3D Interpolace'!AM32,2)","v":59.1},{"$f":"ROUND('3D Interpolace'!AN32,2)","v":59.69},{"$f":"ROUND('3D Interpolace'!AO32,2)","v":60.23},{"$f":"ROUND('3D Interpolace'!AP32,2)","v":60.73},{"$f":"ROUND('3D Interpolace'!AQ32,2)","v":61.16},{"$f":"ROUND('3D Interpolace'!AR32,2)","v":61.32},{"$f":"ROUND('3D Interpolace'!AS32,2)","v":61.23},{"$f":"ROUND('3D Interpolace'!AT32,2)","v":61.18},{"$f":"ROUND('3D Interpolace'!AU32,2)","v":61.49},{"$f":"ROUND('3D Interpolace'!AV32,2)","v":62.46},{"$f":"ROUND('3D Interpolace'!AW32,2)","v":64.08},{"$f":"ROUND('3D Interpolace'!AX32,2)","v":66.17},{"$f":"ROUND('3D Interpolace'!AY32,2)","v":68.709999999999994},{"$f":"ROUND('3D Interpolace'!AZ32,2)","v":71.7},{"$f":"ROUND('3D Interpolace'!BA32,2)","v":75.150000000000006},null,2.8,29,null,null,null,null,null,4,4,null,null,null,null,null,null,null,4,4,null,null,null,null,null,null,null,4,4,null,null,null,null,null,null,null,4,4,null,null,null,null,null,null,null,2.8,null,2.8,29,42.13,41.64,41.24,40.93,40.72,44.59,44.45,40.299999999999997,40.29,40.590000000000003,41.34,42.79,44.83,47.11,53.28,54.99,52.17,53.03,53.72,54.34,55.02,55.76,56.49,61.19,61.86,58.5,59.1,59.69,60.23,60.73,61.16,61.32,65.22999999999999,65.180000000000007,61.49,62.46,64.08,66.17,68.709999999999994,71.7,75.150000000000006,2.8,null,2.6,27,43.7,42.56,41.7,41.13,40.85,44.86,45.15,41.73,42.6,43.76,45.19,47.22,49.83,52.58,58.99,60.62,57.2,57.04,56.52,56.03,55.93,55.93,56.28,56.84,61.52,62.23,58.89,59.5,60.14,60.77,61.38,61.96,62.38,66.64,66.95,63.49,64.45,65.83,67.52,69.489999999999995,71.77,74.34,null,null,null,2.6,27,0,0,0,0,0,44.86,0,0,0,0,0,0,0,0,0,60.62,0,0,0,0,0,0,0,0,0,0,0,0,0,0,0,0,0,0,0,0,0,0,0,0,0,0,2.6,null,null,null,27,49,49.8,50.6,51.4,52.2,53,53.8,54.6,55.4,56.2,57,57.8,58.6,59.4,60.2,61,61.8,62.6,63.4,64.2,65,61.05,61.737499999999997,62.424999999999997,63.112499999999997,63.8,64.487499999999997,65.174999999999997,65.862499999999997,66.55,67.237499999999997,67.924999999999997,68.612499999999997,69.3,69.987499999999997,70.674999999999997,71.362499999999997,72.05,72.737499999999997,73.424999999999997,74.112499999999997,74.8,2.6,null,null,null,null,null,2.6,27,5.2999999999999972,7.2399999999999949,8.8999999999999986,10.269999999999996,11.350000000000001,8.14,8.6499999999999986,12.870000000000005,12.799999999999997,12.440000000000005,11.810000000000002,10.579999999999998,8.7700000000000031,6.82,1.2100000000000009,0.38000000000000256,4.5999999999999943,5.5600000000000023,6.8799999999999955,8.1700000000000017,9.07,5.1199999999999974,5.457499999999996,5.5849999999999937,1.592499999999994,1.5700000000000003,5.5974999999999966,5.6749999999999972,5.7224999999999966,5.779999999999994,5.8574999999999946,5.9649999999999963,6.2324999999999946,2.6599999999999966,3.0374999999999943,7.1849999999999952,6.9124999999999943,6.2199999999999989,5.2175000000000011,3.9350000000000023,2.3425000000000011,0.45999999999999375,null,null,null,null,null,null,null,2.8,29,2.7974999999999977,3.8824999999999985,4.9274999999999984,5.932500000000001,4.9000000000000021,3.8949999999999978,6.9799999999999986,10.057500000000001,10.930000000000001,11.397500000000001,11.252499999999998,10.455,9.23,5.8974999999999991,2.7799999999999994,4.0524999999999967,5.6324999999999985,5.3825000000000003,5.24,5.1524999999999999,6.8362499999999997,6.7112499999999979,4.6512499999999992,2.6462500000000038,4.6837500000000052,6.761250000000004,6.8737500000000011,7.0312500000000036,7.2412500000000062,7.506250000000005,7.9412500000000037,6.6437500000000025,5.453750000000003,8.0537500000000026,10.113750000000003,9.4737500000000043,8.2412500000000009,6.5237500000000033,4.3262500000000053,1.646250000000002,null,null,2.8,29,23.66,23.66,15.63,15.63,15.63,23.66,11.98,7.9,7.9,7.9,7.9,7.9,11.33,15.63,23.66,15.63,15.63,15.63,15.63,15.63,11.98,11.98,15.63,23.66,15.63,11.98,11.98,11.98,11.98,11.98,11.98,11.98,15.63,11.33,7.9,11.33,11.33,11.98,15.63,31.64,null,null,2.8,29,0,0,-8.0299999999999994,-8.0299999999999994,-8.0299999999999994,-7.98,-11.68,-7.73,-7.73,-7.73,0,-3.4299999999999997,-0.65000000000000036,0,-7.98,-8.0299999999999994,0,0,-8.0299999999999994,-8.0299999999999994,0,-3.6500000000000004,-8.0299999999999994,-7.98,-16.009999999999998,-11.68,-11.68,-11.68,-19.66,-19.66,0,-3.6500000000000004,-8.0299999999999994,-0.65000000000000036,-3.4299999999999997,0,-0.65000000000000036,-3.6500000000000004,-8.0299999999999994,0,null,null,2.8,29,0,0,0,0,0,0,0,0,0,0,0,0,0,0,0,0,0,0,0,0,0,0,0,0,0,0,0,0,0,0,0,0,0,0,0,0,0,0,0,0,0,2.8,null,2.8,29,0,0,0,0,0,0,0,0,0,0,0,0,0,0,0,0,0,0,0,0,0,0,0,0,0,0,0,0,0,0,0,0,0,0,0,0,0,0,0,0,71.77,2.8,null,2.8,29,1,0,0,0,0,0,0,0,0,0,0,0,0,0,0,0,0,0,0,0,1,0,0,0,0,0,0,0,0,0,0,0,0,0,0,0,0,0,0,0,1,2.8,null,2.8,29,42.13,0,0,0,0,0,0,0,0,0,0,0,0,0,0,0,0,0,0,0,55.02,0,0,0,0,0,0,0,0,0,0,0,0,0,0,0,0,0,0,0,75.150000000000006,2.8,null,2.6,27,3,3,3,3,3,3,3,3,3,3,3,3,3,3,3,3,3,3,3,3,3,2,2,2,2,2,2,2,2,2,2,2,2,2,2,2,2,2,2,2,2,2,2.6,null,2.6,27,0,0,0,0,0,4,4,0,0,0,0,0,0,0,4,4,0,0,0,0,0,0,0,0,4,4,0,0,0,0,0,0,0,4,4,0,0,0,0,0,0,0,2.6,null,2.6,27,51,51,51,51,51,51,51,51,51,51,51,51,51,51,51,51,51,51,51,51,51,58,58,58,58,58,58,58,58,58,58,58,58,58,58,58,58,58,58,58,58,58,2.6]
[null,null,null,null,null,null,null,null,null,null,null,null,"6D",{"$f":"ROUND('3D Interpolace'!M33,2)","v":41.38},{"$f":"ROUND('3D Interpolace'!N33,2)","v":41.26},{"$f":"ROUND('3D Interpolace'!O33,2)","v":41.13},{"$f":"ROUND('3D Interpolace'!P33,2)","v":40.99},{"$f":"ROUND('3D Interpolace'!Q33,2)","v":40.83},{"$f":"ROUND('3D Interpolace'!R33,2)","v":40.659999999999997},{"$f":"ROUND('3D Interpolace'!S33,2)","v":40.32},{"$f":"ROUND('3D Interpolace'!T33,2)","v":39.81},{"$f":"ROUND('3D Interpolace'!U33,2)","v":39.369999999999997},{"$f":"ROUND('3D Interpolace'!V33,2)","v":39.229999999999997},{"$f":"ROUND('3D Interpolace'!W33,2)","v":39.65},{"$f":"ROUND('3D Interpolace'!X33,2)","v":40.81},{"$f":"ROUND('3D Interpolace'!Y33,2)","v":42.55},{"$f":"ROUND('3D Interpolace'!Z33,2)","v":44.59},{"$f":"ROUND('3D Interpolace'!AA33,2)","v":46.63},{"$f":"ROUND('3D Interpolace'!AB33,2)","v":48.38},{"$f":"ROUND('3D Interpolace'!AC33,2)","v":49.85},{"$f":"ROUND('3D Interpolace'!AD33,2)","v":51.22},{"$f":"ROUND('3D Interpolace'!AE33,2)","v":52.5},{"$f":"ROUND('3D Interpolace'!AF33,2)","v":53.68},{"$f":"ROUND('3D Interpolace'!AG33,2)","v":54.75},{"$f":"ROUND('3D Interpolace'!AH33,2)","v":55.7},{"$f":"ROUND('3D Interpolace'!AI33,2)","v":56.53},{"$f":"ROUND('3D Interpolace'!AJ33,2)","v":57.26},{"$f":"ROUND('3D Interpolace'!AK33,2)","v":57.93},{"$f":"ROUND('3D Interpolace'!AL33,2)","v":58.55},{"$f":"ROUND('3D Interpolace'!AM33,2)","v":59.13},{"$f":"ROUND('3D Interpolace'!AN33,2)","v":59.66},{"$f":"ROUND('3D Interpolace'!AO33,2)","v":60.12},{"$f":"ROUND('3D Interpolace'!AP33,2)","v":60.53},{"$f":"ROUND('3D Interpolace'!AQ33,2)","v":60.88},{"$f":"ROUND('3D Interpolace'!AR33,2)","v":60.95},{"$f":"ROUND('3D Interpolace'!AS33,2)","v":60.75},{"$f":"ROUND('3D Interpolace'!AT33,2)","v":60.6},{"$f":"ROUND('3D Interpolace'!AU33,2)","v":60.84},{"$f":"ROUND('3D Interpolace'!AV33,2)","v":61.83},{"$f":"ROUND('3D Interpolace'!AW33,2)","v":63.56},{"$f":"ROUND('3D Interpolace'!AX33,2)","v":65.8},{"$f":"ROUND('3D Interpolace'!AY33,2)","v":68.55},{"$f":"ROUND('3D Interpolace'!AZ33,2)","v":71.81},{"$f":"ROUND('3D Interpolace'!BA33,2)","v":75.58},null,2.9,30,null,null,null,null,null,4,4,null,null,null,null,null,null,null,4,4,null,null,null,null,null,null,null,4,4,null,null,null,null,null,null,null,4,4,null,null,null,null,null,null,null,2.9,null,2.9,30,41.38,41.26,41.13,40.99,40.83,44.66,44.32,39.81,39.369999999999997,39.229999999999997,39.65,40.81,42.55,44.59,50.63,52.38,49.85,51.22,52.5,53.68,54.75,55.7,56.53,61.26,61.93,58.55,59.13,59.66,60.12,60.53,60.88,60.95,64.75,64.599999999999994,60.84,61.83,63.56,65.8,68.55,71.81,75.58,2.9,null,2.6999999999999997,28,42.99,42.13,41.47,41.01,40.75,44.69,44.79,41.04,41.52,42.29,43.42,45.18,47.52,50.05,56.35,58.01,54.86,55.18,55.22,55.24,55.5,55.5,56.03,56.66,61.34,62.02,58.66,59.28,59.91,60.51,61.08,61.6,61.89,65.97,66.09,62.51,63.46,64.959999999999994,66.84,69.09,71.72,74.73,null,null,null,2.6999999999999997,28,0,0,0,0,0,44.69,0,0,0,0,0,0,0,0,0,58.01,0,0,0,0,0,0,0,0,0,0,0,0,0,0,0,0,0,0,0,0,0,0,0,0,0,0,2.6999999999999997,null,null,null,28,47.000000000000007,47.800000000000004,48.600000000000009,49.400000000000006,50.20000000000001,51.000000000000007,51.800000000000004,52.600000000000009,53.400000000000006,54.20000000000001,55.000000000000007,55.800000000000004,56.600000000000009,57.400000000000006,58.20000000000001,59.000000000000007,59.800000000000004,60.600000000000009,61.400000000000006,62.20000000000001,63.000000000000007,61.35,62.037500000000001,62.724999999999994,63.412500000000001,64.099999999999994,64.787499999999994,65.474999999999994,66.162499999999994,66.849999999999994,67.537499999999994,68.224999999999994,68.912499999999994,69.599999999999994,70.287499999999994,70.974999999999994,71.662499999999994,72.349999999999994,73.037499999999994,73.724999999999994,74.412499999999994,75.099999999999994,2.6999999999999997,null,null,null,null,null,2.6999999999999997,28,4.0100000000000051,5.6700000000000017,7.1300000000000097,8.3900000000000077,9.4500000000000099,6.3100000000000094,7.0100000000000051,11.560000000000009,11.880000000000003,11.910000000000011,11.580000000000005,10.620000000000005,9.0800000000000054,7.3500000000000085,1.8500000000000085,0.99000000000000909,4.9400000000000048,5.4200000000000088,6.1800000000000068,6.960000000000008,7.5000000000000071,5.8500000000000014,6.0075000000000003,6.0649999999999977,2.072499999999998,2.0799999999999912,6.1274999999999977,6.1949999999999932,6.2524999999999977,6.3399999999999963,6.457499999999996,6.6249999999999929,7.0224999999999937,3.6299999999999955,4.1974999999999909,8.4649999999999963,8.2024999999999935,7.3900000000000006,6.1974999999999909,4.6349999999999909,2.6924999999999955,0.36999999999999034,null,null,null,null,null,null,null,2.9,30,1.1999999999999993,2.0024999999999995,2.8499999999999979,3.745000000000001,2.6875000000000036,1.7624999999999993,5.0599999999999987,8.4450000000000003,9.6575000000000024,10.432500000000003,10.544999999999998,10,9.0150000000000006,5.8549999999999986,2.7874999999999996,3.9274999999999984,5.17,4.4499999999999993,3.8175000000000008,3.3275000000000023,7.0587499999999999,6.8062499999999986,4.6912500000000001,2.6762500000000014,4.7262500000000021,6.8262500000000017,6.9887499999999978,7.2212499999999995,7.5137500000000017,7.8537499999999998,8.3462499999999995,7.103749999999998,5.9662499999999987,8.5987500000000008,10.656250000000002,9.9687500000000018,8.6537499999999969,6.8237499999999969,4.4787500000000016,1.6187500000000021,null,null,2.9,30,31.64,23.66,23.66,23.66,23.66,31.64,15.63,11.33,11.33,7.9,7.9,7.9,11.33,15.63,23.66,23.66,15.63,15.63,23.66,23.66,11.98,11.98,15.63,23.66,15.63,11.98,11.98,11.98,11.98,11.98,11.33,11.98,15.63,11.33,7.9,11.33,11.33,11.98,15.63,31.64,null,null,2.9,30,7.98,0,0,0,-7.98,0,-8.0299999999999994,-4.3000000000000007,-0.65000000000000036,-4.08,-3.4299999999999997,-3.4299999999999997,-0.65000000000000036,0,-7.98,0,-8.0299999999999994,-8.0299999999999994,0,-7.98,0,-3.6500000000000004,-8.0299999999999994,-7.98,-16.009999999999998,-11.68,-11.68,-19.66,-19.66,-19.66,-0.65000000000000036,-3.6500000000000004,0,-0.65000000000000036,-3.4299999999999997,0,-0.65000000000000036,0,0,0,null,null,2.9,30,0,0,0,0,0,0,0,0,0,0,0,0,0,0,0,0,0,0,0,0,0,0,0,0,0,0,0,0,0,0,0,0,0,0,0,0,0,0,0,0,0,2.9,null,2.9,30,0,0,0,0,0,0,0,0,0,0,0,0,0,0,0,0,0,0,0,0,0,0,0,0,0,0,0,0,0,0,0,0,0,0,0,0,0,0,0,0,0,2.9,null,2.9,30,1,0,0,0,0,0,0,0,0,0,0,0,0,0,0,0,0,0,0,0,1,0,0,0,0,0,0,0,0,0,0,0,0,0,0,0,0,0,0,0,1,2.9,null,2.9,30,41.38,0,0,0,0,0,0,0,0,0,0,0,0,0,0,0,0,0,0,0,54.75,0,0,0,0,0,0,0,0,0,0,0,0,0,0,0,0,0,0,0,75.58,2.9,null,2.6999999999999997,28,3,3,3,3,3,3,3,3,3,3,3,3,3,3,3,3,3,3,3,3,3,2,2,2,2,2,2,2,2,2,2,2,2,2,2,2,2,2,2,2,2,2,2.6999999999999997,null,2.6999999999999997,28,0,0,0,0,0,4,4,0,0,0,0,0,0,0,4,4,0,0,0,0,0,0,0,0,4,4,0,0,0,0,0,0,0,4,4,0,0,0,0,0,0,0,2.6999999999999997,null,2.6999999999999997,28,51,51,51,51,51,51,51,51,51,51,51,51,51,51,51,51,51,51,51,51,51,58,58,58,58,58,58,58,58,58,58,58,58,58,58,58,58,58,58,58,58,58,2.6999999999999997]
[null,"Přídržnosti lepidla",null,null,null,null,null,null,null,null,null,null,"7",{"$f":"ROUND('3D Interpolace'!M34,2)","v":41},{"$f":"ROUND('3D Interpolace'!N34,2)","v":41.16},{"$f":"ROUND('3D Interpolace'!O34,2)","v":41.24},{"$f":"ROUND('3D Interpolace'!P34,2)","v":41.24},{"$f":"ROUND('3D Interpolace'!Q34,2)","v":41.16},{"$f":"ROUND('3D Interpolace'!R34,2)","v":41},{"$f":"ROUND('3D Interpolace'!S34,2)","v":40.57},{"$f":"ROUND('3D Interpolace'!T34,2)","v":39.86},{"$f":"ROUND('3D Interpolace'!U34,2)","v":39.18},{"$f":"ROUND('3D Interpolace'!V34,2)","v":38.79},{"$f":"ROUND('3D Interpolace'!W34,2)","v":39},{"$f":"ROUND('3D Interpolace'!X34,2)","v":39.96},{"$f":"ROUND('3D Interpolace'!Y34,2)","v":41.48},{"$f":"ROUND('3D Interpolace'!Z34,2)","v":43.32},{"$f":"ROUND('3D Interpolace'!AA34,2)","v":45.24},{"$f":"ROUND('3D Interpolace'!AB34,2)","v":47},{"$f":"ROUND('3D Interpolace'!AC34,2)","v":48.66},{"$f":"ROUND('3D Interpolace'!AD34,2)","v":50.39},{"$f":"ROUND('3D Interpolace'!AE34,2)","v":52.09},{"$f":"ROUND('3D Interpolace'!AF34,2)","v":53.66},{"$f":"ROUND('3D Interpolace'!AG34,2)","v":55},{"$f":"ROUND('3D Interpolace'!AH34,2)","v":56.09},{"$f":"ROUND('3D Interpolace'!AI34,2)","v":56.98},{"$f":"ROUND('3D Interpolace'!AJ34,2)","v":57.74},{"$f":"ROUND('3D Interpolace'!AK34,2)","v":58.39},{"$f":"ROUND('3D Interpolace'!AL34,2)","v":59},{"$f":"ROUND('3D Interpolace'!AM34,2)","v":59.54},{"$f":"ROUND('3D Interpolace'!AN34,2)","v":59.99},{"$f":"ROUND('3D Interpolace'!AO34,2)","v":60.37},{"$f":"ROUND('3D Interpolace'!AP34,2)","v":60.7},{"$f":"ROUND('3D Interpolace'!AQ34,2)","v":61},{"$f":"ROUND('3D Interpolace'!AR34,2)","v":61.06},{"$f":"ROUND('3D Interpolace'!AS34,2)","v":60.85},{"$f":"ROUND('3D Interpolace'!AT34,2)","v":60.71},{"$f":"ROUND('3D Interpolace'!AU34,2)","v":60.98},{"$f":"ROUND('3D Interpolace'!AV34,2)","v":62},{"$f":"ROUND('3D Interpolace'!AW34,2)","v":63.76},{"$f":"ROUND('3D Interpolace'!AX34,2)","v":66.040000000000006},{"$f":"ROUND('3D Interpolace'!AY34,2)","v":68.84},{"$f":"ROUND('3D Interpolace'!AZ34,2)","v":72.16},{"$f":"ROUND('3D Interpolace'!BA34,2)","v":76},null,3,31,null,null,null,null,null,4,4,null,null,null,null,null,null,null,4,4,null,null,null,null,null,null,null,4,4,null,null,null,null,null,null,null,4,4,null,null,null,null,null,null,null,3,null,3,31,41,41.16,41.24,41.24,41.16,45,44.57,39.86,39.18,38.79,39,39.96,41.48,43.32,49.24,51,48.66,50.39,52.09,53.66,55,56.09,56.98,61.74,62.39,59,59.54,59.99,60.37,60.7,61,61.06,64.849999999999994,64.710000000000008,60.98,62,63.76,66.040000000000006,68.84,72.16,76,3,null,2.8,29,42.13,41.64,41.24,40.93,40.72,44.59,44.45,40.299999999999997,40.29,40.590000000000003,41.34,42.79,44.83,47.11,53.28,54.99,52.17,53.03,53.72,54.34,55.02,55.02,55.76,56.49,61.19,61.86,58.5,59.1,59.69,60.23,{"$f":"IF(ISNUMBER(INDEX(VstupniData,$EQ33,FV$2)),INDEX(VstupniData,$EQ33,FV$2),\"\")","v":60.73},61.16,61.32,65.22999999999999,65.180000000000007,61.49,62.46,64.08,66.17,68.709999999999994,71.7,75.150000000000006,null,null,null,2.8,29,0,0,0,0,0,44.59,0,0,0,0,0,0,0,0,0,54.99,0,0,0,0,0,0,0,0,0,0,0,0,0,0,0,0,0,0,0,0,0,0,0,0,0,0,2.8,null,null,null,29,45,45.8,46.6,47.4,48.2,49,49.8,50.6,51.4,52.2,53,53.8,54.6,55.4,56.2,57,57.8,58.6,59.4,60.2,61,61.65,62.337499999999999,63.024999999999999,63.712499999999999,64.400000000000006,65.087500000000006,65.775000000000006,66.462500000000006,67.150000000000006,67.837500000000006,68.525000000000006,69.212500000000006,69.900000000000006,70.587500000000006,71.275000000000006,71.962500000000006,72.650000000000006,73.337500000000006,74.025000000000006,74.712500000000006,75.400000000000006,2.8,null,null,null,null,null,2.8,29,2.8699999999999974,4.1599999999999966,5.3599999999999994,6.4699999999999989,7.480000000000004,4.4099999999999966,5.3499999999999943,10.300000000000004,11.11,11.61,11.659999999999997,11.009999999999998,9.7700000000000031,8.2899999999999991,2.9200000000000017,2.009999999999998,5.6299999999999955,5.57,5.68,5.8599999999999994,5.9799999999999969,6.6299999999999955,6.5775000000000006,6.5349999999999966,2.5225000000000009,2.5400000000000063,6.5875000000000057,6.6750000000000043,6.772500000000008,6.9200000000000088,7.1075000000000088,7.3650000000000091,7.8925000000000054,4.6700000000000159,5.4074999999999989,9.7850000000000037,9.5025000000000048,8.5700000000000074,7.167500000000004,5.3150000000000119,3.0125000000000028,0.25,null,null,null,null,null,null,null,3,31,{"$f":"AVERAGE(KF36:KG37)","v":0.88649999999999451},{"$f":"AVERAGE(KG36:KH37)","v":1.6657499999999903},2.5374999999999908,3.5017499999999941,2.5609999999999928,1.8077499999999933,5.3394999999999939,9.0112499999999933,10.535499999999992,11.62224999999999,12.05149999999999,11.848249999999991,11.219999999999992,8.3842499999999927,5.5559999999999938,6.8102499999999928,8.0294999999999916,7.1987499999999898,6.4429999999999907,5.8847499999999915,9.8496803160919502,13.644396551724139,12.983218390804597,10.50454022988505,8.1583620689655074,9.8971839080459727,11.706005747126438,11.614827586206896,11.618649425287355,11.677471264367812,11.74879310344827,11.910114942528736,10.276436781609197,8.7127586206896552,10.91408045977011,12.570402298850569,11.534224137931032,9.9105459770114894,7.799367816091948,5.1981896551724134,null,null,3,31,31.64,31.64,23.66,23.66,23.66,31.64,15.63,11.33,7.9,7.9,6.1,7.9,7.9,11.33,15.63,11.98,11.33,11.98,11.98,15.63,11.33,6.1,6.1,7.9,11.33,11.33,7.9,7.9,7.9,7.9,7.9,7.9,7.9,11.33,7.9,6.1,7.9,11.33,11.98,15.63,null,null,3,31,0,0,0,0,-7.98,0,0,-0.65000000000000036,-3.4299999999999997,-3.4299999999999997,-25.54,-15.76,-15.76,-12.33,-16.009999999999998,-11.68,-0.65000000000000036,0,0.65000000000000036,4.3000000000000007,11.33,1.3899999999999997,-1.8000000000000007,-4.08,-0.65000000000000036,-0.65000000000000036,-7.73,-15.76,-15.76,-23.740000000000002,-15.76,-23.740000000000002,-23.740000000000002,-4.3000000000000007,-4.08,-5.8800000000000008,-4.08,-4.3000000000000007,-11.68,-16.009999999999998,null,null,3,31,0,0,0,0,0,0,0,0,0,0,0,0,0,0,0,0,0,0,0,0,0,0,0,0,0,0,0,0,0,0,0,0,0,0,0,0,0,0,0,0,0,3,null,3,31,0,0,0,0,0,0,0,0,0,0,0,0,0,0,0,0,0,0,0,0,0,0,0,0,0,0,0,0,0,0,0,0,0,0,0,0,0,0,0,0,0,3,null,3,31,1,1,1,1,1,1,1,1,1,1,1,1,1,1,1,1,1,1,1,1,1,1,1,1,1,1,1,1,1,1,1,1,1,1,1,1,1,1,1,1,1,3,null,3,31,41,41.16,41.24,41.24,41.16,45,44.57,39.86,39.18,38.79,39,39.96,41.48,43.32,49.24,51,48.66,50.39,52.09,53.66,55,56.09,56.98,61.74,62.39,59,59.54,59.99,60.37,60.7,61,61.06,64.849999999999994,64.710000000000008,60.98,62,63.76,66.040000000000006,68.84,72.16,76,3,null,2.8,29,3,3,3,3,3,3,3,3,3,3,3,3,3,3,3,3,3,3,3,3,3,2,2,2,2,2,2,2,2,2,2,2,2,2,2,2,2,2,2,2,2,2,2.8,null,2.8,29,{"$f":"IF(ISNUMBER(INDEX(Asfalt,$ZX33,ZY$2)),INDEX(Asfalt,$ZX33,ZY$2),0)","v":0},0,0,0,0,4,4,0,0,0,{"$f":"IF(ISNUMBER(INDEX(Asfalt,$ZX33,AAI$2)),INDEX(Asfalt,$ZX33,AAI$2),0)","v":0},0,0,0,4,4,0,0,0,0,{"$f":"IF(ISNUMBER(INDEX(Asfalt,$ZX33,AAS$2)),INDEX(Asfalt,$ZX33,AAS$2),0)","v":0},0,0,0,4,4,0,0,0,0,{"$f":"IF(ISNUMBER(INDEX(Asfalt,$ZX33,ABC$2)),INDEX(Asfalt,$ZX33,ABC$2),0)","v":0},0,0,4,4,0,0,0,0,0,0,0,2.8,null,2.8,29,51,51,51,51,51,51,51,51,51,51,51,51,51,51,51,51,51,51,51,51,51,58,58,58,58,58,58,58,58,58,58,58,58,58,58,58,58,58,58,58,58,58,2.8]
[35.6,0,2,31.64,31.64,22.99,null,null,null,null,null,null,"7A",{"$f":"ROUND('3D Interpolace'!M35,2)","v":41.03},{"$f":"ROUND('3D Interpolace'!N35,2)","v":41.37},{"$f":"ROUND('3D Interpolace'!O35,2)","v":41.6},{"$f":"ROUND('3D Interpolace'!P35,2)","v":41.73},{"$f":"ROUND('3D Interpolace'!Q35,2)","v":41.75},{"$f":"ROUND('3D Interpolace'!R35,2)","v":41.66},{"$f":"ROUND('3D Interpolace'!S35,2)","v":41.28},{"$f":"ROUND('3D Interpolace'!T35,2)","v":40.6},{"$f":"ROUND('3D Interpolace'!U35,2)","v":39.909999999999997},{"$f":"ROUND('3D Interpolace'!V35,2)","v":39.5},{"$f":"ROUND('3D Interpolace'!W35,2)","v":39.67},{"$f":"ROUND('3D Interpolace'!X35,2)","v":40.54},{"$f":"ROUND('3D Interpolace'!Y35,2)","v":41.93},{"$f":"ROUND('3D Interpolace'!Z35,2)","v":43.62},{"$f":"ROUND('3D Interpolace'!AA35,2)","v":45.44},{"$f":"ROUND('3D Interpolace'!AB35,2)","v":47.18},{"$f":"ROUND('3D Interpolace'!AC35,2)","v":48.93},{"$f":"ROUND('3D Interpolace'!AD35,2)","v":50.84},{"$f":"ROUND('3D Interpolace'!AE35,2)","v":52.75},{"$f":"ROUND('3D Interpolace'!AF35,2)","v":54.52},{"$f":"ROUND('3D Interpolace'!AG35,2)","v":56},{"$f":"ROUND('3D Interpolace'!AH35,2)","v":57.16},{"$f":"ROUND('3D Interpolace'!AI35,2)","v":58.09},{"$f":"ROUND('3D Interpolace'!AJ35,2)","v":58.85},{"$f":"ROUND('3D Interpolace'!AK35,2)","v":59.49},{"$f":"ROUND('3D Interpolace'!AL35,2)","v":60.06},{"$f":"ROUND('3D Interpolace'!AM35,2)","v":60.53},{"$f":"ROUND('3D Interpolace'!AN35,2)","v":60.86},{"$f":"ROUND('3D Interpolace'!AO35,2)","v":61.11},{"$f":"ROUND('3D Interpolace'!AP35,2)","v":61.34},{"$f":"ROUND('3D Interpolace'!AQ35,2)","v":61.62},{"$f":"ROUND('3D Interpolace'!AR35,2)","v":61.76},{"$f":"ROUND('3D Interpolace'!AS35,2)","v":61.73},{"$f":"ROUND('3D Interpolace'!AT35,2)","v":61.79},{"$f":"ROUND('3D Interpolace'!AU35,2)","v":62.22},{"$f":"ROUND('3D Interpolace'!AV35,2)","v":63.3},{"$f":"ROUND('3D Interpolace'!AW35,2)","v":65.010000000000005},{"$f":"ROUND('3D Interpolace'!AX35,2)","v":67.180000000000007},{"$f":"ROUND('3D Interpolace'!AY35,2)","v":69.8},{"$f":"ROUND('3D Interpolace'!AZ35,2)","v":72.89},{"$f":"ROUND('3D Interpolace'!BA35,2)","v":76.430000000000007},null,3.1,32,null,null,null,null,null,4,4,null,null,null,null,null,null,null,4,4,null,null,null,null,null,null,null,4,4,null,null,null,null,null,null,null,4,4,null,null,null,null,null,null,null,3.1,null,3.1,32,41.03,41.37,41.6,41.73,41.75,45.66,45.28,40.6,39.909999999999997,39.5,39.67,40.54,41.93,43.62,49.44,51.18,48.93,50.84,52.75,54.52,56,57.16,58.09,62.85,63.49,60.06,60.53,60.86,61.11,61.34,61.62,61.76,65.72999999999999,65.789999999999992,62.22,63.3,65.010000000000005,67.180000000000007,69.8,72.89,76.430000000000007,3.1,null,2.9,30,{"$f":"IF(ISNUMBER(INDEX(VstupniData,$EQ34,ER$2)),INDEX(VstupniData,$EQ34,ER$2),\"\")","v":41.38},41.26,41.13,40.99,40.83,44.66,44.32,39.81,39.369999999999997,39.229999999999997,{"$f":"IF(ISNUMBER(INDEX(VstupniData,$EQ34,FB$2)),INDEX(VstupniData,$EQ34,FB$2),\"\")","v":39.65},40.81,42.55,44.59,50.63,52.38,49.85,51.22,52.5,53.68,54.75,54.75,55.7,56.53,61.26,61.93,58.55,59.13,59.66,60.12,60.53,60.88,60.95,64.75,64.599999999999994,60.84,61.83,63.56,65.8,68.55,71.81,75.58,null,null,null,2.9,30,0,0,0,0,0,44.66,0,0,0,0,0,0,0,0,0,52.38,0,0,0,0,0,0,0,0,0,0,0,0,0,0,0,0,0,0,0,0,0,0,0,0,0,0,2.9,null,null,null,30,43,43.8,44.6,45.4,46.2,47,47.8,48.6,49.4,50.2,51,51.8,52.6,53.4,54.2,55,55.8,56.6,57.4,58.2,59,61.95,62.637500000000003,63.324999999999996,64.012500000000003,64.7,65.387500000000003,66.075000000000003,66.762499999999989,67.45,68.137500000000003,68.825000000000003,69.512500000000003,70.199999999999989,70.887500000000003,71.575000000000003,72.262500000000003,72.95,73.637499999999989,74.325000000000003,75.012500000000003,75.7,2.9,null,null,null,null,null,2.9,30,1.6199999999999974,2.5399999999999991,3.4699999999999989,4.4099999999999966,5.3700000000000045,2.3400000000000034,3.4799999999999969,8.7899999999999991,10.030000000000001,10.970000000000006,11.350000000000001,10.989999999999995,10.050000000000004,8.8099999999999952,3.5700000000000003,2.6199999999999974,5.9499999999999957,5.3800000000000026,4.8999999999999986,4.5200000000000031,4.25,7.2000000000000028,6.9375,6.7949999999999946,2.7525000000000048,2.7700000000000031,6.8375000000000057,6.9450000000000003,7.102499999999992,7.3300000000000054,7.6075000000000017,7.9450000000000003,8.5625,5.4499999999999886,6.2875000000000085,10.734999999999999,10.432500000000005,9.39,7.8374999999999915,5.7750000000000057,3.2025000000000006,0.12000000000000455,null,null,null,null,null,null,null,3.1,32,{"$f":"AVERAGE(KF37:KG38)","v":1.730249999999991},{"$f":"AVERAGE(KG37:KH38)","v":2.3594999999999882},{"$f":"AVERAGE(KH37:KI38)","v":3.0962499999999906},{"$f":"AVERAGE(KI37:KJ38)","v":3.9379999999999935},{"$f":"AVERAGE(KJ37:KK38)","v":2.887249999999991},{"$f":"AVERAGE(KK37:KL38)","v":2.0364999999999913},{"$f":"AVERAGE(KL37:KM38)","v":5.4757499999999926},{"$f":"AVERAGE(KM37:KN38)","v":9.0674999999999919},{"$f":"AVERAGE(KN37:KO38)","v":10.53174999999999},{"$f":"AVERAGE(KO37:KP38)","v":11.588499999999989},{"$f":"AVERAGE(KP37:KQ38)","v":12.04024999999999},{"$f":"AVERAGE(KQ37:KR38)","v":11.92199999999999},{"$f":"AVERAGE(KR37:KS38)","v":11.41374999999999},{"$f":"AVERAGE(KS37:KT38)","v":8.6904999999999912},{"$f":"AVERAGE(KT37:KU38)","v":5.9272499999999937},{"$f":"AVERAGE(KU37:KV38)","v":7.1639999999999926},{"$f":"AVERAGE(KV37:KW38)","v":8.2882499999999908},{"$f":"AVERAGE(KW37:KX38)","v":7.3174999999999901},{"$f":"AVERAGE(KX37:KY38)","v":6.4092499999999895},{"$f":"AVERAGE(KY37:KZ38)","v":5.7259999999999884},{"$f":"AVERAGE(LA37:LB38)","v":12.638247126436781},{"$f":"AVERAGE(LB37:LC38)","v":11.934568965517235},9.4383908045976916,{"$f":"AVERAGE(LD37:LE38)","v":7.0972126436781551},{"$f":"AVERAGE(LE37:LF38)","v":8.8610344827586189},{"$f":"AVERAGE(LF37:LG38)","v":10.734856321839079},{"$f":"AVERAGE(LG37:LH38)","v":10.763678160919538},{"$f":"AVERAGE(LH37:LI38)","v":10.922499999999996},{"$f":"AVERAGE(LI37:LJ38)","v":11.116321839080452},{"$f":"AVERAGE(LJ37:LK38)","v":11.252643678160915},{"$f":"AVERAGE(LK37:LL38)","v":11.361465517241381},{"$f":"AVERAGE(LL37:LM38)","v":9.5402873563218407},{"$f":"AVERAGE(LM37:LN38)","v":7.7116091954022963},{"$f":"AVERAGE(LN37:LO38)","v":9.6654310344827508},{"$f":"AVERAGE(LO37:LP38)","v":11.179252873563211},{"$f":"AVERAGE(LP37:LQ38)","v":10.148074712643677},{"$f":"AVERAGE(LQ37:LR38)","v":8.646896551724133},{"$f":"AVERAGE(LR37:LS38)","v":6.7457183908045906},{"$f":"AVERAGE(LS37:LT38)","v":4.4445402298850532},{"$f":"AVERAGE(LT37:LU38)","v":1.7408620689655088},null,null,3.1,32,31.64,23.66,23.66,23.66,23.66,23.66,15.63,11.33,7.9,7.9,6.1,7.9,7.9,11.33,15.63,11.98,11.33,11.98,11.98,15.63,6.1,7.9,11.33,11.98,11.33,7.9,7.9,7.9,7.9,7.9,7.9,11.33,11.98,11.33,7.9,7.9,11.33,11.98,15.63,31.64,null,null,3.1,32,0,-7.98,0,0,-7.98,-7.98,0,-0.65000000000000036,-3.4299999999999997,-3.4299999999999997,-17.560000000000002,-7.73,-7.73,-4.3000000000000007,-8.0299999999999994,-3.6500000000000004,0,0.65000000000000036,0.65000000000000036,7.73,6.1,1.8000000000000007,0,0,-0.65000000000000036,-4.08,-7.73,-15.76,-15.76,-23.740000000000002,-15.76,-12.33,-19.66,-4.3000000000000007,-4.08,-4.08,-0.65000000000000036,-3.6500000000000004,0,7.98,null,null,3.1,32,0,0,0,0,0,0,0,0,0,0,0,0,0,0,0,0,0,0,0,0,0,0,0,0,0,0,0,0,0,0,0,0,0,0,0,0,0,0,0,0,0,3.1,null,3.1,32,0,0,0,0,0,0,0,0,0,0,0,0,0,0,0,0,0,0,0,0,0,0,0,0,0,0,0,0,0,0,0,0,0,0,0,0,0,0,0,0,0,3.1,null,3.1,32,1,{"$f":"IF(OR(INT(1000*UT$1/$B$18)-1000*UT$1/$B$18=0,INT(1000*$UQ34/$B$19)-1000*$UQ34/$B$19=0),1,0)","v":0},0,0,0,0,0,0,0,0,0,{"$f":"IF(OR(INT(1000*VD$1/$B$18)-1000*VD$1/$B$18=0,INT(1000*$UQ34/$B$19)-1000*$UQ34/$B$19=0),1,0)","v":0},0,0,0,0,0,0,0,0,1,{"$f":"IF(OR(INT(1000*VN$1/$B$18)-1000*VN$1/$B$18=0,INT(1000*$UQ34/$B$19)-1000*$UQ34/$B$19=0),1,0)","v":0},0,0,0,0,0,0,0,0,0,{"$f":"IF(OR(INT(1000*VX$1/$B$18)-1000*VX$1/$B$18=0,INT(1000*$UQ34/$B$19)-1000*$UQ34/$B$19=0),1,0)","v":0},0,0,0,0,0,0,0,0,1,3.1,null,3.1,32,41.03,0,0,0,0,0,0,0,0,0,0,0,0,0,0,0,0,0,0,0,56,0,0,0,0,0,0,0,0,0,0,0,0,0,0,0,0,0,0,0,76.430000000000007,3.1,null,2.9,30,3,3,3,3,3,3,3,3,3,3,3,3,3,3,3,3,3,3,3,3,3,2,2,2,2,2,2,2,2,2,2,2,2,2,2,2,2,2,2,2,2,2,2.9,null,2.9,30,0,0,0,0,0,4,4,0,0,0,0,0,0,0,4,4,0,0,0,0,0,0,0,0,4,4,0,0,0,0,0,0,0,4,4,0,0,0,0,0,0,0,2.9,null,2.9,30,51,51,51,51,51,51,51,51,51,51,51,51,51,51,51,51,51,51,51,51,51,58,58,58,58,58,58,58,58,58,58,58,58,58,58,58,58,58,58,58,58,58,2.9]
[null,{"$f":"C34","v":2},{"$f":"B35+2","v":4},23.66,23.66,5.27,null,null,null,null,null,null,"7B",{"$f":"ROUND('3D Interpolace'!M36,2)","v":41.3},{"$f":"ROUND('3D Interpolace'!N36,2)","v":41.77},{"$f":"ROUND('3D Interpolace'!O36,2)","v":42.14},{"$f":"ROUND('3D Interpolace'!P36,2)","v":42.39},{"$f":"ROUND('3D Interpolace'!Q36,2)","v":42.55},{"$f":"ROUND('3D Interpolace'!R36,2)","v":42.59},{"$f":"ROUND('3D Interpolace'!S36,2)","v":42.35},{"$f":"ROUND('3D Interpolace'!T36,2)","v":41.82},{"$f":"ROUND('3D Interpolace'!U36,2)","v":41.28},{"$f":"ROUND('3D Interpolace'!V36,2)","v":40.99},{"$f":"ROUND('3D Interpolace'!W36,2)","v":41.22},{"$f":"ROUND('3D Interpolace'!X36,2)","v":42.07},{"$f":"ROUND('3D Interpolace'!Y36,2)","v":43.36},{"$f":"ROUND('3D Interpolace'!Z36,2)","v":44.95},{"$f":"ROUND('3D Interpolace'!AA36,2)","v":46.67},{"$f":"ROUND('3D Interpolace'!AB36,2)","v":48.37},{"$f":"ROUND('3D Interpolace'!AC36,2)","v":50.16},{"$f":"ROUND('3D Interpolace'!AD36,2)","v":52.14},{"$f":"ROUND('3D Interpolace'!AE36,2)","v":54.15},{"$f":"ROUND('3D Interpolace'!AF36,2)","v":56.02},{"$f":"ROUND('3D Interpolace'!AG36,2)","v":57.56},{"$f":"ROUND('3D Interpolace'!AH36,2)","v":58.75},{"$f":"ROUND('3D Interpolace'!AI36,2)","v":59.71},{"$f":"ROUND('3D Interpolace'!AJ36,2)","v":60.47},{"$f":"ROUND('3D Interpolace'!AK36,2)","v":61.1},{"$f":"ROUND('3D Interpolace'!AL36,2)","v":61.63},{"$f":"ROUND('3D Interpolace'!AM36,2)","v":61.99},{"$f":"ROUND('3D Interpolace'!AN36,2)","v":62.14},{"$f":"ROUND('3D Interpolace'!AO36,2)","v":62.2},{"$f":"ROUND('3D Interpolace'!AP36,2)","v":62.31},{"$f":"ROUND('3D Interpolace'!AQ36,2)","v":62.57},{"$f":"ROUND('3D Interpolace'!AR36,2)","v":62.88},{"$f":"ROUND('3D Interpolace'!AS36,2)","v":63.17},{"$f":"ROUND('3D Interpolace'!AT36,2)","v":63.59},{"$f":"ROUND('3D Interpolace'!AU36,2)","v":64.290000000000006},{"$f":"ROUND('3D Interpolace'!AV36,2)","v":65.45},{"$f":"ROUND('3D Interpolace'!AW36,2)","v":67.05},{"$f":"ROUND('3D Interpolace'!AX36,2)","v":69},{"$f":"ROUND('3D Interpolace'!AY36,2)","v":71.290000000000006},{"$f":"ROUND('3D Interpolace'!AZ36,2)","v":73.92},{"$f":"ROUND('3D Interpolace'!BA36,2)","v":76.900000000000006},null,3.2,33,null,null,null,null,null,4,4,null,null,null,null,null,null,null,4,4,null,null,null,null,null,null,null,4,4,null,null,null,null,null,null,null,4,4,null,null,null,null,null,null,null,3.2,null,3.2,33,41.3,41.77,42.14,42.39,42.55,46.59,46.35,41.82,41.28,40.99,41.22,42.07,43.36,44.95,50.67,52.37,50.16,52.14,54.15,56.02,57.56,58.75,59.71,64.47,65.099999999999994,61.63,61.99,62.14,62.2,62.31,62.57,62.88,67.17,67.59,64.290000000000006,65.45,67.05,69,71.290000000000006,73.92,76.900000000000006,3.2,null,3,31,41,41.16,41.24,41.24,41.16,45,44.57,39.86,39.18,38.79,39,39.96,41.48,43.32,49.24,51,48.66,50.39,52.09,53.66,55,55,56.09,56.98,61.74,62.39,59,59.54,59.99,60.37,60.7,61,61.06,64.849999999999994,64.710000000000008,60.98,62,63.76,66.040000000000006,68.84,72.16,76,null,null,null,3,31,41,0,0,0,0,45,44.57,0,0,0,39,0,0,0,49.24,51,0,0,0,0,55,55,0,0,61.74,62.39,59,0,0,0,0,61,0,64.849999999999994,64.710000000000008,0,62,0,0,0,0,76,3,null,null,null,31,41,41.8,42.6,43.4,44.2,45,45.8,46.6,47.4,48.2,49,49.8,50.6,51.4,52.2,53,53.8,54.6,55.4,56.2,57,62.25,62.9375,63.625,64.3125,65,65.6875,66.375,67.0625,67.75,68.4375,69.125,69.8125,70.5,71.1875,71.875,72.5625,73.25,73.9375,74.625,75.3125,76,3,null,null,null,null,null,3,31,{"$f":"IF(IH35-ER35>0.001,IH35-ER35,IF(IH35-ER35>-0.001,0,IH35-ER35))","v":0},{"$f":"IF(II35-ES35>0.001,II35-ES35,IF(II35-ES35>-0.001,0,II35-ES35))","v":0.64000000000000057},{"$f":"IF(IJ35-ET35>0.001,IJ35-ET35,IF(IJ35-ET35>-0.001,0,IJ35-ET35))","v":1.3599999999999994},{"$f":"IF(IK35-EU35>0.001,IK35-EU35,IF(IK35-EU35>-0.001,0,IK35-EU35))","v":2.1599999999999966},{"$f":"IF(IL35-EV35>0.001,IL35-EV35,IF(IL35-EV35>-0.001,0,IL35-EV35))","v":3.0400000000000063},{"$f":"IF(IM35-EW35>0.001,IM35-EW35,IF(IM35-EW35>-0.001,0,IM35-EW35))","v":0},{"$f":"IF(IN35-EX35>0.001,IN35-EX35,IF(IN35-EX35>-0.001,0,IN35-EX35))","v":1.2299999999999969},{"$f":"IF(IO35-EY35>0.001,IO35-EY35,IF(IO35-EY35>-0.001,0,IO35-EY35))","v":6.740000000000002},{"$f":"IF(IP35-EZ35>0.001,IP35-EZ35,IF(IP35-EZ35>-0.001,0,IP35-EZ35))","v":8.2199999999999989},{"$f":"IF(IQ35-FA35>0.001,IQ35-FA35,IF(IQ35-FA35>-0.001,0,IQ35-FA35))","v":9.4100000000000037},{"$f":"IF(IR35-FB35>0.001,IR35-FB35,IF(IR35-FB35>-0.001,0,IR35-FB35))","v":10},{"$f":"IF(IS35-FC35>0.001,IS35-FC35,IF(IS35-FC35>-0.001,0,IS35-FC35))","v":9.8399999999999963},{"$f":"IF(IT35-FD35>0.001,IT35-FD35,IF(IT35-FD35>-0.001,0,IT35-FD35))","v":9.1200000000000045},{"$f":"IF(IU35-FE35>0.001,IU35-FE35,IF(IU35-FE35>-0.001,0,IU35-FE35))","v":8.0799999999999983},{"$f":"IF(IV35-FF35>0.001,IV35-FF35,IF(IV35-FF35>-0.001,0,IV35-FF35))","v":2.9600000000000009},{"$f":"IF(IW35-FG35>0.001,IW35-FG35,IF(IW35-FG35>-0.001,0,IW35-FG35))","v":2},{"$f":"IF(IX35-FH35>0.001,IX35-FH35,IF(IX35-FH35>-0.001,0,IX35-FH35))","v":5.1400000000000006},{"$f":"IF(IY35-FI35>0.001,IY35-FI35,IF(IY35-FI35>-0.001,0,IY35-FI35))","v":4.2100000000000009},{"$f":"IF(IZ35-FJ35>0.001,IZ35-FJ35,IF(IZ35-FJ35>-0.001,0,IZ35-FJ35))","v":3.3099999999999952},{"$f":"IF(JA35-FK35>0.001,JA35-FK35,IF(JA35-FK35>-0.001,0,JA35-FK35))","v":2.5400000000000063},{"$f":"IF(JB35-FL35>0.001,JB35-FL35,IF(JB35-FL35>-0.001,0,JB35-FL35))","v":2},{"$f":"IF(JC35-FM35>0.001,JC35-FM35,IF(JC35-FM35>-0.001,0,JC35-FM35))","v":7.25},{"$f":"IF(JD35-FN35>0.001,JD35-FN35,IF(JD35-FN35>-0.001,0,JD35-FN35))","v":6.8474999999999966},{"$f":"IF(JE35-FO35>0.001,JE35-FO35,IF(JE35-FO35>-0.001,0,JE35-FO35))","v":6.6450000000000031},{"$f":"IF(JF35-FP35>0.001,JF35-FP35,IF(JF35-FP35>-0.001,0,JF35-FP35))","v":2.572499999999998},{"$f":"IF(JG35-FQ35>0.001,JG35-FQ35,IF(JG35-FQ35>-0.001,0,JG35-FQ35))","v":2.6099999999999994},{"$f":"IF(JH35-FR35>0.001,JH35-FR35,IF(JH35-FR35>-0.001,0,JH35-FR35))","v":6.6875},{"$f":"IF(JI35-FS35>0.001,JI35-FS35,IF(JI35-FS35>-0.001,0,JI35-FS35))","v":6.8350000000000009},{"$f":"IF(JJ35-FT35>0.001,JJ35-FT35,IF(JJ35-FT35>-0.001,0,JJ35-FT35))","v":7.072499999999998},{"$f":"IF(JK35-FU35>0.001,JK35-FU35,IF(JK35-FU35>-0.001,0,JK35-FU35))","v":7.3800000000000026},{"$f":"IF(JL35-FV35>0.001,JL35-FV35,IF(JL35-FV35>-0.001,0,JL35-FV35))","v":7.7374999999999972},{"$f":"IF(JM35-FW35>0.001,JM35-FW35,IF(JM35-FW35>-0.001,0,JM35-FW35))","v":8.125},{"$f":"IF(JN35-FX35>0.001,JN35-FX35,IF(JN35-FX35>-0.001,0,JN35-FX35))","v":8.7524999999999977},{"$f":"IF(JO35-FY35>0.001,JO35-FY35,IF(JO35-FY35>-0.001,0,JO35-FY35))","v":5.6500000000000057},{"$f":"IF(JP35-FZ35>0.001,JP35-FZ35,IF(JP35-FZ35>-0.001,0,JP35-FZ35))","v":6.477499999999992},{"$f":"IF(JQ35-GA35>0.001,JQ35-GA35,IF(JQ35-GA35>-0.001,0,JQ35-GA35))","v":10.895000000000003},{"$f":"IF(JR35-GB35>0.001,JR35-GB35,IF(JR35-GB35>-0.001,0,JR35-GB35))","v":10.5625},{"$f":"IF(JS35-GC35>0.001,JS35-GC35,IF(JS35-GC35>-0.001,0,JS35-GC35))","v":9.490000000000002},{"$f":"IF(JT35-GD35>0.001,JT35-GD35,IF(JT35-GD35>-0.001,0,JT35-GD35))","v":7.8974999999999937},{"$f":"IF(JU35-GE35>0.001,JU35-GE35,IF(JU35-GE35>-0.001,0,JU35-GE35))","v":5.7849999999999966},{"$f":"IF(JV35-GF35>0.001,JV35-GF35,IF(JV35-GF35>-0.001,0,JV35-GF35))","v":3.1525000000000034},{"$f":"IF(JW35-GG35>0.001,JW35-GG35,IF(JW35-GG35>-0.001,0,JW35-GG35))","v":0},null,null,null,null,null,null,null,3.1999999999999997,33,2.3839999999999897,2.8882499999999869,3.4974999999999881,4.2067499999999907,3.0159999999999894,2.0127499999999898,5.2794999999999916,8.6862499999999905,9.9829999999999881,10.924749999999989,11.336499999999988,11.258249999999988,10.839999999999987,7.2167499999999887,3.5284999999999922,4.7827499999999912,5.87699999999999,4.8537499999999891,3.8879999999999892,3.1572499999999888,9.2670977011494227,8.5434195402298716,6.0322413793103298,3.6935632183907998,6.4848850574712671,9.4362068965517221,9.610028735632179,9.9488505747126368,10.297672413793094,10.50149425287356,10.520316091954024,8.4341379310344831,6.2454597701149339,7.8642816091953911,9.1931034482758562,8.1819252873563215,6.86574712643678,5.2745689655172363,3.4108908045976953,1.2722126436781522,null,null,3.1999999999999997,33,23.66,23.66,23.66,15.63,23.66,23.66,15.63,11.33,11.33,7.9,7.9,7.9,7.9,11.98,23.66,15.63,15.63,15.63,23.66,23.66,11.33,11.33,11.98,23.66,11.98,11.33,11.33,11.33,7.9,7.9,7.9,11.33,11.98,11.98,11.33,11.33,11.98,15.63,23.66,31.64,null,null,3.1999999999999997,33,0,0,0,-8.0299999999999994,0,-7.98,-8.0299999999999994,-0.65000000000000036,0,-3.4299999999999997,-15.76,-7.73,-7.73,-11.68,-7.98,0,3.6500000000000004,3.6500000000000004,12.33,12.33,5.23,3.4299999999999997,0,0,-3.6500000000000004,-0.65000000000000036,-4.3000000000000007,-12.33,-15.76,-23.740000000000002,-15.76,-12.33,-19.66,-11.68,-4.3000000000000007,-4.3000000000000007,-3.6500000000000004,0,8.0299999999999994,7.98,null,null,3.2,33,0,0,0,0,0,0,0,0,0,0,0,0,0,0,0,0,0,0,0,0,0,0,0,0,0,0,0,0,0,0,0,0,0,0,0,0,0,0,0,0,0,3.2,null,3.2,33,0,0,0,41.24,0,45,0,0,0,0,0,0,0,0,0,0,0,0,0,0,55,0,0,0,0,62.39,0,0,0,0,0,0,0,64.849999999999994,0,0,0,0,0,0,72.16,3.2,null,3.2,33,1,0,0,0,0,0,0,0,0,0,0,0,0,0,0,0,0,0,0,0,1,0,0,0,0,0,0,0,0,0,0,0,0,0,0,0,0,0,0,0,1,3.2,null,3.2,33,{"$f":"IF(RG35>0,RG35,US35*CY35)","v":41.3},{"$f":"IF(RH35>0,RH35,UT35*CZ35)","v":0},{"$f":"IF(RI35>0,RI35,UU35*DA35)","v":0},{"$f":"IF(RJ35>0,RJ35,UV35*DB35)","v":0},{"$f":"IF(RK35>0,RK35,UW35*DC35)","v":0},{"$f":"IF(RL35>0,RL35,UX35*DD35)","v":0},{"$f":"IF(RM35>0,RM35,UY35*DE35)","v":0},{"$f":"IF(RN35>0,RN35,UZ35*DF35)","v":0},{"$f":"IF(RO35>0,RO35,VA35*DG35)","v":0},{"$f":"IF(RP35>0,RP35,VB35*DH35)","v":0},{"$f":"IF(RQ35>0,RQ35,VC35*DI35)","v":0},{"$f":"IF(RR35>0,RR35,VD35*DJ35)","v":0},{"$f":"IF(RS35>0,RS35,VE35*DK35)","v":0},{"$f":"IF(RT35>0,RT35,VF35*DL35)","v":0},{"$f":"IF(RU35>0,RU35,VG35*DM35)","v":0},{"$f":"IF(RV35>0,RV35,VH35*DN35)","v":0},{"$f":"IF(RW35>0,RW35,VI35*DO35)","v":0},{"$f":"IF(RX35>0,RX35,VJ35*DP35)","v":0},{"$f":"IF(RY35>0,RY35,VK35*DQ35)","v":0},{"$f":"IF(RZ35>0,RZ35,VL35*DR35)","v":0},{"$f":"IF(SA35>0,SA35,VM35*DS35)","v":57.56},{"$f":"IF(SB35>0,SB35,VN35*DT35)","v":0},{"$f":"IF(SC35>0,SC35,VO35*DU35)","v":0},{"$f":"IF(SD35>0,SD35,VP35*DV35)","v":0},{"$f":"IF(SE35>0,SE35,VQ35*DW35)","v":0},{"$f":"IF(SF35>0,SF35,VR35*DX35)","v":0},{"$f":"IF(SG35>0,SG35,VS35*DY35)","v":0},{"$f":"IF(SH35>0,SH35,VT35*DZ35)","v":0},{"$f":"IF(SI35>0,SI35,VU35*EA35)","v":0},{"$f":"IF(SJ35>0,SJ35,VV35*EB35)","v":0},{"$f":"IF(SK35>0,SK35,VW35*EC35)","v":0},{"$f":"IF(SL35>0,SL35,VX35*ED35)","v":0},{"$f":"IF(SM35>0,SM35,VY35*EE35)","v":0},{"$f":"IF(SN35>0,SN35,VZ35*EF35)","v":0},{"$f":"IF(SO35>0,SO35,WA35*EG35)","v":0},{"$f":"IF(SP35>0,SP35,WB35*EH35)","v":0},{"$f":"IF(SQ35>0,SQ35,WC35*EI35)","v":0},{"$f":"IF(SR35>0,SR35,WD35*EJ35)","v":0},{"$f":"IF(SS35>0,SS35,WE35*EK35)","v":0},{"$f":"IF(ST35>0,ST35,WF35*EL35)","v":0},{"$f":"IF(SU35>0,SU35,WG35*EM35)","v":76.900000000000006},3.2,null,3,31,{"$f":"YE34","v":3},{"$f":"YF34","v":3},3,3,3,3,3,3,3,3,3,3,3,3,3,3,3,3,3,3,{"$f":"YX35","v":3},2,{"$f":"ZA34","v":2},2,2,2,2,2,2,2,2,2,2,2,2,2,2,2,2,2,2,{"$f":"ZS35","v":2},3,null,3,31,0,0,0,0,0,4,4,0,0,0,0,0,0,0,4,4,0,0,0,0,0,0,0,0,4,4,0,0,0,0,0,0,0,4,4,0,0,0,0,0,0,0,3,null,3,31,{"$f":"ABS34","v":51},{"$f":"ABT34","v":51},51,51,51,51,51,51,51,51,51,51,51,51,51,51,51,51,51,51,{"$f":"ACL35","v":51},58,{"$f":"ACO34","v":58},58,58,58,58,58,58,58,58,58,58,58,58,58,58,58,58,58,58,{"$f":"ADG35","v":58},3]
[null,{"$f":"C35","v":4},{"$f":"B36+2","v":6},15.63,15.63,1.68,null,null,null,null,null,null,"7C",{"$f":"ROUND('3D Interpolace'!M37,2)","v":41.74},{"$f":"ROUND('3D Interpolace'!N37,2)","v":42.33},{"$f":"ROUND('3D Interpolace'!O37,2)","v":42.81},{"$f":"ROUND('3D Interpolace'!P37,2)","v":43.2},{"$f":"ROUND('3D Interpolace'!Q37,2)","v":43.49},{"$f":"ROUND('3D Interpolace'!R37,2)","v":43.69},{"$f":"ROUND('3D Interpolace'!S37,2)","v":43.63},{"$f":"ROUND('3D Interpolace'!T37,2)","v":43.32},{"$f":"ROUND('3D Interpolace'!U37,2)","v":43},{"$f":"ROUND('3D Interpolace'!V37,2)","v":42.89},{"$f":"ROUND('3D Interpolace'!W37,2)","v":43.22},{"$f":"ROUND('3D Interpolace'!X37,2)","v":44.09},{"$f":"ROUND('3D Interpolace'!Y37,2)","v":45.32},{"$f":"ROUND('3D Interpolace'!Z37,2)","v":46.81},{"$f":"ROUND('3D Interpolace'!AA37,2)","v":48.43},{"$f":"ROUND('3D Interpolace'!AB37,2)","v":50.07},{"$f":"ROUND('3D Interpolace'!AC37,2)","v":51.85},{"$f":"ROUND('3D Interpolace'!AD37,2)","v":53.85},{"$f":"ROUND('3D Interpolace'!AE37,2)","v":55.88},{"$f":"ROUND('3D Interpolace'!AF37,2)","v":57.76},{"$f":"ROUND('3D Interpolace'!AG37,2)","v":59.32},{"$f":"ROUND('3D Interpolace'!AH37,2)","v":60.52},{"$f":"ROUND('3D Interpolace'!AI37,2)","v":61.49},{"$f":"ROUND('3D Interpolace'!AJ37,2)","v":62.27},{"$f":"ROUND('3D Interpolace'!AK37,2)","v":62.88},{"$f":"ROUND('3D Interpolace'!AL37,2)","v":63.37},{"$f":"ROUND('3D Interpolace'!AM37,2)","v":63.61},{"$f":"ROUND('3D Interpolace'!AN37,2)","v":63.59},{"$f":"ROUND('3D Interpolace'!AO37,2)","v":63.47},{"$f":"ROUND('3D Interpolace'!AP37,2)","v":63.45},{"$f":"ROUND('3D Interpolace'!AQ37,2)","v":63.71},{"$f":"ROUND('3D Interpolace'!AR37,2)","v":64.23},{"$f":"ROUND('3D Interpolace'!AS37,2)","v":64.88},{"$f":"ROUND('3D Interpolace'!AT37,2)","v":65.7},{"$f":"ROUND('3D Interpolace'!AU37,2)","v":66.709999999999994},{"$f":"ROUND('3D Interpolace'!AV37,2)","v":67.95},{"$f":"ROUND('3D Interpolace'!AW37,2)","v":69.42},{"$f":"ROUND('3D Interpolace'!AX37,2)","v":71.09},{"$f":"ROUND('3D Interpolace'!AY37,2)","v":72.97},{"$f":"ROUND('3D Interpolace'!AZ37,2)","v":75.05},{"$f":"ROUND('3D Interpolace'!BA37,2)","v":77.34},null,3.3,34,null,null,null,null,null,4,4,null,null,null,null,null,null,null,8,8,4,4,4,4,4,4,4,8,8,null,null,null,null,null,null,null,4,4,null,null,null,null,null,null,null,3.3,null,3.3,34,41.74,42.33,42.81,43.2,43.49,47.69,47.63,43.32,43,42.89,43.22,44.09,45.32,46.81,56.43,58.07,55.85,57.85,59.88,61.76,63.32,64.52000000000001,65.490000000000009,70.27000000000001,70.88,63.37,63.61,63.59,63.47,63.45,63.71,64.23,68.88,69.7,66.709999999999994,67.95,69.42,71.09,72.97,75.05,77.34,3.3,null,3,31,41,41.16,41.24,41.24,41.16,45,44.57,39.86,39.18,38.79,39,39.96,41.48,43.32,49.24,51,48.66,50.39,52.09,53.66,55,55,56.09,56.98,61.74,62.39,59,59.54,59.99,60.37,60.7,61,61.06,64.849999999999994,64.710000000000008,60.98,62,63.76,66.040000000000006,68.84,72.16,76,null,null,null,3,31,41,0,0,0,0,45,44.57,0,0,0,39,0,0,0,49.24,51,0,0,0,0,55,55,0,0,61.74,62.39,59,0,0,0,0,61,0,64.849999999999994,64.710000000000008,0,62,0,0,0,0,76,3,null,null,null,{"$f":"EQ36","v":31},40.999999999999993,41.981749999999991,42.963499999999989,43.945249999999994,44.926999999999992,45.908749999999991,46.890499999999996,47.872249999999994,48.853999999999992,49.83574999999999,50.817499999999995,51.799249999999986,52.780999999999992,53.76274999999999,54.744499999999995,55.726249999999993,56.707999999999991,57.689749999999989,58.671499999999995,59.653249999999993,60.634999999999991,69.379310344827587,69.735632183908052,70.091954022988503,70.448275862068954,70.804597701149419,71.160919540229884,71.517241379310349,71.8735632183908,72.229885057471265,72.586206896551715,72.94252873563218,73.298850574712645,73.655172413793096,74.011494252873561,74.367816091954012,74.724137931034477,75.080459770114942,75.436781609195407,75.793103448275858,76.149425287356323,76.505747126436773,3,null,null,null,null,null,3,31,0,0.82174999999999443,1.7234999999999872,2.7052499999999924,3.7669999999999959,0.90874999999999062,2.3204999999999956,8.0122499999999945,9.6739999999999924,11.045749999999991,11.817499999999995,11.839249999999986,11.300999999999995,10.44274999999999,5.5044999999999931,4.7262499999999932,8.0479999999999947,7.2997499999999889,6.5814999999999912,5.9932499999999962,5.6349999999999909,14.379310344827587,13.645632183908049,13.111954022988506,8.7082758620689518,8.4145977011494182,12.160919540229884,11.97724137931035,11.883563218390798,11.859885057471267,11.886206896551712,11.94252873563218,12.238850574712643,8.8051724137931018,9.3014942528735531,13.387816091954015,12.724137931034477,11.320459770114944,9.3967816091954006,6.9531034482758542,3.9894252873563261,0.50574712643677344,null,null,null,null,null,null,null,3.3,34,2.8902499999999893,3.2894999999999861,3.7787499999999863,4.3579999999999881,3.027249999999988,1.8589999999999911,4.9257499999999919,8.1149999999999896,9.2142499999999874,10.013499999999988,10.367749999999988,10.316999999999988,9.9837499999999864,5.4629999999999885,0.85974999999999113,2.1614999999999878,3.2707499999999872,2.2474999999999881,1.2792499999999887,0.54849999999999177,5.8834482758620634,5.1547701149425151,2.636091954022973,0.29991379310344257,4.1137356321839125,8.1300574712643705,8.4288793103448221,8.915201149425279,9.3865229885057424,9.6378448275862052,9.5566666666666666,7.2004885057471277,4.6543103448275822,5.9456321839080388,7.0994540229885033,6.1232758620689687,5.0120977011494254,3.7584195402298803,2.3622413793103405,0.82356321839079882,null,null,3.3,34,23.66,23.66,23.66,15.63,23.66,31.64,15.63,11.33,11.33,7.9,7.9,7.9,11.33,15.63,31.64,23.66,23.66,23.66,31.64,31.64,15.63,15.63,23.66,31.64,15.63,11.33,11.33,11.33,11.33,11.33,11.33,11.98,15.63,15.63,11.98,11.98,15.63,23.66,23.66,31.64,null,null,3.3,34,0,0,0,-8.0299999999999994,-7.98,0,-8.0299999999999994,-0.65000000000000036,-0.65000000000000036,-3.4299999999999997,-15.76,-7.73,-0.65000000000000036,-8.0299999999999994,0,0,8.0299999999999994,11.68,19.66,19.66,7.73,4.3000000000000007,8.0299999999999994,0,-8.0299999999999994,-4.3000000000000007,-4.3000000000000007,-12.33,-12.33,-20.310000000000002,-12.33,-19.66,-16.009999999999998,-8.0299999999999994,-3.6500000000000004,-3.6500000000000004,0,8.0299999999999994,8.0299999999999994,7.98,null,null,3.3,34,{"$f":"IF(CY36=MAX(CY35:CZ37),CY36,0)","v":0},{"$f":"IF(CZ36=MAX(CY35:DA37),CZ36,0)","v":0},{"$f":"IF(DA36=MAX(CZ35:DB37),DA36,0)","v":0},{"$f":"IF(DB36=MAX(DA35:DC37),DB36,0)","v":0},{"$f":"IF(DC36=MAX(DB35:DD37),DC36,0)","v":0},{"$f":"IF(DD36=MAX(DC35:DE37),DD36,0)","v":0},{"$f":"IF(DE36=MAX(DD35:DF37),DE36,0)","v":0},{"$f":"IF(DF36=MAX(DE35:DG37),DF36,0)","v":0},{"$f":"IF(DG36=MAX(DF35:DH37),DG36,0)","v":0},{"$f":"IF(DH36=MAX(DG35:DI37),DH36,0)","v":0},{"$f":"IF(DI36=MAX(DH35:DJ37),DI36,0)","v":0},{"$f":"IF(DJ36=MAX(DI35:DK37),DJ36,0)","v":0},{"$f":"IF(DK36=MAX(DJ35:DL37),DK36,0)","v":0},{"$f":"IF(DL36=MAX(DK35:DM37),DL36,0)","v":0},{"$f":"IF(DM36=MAX(DL35:DN37),DM36,0)","v":0},{"$f":"IF(DN36=MAX(DM35:DO37),DN36,0)","v":0},{"$f":"IF(DO36=MAX(DN35:DP37),DO36,0)","v":0},{"$f":"IF(DP36=MAX(DO35:DQ37),DP36,0)","v":0},{"$f":"IF(DQ36=MAX(DP35:DR37),DQ36,0)","v":0},{"$f":"IF(DR36=MAX(DQ35:DS37),DR36,0)","v":0},{"$f":"IF(DS36=MAX(DR35:DT37),DS36,0)","v":0},{"$f":"IF(DT36=MAX(DS35:DU37),DT36,0)","v":0},{"$f":"IF(DU36=MAX(DT35:DV37),DU36,0)","v":0},{"$f":"IF(DV36=MAX(DU35:DW37),DV36,0)","v":0},{"$f":"IF(DW36=MAX(DV35:DX37),DW36,0)","v":0},{"$f":"IF(DX36=MAX(DW35:DY37),DX36,0)","v":0},{"$f":"IF(DY36=MAX(DX35:DZ37),DY36,0)","v":0},{"$f":"IF(DZ36=MAX(DY35:EA37),DZ36,0)","v":0},{"$f":"IF(EA36=MAX(DZ35:EB37),EA36,0)","v":0},{"$f":"IF(EB36=MAX(EA35:EC37),EB36,0)","v":0},{"$f":"IF(EC36=MAX(EB35:ED37),EC36,0)","v":0},{"$f":"IF(ED36=MAX(EC35:EE37),ED36,0)","v":0},{"$f":"IF(EE36=MAX(ED35:EF37),EE36,0)","v":0},{"$f":"IF(EF36=MAX(EE35:EG37),EF36,0)","v":0},{"$f":"IF(EG36=MAX(EF35:EH37),EG36,0)","v":0},{"$f":"IF(EH36=MAX(EG35:EI37),EH36,0)","v":0},{"$f":"IF(EI36=MAX(EH35:EJ37),EI36,0)","v":0},{"$f":"IF(EJ36=MAX(EI35:EK37),EJ36,0)","v":0},{"$f":"IF(EK36=MAX(EJ35:EL37),EK36,0)","v":0},{"$f":"IF(EL36=MAX(EK35:EM37),EL36,0)","v":0},{"$f":"IF(EM36=MAX(EL35:EM37),EM36,0)","v":0},3.3,null,3.3,34,{"$f":"IF(ER36=MAX(ER35:ES37),ER36,0)","v":0},{"$f":"IF(ES36=MAX(ER35:ET37),ES36,0)","v":0},{"$f":"IF(ET36=MAX(ES35:EU37),ET36,0)","v":0},{"$f":"IF(EU36=MAX(ET35:EV37),EU36,0)","v":0},{"$f":"IF(EV36=MAX(EU35:EW37),EV36,0)","v":0},{"$f":"IF(EW36=MAX(EV35:EX37),EW36,0)","v":0},{"$f":"IF(EX36=MAX(EW35:EY37),EX36,0)","v":0},{"$f":"IF(EY36=MAX(EX35:EZ37),EY36,0)","v":0},{"$f":"IF(EZ36=MAX(EY35:FA37),EZ36,0)","v":0},{"$f":"IF(FA36=MAX(EZ35:FB37),FA36,0)","v":0},{"$f":"IF(FB36=MAX(FA35:FC37),FB36,0)","v":0},{"$f":"IF(FC36=MAX(FB35:FD37),FC36,0)","v":0},{"$f":"IF(FD36=MAX(FC35:FE37),FD36,0)","v":0},{"$f":"IF(FE36=MAX(FD35:FF37),FE36,0)","v":0},{"$f":"IF(FF36=MAX(FE35:FG37),FF36,0)","v":0},{"$f":"IF(FG36=MAX(FF35:FH37),FG36,0)","v":0},{"$f":"IF(FH36=MAX(FG35:FI37),FH36,0)","v":0},{"$f":"IF(FI36=MAX(FH35:FJ37),FI36,0)","v":0},{"$f":"IF(FJ36=MAX(FI35:FK37),FJ36,0)","v":0},{"$f":"IF(FK36=MAX(FJ35:FL37),FK36,0)","v":0},{"$f":"IF(FL36=MAX(FK35:FM37),FL36,0)","v":0},{"$f":"IF(FM36=MAX(FL35:FN37),FM36,0)","v":0},{"$f":"IF(FN36=MAX(FM35:FO37),FN36,0)","v":0},{"$f":"IF(FO36=MAX(FN35:FP37),FO36,0)","v":0},{"$f":"IF(FP36=MAX(FO35:FQ37),FP36,0)","v":0},{"$f":"IF(FQ36=MAX(FP35:FR37),FQ36,0)","v":0},{"$f":"IF(FR36=MAX(FQ35:FS37),FR36,0)","v":0},{"$f":"IF(FS36=MAX(FR35:FT37),FS36,0)","v":0},{"$f":"IF(FT36=MAX(FS35:FU37),FT36,0)","v":0},{"$f":"IF(FU36=MAX(FT35:FV37),FU36,0)","v":0},{"$f":"IF(FV36=MAX(FU35:FW37),FV36,0)","v":0},{"$f":"IF(FW36=MAX(FV35:FX37),FW36,0)","v":0},{"$f":"IF(FX36=MAX(FW35:FY37),FX36,0)","v":0},{"$f":"IF(FY36=MAX(FX35:FZ37),FY36,0)","v":0},{"$f":"IF(FZ36=MAX(FY35:GA37),FZ36,0)","v":0},{"$f":"IF(GA36=MAX(FZ35:GB37),GA36,0)","v":0},{"$f":"IF(GB36=MAX(GA35:GC37),GB36,0)","v":0},{"$f":"IF(GC36=MAX(GB35:GD37),GC36,0)","v":0},{"$f":"IF(GD36=MAX(GC35:GE37),GD36,0)","v":0},{"$f":"IF(GE36=MAX(GD35:GF37),GE36,0)","v":0},{"$f":"IF(GF36=MAX(GE35:GF37),GF36,0)","v":0},3.3,null,3.3,34,1,0,0,0,0,0,0,0,0,0,0,0,0,0,0,0,0,0,0,0,1,0,0,0,0,0,0,0,0,0,0,0,0,0,0,0,0,0,0,0,1,3.3,null,3.3,34,41.74,0,0,0,0,0,0,0,0,0,0,0,0,0,0,0,0,0,0,0,63.32,0,0,0,0,0,0,0,0,0,0,0,0,0,0,0,0,0,0,0,77.34,3.3,null,3,31,{"$f":"COUNTIF(RG33:SA43,\">0\")","v":3},{"$f":"YE36","v":3},{"$f":"YF36","v":3},3,3,3,3,3,3,3,3,3,3,3,3,3,3,3,3,3,{"$f":"YX36","v":3},{"$f":"COUNTIF(SA33:SU43,\">0\")","v":4},{"$f":"YZ36","v":4},{"$f":"ZA36","v":4},4,4,4,4,4,4,4,4,4,4,4,4,4,4,4,4,4,{"$f":"ZS36","v":4},3,null,3,31,0,0,0,0,0,4,4,0,0,0,0,0,0,0,4,4,0,0,0,0,0,0,0,0,4,4,0,0,0,0,0,0,0,4,4,0,0,0,0,0,0,0,3,null,3,31,{"$f":"COUNTIF(UU33:VO43,\">0\")","v":51},{"$f":"ABS36","v":51},{"$f":"ABT36","v":51},51,51,51,51,51,51,51,51,51,51,51,51,51,51,51,51,51,{"$f":"ACL36","v":51},{"$f":"COUNTIF(VO33:WI43,\">0\")","v":58},{"$f":"ACN36","v":58},{"$f":"ACO36","v":58},58,58,58,58,58,58,58,58,58,58,58,58,58,58,58,58,58,{"$f":"ADG36","v":58},3]
[null,6,8,11.98,11.98,0.56999999999999995,null,null,null,null,null,null,"7D",{"$f":"ROUND('3D Interpolace'!M38,2)","v":42.33},{"$f":"ROUND('3D Interpolace'!N38,2)","v":43},{"$f":"ROUND('3D Interpolace'!O38,2)","v":43.59},{"$f":"ROUND('3D Interpolace'!P38,2)","v":44.1},{"$f":"ROUND('3D Interpolace'!Q38,2)","v":44.52},{"$f":"ROUND('3D Interpolace'!R38,2)","v":44.86},{"$f":"ROUND('3D Interpolace'!S38,2)","v":44.98},{"$f":"ROUND('3D Interpolace'!T38,2)","v":44.89},{"$f":"ROUND('3D Interpolace'!U38,2)","v":44.78},{"$f":"ROUND('3D Interpolace'!V38,2)","v":44.85},{"$f":"ROUND('3D Interpolace'!W38,2)","v":45.29},{"$f":"ROUND('3D Interpolace'!X38,2)","v":46.16},{"$f":"ROUND('3D Interpolace'!Y38,2)","v":47.32},{"$f":"ROUND('3D Interpolace'!Z38,2)","v":48.7},{"$f":"ROUND('3D Interpolace'!AA38,2)","v":50.22},{"$f":"ROUND('3D Interpolace'!AB38,2)","v":51.78},{"$f":"ROUND('3D Interpolace'!AC38,2)","v":53.52},{"$f":"ROUND('3D Interpolace'!AD38,2)","v":55.49},{"$f":"ROUND('3D Interpolace'!AE38,2)","v":57.51},{"$f":"ROUND('3D Interpolace'!AF38,2)","v":59.38},{"$f":"ROUND('3D Interpolace'!AG38,2)","v":60.92},{"$f":"ROUND('3D Interpolace'!AH38,2)","v":62.12},{"$f":"ROUND('3D Interpolace'!AI38,2)","v":63.09},{"$f":"ROUND('3D Interpolace'!AJ38,2)","v":63.87},{"$f":"ROUND('3D Interpolace'!AK38,2)","v":64.47},{"$f":"ROUND('3D Interpolace'!AL38,2)","v":64.94},{"$f":"ROUND('3D Interpolace'!AM38,2)","v":65.099999999999994},{"$f":"ROUND('3D Interpolace'!AN38,2)","v":64.95},{"$f":"ROUND('3D Interpolace'!AO38,2)","v":64.72},{"$f":"ROUND('3D Interpolace'!AP38,2)","v":64.63},{"$f":"ROUND('3D Interpolace'!AQ38,2)","v":64.900000000000006},{"$f":"ROUND('3D Interpolace'!AR38,2)","v":65.599999999999994},{"$f":"ROUND('3D Interpolace'!AS38,2)","v":66.58},{"$f":"ROUND('3D Interpolace'!AT38,2)","v":67.739999999999995},{"$f":"ROUND('3D Interpolace'!AU38,2)","v":69.010000000000005},{"$f":"ROUND('3D Interpolace'!AV38,2)","v":70.3},{"$f":"ROUND('3D Interpolace'!AW38,2)","v":71.63},{"$f":"ROUND('3D Interpolace'!AX38,2)","v":73.03},{"$f":"ROUND('3D Interpolace'!AY38,2)","v":74.52},{"$f":"ROUND('3D Interpolace'!AZ38,2)","v":76.08},{"$f":"ROUND('3D Interpolace'!BA38,2)","v":77.73},null,3.4,35,null,null,null,null,null,4,4,null,null,null,null,null,null,null,8,8,4,4,4,4,4,4,4,8,8,null,null,null,null,null,null,null,4,4,null,null,null,null,null,null,null,3.4,null,3.4,35,42.33,43,43.59,44.1,44.52,48.86,48.98,44.89,44.78,44.85,45.29,46.16,47.32,48.7,58.22,59.78,57.52,59.49,61.51,63.38,64.92,66.12,67.09,71.87,72.47,64.94,65.099999999999994,64.95,64.72,64.63,64.900000000000006,65.599999999999994,70.58,71.739999999999995,69.010000000000005,70.3,71.63,73.03,74.52,76.08,77.73,3.4,null,3.1,32,41.03,41.37,41.6,41.73,41.75,45.66,45.28,40.6,39.909999999999997,39.5,39.67,40.54,41.93,43.62,49.44,51.18,48.93,50.84,52.75,54.52,56,56,57.16,58.09,62.85,63.49,60.06,60.53,60.86,61.11,61.34,61.62,61.76,65.72999999999999,65.789999999999992,62.22,63.3,65.010000000000005,67.180000000000007,69.8,72.89,76.430000000000007,null,null,null,3.1,32,0,0,0,0,0,45.66,0,0,0,0,0,0,0,0,0,51.18,0,0,0,0,0,0,0,0,0,0,0,0,0,0,0,0,0,0,0,0,0,0,0,0,0,0,3.1,null,null,null,32,42.071249999999992,43.05299999999999,44.034749999999988,45.016499999999994,45.998249999999992,46.97999999999999,47.961749999999995,48.943499999999993,49.925249999999991,50.906999999999989,51.888749999999987,52.870499999999993,53.852249999999991,54.833999999999989,55.815749999999994,56.797499999999992,57.77924999999999,58.760999999999996,59.742749999999987,60.724499999999992,61.70624999999999,69.678160919540232,70.034482758620683,70.390804597701148,70.747126436781599,71.103448275862064,71.459770114942529,71.816091954022994,72.172413793103445,72.52873563218391,72.885057471264361,73.241379310344826,73.597701149425291,73.954022988505741,74.310344827586206,74.666666666666657,75.022988505747122,75.379310344827587,75.735632183908038,76.091954022988503,76.448275862068968,76.804597701149419,3.1,null,null,null,null,null,3.1,32,1.0412499999999909,1.6829999999999927,2.4347499999999869,3.2864999999999966,4.2482499999999916,1.3199999999999932,2.6817499999999939,8.3434999999999917,10.015249999999995,11.406999999999989,12.218749999999986,12.330499999999994,11.922249999999991,11.213999999999992,6.3757499999999965,5.6174999999999926,8.8492499999999907,7.9209999999999923,6.9927499999999867,6.2044999999999888,5.7062499999999901,13.678160919540232,12.874482758620687,12.300804597701145,7.8971264367815976,7.6134482758620621,11.399770114942527,11.286091954022993,11.312413793103445,11.41873563218391,11.545057471264357,11.621379310344828,11.837701149425293,8.2240229885057516,8.5203448275862144,12.446666666666658,11.722988505747125,10.369310344827582,8.5556321839080312,6.2919540229885058,3.5582758620689674,0.37459770114941193,null,null,null,null,null,null,null,3.4,35,3.2889999999999926,3.59574999999999,3.982499999999991,4.4517499999999917,3.0034999999999901,1.6977499999999939,4.596999999999996,7.6062499999999922,8.5454999999999899,9.2347499999999929,9.5589999999999922,9.5582499999999904,9.3274999999999899,5.9267499999999913,2.4234999999999935,3.7902499999999915,4.93949999999999,3.941249999999993,2.987999999999996,2.2722499999999961,6.8472988505747079,6.1236206896551639,3.60494252873562,1.268764367816086,4.0900862068965544,7.1339080459770159,7.4877298850574654,8.03905172413792,8.5553735632183852,8.8066954022988497,8.6355172413793113,6.0793390804597678,3.2781609195402233,4.344482758620682,5.388304597701147,4.4646264367816109,3.5384482758620663,2.5722701149425227,1.5660919540229834,0.51991379310344499,null,null,3.4,35,23.66,23.66,23.66,15.63,23.66,31.64,15.63,11.98,11.33,11.33,11.33,11.33,11.33,15.63,23.66,23.66,15.63,23.66,23.66,23.66,11.98,11.98,23.66,31.64,15.63,11.98,11.98,11.33,11.33,11.33,11.33,11.98,23.66,15.63,15.63,15.63,23.66,23.66,31.64,31.64,null,null,3.4,35,0,0,0,-8.0299999999999994,-7.98,0,-8.0299999999999994,-3.6500000000000004,-0.65000000000000036,-0.65000000000000036,-4.3000000000000007,-4.3000000000000007,-0.65000000000000036,0,0,11.68,4.3000000000000007,12.33,12.33,15.76,5.8800000000000008,4.08,11.68,7.98,-8.0299999999999994,-3.6500000000000004,-3.6500000000000004,-12.33,-12.33,-20.310000000000002,-12.33,-19.66,-7.98,-8.0299999999999994,0,0,8.0299999999999994,8.0299999999999994,16.009999999999998,16.009999999999998,null,null,3.4,35,0,0,0,0,0,0,0,0,0,0,0,0,0,0,0,59.78,0,0,0,0,0,0,0,0,72.47,0,0,0,0,0,0,0,0,0,0,0,0,0,0,0,0,3.4,null,3.4,35,0,0,0,0,0,0,0,0,0,0,0,0,0,0,0,0,0,0,0,0,0,0,0,0,0,0,0,0,0,0,0,0,0,0,0,0,0,0,0,0,0,3.4,null,3.4,35,1,0,0,0,0,0,0,0,0,0,0,0,0,0,0,0,0,0,0,0,1,0,0,0,0,0,0,0,0,0,0,0,0,0,0,0,0,0,0,0,1,3.4,null,3.4,35,42.33,0,0,0,0,0,0,0,0,0,0,0,0,0,0,59.78,0,0,0,0,64.92,0,0,0,72.47,0,0,0,0,0,0,0,0,0,0,0,0,0,0,0,77.73,3.4,null,3.1,32,{"$f":"YE36","v":3},{"$f":"YF36","v":3},{"$f":"YG36","v":3},{"$f":"YH36","v":3},{"$f":"YI36","v":3},{"$f":"YJ36","v":3},{"$f":"YK36","v":3},{"$f":"YL36","v":3},{"$f":"YM36","v":3},{"$f":"YN36","v":3},{"$f":"YO36","v":3},{"$f":"YP36","v":3},{"$f":"YQ36","v":3},{"$f":"YR36","v":3},{"$f":"YS36","v":3},{"$f":"YT36","v":3},{"$f":"YU36","v":3},{"$f":"YV36","v":3},{"$f":"YW36","v":3},{"$f":"YX36","v":3},{"$f":"YX37","v":3},{"$f":"ZA37","v":4},{"$f":"ZA36","v":4},{"$f":"ZB36","v":4},{"$f":"ZC36","v":4},{"$f":"ZD36","v":4},{"$f":"ZE36","v":4},{"$f":"ZF36","v":4},{"$f":"ZG36","v":4},{"$f":"ZH36","v":4},{"$f":"ZI36","v":4},{"$f":"ZJ36","v":4},{"$f":"ZK36","v":4},{"$f":"ZL36","v":4},{"$f":"ZM36","v":4},{"$f":"ZN36","v":4},{"$f":"ZO36","v":4},{"$f":"ZP36","v":4},{"$f":"ZQ36","v":4},{"$f":"ZR36","v":4},{"$f":"ZS36","v":4},{"$f":"ZS37","v":4},3.1,null,3.1,32,0,0,0,0,0,4,4,0,0,0,0,0,0,0,4,4,0,0,0,0,0,0,0,0,4,4,0,0,0,0,0,0,0,4,4,0,0,0,0,0,0,0,3.1,null,3.1,32,{"$f":"ABS36","v":51},{"$f":"ABT36","v":51},{"$f":"ABU36","v":51},{"$f":"ABV36","v":51},{"$f":"ABW36","v":51},{"$f":"ABX36","v":51},{"$f":"ABY36","v":51},{"$f":"ABZ36","v":51},{"$f":"ACA36","v":51},{"$f":"ACB36","v":51},{"$f":"ACC36","v":51},{"$f":"ACD36","v":51},{"$f":"ACE36","v":51},{"$f":"ACF36","v":51},{"$f":"ACG36","v":51},{"$f":"ACH36","v":51},{"$f":"ACI36","v":51},{"$f":"ACJ36","v":51},{"$f":"ACK36","v":51},{"$f":"ACL36","v":51},{"$f":"ACL37","v":51},{"$f":"ACO37","v":58},{"$f":"ACO36","v":58},{"$f":"ACP36","v":58},{"$f":"ACQ36","v":58},{"$f":"ACR36","v":58},{"$f":"ACS36","v":58},{"$f":"ACT36","v":58},{"$f":"ACU36","v":58},{"$f":"ACV36","v":58},{"$f":"ACW36","v":58},{"$f":"ACX36","v":58},{"$f":"ACY36","v":58},{"$f":"ACZ36","v":58},{"$f":"ADA36","v":58},{"$f":"ADB36","v":58},{"$f":"ADC36","v":58},{"$f":"ADD36","v":58},{"$f":"ADE36","v":58},{"$f":"ADF36","v":58},{"$f":"ADG36","v":58},{"$f":"ADG37","v":58},3.1]
[null,8,10,11.33,11.33,0.19,null,null,null,null,null,null,"8",{"$f":"ROUND('3D Interpolace'!M39,2)","v":43},{"$f":"ROUND('3D Interpolace'!N39,2)","v":43.76},{"$f":"ROUND('3D Interpolace'!O39,2)","v":44.44},{"$f":"ROUND('3D Interpolace'!P39,2)","v":45.04},{"$f":"ROUND('3D Interpolace'!Q39,2)","v":45.56},{"$f":"ROUND('3D Interpolace'!R39,2)","v":46},{"$f":"ROUND('3D Interpolace'!S39,2)","v":46.25},{"$f":"ROUND('3D Interpolace'!T39,2)","v":46.3},{"$f":"ROUND('3D Interpolace'!U39,2)","v":46.34},{"$f":"ROUND('3D Interpolace'!V39,2)","v":46.51},{"$f":"ROUND('3D Interpolace'!W39,2)","v":47},{"$f":"ROUND('3D Interpolace'!X39,2)","v":47.83},{"$f":"ROUND('3D Interpolace'!Y39,2)","v":48.9},{"$f":"ROUND('3D Interpolace'!Z39,2)","v":50.14},{"$f":"ROUND('3D Interpolace'!AA39,2)","v":51.53},{"$f":"ROUND('3D Interpolace'!AB39,2)","v":53},{"$f":"ROUND('3D Interpolace'!AC39,2)","v":54.69},{"$f":"ROUND('3D Interpolace'!AD39,2)","v":56.62},{"$f":"ROUND('3D Interpolace'!AE39,2)","v":58.62},{"$f":"ROUND('3D Interpolace'!AF39,2)","v":60.47},{"$f":"ROUND('3D Interpolace'!AG39,2)","v":62},{"$f":"ROUND('3D Interpolace'!AH39,2)","v":63.18},{"$f":"ROUND('3D Interpolace'!AI39,2)","v":64.150000000000006},{"$f":"ROUND('3D Interpolace'!AJ39,2)","v":64.930000000000007},{"$f":"ROUND('3D Interpolace'!AK39,2)","v":65.540000000000006},{"$f":"ROUND('3D Interpolace'!AL39,2)","v":66},{"$f":"ROUND('3D Interpolace'!AM39,2)","v":66.16},{"$f":"ROUND('3D Interpolace'!AN39,2)","v":66},{"$f":"ROUND('3D Interpolace'!AO39,2)","v":65.760000000000005},{"$f":"ROUND('3D Interpolace'!AP39,2)","v":65.680000000000007},{"$f":"ROUND('3D Interpolace'!AQ39,2)","v":66},{"$f":"ROUND('3D Interpolace'!AR39,2)","v":66.819999999999993},{"$f":"ROUND('3D Interpolace'!AS39,2)","v":67.97},{"$f":"ROUND('3D Interpolace'!AT39,2)","v":69.31},{"$f":"ROUND('3D Interpolace'!AU39,2)","v":70.7},{"$f":"ROUND('3D Interpolace'!AV39,2)","v":72},{"$f":"ROUND('3D Interpolace'!AW39,2)","v":73.2},{"$f":"ROUND('3D Interpolace'!AX39,2)","v":74.400000000000006},{"$f":"ROUND('3D Interpolace'!AY39,2)","v":75.599999999999994},{"$f":"ROUND('3D Interpolace'!AZ39,2)","v":76.8},{"$f":"ROUND('3D Interpolace'!BA39,2)","v":78},null,3.5,36,null,null,null,null,null,4,4,null,null,null,null,null,null,null,4,4,null,null,null,null,null,null,null,4,4,null,null,null,null,null,null,null,4,4,null,null,null,null,null,null,null,3.5,null,3.5,36,43,43.76,44.44,45.04,45.56,50,50.25,46.3,46.34,46.51,47,47.83,48.9,50.14,55.53,57,54.69,56.62,58.62,60.47,62,63.18,64.150000000000006,68.930000000000007,69.540000000000006,66,66.16,66,65.760000000000005,65.680000000000007,66,66.819999999999993,71.97,73.31,70.7,72,73.2,74.400000000000006,75.599999999999994,76.8,78,3.5,null,3.1999999999999997,33,41.3,41.77,42.14,42.39,42.55,46.59,46.35,41.82,41.28,40.99,41.22,42.07,43.36,44.95,50.67,52.37,50.16,52.14,54.15,56.02,57.56,57.56,58.75,59.71,64.47,65.099999999999994,61.63,61.99,62.14,62.2,62.31,62.57,62.88,67.17,67.59,64.290000000000006,65.45,67.05,69,71.290000000000006,73.92,76.900000000000006,null,null,null,3.1999999999999997,33,0,0,0,0,0,46.59,0,0,0,0,0,0,0,0,0,52.37,0,0,0,0,0,0,0,0,0,0,0,0,0,0,0,0,0,0,0,0,0,0,0,0,0,0,3.1999999999999997,null,null,null,33,43.142499999999991,44.124249999999989,45.105999999999987,46.087749999999993,47.069499999999991,48.051249999999989,49.032999999999994,50.014749999999992,50.99649999999999,51.978249999999989,52.959999999999994,53.941749999999985,54.92349999999999,55.905249999999988,56.886999999999993,57.868749999999991,58.85049999999999,59.832249999999988,60.813999999999993,61.795749999999991,62.777499999999989,69.977011494252878,70.333333333333329,70.689655172413779,71.045977011494244,71.402298850574709,71.758620689655174,72.114942528735625,72.47126436781609,72.827586206896541,73.183908045977006,73.540229885057471,73.896551724137936,74.252873563218387,74.609195402298838,74.965517241379303,75.321839080459768,75.678160919540232,76.034482758620683,76.390804597701148,76.747126436781599,77.103448275862064,3.1999999999999997,null,null,null,null,null,3.1999999999999997,33,1.842499999999994,2.3542499999999862,2.9659999999999869,3.6977499999999921,4.5194999999999936,1.4612499999999855,2.6829999999999927,8.194749999999992,9.7164999999999893,10.988249999999987,11.739999999999995,11.871749999999984,11.563499999999991,10.955249999999985,6.2169999999999916,5.498749999999994,8.690499999999993,7.6922499999999872,6.6639999999999944,5.7757499999999879,5.2174999999999869,12.417011494252876,11.583333333333329,10.979655172413779,6.5759770114942455,6.3022988505747151,10.128620689655172,10.124942528735623,10.33126436781609,10.627586206896538,10.873908045977004,10.970229885057471,11.016551724137933,7.082873563218385,7.0191954022988341,10.675517241379296,9.8718390804597647,8.6281609195402353,7.0344827586206833,5.100804597701142,2.8271264367815974,0.20344827586205838,null,null,null,null,null,null,null,3.5,36,3.540249999999995,3.7494999999999923,4.0412499999999945,4.4179999999999957,2.8822499999999938,1.4839999999999964,4.2782499999999981,7.1824999999999957,8.0367499999999943,8.6859999999999946,9.0427499999999945,9.1469999999999949,9.0687499999999943,6.8329999999999949,4.4672499999999964,5.9239999999999959,7.1257499999999965,6.1624999999999961,5.2317499999999963,4.530999999999997,8.3536494252873545,7.6549712643678127,5.1562931034482702,2.8276149425287329,4.6414367816091939,6.6527586206896565,6.9465804597701108,7.4229022988505662,7.8592241379310295,8.0355459770114948,7.7943678160919561,5.1631896551724061,2.2870114942528623,3.3058333333333287,4.3596551724137953,3.5184770114942516,2.7372988505747031,1.9686206896551646,1.2099425287356276,0.46376436781608987,null,null,3.5,36,23.66,23.66,15.63,15.63,23.66,31.64,15.63,11.98,11.33,11.33,11.33,11.33,11.33,11.98,15.63,15.63,11.98,11.98,15.63,15.63,11.33,11.98,15.63,23.66,15.63,11.98,11.98,11.98,11.98,11.33,11.98,15.63,23.66,23.66,15.63,23.66,23.66,31.64,31.64,31.64,null,null,3.5,36,-7.98,-7.98,-16.009999999999998,-8.0299999999999994,-7.98,0,-8.0299999999999994,0,0,0,-12.33,-12.33,-4.3000000000000007,-11.68,-16.009999999999998,-16.009999999999998,-11.68,-11.68,-16.009999999999998,-16.009999999999998,-4.3000000000000007,-3.6500000000000004,-8.0299999999999994,-7.98,-8.0299999999999994,-3.6500000000000004,-3.6500000000000004,-3.6500000000000004,-3.6500000000000004,-4.3000000000000007,-3.6500000000000004,-8.0299999999999994,-7.98,-7.98,-8.0299999999999994,0,-7.98,0,0,0,null,null,3.5,36,0,0,0,0,0,0,0,0,0,0,0,0,0,0,0,0,0,0,0,0,0,0,0,0,0,0,0,0,0,0,0,0,0,0,0,0,0,0,0,0,0,3.5,null,3.5,36,0,0,0,0,0,0,0,0,0,0,0,0,0,0,0,0,0,0,0,0,0,0,0,0,0,0,0,0,0,0,0,0,0,0,0,0,0,0,0,0,0,3.5,null,3.5,36,1,0,0,0,0,0,0,0,0,0,0,0,0,0,0,0,0,0,0,0,1,0,0,0,0,0,0,0,0,0,0,0,0,0,0,0,0,0,0,0,1,3.5,null,3.5,36,43,0,0,0,0,0,0,0,0,0,0,0,0,0,0,0,0,0,0,0,62,0,0,0,0,0,0,0,0,0,0,0,0,0,0,0,0,0,0,0,78,3.5,null,3.1999999999999997,33,{"$f":"YE37","v":3},{"$f":"YF37","v":3},3,3,3,3,3,3,3,3,3,3,3,3,3,3,3,3,3,3,{"$f":"YX38","v":3},4,{"$f":"ZA37","v":4},4,4,4,4,4,4,4,4,4,4,4,4,4,4,4,4,4,4,{"$f":"ZS38","v":4},3.1999999999999997,null,3.1999999999999997,33,0,0,0,0,0,4,4,0,0,0,0,0,0,0,4,4,0,0,0,0,0,0,0,0,4,4,0,0,0,0,0,0,0,4,4,0,0,0,0,0,0,0,3.1999999999999997,null,3.1999999999999997,33,{"$f":"ABS37","v":51},{"$f":"ABT37","v":51},51,51,51,51,51,51,51,51,51,51,51,51,51,51,51,51,51,51,{"$f":"ACL38","v":51},58,{"$f":"ACO37","v":58},58,58,58,58,58,58,58,58,58,58,58,58,58,58,58,58,58,58,{"$f":"ADG38","v":58},3.1999999999999997]
[null,10,12,7.9,7.9,0.06,null,null,null,null,null,null,"8A",{"$f":"ROUND('3D Interpolace'!M40,2)","v":43.87},{"$f":"ROUND('3D Interpolace'!N40,2)","v":44.74},{"$f":"ROUND('3D Interpolace'!O40,2)","v":45.52},{"$f":"ROUND('3D Interpolace'!P40,2)","v":46.22},{"$f":"ROUND('3D Interpolace'!Q40,2)","v":46.82},{"$f":"ROUND('3D Interpolace'!R40,2)","v":47.33},{"$f":"ROUND('3D Interpolace'!S40,2)","v":47.65},{"$f":"ROUND('3D Interpolace'!T40,2)","v":47.78},{"$f":"ROUND('3D Interpolace'!U40,2)","v":47.87},{"$f":"ROUND('3D Interpolace'!V40,2)","v":48.08},{"$f":"ROUND('3D Interpolace'!W40,2)","v":48.54},{"$f":"ROUND('3D Interpolace'!X40,2)","v":49.26},{"$f":"ROUND('3D Interpolace'!Y40,2)","v":50.15},{"$f":"ROUND('3D Interpolace'!Z40,2)","v":51.19},{"$f":"ROUND('3D Interpolace'!AA40,2)","v":52.39},{"$f":"ROUND('3D Interpolace'!AB40,2)","v":53.72},{"$f":"ROUND('3D Interpolace'!AC40,2)","v":55.33},{"$f":"ROUND('3D Interpolace'!AD40,2)","v":57.22},{"$f":"ROUND('3D Interpolace'!AE40,2)","v":59.18},{"$f":"ROUND('3D Interpolace'!AF40,2)","v":61.02},{"$f":"ROUND('3D Interpolace'!AG40,2)","v":62.53},{"$f":"ROUND('3D Interpolace'!AH40,2)","v":63.68},{"$f":"ROUND('3D Interpolace'!AI40,2)","v":64.599999999999994},{"$f":"ROUND('3D Interpolace'!AJ40,2)","v":65.349999999999994},{"$f":"ROUND('3D Interpolace'!AK40,2)","v":65.95},{"$f":"ROUND('3D Interpolace'!AL40,2)","v":66.45},{"$f":"ROUND('3D Interpolace'!AM40,2)","v":66.709999999999994},{"$f":"ROUND('3D Interpolace'!AN40,2)","v":66.7},{"$f":"ROUND('3D Interpolace'!AO40,2)","v":66.63},{"$f":"ROUND('3D Interpolace'!AP40,2)","v":66.7},{"$f":"ROUND('3D Interpolace'!AQ40,2)","v":67.11},{"$f":"ROUND('3D Interpolace'!AR40,2)","v":67.95},{"$f":"ROUND('3D Interpolace'!AS40,2)","v":69.09},{"$f":"ROUND('3D Interpolace'!AT40,2)","v":70.39},{"$f":"ROUND('3D Interpolace'!AU40,2)","v":71.709999999999994},{"$f":"ROUND('3D Interpolace'!AV40,2)","v":72.91},{"$f":"ROUND('3D Interpolace'!AW40,2)","v":74},{"$f":"ROUND('3D Interpolace'!AX40,2)","v":75.06},{"$f":"ROUND('3D Interpolace'!AY40,2)","v":76.099999999999994},{"$f":"ROUND('3D Interpolace'!AZ40,2)","v":77.12},{"$f":"ROUND('3D Interpolace'!BA40,2)","v":78.11},null,3.6,37,null,null,null,null,null,4,4,null,null,null,null,null,null,null,4,4,null,null,null,null,null,null,null,4,4,null,null,null,null,null,null,null,4,4,null,null,null,null,null,null,null,3.6,null,3.6,37,43.87,44.74,45.52,46.22,46.82,51.33,51.65,47.78,47.87,48.08,48.54,49.26,50.15,51.19,56.39,57.72,55.33,57.22,59.18,61.02,62.53,63.68,64.599999999999994,69.349999999999994,69.95,66.45,66.709999999999994,66.7,66.63,66.7,67.11,67.95,73.09,74.39,71.709999999999994,72.91,74,75.06,76.099999999999994,77.12,78.11,3.6,null,3.3,34,41.74,42.33,42.81,43.2,43.49,47.69,47.63,43.32,43,42.89,43.22,44.09,45.32,46.81,56.43,58.07,55.85,57.85,59.88,61.76,63.32,63.32,64.52000000000001,65.490000000000009,70.27000000000001,70.88,63.37,63.61,63.59,63.47,63.45,63.71,64.23,68.88,69.7,66.709999999999994,67.95,69.42,71.09,72.97,75.05,77.34,null,null,null,3.3,34,0,0,0,0,0,47.69,0,0,0,0,0,0,0,0,56.43,58.07,0,0,0,0,63.32,63.32,0,0,70.27000000000001,70.88,0,0,0,0,0,0,0,0,0,0,0,0,0,0,0,0,3.3,null,null,null,34,44.21374999999999,45.195499999999988,46.177249999999987,47.158999999999992,48.14074999999999,49.122499999999988,50.104249999999993,51.085999999999991,52.06774999999999,53.049499999999988,54.031249999999986,55.012999999999991,55.994749999999989,56.976499999999987,57.958249999999992,58.939999999999991,59.921749999999989,60.903499999999994,61.885249999999985,62.86699999999999,63.848749999999988,70.275862068965523,70.632183908045974,70.988505747126425,71.34482758620689,71.701149425287355,72.05747126436782,72.41379310344827,72.770114942528735,73.126436781609186,73.482758620689651,73.839080459770116,74.195402298850581,74.551724137931032,74.908045977011483,75.264367816091948,75.620689655172413,75.977011494252878,76.333333333333329,76.689655172413794,77.045977011494244,77.402298850574709,3.3,null,null,null,null,null,3.3,34,2.4737499999999883,2.8654999999999902,3.3672499999999843,3.958999999999989,4.6507499999999879,1.4324999999999903,2.4742499999999907,7.7659999999999911,9.0677499999999895,10.159499999999987,10.811249999999987,10.922999999999988,10.674749999999989,10.166499999999985,1.5282499999999928,0.86999999999999034,4.0717499999999873,3.0534999999999926,2.0052499999999824,1.1069999999999922,0.52874999999998806,6.9558620689655228,6.1121839080459637,5.4985057471264156,1.0748275862068795,0.82114942528735924,8.6874712643678222,8.803793103448271,9.1801149425287321,9.6564367816091874,10.032758620689648,10.129080459770115,9.9654022988505773,5.6717241379310366,5.20804597701148,8.5543678160919541,7.67068965517241,6.5570114942528761,5.2433333333333252,3.7196551724137947,1.9959770114942472,6.2298850574705966E-2,null,null,null,null,null,null,null,3.6,37,3.5639999999999912,3.6607499999999877,3.8524999999999903,4.1442499999999924,2.5359999999999907,1.0727499999999921,3.8019999999999925,6.6512499999999903,7.4779999999999891,8.1472499999999872,8.5939999999999888,8.8657499999999914,9.0024999999999906,6.9917499999999908,4.8184999999999913,6.4052499999999899,7.6869999999999923,6.7762499999999903,5.8829999999999867,5.2147499999999916,8.3049999999999962,7.6588218390804546,5.2151436781609171,2.9164655172413809,4.7127873563218365,6.6316091954022944,6.7454310344827526,6.9917528735632146,7.20307471264368,7.2193965517241381,6.9282183908045951,4.3395402298850492,1.5633620689655068,2.7146839080459735,3.9035057471264381,3.1848275862068967,2.5236494252873491,1.879971264367807,1.2512931034482691,0.64261494252873419,null,null,3.6,37,23.66,23.66,23.66,15.63,23.66,31.64,23.66,11.98,11.98,11.33,11.33,11.33,11.33,11.98,15.63,11.98,11.98,11.98,15.63,15.63,11.33,11.98,15.63,23.66,15.63,11.98,11.98,11.98,11.98,11.98,11.98,15.63,31.64,23.66,23.66,23.66,23.66,31.64,31.64,31.64,null,null,3.6,37,-7.98,-7.98,-7.98,-8.0299999999999994,-7.98,0,0,0,0.65000000000000036,0,-12.33,-12.33,-12.33,-19.66,-16.009999999999998,-19.66,-11.68,-11.68,-16.009999999999998,-16.009999999999998,-4.3000000000000007,-3.6500000000000004,-8.0299999999999994,-7.98,-16.009999999999998,-11.68,-11.68,-11.68,-3.6500000000000004,-3.6500000000000004,-3.6500000000000004,-16.009999999999998,0,-7.98,0,0,-7.98,0,0,0,null,null,3.6,37,0,0,0,0,0,0,0,0,0,0,0,0,0,0,0,0,0,0,0,0,0,0,0,0,69.95,0,0,0,0,0,0,0,0,0,0,0,0,0,0,0,78.11,3.6,null,3.6,37,0,0,0,0,0,0,0,0,0,0,0,0,0,0,0,0,0,0,0,0,0,0,0,0,0,0,0,0,0,0,0,0,0,0,0,0,0,0,0,0,0,3.6,null,3.6,37,1,0,0,0,0,0,0,0,0,0,0,0,0,0,0,0,0,0,0,0,1,0,0,0,0,0,0,0,0,0,0,0,0,0,0,0,0,0,0,0,1,3.6,null,3.6,37,43.87,0,0,0,0,0,0,0,0,0,0,0,0,0,0,0,0,0,0,0,62.53,0,0,0,69.95,0,0,0,0,0,0,0,0,0,0,0,0,0,0,0,78.11,3.6,null,3.3,34,3,3,3,3,3,3,3,3,3,3,3,3,3,3,3,3,3,3,3,3,3,4,4,4,4,4,4,4,4,4,4,4,4,4,4,4,4,4,4,4,4,4,3.3,null,3.3,34,0,0,0,0,0,4,4,0,0,0,0,0,0,0,8,8,4,4,4,4,4,4,4,4,8,8,0,0,0,0,0,0,0,4,4,0,0,0,0,0,0,0,3.3,null,3.3,34,51,51,51,51,51,51,51,51,51,51,51,51,51,51,51,51,51,51,51,51,51,58,58,58,58,58,58,58,58,58,58,58,58,58,58,58,58,58,58,58,58,58,3.3]
[null,12,14,6.1,6.1,0.02,null,null,null,null,null,null,"8B",{"$f":"ROUND('3D Interpolace'!M41,2)","v":44.98},{"$f":"ROUND('3D Interpolace'!N41,2)","v":45.97},{"$f":"ROUND('3D Interpolace'!O41,2)","v":46.87},{"$f":"ROUND('3D Interpolace'!P41,2)","v":47.65},{"$f":"ROUND('3D Interpolace'!Q41,2)","v":48.33},{"$f":"ROUND('3D Interpolace'!R41,2)","v":48.9},{"$f":"ROUND('3D Interpolace'!S41,2)","v":49.28},{"$f":"ROUND('3D Interpolace'!T41,2)","v":49.46},{"$f":"ROUND('3D Interpolace'!U41,2)","v":49.59},{"$f":"ROUND('3D Interpolace'!V41,2)","v":49.78},{"$f":"ROUND('3D Interpolace'!W41,2)","v":50.17},{"$f":"ROUND('3D Interpolace'!X41,2)","v":50.74},{"$f":"ROUND('3D Interpolace'!Y41,2)","v":51.4},{"$f":"ROUND('3D Interpolace'!Z41,2)","v":52.19},{"$f":"ROUND('3D Interpolace'!AA41,2)","v":53.13},{"$f":"ROUND('3D Interpolace'!AB41,2)","v":54.28},{"$f":"ROUND('3D Interpolace'!AC41,2)","v":55.77},{"$f":"ROUND('3D Interpolace'!AD41,2)","v":57.58},{"$f":"ROUND('3D Interpolace'!AE41,2)","v":59.49},{"$f":"ROUND('3D Interpolace'!AF41,2)","v":61.28},{"$f":"ROUND('3D Interpolace'!AG41,2)","v":62.74},{"$f":"ROUND('3D Interpolace'!AH41,2)","v":63.83},{"$f":"ROUND('3D Interpolace'!AI41,2)","v":64.680000000000007},{"$f":"ROUND('3D Interpolace'!AJ41,2)","v":65.36},{"$f":"ROUND('3D Interpolace'!AK41,2)","v":65.95},{"$f":"ROUND('3D Interpolace'!AL41,2)","v":66.5},{"$f":"ROUND('3D Interpolace'!AM41,2)","v":66.94},{"$f":"ROUND('3D Interpolace'!AN41,2)","v":67.22},{"$f":"ROUND('3D Interpolace'!AO41,2)","v":67.459999999999994},{"$f":"ROUND('3D Interpolace'!AP41,2)","v":67.8},{"$f":"ROUND('3D Interpolace'!AQ41,2)","v":68.34},{"$f":"ROUND('3D Interpolace'!AR41,2)","v":69.14},{"$f":"ROUND('3D Interpolace'!AS41,2)","v":70.14},{"$f":"ROUND('3D Interpolace'!AT41,2)","v":71.23},{"$f":"ROUND('3D Interpolace'!AU41,2)","v":72.34},{"$f":"ROUND('3D Interpolace'!AV41,2)","v":73.38},{"$f":"ROUND('3D Interpolace'!AW41,2)","v":74.349999999999994},{"$f":"ROUND('3D Interpolace'!AX41,2)","v":75.3},{"$f":"ROUND('3D Interpolace'!AY41,2)","v":76.25},{"$f":"ROUND('3D Interpolace'!AZ41,2)","v":77.180000000000007},{"$f":"ROUND('3D Interpolace'!BA41,2)","v":78.099999999999994},null,3.7,38,null,null,null,null,null,4,4,null,null,null,null,null,null,null,4,4,null,null,null,null,null,null,null,4,4,null,null,null,null,null,null,null,4,4,null,null,null,null,null,null,null,3.7,null,3.7,38,44.98,45.97,46.87,47.65,48.33,52.9,53.28,49.46,49.59,49.78,50.17,50.74,51.4,52.19,57.13,58.28,55.77,57.58,59.49,61.28,62.74,63.83,64.680000000000007,69.36,69.95,66.5,66.94,67.22,67.459999999999994,67.8,68.34,69.14,74.14,75.23,72.34,73.38,74.349999999999994,75.3,76.25,77.180000000000007,78.099999999999994,3.7,null,3.4,35,42.33,43,43.59,44.1,44.52,48.86,48.98,44.89,44.78,44.85,45.29,46.16,47.32,48.7,58.22,59.78,57.52,59.49,61.51,63.38,64.92,64.92,66.12,67.09,71.87,72.47,64.94,65.099999999999994,64.95,64.72,64.63,64.900000000000006,65.599999999999994,70.58,71.739999999999995,69.010000000000005,70.3,71.63,73.03,74.52,76.08,77.73,null,null,null,3.4,35,0,0,0,0,0,48.86,0,0,0,0,0,0,0,0,58.22,59.78,0,0,0,0,64.92,64.92,0,0,71.87,72.47,0,0,0,0,0,0,0,0,0,0,0,0,0,0,0,0,3.4,null,null,null,35,45.284999999999989,46.266749999999988,47.248499999999986,48.230249999999991,49.211999999999989,50.193749999999987,51.175499999999992,52.157249999999991,53.138999999999989,54.120749999999987,55.102499999999992,56.084249999999983,57.065999999999988,58.047749999999986,59.029499999999992,60.01124999999999,60.992999999999988,61.974749999999986,62.956499999999991,63.938249999999989,64.919999999999987,70.574712643678154,70.931034482758619,71.28735632183907,71.643678160919535,72,72.356321839080465,72.712643678160916,73.068965517241367,73.425287356321832,73.781609195402297,74.137931034482762,74.494252873563212,74.850574712643677,75.206896551724128,75.563218390804593,75.919540229885058,76.275862068965523,76.632183908045974,76.988505747126425,77.34482758620689,77.701149425287355,3.4,null,null,null,null,null,3.4,35,2.9549999999999912,3.2667499999999876,3.6584999999999823,4.1302499999999895,4.691999999999986,1.3337499999999878,2.1954999999999956,7.26724999999999,8.3589999999999876,9.2707499999999854,9.8124999999999929,9.9242499999999865,9.745999999999988,9.3477499999999836,0.80949999999999278,0.23124999999998863,3.4729999999999848,2.484749999999984,1.4464999999999932,0.55824999999998681,0,5.6547126436781525,4.8110344827586147,4.1973563218390666,-0.22632183908046954,-0.46999999999999886,7.4163218390804673,7.6126436781609215,8.1189655172413637,8.7052873563218327,9.1516091954023011,9.2379310344827559,8.894252873563218,4.270574712643679,3.4668965517241332,6.553218390804588,5.619540229885061,4.6458620689655277,3.6021839080459728,2.4685057471264287,1.2648275862068914,-2.8850574712649291E-2,null,null,null,null,null,null,null,3.6999999999999997,38,3.4427499999999895,3.4319999999999879,3.5362499999999901,3.7554999999999907,2.0872499999999885,0.57649999999999046,3.2657499999999917,6.0874999999999897,6.916749999999988,7.635999999999985,8.1977499999999868,8.6594999999999906,9.0337499999999888,7.272999999999989,5.3172499999999925,7.0589999999999904,8.4507499999999904,7.6199999999999886,6.7892499999999867,6.1759999999999913,8.5538505747126372,7.9776724137930959,5.5989942528735597,3.3328160919540259,5.099137931034484,6.8879597701149358,6.7517816091953939,6.6781034482758592,6.5819252873563272,6.3907471264367821,6.0520689655172362,3.5708908045976955,0.99971264367815493,2.3860344827586175,3.7798563218390768,3.2061781609195386,2.6474999999999973,2.0888218390804525,1.5276436781609135,0.96646551724138163,null,null,3.6999999999999997,38,23.66,23.66,23.66,23.66,23.66,31.64,23.66,11.98,11.98,11.98,11.33,11.33,11.33,11.98,15.63,11.98,11.33,11.98,11.98,11.98,11.33,11.98,15.63,23.66,15.63,11.98,11.98,11.98,11.98,11.98,11.98,23.66,31.64,23.66,23.66,23.66,23.66,23.66,31.64,31.64,null,null,3.6999999999999997,38,-7.98,-7.98,-7.98,0,-7.98,0,0,0,0,0.65000000000000036,-20.310000000000002,-12.33,-12.33,-19.66,-16.009999999999998,-19.66,-12.33,-11.68,-11.68,-19.66,-4.3000000000000007,-3.6500000000000004,-8.0299999999999994,-7.98,-16.009999999999998,-11.68,-11.68,-11.68,-11.68,-11.68,-11.68,-7.98,0,-7.98,0,0,0,0,7.98,0,null,null,3.7,38,0,0,0,0,0,0,0,0,0,0,0,0,0,0,0,0,0,0,0,0,0,0,0,0,69.95,0,0,0,0,0,0,0,0,0,0,0,0,0,0,0,0,3.7,null,3.7,38,0,0,0,0,0,0,0,0,0,0,0,0,0,0,0,59.78,0,0,0,0,64.92,0,0,0,0,72.47,0,0,0,0,0,0,0,0,0,0,0,0,0,0,0,3.7,null,3.7,38,1,0,0,0,0,0,0,0,0,0,0,0,0,0,0,0,0,0,0,0,1,0,0,0,0,0,0,0,0,0,0,0,0,0,0,0,0,0,0,0,1,3.7,null,3.7,38,44.98,0,0,0,0,0,0,0,0,0,0,0,0,0,0,0,0,0,0,0,62.74,0,0,0,69.95,0,0,0,0,0,0,0,0,0,0,0,0,0,0,0,78.099999999999994,3.7,null,3.4,35,3,3,3,3,3,3,3,3,3,3,3,3,3,3,3,3,3,3,3,3,3,4,4,4,4,4,4,4,4,4,4,4,4,4,4,4,4,4,4,4,4,4,3.4,null,3.4,35,0,0,0,0,0,4,4,0,0,0,0,0,0,0,8,8,4,4,4,4,4,4,4,4,8,8,0,0,0,0,0,0,0,4,4,0,0,0,0,0,0,0,3.4,null,3.4,35,51,51,51,51,51,51,51,51,51,51,51,51,51,51,51,51,51,51,51,51,51,58,58,58,58,58,58,58,58,58,58,58,58,58,58,58,58,58,58,58,58,58,3.4]
[null,14,16,4.71,4.71,0.01,null,null,null,null,null,null,"8C",{"$f":"ROUND('3D Interpolace'!M42,2)","v":46.14},{"$f":"ROUND('3D Interpolace'!N42,2)","v":47.24},{"$f":"ROUND('3D Interpolace'!O42,2)","v":48.22},{"$f":"ROUND('3D Interpolace'!P42,2)","v":49.07},{"$f":"ROUND('3D Interpolace'!Q42,2)","v":49.81},{"$f":"ROUND('3D Interpolace'!R42,2)","v":50.42},{"$f":"ROUND('3D Interpolace'!S42,2)","v":50.83},{"$f":"ROUND('3D Interpolace'!T42,2)","v":51.03},{"$f":"ROUND('3D Interpolace'!U42,2)","v":51.16},{"$f":"ROUND('3D Interpolace'!V42,2)","v":51.32},{"$f":"ROUND('3D Interpolace'!W42,2)","v":51.63},{"$f":"ROUND('3D Interpolace'!X42,2)","v":52.04},{"$f":"ROUND('3D Interpolace'!Y42,2)","v":52.48},{"$f":"ROUND('3D Interpolace'!Z42,2)","v":53.02},{"$f":"ROUND('3D Interpolace'!AA42,2)","v":53.72},{"$f":"ROUND('3D Interpolace'!AB42,2)","v":54.68},{"$f":"ROUND('3D Interpolace'!AC42,2)","v":56.04},{"$f":"ROUND('3D Interpolace'!AD42,2)","v":57.74},{"$f":"ROUND('3D Interpolace'!AE42,2)","v":59.57},{"$f":"ROUND('3D Interpolace'!AF42,2)","v":61.29},{"$f":"ROUND('3D Interpolace'!AG42,2)","v":62.7},{"$f":"ROUND('3D Interpolace'!AH42,2)","v":63.71},{"$f":"ROUND('3D Interpolace'!AI42,2)","v":64.489999999999995},{"$f":"ROUND('3D Interpolace'!AJ42,2)","v":65.12},{"$f":"ROUND('3D Interpolace'!AK42,2)","v":65.709999999999994},{"$f":"ROUND('3D Interpolace'!AL42,2)","v":66.34},{"$f":"ROUND('3D Interpolace'!AM42,2)","v":66.989999999999995},{"$f":"ROUND('3D Interpolace'!AN42,2)","v":67.59},{"$f":"ROUND('3D Interpolace'!AO42,2)","v":68.19},{"$f":"ROUND('3D Interpolace'!AP42,2)","v":68.819999999999993},{"$f":"ROUND('3D Interpolace'!AQ42,2)","v":69.5},{"$f":"ROUND('3D Interpolace'!AR42,2)","v":70.260000000000005},{"$f":"ROUND('3D Interpolace'!AS42,2)","v":71.05},{"$f":"ROUND('3D Interpolace'!AT42,2)","v":71.88},{"$f":"ROUND('3D Interpolace'!AU42,2)","v":72.73},{"$f":"ROUND('3D Interpolace'!AV42,2)","v":73.58},{"$f":"ROUND('3D Interpolace'!AW42,2)","v":74.44},{"$f":"ROUND('3D Interpolace'!AX42,2)","v":75.319999999999993},{"$f":"ROUND('3D Interpolace'!AY42,2)","v":76.2},{"$f":"ROUND('3D Interpolace'!AZ42,2)","v":77.11},{"$f":"ROUND('3D Interpolace'!BA42,2)","v":78.02},null,3.8,39,null,null,null,null,null,4,4,null,null,null,null,null,null,null,4,4,null,null,null,null,null,null,null,4,4,null,null,null,null,null,null,null,4,4,null,null,null,null,null,null,null,3.8,null,3.8,39,46.14,47.24,48.22,49.07,49.81,54.42,54.83,51.03,51.16,51.32,51.63,52.04,52.48,53.02,57.72,58.68,56.04,57.74,59.57,61.29,62.7,63.71,64.489999999999995,69.12,69.709999999999994,66.34,66.989999999999995,67.59,68.19,68.819999999999993,69.5,70.260000000000005,75.05,75.88,72.73,73.58,74.44,75.319999999999993,76.2,77.11,78.02,3.8,null,3.5,36,43,43.76,44.44,45.04,45.56,50,50.25,46.3,46.34,46.51,47,47.83,48.9,50.14,55.53,57,54.69,56.62,58.62,60.47,62,62,63.18,64.150000000000006,68.930000000000007,69.540000000000006,66,66.16,66,65.760000000000005,65.680000000000007,66,66.819999999999993,71.97,73.31,70.7,72,73.2,74.400000000000006,75.599999999999994,76.8,78,null,null,null,3.5,36,43,0,0,0,0,50,50.25,0,0,0,47,0,0,0,55.53,57,0,0,0,0,62,62,0,0,68.930000000000007,69.540000000000006,66,0,0,0,0,66,0,71.97,73.31,0,72,0,0,0,0,78,3.5,null,null,null,36,46.356249999999996,47.337999999999994,48.319749999999992,49.301499999999997,50.283249999999995,51.264999999999993,52.246749999999999,53.228499999999997,54.210249999999995,55.191999999999993,56.173749999999998,57.155499999999989,58.137249999999995,59.118999999999993,60.100749999999998,61.082499999999996,62.064249999999994,63.045999999999992,64.027749999999997,65.009500000000003,65.991249999999994,70.8735632183908,71.229885057471265,71.586206896551715,71.94252873563218,72.298850574712645,72.65517241379311,73.011494252873561,73.367816091954012,73.724137931034477,74.080459770114942,74.436781609195407,74.793103448275858,75.149425287356308,75.505747126436773,75.862068965517238,76.218390804597703,76.574712643678154,76.931034482758619,77.28735632183907,77.643678160919535,78,3.5,null,null,null,null,null,3.5,36,3.3562499999999957,3.5779999999999959,3.8797499999999943,4.2614999999999981,4.7232499999999931,1.2649999999999935,1.9967499999999987,6.9284999999999997,7.8702499999999915,8.6819999999999951,9.1737499999999983,9.325499999999991,9.237249999999996,8.9789999999999921,4.5707499999999968,4.082499999999996,7.3742499999999964,6.4259999999999948,5.4077500000000001,4.5395000000000039,3.9912499999999937,8.8735632183907995,8.0498850574712648,7.4362068965517096,3.0125287356321735,2.7588505747126391,6.6551724137931103,6.8514942528735645,7.3678160919540119,7.9641379310344718,8.4004597701149351,8.4367816091954069,7.9731034482758645,3.1794252873563096,2.1957471264367712,5.1620689655172356,4.2183908045977034,3.3747126436781514,2.5310344827586135,1.6873563218390757,0.84367816091953785,0,null,null,null,null,null,null,null,3.8,39,3.3639999999999901,3.2957499999999893,3.3549999999999915,3.5367499999999925,1.8434999999999935,0.31524999999999537,2.9894999999999943,5.8062499999999932,6.6529999999999916,7.4247499999999906,8.091499999999991,8.7182499999999923,9.2999999999999918,7.7517499999999941,5.9834999999999976,7.8752499999999959,9.3894999999999946,8.6637499999999914,7.9179999999999922,7.372249999999994,9.037701149425283,8.5165229885057414,6.1753448275862048,3.9141666666666666,5.6329885057471252,7.2818103448275799,6.8906321839080391,6.4944540229885028,6.0957758620689688,5.7020977011494267,5.3184195402298791,2.9522413793103368,0.5935632183907984,2.219885057471263,3.8187068965517206,3.3800287356321803,2.9063505747126399,2.4076724137930974,1.8839942528735598,1.3328160919540259,null,null,3.8,39,23.66,23.66,23.66,23.66,31.64,31.64,23.66,15.63,11.98,11.98,11.33,11.33,11.33,11.98,15.63,11.98,11.33,11.33,11.98,11.98,11.33,11.33,11.98,23.66,15.63,11.98,11.98,11.98,11.98,15.63,15.63,23.66,31.64,23.66,23.66,23.66,23.66,23.66,31.64,31.64,null,null,3.8,39,-7.98,-7.98,-7.98,0,0,0,0,3.6500000000000004,0,0.65000000000000036,-20.310000000000002,-20.310000000000002,-12.33,-19.66,-16.009999999999998,-19.66,-12.33,-12.33,-11.68,-11.68,-4.3000000000000007,-4.3000000000000007,-11.68,-7.98,-16.009999999999998,-11.68,-11.68,-11.68,-19.66,-16.009999999999998,-8.0299999999999994,-7.98,0,-7.98,0,0,0,0,7.98,7.98,null,null,3.8,39,0,0,0,0,0,0,0,0,0,0,0,0,0,0,0,0,0,0,0,0,0,0,0,0,0,0,0,0,0,0,0,0,0,0,0,0,0,0,0,0,0,3.8,null,3.8,39,0,0,0,0,0,0,0,0,0,0,0,0,0,0,0,0,0,0,0,0,0,0,0,0,0,0,0,0,0,0,0,0,0,0,0,0,0,0,0,0,0,3.8,null,3.8,39,1,0,0,0,0,0,0,0,0,0,0,0,0,0,0,0,0,0,0,0,1,0,0,0,0,0,0,0,0,0,0,0,0,0,0,0,0,0,0,0,1,3.8,null,3.8,39,46.14,0,0,0,0,0,0,0,0,0,0,0,0,0,0,0,0,0,0,0,62.7,0,0,0,0,0,0,0,0,0,0,0,0,0,0,0,0,0,0,0,78.02,3.8,null,3.5,36,3,3,3,3,3,3,3,3,3,3,3,3,3,3,3,3,3,3,3,3,3,4,4,4,4,4,4,4,4,4,4,4,4,4,4,4,4,4,4,4,4,4,3.5,null,3.5,36,0,0,0,0,0,4,4,0,0,0,0,0,0,0,4,4,0,0,0,0,0,0,0,0,4,4,0,0,0,0,0,0,0,4,4,0,0,0,0,0,0,0,3.5,null,3.5,36,51,51,51,51,51,51,51,51,51,51,51,51,51,51,51,51,51,51,51,51,51,58,58,58,58,58,58,58,58,58,58,58,58,58,58,58,58,58,58,58,58,58,3.5]
[null,null,null,0,0,0,null,null,null,null,null,null,"8D",{"$f":"ROUND('3D Interpolace'!M43,2)","v":47.21},{"$f":"ROUND('3D Interpolace'!N43,2)","v":48.34},{"$f":"ROUND('3D Interpolace'!O43,2)","v":49.33},{"$f":"ROUND('3D Interpolace'!P43,2)","v":50.2},{"$f":"ROUND('3D Interpolace'!Q43,2)","v":50.94},{"$f":"ROUND('3D Interpolace'!R43,2)","v":51.55},{"$f":"ROUND('3D Interpolace'!S43,2)","v":51.96},{"$f":"ROUND('3D Interpolace'!T43,2)","v":52.17},{"$f":"ROUND('3D Interpolace'!U43,2)","v":52.29},{"$f":"ROUND('3D Interpolace'!V43,2)","v":52.42},{"$f":"ROUND('3D Interpolace'!W43,2)","v":52.66},{"$f":"ROUND('3D Interpolace'!X43,2)","v":52.96},{"$f":"ROUND('3D Interpolace'!Y43,2)","v":53.23},{"$f":"ROUND('3D Interpolace'!Z43,2)","v":53.58},{"$f":"ROUND('3D Interpolace'!AA43,2)","v":54.11},{"$f":"ROUND('3D Interpolace'!AB43,2)","v":54.92},{"$f":"ROUND('3D Interpolace'!AC43,2)","v":56.15},{"$f":"ROUND('3D Interpolace'!AD43,2)","v":57.73},{"$f":"ROUND('3D Interpolace'!AE43,2)","v":59.45},{"$f":"ROUND('3D Interpolace'!AF43,2)","v":61.09},{"$f":"ROUND('3D Interpolace'!AG43,2)","v":62.43},{"$f":"ROUND('3D Interpolace'!AH43,2)","v":63.4},{"$f":"ROUND('3D Interpolace'!AI43,2)","v":64.150000000000006},{"$f":"ROUND('3D Interpolace'!AJ43,2)","v":64.78},{"$f":"ROUND('3D Interpolace'!AK43,2)","v":65.400000000000006},{"$f":"ROUND('3D Interpolace'!AL43,2)","v":66.11},{"$f":"ROUND('3D Interpolace'!AM43,2)","v":66.95},{"$f":"ROUND('3D Interpolace'!AN43,2)","v":67.849999999999994},{"$f":"ROUND('3D Interpolace'!AO43,2)","v":68.760000000000005},{"$f":"ROUND('3D Interpolace'!AP43,2)","v":69.64},{"$f":"ROUND('3D Interpolace'!AQ43,2)","v":70.45},{"$f":"ROUND('3D Interpolace'!AR43,2)","v":71.16},{"$f":"ROUND('3D Interpolace'!AS43,2)","v":71.790000000000006},{"$f":"ROUND('3D Interpolace'!AT43,2)","v":72.400000000000006},{"$f":"ROUND('3D Interpolace'!AU43,2)","v":73.03},{"$f":"ROUND('3D Interpolace'!AV43,2)","v":73.73},{"$f":"ROUND('3D Interpolace'!AW43,2)","v":74.5},{"$f":"ROUND('3D Interpolace'!AX43,2)","v":75.31},{"$f":"ROUND('3D Interpolace'!AY43,2)","v":76.16},{"$f":"ROUND('3D Interpolace'!AZ43,2)","v":77.040000000000006},{"$f":"ROUND('3D Interpolace'!BA43,2)","v":77.97},null,3.9,40,null,null,null,null,null,4,4,null,null,null,null,null,null,null,4,4,null,null,null,null,null,null,null,4,4,null,null,null,null,null,null,null,4,4,null,null,null,null,null,null,null,3.9,null,3.9,40,47.21,48.34,49.33,50.2,50.94,55.55,55.96,52.17,52.29,52.42,52.66,52.96,53.23,53.58,58.11,58.92,56.15,57.73,59.45,61.09,62.43,63.4,64.150000000000006,68.78,69.400000000000006,66.11,66.95,67.849999999999994,68.760000000000005,69.64,70.45,71.16,75.790000000000006,76.400000000000006,73.03,73.73,74.5,75.31,76.16,77.040000000000006,77.97,3.9,null,3.6,37,43.87,44.74,45.52,46.22,46.82,51.33,51.65,47.78,47.87,48.08,48.54,49.26,50.15,51.19,56.39,57.72,55.33,57.22,59.18,61.02,62.53,62.53,63.68,64.599999999999994,69.349999999999994,69.95,66.45,66.709999999999994,66.7,66.63,66.7,67.11,67.95,73.09,74.39,71.709999999999994,72.91,74,75.06,76.099999999999994,77.12,78.11,null,null,null,3.6,37,0,0,0,0,0,51.33,0,0,0,0,0,0,0,0,0,57.72,0,0,0,0,0,0,0,0,0,0,0,0,0,0,0,0,0,0,0,0,0,0,0,0,0,0,3.6,null,null,null,37,47.427499999999995,48.409249999999993,49.390999999999991,50.372749999999996,51.354499999999994,52.336249999999993,53.317999999999998,54.299749999999996,55.281499999999994,56.263249999999992,57.24499999999999,58.226749999999996,59.208499999999994,60.190249999999992,61.171999999999997,62.153749999999995,63.135499999999993,64.117249999999999,65.09899999999999,66.080749999999995,67.0625,71.172413793103445,71.52873563218391,71.885057471264361,72.241379310344826,72.597701149425291,72.954022988505741,73.310344827586206,73.666666666666657,74.022988505747122,74.379310344827587,74.735632183908052,75.091954022988503,75.448275862068954,75.804597701149419,76.160919540229884,76.517241379310349,76.8735632183908,77.22988505747125,77.586206896551715,77.94252873563218,78.298850574712645,3.6,null,null,null,null,null,3.6,37,3.5574999999999974,3.669249999999991,3.870999999999988,4.1527499999999975,4.5344999999999942,1.0062499999999943,1.6679999999999993,6.5197499999999948,7.4114999999999966,8.1832499999999939,8.7049999999999912,8.9667499999999976,9.0584999999999951,9.0002499999999941,4.7819999999999965,4.4337499999999963,7.805499999999995,6.8972499999999997,5.9189999999999898,5.0607499999999916,4.5324999999999989,8.6424137931034437,7.8487356321839101,7.2850574712643663,2.8913793103448313,2.6477011494252878,6.5040229885057386,6.6003448275862127,6.9666666666666544,7.3929885057471267,7.6793103448275843,7.6256321839080528,7.1419540229885001,2.3582758620689503,1.4145977011494182,4.45091954022989,3.6072413793103522,2.8735632183907995,2.169885057471248,1.486206896551721,0.82252873563217577,0.18885057471264588,null,null,null,null,null,null,null,3.9,40,3.5202499999999866,3.4819999999999851,3.5687499999999872,3.7779999999999898,2.1122499999999906,0.60399999999999032,3.288249999999989,6.1149999999999878,6.9817499999999857,7.7884999999999884,8.5152499999999876,9.2319999999999851,9.9262499999999889,8.4954999999999945,6.8397499999999933,8.8439999999999905,10.47824999999999,9.8724999999999881,9.231749999999991,8.7634999999999899,9.6940517241379265,9.1778735632183857,6.8166954022988495,4.5080172413793065,6.1493390804597645,7.6706609195402251,7.0869827586206853,6.4583045977011508,5.8446264367816099,5.3034482758620669,4.8797701149425237,2.5760919540229814,0.34491379310344428,2.1237356321839087,3.8525574712643653,3.5038793103448214,3.0952011494252787,2.6465229885057404,2.1603448275862043,1.6341666666666654,null,null,3.9,40,23.66,23.66,23.66,23.66,23.66,31.64,23.66,11.98,11.98,11.98,11.33,11.33,11.33,11.33,11.98,11.33,7.9,11.33,11.33,11.33,11.33,11.33,11.98,15.63,11.98,11.98,11.98,11.98,15.63,15.63,15.63,23.66,31.64,23.66,23.66,23.66,23.66,23.66,23.66,31.64,null,null,3.9,40,-7.98,-7.98,0,0,-7.98,0,0,0,0.65000000000000036,0.65000000000000036,-20.310000000000002,-20.310000000000002,-12.33,-20.310000000000002,-19.66,-12.33,-7.73,-12.33,-12.33,-12.33,-4.3000000000000007,-4.3000000000000007,-11.68,-16.009999999999998,-19.66,-11.68,-11.68,-19.66,-16.009999999999998,-16.009999999999998,-8.0299999999999994,-7.98,0,-7.98,0,0,0,0,0,7.98,null,null,3.9,40,0,0,0,0,0,0,0,0,0,0,0,0,0,0,0,0,0,0,0,0,0,0,0,0,0,0,0,0,0,0,0,0,0,0,0,0,0,0,0,0,0,3.9,null,3.9,40,0,0,0,0,0,0,0,0,0,0,0,0,0,0,0,0,0,0,0,0,0,0,0,0,0,69.95,0,0,0,0,0,0,0,0,0,0,0,0,0,0,0,3.9,null,3.9,40,1,0,0,0,0,0,0,0,0,0,0,0,0,0,0,0,0,0,0,0,1,0,0,0,0,0,0,0,0,0,0,0,0,0,0,0,0,0,0,0,1,3.9,null,3.9,40,47.21,0,0,0,0,0,0,0,0,0,0,0,0,0,0,0,0,0,0,0,62.43,0,0,0,0,0,0,0,0,0,0,0,0,0,0,0,0,0,0,0,77.97,3.9,null,3.6,37,3,3,3,3,3,3,3,3,3,3,3,3,3,3,3,3,3,3,3,3,3,4,4,4,4,4,4,4,4,4,4,4,4,4,4,4,4,4,4,4,4,4,3.6,null,3.6,37,0,0,0,0,0,4,4,0,0,0,0,0,0,0,4,4,0,0,0,0,0,0,0,0,4,4,0,0,0,0,0,0,0,4,4,0,0,0,0,0,0,0,3.6,null,3.6,37,51,51,51,51,51,51,51,51,51,51,51,51,51,51,51,51,51,51,51,51,51,58,58,58,58,58,58,58,58,58,58,58,58,58,58,58,58,58,58,58,58,58,3.6]
[null,null,null,null,null,null,null,null,null,null,null,null,"9",{"$f":"ROUND('3D Interpolace'!M44,2)","v":48},{"$f":"ROUND('3D Interpolace'!N44,2)","v":49.04},{"$f":"ROUND('3D Interpolace'!O44,2)","v":49.96},{"$f":"ROUND('3D Interpolace'!P44,2)","v":50.76},{"$f":"ROUND('3D Interpolace'!Q44,2)","v":51.44},{"$f":"ROUND('3D Interpolace'!R44,2)","v":52},{"$f":"ROUND('3D Interpolace'!S44,2)","v":52.38},{"$f":"ROUND('3D Interpolace'!T44,2)","v":52.57},{"$f":"ROUND('3D Interpolace'!U44,2)","v":52.67},{"$f":"ROUND('3D Interpolace'!V44,2)","v":52.78},{"$f":"ROUND('3D Interpolace'!W44,2)","v":53},{"$f":"ROUND('3D Interpolace'!X44,2)","v":53.26},{"$f":"ROUND('3D Interpolace'!Y44,2)","v":53.49},{"$f":"ROUND('3D Interpolace'!Z44,2)","v":53.79},{"$f":"ROUND('3D Interpolace'!AA44,2)","v":54.26},{"$f":"ROUND('3D Interpolace'!AB44,2)","v":55},{"$f":"ROUND('3D Interpolace'!AC44,2)","v":56.13},{"$f":"ROUND('3D Interpolace'!AD44,2)","v":57.58},{"$f":"ROUND('3D Interpolace'!AE44,2)","v":59.18},{"$f":"ROUND('3D Interpolace'!AF44,2)","v":60.71},{"$f":"ROUND('3D Interpolace'!AG44,2)","v":62},{"$f":"ROUND('3D Interpolace'!AH44,2)","v":62.98},{"$f":"ROUND('3D Interpolace'!AI44,2)","v":63.77},{"$f":"ROUND('3D Interpolace'!AJ44,2)","v":64.47},{"$f":"ROUND('3D Interpolace'!AK44,2)","v":65.180000000000007},{"$f":"ROUND('3D Interpolace'!AL44,2)","v":66},{"$f":"ROUND('3D Interpolace'!AM44,2)","v":66.97},{"$f":"ROUND('3D Interpolace'!AN44,2)","v":68.02},{"$f":"ROUND('3D Interpolace'!AO44,2)","v":69.099999999999994},{"$f":"ROUND('3D Interpolace'!AP44,2)","v":70.11},{"$f":"ROUND('3D Interpolace'!AQ44,2)","v":71},{"$f":"ROUND('3D Interpolace'!AR44,2)","v":71.709999999999994},{"$f":"ROUND('3D Interpolace'!AS44,2)","v":72.3},{"$f":"ROUND('3D Interpolace'!AT44,2)","v":72.819999999999993},{"$f":"ROUND('3D Interpolace'!AU44,2)","v":73.37},{"$f":"ROUND('3D Interpolace'!AV44,2)","v":74},{"$f":"ROUND('3D Interpolace'!AW44,2)","v":74.72},{"$f":"ROUND('3D Interpolace'!AX44,2)","v":75.48},{"$f":"ROUND('3D Interpolace'!AY44,2)","v":76.28},{"$f":"ROUND('3D Interpolace'!AZ44,2)","v":77.12},{"$f":"ROUND('3D Interpolace'!BA44,2)","v":78},null,4,41,null,null,null,null,null,4,4,null,null,null,null,null,null,null,4,4,null,null,null,null,null,null,null,4,4,null,null,null,null,null,null,null,4,4,null,null,null,null,null,null,null,4,null,4,41,48,49.04,49.96,50.76,51.44,56,56.38,52.57,52.67,52.78,53,53.26,53.49,53.79,58.26,59,56.13,57.58,59.18,60.71,62,62.98,63.77,68.47,69.180000000000007,66,66.97,68.02,69.099999999999994,70.11,71,71.709999999999994,76.3,76.819999999999993,73.37,74,74.72,75.48,76.28,77.12,78,4,null,3.6999999999999997,38,{"$f":"IF(ISNUMBER(INDEX(VstupniData,$EQ43,ER$2)),INDEX(VstupniData,$EQ43,ER$2),\"\")","v":44.98},45.97,46.87,47.65,48.33,52.9,53.28,49.46,49.59,49.78,{"$f":"IF(ISNUMBER(INDEX(VstupniData,$EQ43,FB$2)),INDEX(VstupniData,$EQ43,FB$2),\"\")","v":50.17},50.74,51.4,52.19,57.13,58.28,55.77,57.58,59.49,61.28,{"$f":"IF(ISNUMBER(INDEX(VstupniData,$EQ43,FL$2)),INDEX(VstupniData,$EQ43,FL$2),\"\")","v":62.74},62.74,63.83,64.680000000000007,69.36,69.95,66.5,66.94,67.22,67.459999999999994,{"$f":"IF(ISNUMBER(INDEX(VstupniData,$EQ43,FV$2)),INDEX(VstupniData,$EQ43,FV$2),\"\")","v":67.8},68.34,69.14,74.14,75.23,72.34,73.38,74.349999999999994,75.3,76.25,{"$f":"IF(ISNUMBER(INDEX(VstupniData,$EQ43,GF$2)),INDEX(VstupniData,$EQ43,GF$2),\"\")","v":77.180000000000007},78.099999999999994,null,null,null,3.6999999999999997,38,0,0,0,0,0,52.9,0,0,0,0,0,0,0,0,0,58.28,0,0,0,0,0,0,0,0,0,0,0,0,0,0,0,0,0,0,0,0,0,0,0,0,0,0,3.6999999999999997,null,null,null,38,48.498749999999987,49.480499999999985,50.462249999999983,51.443999999999988,52.425749999999987,53.407499999999985,54.38924999999999,55.370999999999988,56.352749999999986,57.334499999999984,58.316249999999982,59.297999999999988,60.279749999999986,61.261499999999984,62.243249999999989,63.224999999999987,64.206749999999985,65.188499999999991,66.170249999999982,67.151999999999987,68.133749999999992,71.47126436781609,71.827586206896541,72.183908045977006,72.540229885057471,72.896551724137936,73.252873563218387,73.609195402298838,73.965517241379303,74.321839080459768,74.678160919540232,75.034482758620683,75.390804597701148,75.747126436781599,76.103448275862064,76.459770114942529,76.81609195402298,77.172413793103445,77.528735632183896,77.885057471264361,78.241379310344826,78.597701149425291,3.6999999999999997,null,null,null,null,null,3.6999999999999997,38,3.5187499999999901,3.5104999999999862,3.5922499999999857,3.7939999999999898,4.0957499999999882,0.50749999999998607,1.1092499999999887,5.9109999999999872,6.7627499999999827,7.5544999999999831,8.1462499999999807,8.5579999999999856,8.8797499999999872,9.0714999999999861,5.1132499999999865,4.9449999999999861,8.4367499999999822,7.6084999999999923,6.6802499999999796,5.8719999999999857,5.3937499999999901,8.7312643678160882,7.9975862068965426,7.5039080459769991,3.1802298850574715,2.9465517241379331,6.7528735632183867,6.6691954022988398,6.7455172413793036,6.8618390804597738,6.8781609195402353,6.6944827586206799,6.2508045977011477,1.6071264367815985,0.87344827586206009,4.1197701149425257,3.4360919540229844,2.8224137931034505,2.2287356321838985,1.6350574712643606,1.0613793103448188,0.49770114942529631,null,null,null,null,null,null,null,3.9999999999999996,41,{"$f":"AVERAGE(KF47:KG48)","v":4.49},{"$f":"AVERAGE(KG47:KH48)","v":4.2849999999999984},4.1850000000000005,4.1900000000000031,2.2949999999999999,0.53499999999999837,2.9424999999999972,5.4699999999999989,6.0249999999999986,6.5074999999999985,6.8925000000000001,7.2424999999999979,7.5524999999999984,5.7474999999999987,3.7524999999999995,5.4774999999999991,6.8974999999999973,6.1124999999999972,5.2849999999999948,4.577499999999997,4.5172500000000007,4.6894999999999989,4.6119999999999948,2.6369999999999969,0.69699999999999562,2.7219999999999906,4.6569999999999965,4.5069999999999943,4.3219999999999921,4.1594999999999978,4.0794999999999959,4.1294999999999931,2.3069999999999951,0.56699999999999662,2.8494999999999919,5.0944999999999929,5.2744999999999962,5.4044999999999916,5.5094999999999885,5.5894999999999904,null,null,3.9999999999999996,41,15.63,15.63,15.63,15.63,23.66,31.64,23.66,15.63,11.98,11.98,11.98,11.98,11.98,15.63,23.66,15.63,11.98,11.98,15.63,15.63,15.63,15.63,15.63,23.66,31.64,23.66,15.63,15.63,15.63,15.63,15.63,15.63,23.66,31.64,23.66,15.63,15.63,15.63,15.63,15.63,null,null,3.9999999999999996,41,3.6500000000000004,0,0,0,0,0,-7.98,-8.0299999999999994,-3.6500000000000004,-3.6500000000000004,-3.6500000000000004,-3.6500000000000004,-3.6500000000000004,-8.0299999999999994,-7.98,-8.0299999999999994,-11.68,-11.68,-16.009999999999998,-16.009999999999998,0,0,-8.0299999999999994,-7.98,0,0,-8.0299999999999994,-16.009999999999998,-16.009999999999998,-16.009999999999998,0,-8.0299999999999994,-7.98,0,0,-8.0299999999999994,-8.0299999999999994,-16.009999999999998,-16.009999999999998,-16.009999999999998,null,null,4,41,0,0,0,0,0,0,56.38,0,0,0,0,0,0,0,0,59,0,0,0,0,0,0,0,0,0,0,0,0,0,0,0,0,0,0,0,0,0,0,0,0,0,4,null,4,41,0,0,0,0,0,0,0,0,0,0,0,0,0,0,0,0,0,0,0,0,62.74,0,0,0,0,69.95,0,0,0,0,0,0,0,0,0,0,0,0,0,0,77.180000000000007,4,null,4,41,1,1,1,1,1,1,1,1,1,1,1,1,1,1,1,1,1,1,1,1,1,1,1,1,1,1,1,1,1,1,1,1,1,1,1,1,1,1,1,1,1,4,null,4,41,48,49.04,49.96,50.76,51.44,56,56.38,52.57,52.67,52.78,53,53.26,53.49,53.79,58.26,59,56.13,57.58,59.18,60.71,62,62.98,63.77,68.47,69.180000000000007,66,66.97,68.02,69.099999999999994,70.11,71,71.709999999999994,76.3,76.819999999999993,73.37,74,74.72,75.48,76.28,77.12,78,4,null,3.6999999999999997,38,3,3,3,3,3,3,3,3,3,3,3,3,3,3,3,3,3,3,3,3,3,4,4,4,4,4,4,4,4,4,4,4,4,4,4,4,4,4,4,4,4,4,3.6999999999999997,null,3.6999999999999997,38,{"$f":"IF(ISNUMBER(INDEX(Asfalt,$ZX43,ZY$2)),INDEX(Asfalt,$ZX43,ZY$2),0)","v":0},0,0,0,0,4,4,0,0,0,{"$f":"IF(ISNUMBER(INDEX(Asfalt,$ZX43,AAI$2)),INDEX(Asfalt,$ZX43,AAI$2),0)","v":0},0,0,0,4,4,0,0,0,0,{"$f":"IF(ISNUMBER(INDEX(Asfalt,$ZX43,AAS$2)),INDEX(Asfalt,$ZX43,AAS$2),0)","v":0},0,0,0,4,4,0,0,0,0,{"$f":"IF(ISNUMBER(INDEX(Asfalt,$ZX43,ABC$2)),INDEX(Asfalt,$ZX43,ABC$2),0)","v":0},0,0,4,4,0,0,0,0,0,0,0,3.6999999999999997,null,3.6999999999999997,38,51,51,51,51,51,51,51,51,51,51,51,51,51,51,51,51,51,51,51,51,51,58,58,58,58,58,58,58,58,58,58,58,58,58,58,58,58,58,58,58,58,58,3.6999999999999997]
[null,null,null,null,null,null,null,null,null,null,null,null,"9A",{"$f":"ROUND('3D Interpolace'!M45,2)","v":48.39},{"$f":"ROUND('3D Interpolace'!N45,2)","v":49.16},{"$f":"ROUND('3D Interpolace'!O45,2)","v":49.85},{"$f":"ROUND('3D Interpolace'!P45,2)","v":50.44},{"$f":"ROUND('3D Interpolace'!Q45,2)","v":50.95},{"$f":"ROUND('3D Interpolace'!R45,2)","v":51.38},{"$f":"ROUND('3D Interpolace'!S45,2)","v":51.65},{"$f":"ROUND('3D Interpolace'!T45,2)","v":51.78},{"$f":"ROUND('3D Interpolace'!U45,2)","v":51.85},{"$f":"ROUND('3D Interpolace'!V45,2)","v":51.95},{"$f":"ROUND('3D Interpolace'!W45,2)","v":52.19},{"$f":"ROUND('3D Interpolace'!X45,2)","v":52.53},{"$f":"ROUND('3D Interpolace'!Y45,2)","v":52.9},{"$f":"ROUND('3D Interpolace'!Z45,2)","v":53.36},{"$f":"ROUND('3D Interpolace'!AA45,2)","v":53.95},{"$f":"ROUND('3D Interpolace'!AB45,2)","v":54.73},{"$f":"ROUND('3D Interpolace'!AC45,2)","v":55.78},{"$f":"ROUND('3D Interpolace'!AD45,2)","v":57.07},{"$f":"ROUND('3D Interpolace'!AE45,2)","v":58.47},{"$f":"ROUND('3D Interpolace'!AF45,2)","v":59.85},{"$f":"ROUND('3D Interpolace'!AG45,2)","v":61.08},{"$f":"ROUND('3D Interpolace'!AH45,2)","v":62.13},{"$f":"ROUND('3D Interpolace'!AI45,2)","v":63.1},{"$f":"ROUND('3D Interpolace'!AJ45,2)","v":64.02},{"$f":"ROUND('3D Interpolace'!AK45,2)","v":64.930000000000007},{"$f":"ROUND('3D Interpolace'!AL45,2)","v":65.87},{"$f":"ROUND('3D Interpolace'!AM45,2)","v":66.88},{"$f":"ROUND('3D Interpolace'!AN45,2)","v":67.930000000000007},{"$f":"ROUND('3D Interpolace'!AO45,2)","v":68.97},{"$f":"ROUND('3D Interpolace'!AP45,2)","v":69.97},{"$f":"ROUND('3D Interpolace'!AQ45,2)","v":70.87},{"$f":"ROUND('3D Interpolace'!AR45,2)","v":71.650000000000006},{"$f":"ROUND('3D Interpolace'!AS45,2)","v":72.34},{"$f":"ROUND('3D Interpolace'!AT45,2)","v":72.98},{"$f":"ROUND('3D Interpolace'!AU45,2)","v":73.62},{"$f":"ROUND('3D Interpolace'!AV45,2)","v":74.3},{"$f":"ROUND('3D Interpolace'!AW45,2)","v":75.03},{"$f":"ROUND('3D Interpolace'!AX45,2)","v":75.78},{"$f":"ROUND('3D Interpolace'!AY45,2)","v":76.53},{"$f":"ROUND('3D Interpolace'!AZ45,2)","v":77.3},{"$f":"ROUND('3D Interpolace'!BA45,2)","v":78.09},null,4.0999999999999996,42,null,null,null,null,null,4,4,null,null,null,null,null,null,null,4,4,null,null,null,null,null,null,null,4,4,null,null,null,null,null,null,null,4,4,null,null,null,null,null,null,null,4.0999999999999996,null,4.0999999999999996,42,48.39,49.16,49.85,50.44,50.95,55.38,55.65,51.78,51.85,51.95,52.19,52.53,52.9,53.36,57.95,58.73,55.78,57.07,58.47,59.85,61.08,62.13,63.1,68.02,68.930000000000007,65.87,66.88,67.930000000000007,68.97,69.97,70.87,71.650000000000006,76.34,76.98,73.62,74.3,75.03,75.78,76.53,77.3,78.09,4.0999999999999996,null,3.8,39,46.14,47.24,48.22,49.07,49.81,54.42,54.83,51.03,51.16,51.32,51.63,52.04,52.48,53.02,57.72,58.68,56.04,57.74,59.57,61.29,62.7,62.7,63.71,64.489999999999995,69.12,69.709999999999994,66.34,66.989999999999995,67.59,68.19,68.819999999999993,69.5,70.260000000000005,75.05,75.88,72.73,73.58,74.44,75.319999999999993,76.2,77.11,78.02,null,null,null,3.8,39,0,0,0,0,0,54.42,0,0,0,0,0,0,0,0,0,58.68,0,0,0,0,0,0,0,0,0,0,0,0,0,0,0,0,0,0,0,0,0,0,0,0,0,0,3.8,null,null,null,39,49.569999999999993,50.551749999999991,51.533499999999989,52.515249999999995,53.496999999999993,54.478749999999991,55.460499999999996,56.442249999999994,57.423999999999992,58.405749999999991,59.387499999999989,60.369249999999994,61.350999999999992,62.33274999999999,63.314499999999995,64.296250000000001,65.277999999999992,66.259749999999997,67.241499999999988,68.223249999999993,69.204999999999998,71.770114942528735,72.126436781609186,72.482758620689651,72.839080459770116,73.195402298850581,73.551724137931032,73.908045977011483,74.264367816091948,74.620689655172413,74.977011494252878,75.333333333333329,75.689655172413794,76.045977011494244,76.402298850574709,76.758620689655174,77.114942528735625,77.47126436781609,77.827586206896541,78.183908045977006,78.540229885057471,78.896551724137936,3.8,null,null,null,null,null,3.8,39,3.4299999999999926,3.3117499999999893,3.3134999999999906,3.4452499999999944,3.6869999999999905,5.87499999999892E-2,0.63049999999999784,5.4122499999999931,6.2639999999999958,7.0857499999999902,7.7574999999999861,8.3292499999999947,8.8709999999999951,9.312749999999987,5.5944999999999965,5.6162500000000009,9.2379999999999924,8.5197499999999948,7.6714999999999876,6.9332499999999939,6.5049999999999955,9.0701149425287326,8.4164367816091854,7.9927586206896564,3.7190804597701117,3.4854022988505875,7.2117241379310286,6.9180459770114879,6.6743678160919444,6.4306896551724151,6.1570114942528846,5.8333333333333286,5.4296551724137885,0.99597701149424722,0.52229885057471392,4.0286206896551704,3.5349425287356269,3.0312643678160924,2.5075862068965478,1.9839080459770031,1.4302298850574715,0.87655172413793991,null,null,null,null,null,null,null,4.1000000000000005,42,{"$f":"AVERAGE(KF48:KG49)","v":4.5399999999999991},{"$f":"AVERAGE(KG48:KH49)","v":4.6599999999999984},{"$f":"AVERAGE(KH48:KI49)","v":4.8425000000000011},{"$f":"AVERAGE(KI48:KJ49)","v":5.0875000000000021},{"$f":"AVERAGE(KJ48:KK49)","v":3.3874999999999993},{"$f":"AVERAGE(KK48:KL49)","v":1.7824999999999989},{"$f":"AVERAGE(KL48:KM49)","v":4.3024999999999984},{"$f":"AVERAGE(KM48:KN49)","v":6.8974999999999991},{"$f":"AVERAGE(KN48:KO49)","v":7.4775000000000009},{"$f":"AVERAGE(KO48:KP49)","v":7.9425000000000008},{"$f":"AVERAGE(KP48:KQ49)","v":8.2474999999999987},{"$f":"AVERAGE(KQ48:KR49)","v":8.4324999999999974},{"$f":"AVERAGE(KR48:KS49)","v":8.5199999999999978},{"$f":"AVERAGE(KS48:KT49)","v":6.4999999999999982},{"$f":"AVERAGE(KT48:KU49)","v":4.3674999999999997},{"$f":"AVERAGE(KU48:KV49)","v":6.0874999999999986},{"$f":"AVERAGE(KV48:KW49)","v":7.6374999999999975},{"$f":"AVERAGE(KW48:KX49)","v":7.0599999999999969},{"$f":"AVERAGE(KX48:KY49)","v":6.4349999999999952},{"$f":"AVERAGE(KY48:KZ49)","v":5.8499999999999979},{"$f":"AVERAGE(LA48:LB49)","v":6.7009999999999987},{"$f":"AVERAGE(LB48:LC49)","v":6.4584999999999955},4.2359999999999971,{"$f":"AVERAGE(LD48:LE49)","v":2.0409999999999968},{"$f":"AVERAGE(LE48:LF49)","v":3.8709999999999916},{"$f":"AVERAGE(LF48:LG49)","v":5.7234999999999943},{"$f":"AVERAGE(LG48:LH49)","v":5.595999999999993},{"$f":"AVERAGE(LH48:LI49)","v":5.4884999999999913},{"$f":"AVERAGE(LI48:LJ49)","v":5.4109999999999978},{"$f":"AVERAGE(LJ48:LK49)","v":5.3709999999999951},{"$f":"AVERAGE(LK48:LL49)","v":5.3784999999999918},{"$f":"AVERAGE(LL48:LM49)","v":3.4359999999999928},{"$f":"AVERAGE(LM48:LN49)","v":1.5309999999999917},{"$f":"AVERAGE(LN48:LO49)","v":3.6484999999999914},{"$f":"AVERAGE(LO48:LP49)","v":5.7709999999999937},{"$f":"AVERAGE(LP48:LQ49)","v":5.8859999999999957},{"$f":"AVERAGE(LQ48:LR49)","v":5.9984999999999928},{"$f":"AVERAGE(LR48:LS49)","v":6.120999999999988},{"$f":"AVERAGE(LS48:LT49)","v":6.2509999999999906},{"$f":"AVERAGE(LT48:LU49)","v":6.3834999999999908},null,null,4.1000000000000005,42,15.63,15.63,15.63,15.63,23.66,31.64,15.63,11.98,11.98,11.98,11.33,11.33,11.33,11.98,15.63,11.98,11.98,11.98,11.98,15.63,11.98,11.98,15.63,23.66,23.66,15.63,15.63,15.63,15.63,15.63,15.63,23.66,31.64,23.66,15.63,15.63,15.63,11.98,11.98,11.98,null,null,4.1000000000000005,42,0,0,0,-8.0299999999999994,-7.98,0,-16.009999999999998,-11.68,-3.6500000000000004,-3.6500000000000004,-4.3000000000000007,-4.3000000000000007,-4.3000000000000007,-11.68,-16.009999999999998,-11.68,-11.68,-11.68,-19.66,-16.009999999999998,0,-3.6500000000000004,-8.0299999999999994,-7.98,-7.98,-8.0299999999999994,-8.0299999999999994,-16.009999999999998,-16.009999999999998,-16.009999999999998,3.6500000000000004,0,0,0,-8.0299999999999994,-8.0299999999999994,-8.0299999999999994,-19.66,-19.66,-19.66,null,null,4.0999999999999996,42,0,0,0,0,0,0,0,0,0,0,0,0,0,0,0,0,0,0,0,0,0,0,0,0,0,0,0,0,0,0,0,0,0,76.98,0,0,0,0,0,0,0,4.0999999999999996,null,4.0999999999999996,42,0,0,0,0,0,0,0,0,0,0,0,0,0,0,0,0,0,0,0,0,0,0,0,0,0,0,0,0,0,0,0,0,0,0,0,0,0,0,0,0,0,4.0999999999999996,null,4.0999999999999996,42,1,{"$f":"IF(OR(INT(1000*UT$1/$B$18)-1000*UT$1/$B$18=0,INT(1000*$UQ44/$B$19)-1000*$UQ44/$B$19=0),1,0)","v":0},0,0,0,0,0,0,0,0,0,{"$f":"IF(OR(INT(1000*VD$1/$B$18)-1000*VD$1/$B$18=0,INT(1000*$UQ44/$B$19)-1000*$UQ44/$B$19=0),1,0)","v":0},0,0,0,0,0,0,0,0,1,{"$f":"IF(OR(INT(1000*VN$1/$B$18)-1000*VN$1/$B$18=0,INT(1000*$UQ44/$B$19)-1000*$UQ44/$B$19=0),1,0)","v":0},0,0,0,0,0,0,0,0,0,{"$f":"IF(OR(INT(1000*VX$1/$B$18)-1000*VX$1/$B$18=0,INT(1000*$UQ44/$B$19)-1000*$UQ44/$B$19=0),1,0)","v":0},0,0,0,0,0,0,0,0,1,4.0999999999999996,null,4.0999999999999996,42,48.39,0,0,0,0,0,0,0,0,0,0,0,0,0,0,0,0,0,0,0,61.08,0,0,0,0,0,0,0,0,0,0,0,0,76.98,0,0,0,0,0,0,78.09,4.0999999999999996,null,3.8,39,3,3,3,3,3,3,3,3,3,3,3,3,3,3,3,3,3,3,3,3,3,4,4,4,4,4,4,4,4,4,4,4,4,4,4,4,4,4,4,4,4,4,3.8,null,3.8,39,0,0,0,0,0,4,4,0,0,0,0,0,0,0,4,4,0,0,0,0,0,0,0,0,4,4,0,0,0,0,0,0,0,4,4,0,0,0,0,0,0,0,3.8,null,3.8,39,51,51,51,51,51,51,51,51,51,51,51,51,51,51,51,51,51,51,51,51,51,58,58,58,58,58,58,58,58,58,58,58,58,58,58,58,58,58,58,58,58,58,3.8]
[null,null,null,null,null,null,null,null,null,null,null,null,"9B",{"$f":"ROUND('3D Interpolace'!M46,2)","v":48.5},{"$f":"ROUND('3D Interpolace'!N46,2)","v":48.84},{"$f":"ROUND('3D Interpolace'!O46,2)","v":49.16},{"$f":"ROUND('3D Interpolace'!P46,2)","v":49.43},{"$f":"ROUND('3D Interpolace'!Q46,2)","v":49.68},{"$f":"ROUND('3D Interpolace'!R46,2)","v":49.89},{"$f":"ROUND('3D Interpolace'!S46,2)","v":50},{"$f":"ROUND('3D Interpolace'!T46,2)","v":50.01},{"$f":"ROUND('3D Interpolace'!U46,2)","v":50.02},{"$f":"ROUND('3D Interpolace'!V46,2)","v":50.12},{"$f":"ROUND('3D Interpolace'!W46,2)","v":50.42},{"$f":"ROUND('3D Interpolace'!X46,2)","v":50.92},{"$f":"ROUND('3D Interpolace'!Y46,2)","v":51.57},{"$f":"ROUND('3D Interpolace'!Z46,2)","v":52.34},{"$f":"ROUND('3D Interpolace'!AA46,2)","v":53.2},{"$f":"ROUND('3D Interpolace'!AB46,2)","v":54.1},{"$f":"ROUND('3D Interpolace'!AC46,2)","v":55.09},{"$f":"ROUND('3D Interpolace'!AD46,2)","v":56.16},{"$f":"ROUND('3D Interpolace'!AE46,2)","v":57.31},{"$f":"ROUND('3D Interpolace'!AF46,2)","v":58.48},{"$f":"ROUND('3D Interpolace'!AG46,2)","v":59.64},{"$f":"ROUND('3D Interpolace'!AH46,2)","v":60.83},{"$f":"ROUND('3D Interpolace'!AI46,2)","v":62.07},{"$f":"ROUND('3D Interpolace'!AJ46,2)","v":63.31},{"$f":"ROUND('3D Interpolace'!AK46,2)","v":64.5},{"$f":"ROUND('3D Interpolace'!AL46,2)","v":65.62},{"$f":"ROUND('3D Interpolace'!AM46,2)","v":66.62},{"$f":"ROUND('3D Interpolace'!AN46,2)","v":67.55},{"$f":"ROUND('3D Interpolace'!AO46,2)","v":68.44},{"$f":"ROUND('3D Interpolace'!AP46,2)","v":69.3},{"$f":"ROUND('3D Interpolace'!AQ46,2)","v":70.180000000000007},{"$f":"ROUND('3D Interpolace'!AR46,2)","v":71.069999999999993},{"$f":"ROUND('3D Interpolace'!AS46,2)","v":71.959999999999994},{"$f":"ROUND('3D Interpolace'!AT46,2)","v":72.84},{"$f":"ROUND('3D Interpolace'!AU46,2)","v":73.69},{"$f":"ROUND('3D Interpolace'!AV46,2)","v":74.510000000000005},{"$f":"ROUND('3D Interpolace'!AW46,2)","v":75.3},{"$f":"ROUND('3D Interpolace'!AX46,2)","v":76.06},{"$f":"ROUND('3D Interpolace'!AY46,2)","v":76.790000000000006},{"$f":"ROUND('3D Interpolace'!AZ46,2)","v":77.5},{"$f":"ROUND('3D Interpolace'!BA46,2)","v":78.180000000000007},null,4.2,43,null,null,null,null,null,4,4,null,null,null,null,null,null,null,4,4,null,null,null,null,null,null,null,4,4,null,null,null,null,null,null,null,4,4,null,null,null,null,null,null,null,4.2,null,4.2,43,48.5,48.84,49.16,49.43,49.68,53.89,54,50.01,50.02,50.12,50.42,50.92,51.57,52.34,57.2,58.1,55.09,56.16,57.31,58.48,59.64,60.83,62.07,67.31,68.5,65.62,66.62,67.55,68.44,69.3,70.180000000000007,71.069999999999993,75.959999999999994,76.84,73.69,74.510000000000005,75.3,76.06,76.790000000000006,77.5,78.180000000000007,4.2,null,3.9,40,47.21,48.34,49.33,50.2,50.94,55.55,55.96,52.17,52.29,52.42,52.66,52.96,53.23,53.58,58.11,58.92,56.15,57.73,59.45,61.09,62.43,62.43,63.4,64.150000000000006,68.78,69.400000000000006,66.11,66.95,67.849999999999994,68.760000000000005,69.64,70.45,71.16,75.790000000000006,76.400000000000006,73.03,73.73,74.5,75.31,76.16,77.040000000000006,77.97,null,null,null,3.9,40,0,0,0,0,0,55.55,0,0,0,0,0,0,0,0,0,58.92,0,0,0,0,0,0,0,0,0,0,0,0,0,0,0,0,0,0,0,0,0,0,0,0,0,0,3.9,null,null,null,40,50.641249999999992,51.62299999999999,52.604749999999989,53.586499999999994,54.568249999999992,55.54999999999999,56.531749999999995,57.513499999999993,58.495249999999992,59.47699999999999,60.458749999999995,61.440499999999986,62.422249999999991,63.403999999999989,64.385750000000002,65.367499999999993,66.349249999999998,67.330999999999989,68.312749999999994,69.294499999999999,70.27624999999999,72.068965517241381,72.425287356321832,72.781609195402297,73.137931034482762,73.494252873563212,73.850574712643677,74.206896551724128,74.563218390804593,74.919540229885058,75.275862068965523,75.632183908045974,75.988505747126425,76.34482758620689,76.701149425287355,77.05747126436782,77.41379310344827,77.770114942528735,78.126436781609186,78.482758620689651,78.839080459770116,79.195402298850581,3.9,null,null,null,null,null,3.9,40,3.4312499999999915,3.282999999999987,3.2747499999999903,3.386499999999991,3.6282499999999942,0,0.57174999999999443,5.3434999999999917,6.2052499999999924,7.0569999999999879,7.7987499999999983,8.4804999999999851,9.1922499999999943,9.823999999999991,6.2757500000000022,6.4474999999999909,10.199249999999999,9.600999999999992,8.8627499999999912,8.2044999999999959,7.8462499999999906,9.6389655172413811,9.025287356321833,8.6316091954022909,4.3579310344827604,4.0942528735632067,7.7405747126436779,7.2568965517241253,6.7132183908045988,6.159540229885053,5.6358620689655226,5.1821839080459711,4.8285057471264281,0.55482758620688344,0.301149425287349,4.0274712643678185,3.6837931034482665,3.2701149425287355,2.816436781609184,2.3227586206896547,1.79908045977011,1.2254022988505824,null,null,null,null,null,null,null,4.2,43,4.8324999999999978,5.3749999999999964,5.9250000000000007,6.4775000000000027,5.0325000000000006,3.6274999999999995,6.2924999999999986,8.98,9.5900000000000034,10.022500000000001,10.204999999999998,10.142499999999998,9.9049999999999976,7.5699999999999985,5.2199999999999989,6.8974999999999973,8.5824999999999978,8.2399999999999967,7.8499999999999943,7.4024999999999981,8.9700000000000006,8.5124999999999975,5.9799999999999969,3.4674999999999976,5.0649999999999942,6.8399999999999928,6.7924999999999969,6.8499999999999979,6.942499999999999,6.9999999999999964,6.967499999999994,4.8549999999999969,2.707499999999996,4.5724999999999945,6.4974999999999952,6.5024999999999977,6.5724999999999945,6.6949999999999896,6.8674999999999926,7.0874999999999915,null,null,4.2,43,15.63,15.63,15.63,11.98,15.63,23.66,11.98,11.33,11.33,7.9,7.9,7.9,11.33,11.98,15.63,11.98,11.33,11.33,11.98,11.98,11.33,11.33,15.63,23.66,15.63,11.98,11.98,11.98,11.98,11.98,11.98,15.63,23.66,15.63,11.98,11.98,11.98,11.98,11.98,11.98,null,null,4.2,43,-8.0299999999999994,-8.0299999999999994,-8.0299999999999994,-11.68,-8.0299999999999994,-7.98,-11.68,-4.3000000000000007,-4.3000000000000007,-7.73,-4.08,-4.08,-4.3000000000000007,-11.68,-16.009999999999998,-11.68,-12.33,-12.33,-11.68,-11.68,-0.65000000000000036,-0.65000000000000036,-8.0299999999999994,-7.98,-16.009999999999998,-11.68,-11.68,-19.66,-19.66,-19.66,0,0,-7.98,-8.0299999999999994,-11.68,-11.68,-11.68,-19.66,-19.66,-19.66,null,null,4.2,43,0,0,0,0,0,0,0,0,0,0,0,0,0,0,0,0,0,0,0,0,0,0,0,0,0,0,0,0,0,0,0,0,0,0,0,0,0,0,0,0,0,4.2,null,4.2,43,0,0,0,0,0,0,0,0,0,0,0,0,0,0,0,0,0,0,0,0,0,0,0,0,0,0,0,0,0,0,0,0,0,0,0,0,0,0,0,0,0,4.2,null,4.2,43,1,0,0,0,0,0,0,0,0,0,0,0,0,0,0,0,0,0,0,0,1,0,0,0,0,0,0,0,0,0,0,0,0,0,0,0,0,0,0,0,1,4.2,null,4.2,43,48.5,0,0,0,0,0,0,0,0,0,0,0,0,0,0,0,0,0,0,0,59.64,0,0,0,0,0,0,0,0,0,0,0,0,0,0,0,0,0,0,0,78.180000000000007,4.2,null,3.9,40,3,3,3,3,3,3,3,3,3,3,3,3,3,3,3,3,3,3,3,3,3,4,4,4,4,4,4,4,4,4,4,4,4,4,4,4,4,4,4,4,4,4,3.9,null,3.9,40,0,0,0,0,0,4,4,0,0,0,0,0,0,0,4,4,0,0,0,0,0,0,0,0,4,4,0,0,0,0,0,0,0,4,4,0,0,0,0,0,0,0,3.9,null,3.9,40,51,51,51,51,51,51,51,51,51,51,51,51,51,51,51,51,51,51,51,51,51,58,58,58,58,58,58,58,58,58,58,58,58,58,58,58,58,58,58,58,58,58,3.9]
[null,null,null,null,null,null,null,null,null,null,null,null,"9C",{"$f":"ROUND('3D Interpolace'!M47,2)","v":48.5},{"$f":"ROUND('3D Interpolace'!N47,2)","v":48.38},{"$f":"ROUND('3D Interpolace'!O47,2)","v":48.27},{"$f":"ROUND('3D Interpolace'!P47,2)","v":48.19},{"$f":"ROUND('3D Interpolace'!Q47,2)","v":48.14},{"$f":"ROUND('3D Interpolace'!R47,2)","v":48.11},{"$f":"ROUND('3D Interpolace'!S47,2)","v":48.04},{"$f":"ROUND('3D Interpolace'!T47,2)","v":47.93},{"$f":"ROUND('3D Interpolace'!U47,2)","v":47.87},{"$f":"ROUND('3D Interpolace'!V47,2)","v":47.98},{"$f":"ROUND('3D Interpolace'!W47,2)","v":48.34},{"$f":"ROUND('3D Interpolace'!X47,2)","v":49.05},{"$f":"ROUND('3D Interpolace'!Y47,2)","v":50.04},{"$f":"ROUND('3D Interpolace'!Z47,2)","v":51.18},{"$f":"ROUND('3D Interpolace'!AA47,2)","v":52.35},{"$f":"ROUND('3D Interpolace'!AB47,2)","v":53.42},{"$f":"ROUND('3D Interpolace'!AC47,2)","v":54.35},{"$f":"ROUND('3D Interpolace'!AD47,2)","v":55.22},{"$f":"ROUND('3D Interpolace'!AE47,2)","v":56.1},{"$f":"ROUND('3D Interpolace'!AF47,2)","v":57.06},{"$f":"ROUND('3D Interpolace'!AG47,2)","v":58.16},{"$f":"ROUND('3D Interpolace'!AH47,2)","v":59.51},{"$f":"ROUND('3D Interpolace'!AI47,2)","v":61.04},{"$f":"ROUND('3D Interpolace'!AJ47,2)","v":62.64},{"$f":"ROUND('3D Interpolace'!AK47,2)","v":64.14},{"$f":"ROUND('3D Interpolace'!AL47,2)","v":65.42},{"$f":"ROUND('3D Interpolace'!AM47,2)","v":66.400000000000006},{"$f":"ROUND('3D Interpolace'!AN47,2)","v":67.16},{"$f":"ROUND('3D Interpolace'!AO47,2)","v":67.83},{"$f":"ROUND('3D Interpolace'!AP47,2)","v":68.52},{"$f":"ROUND('3D Interpolace'!AQ47,2)","v":69.34},{"$f":"ROUND('3D Interpolace'!AR47,2)","v":70.36},{"$f":"ROUND('3D Interpolace'!AS47,2)","v":71.489999999999995},{"$f":"ROUND('3D Interpolace'!AT47,2)","v":72.66},{"$f":"ROUND('3D Interpolace'!AU47,2)","v":73.78},{"$f":"ROUND('3D Interpolace'!AV47,2)","v":74.77},{"$f":"ROUND('3D Interpolace'!AW47,2)","v":75.63},{"$f":"ROUND('3D Interpolace'!AX47,2)","v":76.42},{"$f":"ROUND('3D Interpolace'!AY47,2)","v":77.13},{"$f":"ROUND('3D Interpolace'!AZ47,2)","v":77.77},{"$f":"ROUND('3D Interpolace'!BA47,2)","v":78.34},null,4.3,44,null,null,null,null,null,4,4,null,null,null,null,null,null,null,4,4,null,null,null,null,null,null,null,4,4,null,null,null,null,null,null,null,4,4,null,null,null,null,null,null,null,4.3,null,4.3,44,48.5,48.38,48.27,48.19,48.14,52.11,52.04,47.93,47.87,47.98,48.34,49.05,50.04,51.18,56.35,57.42,54.35,55.22,56.1,57.06,58.16,59.51,61.04,66.64,68.14,65.42,66.400000000000006,67.16,67.83,68.52,69.34,70.36,75.489999999999995,76.66,73.78,74.77,75.63,76.42,77.13,77.77,78.34,4.3,null,3.9999999999999996,41,48,49.04,49.96,50.76,51.44,56,56.38,52.57,52.67,52.78,53,53.26,53.49,53.79,58.26,59,56.13,57.58,59.18,60.71,62,62,62.98,63.77,68.47,69.180000000000007,66,66.97,68.02,69.099999999999994,70.11,71,71.709999999999994,76.3,76.819999999999993,73.37,74,74.72,75.48,76.28,77.12,78,null,null,null,4,41,48,0,0,0,0,56,56.38,0,0,0,53,0,0,0,58.26,59,0,0,0,0,62,62,0,0,68.47,69.180000000000007,66,0,0,0,0,71,0,76.3,76.819999999999993,0,74,0,0,0,0,78,3.9999999999999996,null,null,null,41,51.712499999999984,52.694249999999982,53.675999999999981,54.657749999999986,55.639499999999984,56.621249999999982,57.602999999999987,58.584749999999985,59.566499999999984,60.548249999999982,61.529999999999987,62.511749999999978,63.493499999999983,64.475249999999988,65.456999999999994,66.438749999999985,67.42049999999999,68.402249999999981,69.383999999999986,70.365749999999991,71.347499999999982,72.367816091954012,72.724137931034477,73.080459770114942,73.436781609195407,73.793103448275858,74.149425287356323,74.505747126436773,74.862068965517238,75.218390804597703,75.574712643678154,75.931034482758619,76.28735632183907,76.643678160919535,77,77.356321839080465,77.712643678160916,78.068965517241367,78.425287356321832,78.781609195402297,79.137931034482762,79.494252873563212,3.9999999999999996,null,null,null,null,null,3.9999999999999996,41,3.7124999999999844,3.6542499999999833,3.7159999999999798,3.8977499999999878,4.1994999999999862,0.62124999999998209,1.2229999999999848,6.0147499999999852,6.8964999999999819,7.7682499999999806,8.5299999999999869,9.2517499999999799,10.003499999999981,10.685249999999989,7.1969999999999956,7.4387499999999847,11.290499999999987,10.822249999999983,10.203999999999986,9.6557499999999905,9.3474999999999824,10.367816091954012,9.74413793103448,9.3104597701149387,4.966781609195408,4.6131034482758508,8.1494252873563227,7.5357471264367746,6.8420689655172424,6.1183908045977091,5.4647126436781548,4.9310344827586192,4.5773563218390763,0.34367816091953785,0.18000000000000682,3.9863218390804604,3.7126436781609158,3.3489655172413677,2.9452873563218276,2.5016091954022954,2.017931034482757,1.4942528735632123,null,null,null,null,null,null,null,4.3000000000000007,44,5.1274999999999995,6.0949999999999971,7.01,7.8700000000000028,6.6800000000000015,5.4700000000000006,8.2724999999999991,11.0425,11.675000000000002,12.067500000000001,12.1175,11.799999999999999,11.232499999999998,8.5775000000000006,6,7.6174999999999979,9.4124999999999979,9.2774999999999963,9.0974999999999948,8.7649999999999988,11.039000000000001,10.366499999999998,7.5314999999999994,4.7115000000000009,6.0889999999999986,7.8039999999999949,7.8539999999999957,8.0989999999999966,8.3789999999999978,8.5439999999999969,8.4764999999999944,6.188999999999993,3.7889999999999944,5.3889999999999958,7.1064999999999969,7.0015000000000001,7.0314999999999941,7.1564999999999905,7.3814999999999955,7.7039999999999935,null,null,4.3000000000000007,44,15.63,11.98,11.98,11.98,11.98,15.63,11.33,7.9,7.9,6.1,6.1,7.9,7.9,11.33,11.98,11.98,11.33,11.33,11.33,11.33,7.9,7.9,11.98,15.63,11.98,11.98,11.98,11.33,11.33,11.33,11.33,11.98,23.66,15.63,11.98,11.98,11.98,11.98,11.98,11.98,null,null,4.3000000000000007,44,-8.0299999999999994,-11.68,-11.68,-11.68,-11.68,-16.009999999999998,-12.33,-7.73,-7.73,-9.5300000000000011,-5.8800000000000008,-4.08,-4.08,-12.33,-19.66,-11.68,-4.3000000000000007,-12.33,-12.33,-12.33,-3.4299999999999997,-4.08,-3.6500000000000004,-16.009999999999998,-19.66,-11.68,-11.68,-12.33,-20.310000000000002,-20.310000000000002,-0.65000000000000036,-3.6500000000000004,-7.98,-8.0299999999999994,-11.68,-11.68,-19.66,-19.66,-19.66,-19.66,null,null,4.3,44,0,0,0,0,0,0,0,0,0,0,0,0,0,0,0,0,0,0,0,0,0,0,0,0,0,0,0,0,0,0,0,0,0,0,0,0,0,0,0,0,0,4.3,null,4.3,44,0,0,0,0,0,0,56.38,0,0,0,0,0,0,0,0,59,0,0,0,0,0,0,0,0,0,0,0,0,0,0,0,0,0,0,76.819999999999993,0,0,0,0,0,77.12,4.3,null,4.3,44,1,0,0,0,0,0,0,0,0,0,0,0,0,0,0,0,0,0,0,0,1,0,0,0,0,0,0,0,0,0,0,0,0,0,0,0,0,0,0,0,1,4.3,null,4.3,44,48.5,0,0,0,0,0,0,0,0,0,0,0,0,0,0,0,0,0,0,0,58.16,0,0,0,0,0,0,0,0,0,0,0,0,0,0,0,0,0,0,0,78.34,4.3,null,3.9999999999999996,41,{"$f":"YE45","v":3},{"$f":"YF45","v":3},3,3,3,3,3,3,3,3,3,3,3,3,3,3,3,3,3,3,{"$f":"YX46","v":3},4,{"$f":"ZA45","v":4},4,4,4,4,4,4,4,4,4,4,4,4,4,4,4,4,4,4,{"$f":"ZS46","v":4},3.9999999999999996,null,3.9999999999999996,41,0,0,0,0,0,4,4,0,0,0,0,0,0,0,4,4,0,0,0,0,0,0,0,0,4,4,0,0,0,0,0,0,0,4,4,0,0,0,0,0,0,0,3.9999999999999996,null,3.9999999999999996,41,{"$f":"ABS45","v":51},{"$f":"ABT45","v":51},51,51,51,51,51,51,51,51,51,51,51,51,51,51,51,51,51,51,{"$f":"ACL46","v":51},58,{"$f":"ACO45","v":58},58,58,58,58,58,58,58,58,58,58,58,58,58,58,58,58,58,58,{"$f":"ADG46","v":58},3.9999999999999996]
[null,null,null,null,null,null,null,null,null,null,null,null,"9D",{"$f":"ROUND('3D Interpolace'!M48,2)","v":48.61},{"$f":"ROUND('3D Interpolace'!N48,2)","v":48.05},{"$f":"ROUND('3D Interpolace'!O48,2)","v":47.57},{"$f":"ROUND('3D Interpolace'!P48,2)","v":47.18},{"$f":"ROUND('3D Interpolace'!Q48,2)","v":46.86},{"$f":"ROUND('3D Interpolace'!R48,2)","v":46.62},{"$f":"ROUND('3D Interpolace'!S48,2)","v":46.4},{"$f":"ROUND('3D Interpolace'!T48,2)","v":46.19},{"$f":"ROUND('3D Interpolace'!U48,2)","v":46.09},{"$f":"ROUND('3D Interpolace'!V48,2)","v":46.21},{"$f":"ROUND('3D Interpolace'!W48,2)","v":46.65},{"$f":"ROUND('3D Interpolace'!X48,2)","v":47.54},{"$f":"ROUND('3D Interpolace'!Y48,2)","v":48.82},{"$f":"ROUND('3D Interpolace'!Z48,2)","v":50.28},{"$f":"ROUND('3D Interpolace'!AA48,2)","v":51.73},{"$f":"ROUND('3D Interpolace'!AB48,2)","v":52.95},{"$f":"ROUND('3D Interpolace'!AC48,2)","v":53.86},{"$f":"ROUND('3D Interpolace'!AD48,2)","v":54.57},{"$f":"ROUND('3D Interpolace'!AE48,2)","v":55.25},{"$f":"ROUND('3D Interpolace'!AF48,2)","v":56.05},{"$f":"ROUND('3D Interpolace'!AG48,2)","v":57.12},{"$f":"ROUND('3D Interpolace'!AH48,2)","v":58.61},{"$f":"ROUND('3D Interpolace'!AI48,2)","v":60.41},{"$f":"ROUND('3D Interpolace'!AJ48,2)","v":62.3},{"$f":"ROUND('3D Interpolace'!AK48,2)","v":64.069999999999993},{"$f":"ROUND('3D Interpolace'!AL48,2)","v":65.489999999999995},{"$f":"ROUND('3D Interpolace'!AM48,2)","v":66.430000000000007},{"$f":"ROUND('3D Interpolace'!AN48,2)","v":67.03},{"$f":"ROUND('3D Interpolace'!AO48,2)","v":67.5},{"$f":"ROUND('3D Interpolace'!AP48,2)","v":68.03},{"$f":"ROUND('3D Interpolace'!AQ48,2)","v":68.81},{"$f":"ROUND('3D Interpolace'!AR48,2)","v":69.94},{"$f":"ROUND('3D Interpolace'!AS48,2)","v":71.290000000000006},{"$f":"ROUND('3D Interpolace'!AT48,2)","v":72.72},{"$f":"ROUND('3D Interpolace'!AU48,2)","v":74.08},{"$f":"ROUND('3D Interpolace'!AV48,2)","v":75.22},{"$f":"ROUND('3D Interpolace'!AW48,2)","v":76.13},{"$f":"ROUND('3D Interpolace'!AX48,2)","v":76.930000000000007},{"$f":"ROUND('3D Interpolace'!AY48,2)","v":77.61},{"$f":"ROUND('3D Interpolace'!AZ48,2)","v":78.16},{"$f":"ROUND('3D Interpolace'!BA48,2)","v":78.59},null,4.4000000000000004,45,null,null,null,null,null,4,4,null,null,null,null,null,null,null,4,4,null,null,null,null,null,null,null,4,4,null,null,null,null,null,null,null,4,4,null,null,null,null,null,null,null,4.4000000000000004,null,4.4000000000000004,45,48.61,48.05,47.57,47.18,46.86,50.62,50.4,46.19,46.09,46.21,46.65,47.54,48.82,50.28,55.73,56.95,53.86,54.57,55.25,56.05,57.12,58.61,60.41,66.3,68.069999999999993,65.489999999999995,66.430000000000007,67.03,67.5,68.03,68.81,69.94,75.290000000000006,76.72,74.08,75.22,76.13,76.930000000000007,77.61,78.16,78.59,4.4000000000000004,null,3.9999999999999996,41,48,49.04,49.96,50.76,51.44,56,56.38,52.57,52.67,52.78,53,53.26,53.49,53.79,58.26,59,56.13,57.58,59.18,60.71,62,62,62.98,63.77,68.47,69.180000000000007,66,66.97,68.02,69.099999999999994,70.11,71,71.709999999999994,76.3,76.819999999999993,73.37,74,74.72,75.48,76.28,77.12,78,null,null,null,4,41,{"$f":"IF(OR(AND(INT(1000*GM$1/500)-1000*GM$1/500=0,INT(1000*$GK47/500)-1000*$GK47/500=0),ZY47>4),ER47,IF(AND(ZY47=4,OR(INT(1000*GM$1/500)-1000*GM$1/500=0,INT(1000*$GK47/500)-1000*$GK47/500=0)),ER47,0))","v":48},{"$f":"IF(OR(AND(INT(1000*GN$1/500)-1000*GN$1/500=0,INT(1000*$GK47/500)-1000*$GK47/500=0),ZZ47>4),ES47,IF(AND(ZZ47=4,OR(INT(1000*GN$1/500)-1000*GN$1/500=0,INT(1000*$GK47/500)-1000*$GK47/500=0)),ES47,0))","v":0},{"$f":"IF(OR(AND(INT(1000*GO$1/500)-1000*GO$1/500=0,INT(1000*$GK47/500)-1000*$GK47/500=0),AAA47>4),ET47,IF(AND(AAA47=4,OR(INT(1000*GO$1/500)-1000*GO$1/500=0,INT(1000*$GK47/500)-1000*$GK47/500=0)),ET47,0))","v":0},{"$f":"IF(OR(AND(INT(1000*GP$1/500)-1000*GP$1/500=0,INT(1000*$GK47/500)-1000*$GK47/500=0),AAB47>4),EU47,IF(AND(AAB47=4,OR(INT(1000*GP$1/500)-1000*GP$1/500=0,INT(1000*$GK47/500)-1000*$GK47/500=0)),EU47,0))","v":0},{"$f":"IF(OR(AND(INT(1000*GQ$1/500)-1000*GQ$1/500=0,INT(1000*$GK47/500)-1000*$GK47/500=0),AAC47>4),EV47,IF(AND(AAC47=4,OR(INT(1000*GQ$1/500)-1000*GQ$1/500=0,INT(1000*$GK47/500)-1000*$GK47/500=0)),EV47,0))","v":0},{"$f":"IF(OR(AND(INT(1000*GR$1/500)-1000*GR$1/500=0,INT(1000*$GK47/500)-1000*$GK47/500=0),AAD47>4),EW47,IF(AND(AAD47=4,OR(INT(1000*GR$1/500)-1000*GR$1/500=0,INT(1000*$GK47/500)-1000*$GK47/500=0)),EW47,0))","v":56},{"$f":"IF(OR(AND(INT(1000*GS$1/500)-1000*GS$1/500=0,INT(1000*$GK47/500)-1000*$GK47/500=0),AAE47>4),EX47,IF(AND(AAE47=4,OR(INT(1000*GS$1/500)-1000*GS$1/500=0,INT(1000*$GK47/500)-1000*$GK47/500=0)),EX47,0))","v":56.38},{"$f":"IF(OR(AND(INT(1000*GT$1/500)-1000*GT$1/500=0,INT(1000*$GK47/500)-1000*$GK47/500=0),AAF47>4),EY47,IF(AND(AAF47=4,OR(INT(1000*GT$1/500)-1000*GT$1/500=0,INT(1000*$GK47/500)-1000*$GK47/500=0)),EY47,0))","v":0},{"$f":"IF(OR(AND(INT(1000*GU$1/500)-1000*GU$1/500=0,INT(1000*$GK47/500)-1000*$GK47/500=0),AAG47>4),EZ47,IF(AND(AAG47=4,OR(INT(1000*GU$1/500)-1000*GU$1/500=0,INT(1000*$GK47/500)-1000*$GK47/500=0)),EZ47,0))","v":0},{"$f":"IF(OR(AND(INT(1000*GV$1/500)-1000*GV$1/500=0,INT(1000*$GK47/500)-1000*$GK47/500=0),AAH47>4),FA47,IF(AND(AAH47=4,OR(INT(1000*GV$1/500)-1000*GV$1/500=0,INT(1000*$GK47/500)-1000*$GK47/500=0)),FA47,0))","v":0},{"$f":"IF(OR(AND(INT(1000*GW$1/500)-1000*GW$1/500=0,INT(1000*$GK47/500)-1000*$GK47/500=0),AAI47>4),FB47,IF(AND(AAI47=4,OR(INT(1000*GW$1/500)-1000*GW$1/500=0,INT(1000*$GK47/500)-1000*$GK47/500=0)),FB47,0))","v":53},{"$f":"IF(OR(AND(INT(1000*GX$1/500)-1000*GX$1/500=0,INT(1000*$GK47/500)-1000*$GK47/500=0),AAJ47>4),FC47,IF(AND(AAJ47=4,OR(INT(1000*GX$1/500)-1000*GX$1/500=0,INT(1000*$GK47/500)-1000*$GK47/500=0)),FC47,0))","v":0},{"$f":"IF(OR(AND(INT(1000*GY$1/500)-1000*GY$1/500=0,INT(1000*$GK47/500)-1000*$GK47/500=0),AAK47>4),FD47,IF(AND(AAK47=4,OR(INT(1000*GY$1/500)-1000*GY$1/500=0,INT(1000*$GK47/500)-1000*$GK47/500=0)),FD47,0))","v":0},{"$f":"IF(OR(AND(INT(1000*GZ$1/500)-1000*GZ$1/500=0,INT(1000*$GK47/500)-1000*$GK47/500=0),AAL47>4),FE47,IF(AND(AAL47=4,OR(INT(1000*GZ$1/500)-1000*GZ$1/500=0,INT(1000*$GK47/500)-1000*$GK47/500=0)),FE47,0))","v":0},{"$f":"IF(OR(AND(INT(1000*HA$1/500)-1000*HA$1/500=0,INT(1000*$GK47/500)-1000*$GK47/500=0),AAM47>4),FF47,IF(AND(AAM47=4,OR(INT(1000*HA$1/500)-1000*HA$1/500=0,INT(1000*$GK47/500)-1000*$GK47/500=0)),FF47,0))","v":58.26},{"$f":"IF(OR(AND(INT(1000*HB$1/500)-1000*HB$1/500=0,INT(1000*$GK47/500)-1000*$GK47/500=0),AAN47>4),FG47,IF(AND(AAN47=4,OR(INT(1000*HB$1/500)-1000*HB$1/500=0,INT(1000*$GK47/500)-1000*$GK47/500=0)),FG47,0))","v":59},{"$f":"IF(OR(AND(INT(1000*HC$1/500)-1000*HC$1/500=0,INT(1000*$GK47/500)-1000*$GK47/500=0),AAO47>4),FH47,IF(AND(AAO47=4,OR(INT(1000*HC$1/500)-1000*HC$1/500=0,INT(1000*$GK47/500)-1000*$GK47/500=0)),FH47,0))","v":0},{"$f":"IF(OR(AND(INT(1000*HD$1/500)-1000*HD$1/500=0,INT(1000*$GK47/500)-1000*$GK47/500=0),AAP47>4),FI47,IF(AND(AAP47=4,OR(INT(1000*HD$1/500)-1000*HD$1/500=0,INT(1000*$GK47/500)-1000*$GK47/500=0)),FI47,0))","v":0},{"$f":"IF(OR(AND(INT(1000*HE$1/500)-1000*HE$1/500=0,INT(1000*$GK47/500)-1000*$GK47/500=0),AAQ47>4),FJ47,IF(AND(AAQ47=4,OR(INT(1000*HE$1/500)-1000*HE$1/500=0,INT(1000*$GK47/500)-1000*$GK47/500=0)),FJ47,0))","v":0},{"$f":"IF(OR(AND(INT(1000*HF$1/500)-1000*HF$1/500=0,INT(1000*$GK47/500)-1000*$GK47/500=0),AAR47>4),FK47,IF(AND(AAR47=4,OR(INT(1000*HF$1/500)-1000*HF$1/500=0,INT(1000*$GK47/500)-1000*$GK47/500=0)),FK47,0))","v":0},{"$f":"IF(OR(AND(INT(1000*HG$1/500)-1000*HG$1/500=0,INT(1000*$GK47/500)-1000*$GK47/500=0),AAS47>4),FL47,IF(AND(AAS47=4,OR(INT(1000*HG$1/500)-1000*HG$1/500=0,INT(1000*$GK47/500)-1000*$GK47/500=0)),FL47,0))","v":62},{"$f":"IF(OR(AND(INT(1000*HH$1/500)-1000*HH$1/500=0,INT(1000*$GK47/500)-1000*$GK47/500=0),AAT47>4),FM47,IF(AND(AAT47=4,OR(INT(1000*HH$1/500)-1000*HH$1/500=0,INT(1000*$GK47/500)-1000*$GK47/500=0)),FM47,0))","v":62},{"$f":"IF(OR(AND(INT(1000*HI$1/500)-1000*HI$1/500=0,INT(1000*$GK47/500)-1000*$GK47/500=0),AAU47>4),FN47,IF(AND(AAU47=4,OR(INT(1000*HI$1/500)-1000*HI$1/500=0,INT(1000*$GK47/500)-1000*$GK47/500=0)),FN47,0))","v":0},{"$f":"IF(OR(AND(INT(1000*HJ$1/500)-1000*HJ$1/500=0,INT(1000*$GK47/500)-1000*$GK47/500=0),AAV47>4),FO47,IF(AND(AAV47=4,OR(INT(1000*HJ$1/500)-1000*HJ$1/500=0,INT(1000*$GK47/500)-1000*$GK47/500=0)),FO47,0))","v":0},{"$f":"IF(OR(AND(INT(1000*HK$1/500)-1000*HK$1/500=0,INT(1000*$GK47/500)-1000*$GK47/500=0),AAW47>4),FP47,IF(AND(AAW47=4,OR(INT(1000*HK$1/500)-1000*HK$1/500=0,INT(1000*$GK47/500)-1000*$GK47/500=0)),FP47,0))","v":68.47},{"$f":"IF(OR(AND(INT(1000*HL$1/500)-1000*HL$1/500=0,INT(1000*$GK47/500)-1000*$GK47/500=0),AAX47>4),FQ47,IF(AND(AAX47=4,OR(INT(1000*HL$1/500)-1000*HL$1/500=0,INT(1000*$GK47/500)-1000*$GK47/500=0)),FQ47,0))","v":69.180000000000007},{"$f":"IF(OR(AND(INT(1000*HM$1/500)-1000*HM$1/500=0,INT(1000*$GK47/500)-1000*$GK47/500=0),AAY47>4),FR47,IF(AND(AAY47=4,OR(INT(1000*HM$1/500)-1000*HM$1/500=0,INT(1000*$GK47/500)-1000*$GK47/500=0)),FR47,0))","v":66},{"$f":"IF(OR(AND(INT(1000*HN$1/500)-1000*HN$1/500=0,INT(1000*$GK47/500)-1000*$GK47/500=0),AAZ47>4),FS47,IF(AND(AAZ47=4,OR(INT(1000*HN$1/500)-1000*HN$1/500=0,INT(1000*$GK47/500)-1000*$GK47/500=0)),FS47,0))","v":0},{"$f":"IF(OR(AND(INT(1000*HO$1/500)-1000*HO$1/500=0,INT(1000*$GK47/500)-1000*$GK47/500=0),ABA47>4),FT47,IF(AND(ABA47=4,OR(INT(1000*HO$1/500)-1000*HO$1/500=0,INT(1000*$GK47/500)-1000*$GK47/500=0)),FT47,0))","v":0},{"$f":"IF(OR(AND(INT(1000*HP$1/500)-1000*HP$1/500=0,INT(1000*$GK47/500)-1000*$GK47/500=0),ABB47>4),FU47,IF(AND(ABB47=4,OR(INT(1000*HP$1/500)-1000*HP$1/500=0,INT(1000*$GK47/500)-1000*$GK47/500=0)),FU47,0))","v":0},{"$f":"IF(OR(AND(INT(1000*HQ$1/500)-1000*HQ$1/500=0,INT(1000*$GK47/500)-1000*$GK47/500=0),ABC47>4),FV47,IF(AND(ABC47=4,OR(INT(1000*HQ$1/500)-1000*HQ$1/500=0,INT(1000*$GK47/500)-1000*$GK47/500=0)),FV47,0))","v":0},{"$f":"IF(OR(AND(INT(1000*HR$1/500)-1000*HR$1/500=0,INT(1000*$GK47/500)-1000*$GK47/500=0),ABD47>4),FW47,IF(AND(ABD47=4,OR(INT(1000*HR$1/500)-1000*HR$1/500=0,INT(1000*$GK47/500)-1000*$GK47/500=0)),FW47,0))","v":71},{"$f":"IF(OR(AND(INT(1000*HS$1/500)-1000*HS$1/500=0,INT(1000*$GK47/500)-1000*$GK47/500=0),ABE47>4),FX47,IF(AND(ABE47=4,OR(INT(1000*HS$1/500)-1000*HS$1/500=0,INT(1000*$GK47/500)-1000*$GK47/500=0)),FX47,0))","v":0},{"$f":"IF(OR(AND(INT(1000*HT$1/500)-1000*HT$1/500=0,INT(1000*$GK47/500)-1000*$GK47/500=0),ABF47>4),FY47,IF(AND(ABF47=4,OR(INT(1000*HT$1/500)-1000*HT$1/500=0,INT(1000*$GK47/500)-1000*$GK47/500=0)),FY47,0))","v":76.3},{"$f":"IF(OR(AND(INT(1000*HU$1/500)-1000*HU$1/500=0,INT(1000*$GK47/500)-1000*$GK47/500=0),ABG47>4),FZ47,IF(AND(ABG47=4,OR(INT(1000*HU$1/500)-1000*HU$1/500=0,INT(1000*$GK47/500)-1000*$GK47/500=0)),FZ47,0))","v":76.819999999999993},{"$f":"IF(OR(AND(INT(1000*HV$1/500)-1000*HV$1/500=0,INT(1000*$GK47/500)-1000*$GK47/500=0),ABH47>4),GA47,IF(AND(ABH47=4,OR(INT(1000*HV$1/500)-1000*HV$1/500=0,INT(1000*$GK47/500)-1000*$GK47/500=0)),GA47,0))","v":0},{"$f":"IF(OR(AND(INT(1000*HW$1/500)-1000*HW$1/500=0,INT(1000*$GK47/500)-1000*$GK47/500=0),ABI47>4),GB47,IF(AND(ABI47=4,OR(INT(1000*HW$1/500)-1000*HW$1/500=0,INT(1000*$GK47/500)-1000*$GK47/500=0)),GB47,0))","v":74},{"$f":"IF(OR(AND(INT(1000*HX$1/500)-1000*HX$1/500=0,INT(1000*$GK47/500)-1000*$GK47/500=0),ABJ47>4),GC47,IF(AND(ABJ47=4,OR(INT(1000*HX$1/500)-1000*HX$1/500=0,INT(1000*$GK47/500)-1000*$GK47/500=0)),GC47,0))","v":0},{"$f":"IF(OR(AND(INT(1000*HY$1/500)-1000*HY$1/500=0,INT(1000*$GK47/500)-1000*$GK47/500=0),ABK47>4),GD47,IF(AND(ABK47=4,OR(INT(1000*HY$1/500)-1000*HY$1/500=0,INT(1000*$GK47/500)-1000*$GK47/500=0)),GD47,0))","v":0},{"$f":"IF(OR(AND(INT(1000*HZ$1/500)-1000*HZ$1/500=0,INT(1000*$GK47/500)-1000*$GK47/500=0),ABL47>4),GE47,IF(AND(ABL47=4,OR(INT(1000*HZ$1/500)-1000*HZ$1/500=0,INT(1000*$GK47/500)-1000*$GK47/500=0)),GE47,0))","v":0},{"$f":"IF(OR(AND(INT(1000*IA$1/500)-1000*IA$1/500=0,INT(1000*$GK47/500)-1000*$GK47/500=0),ABM47>4),GF47,IF(AND(ABM47=4,OR(INT(1000*IA$1/500)-1000*IA$1/500=0,INT(1000*$GK47/500)-1000*$GK47/500=0)),GF47,0))","v":0},{"$f":"IF(OR(AND(INT(1000*IB$1/500)-1000*IB$1/500=0,INT(1000*$GK47/500)-1000*$GK47/500=0),ABN47>4),GG47,IF(AND(ABN47=4,OR(INT(1000*IB$1/500)-1000*IB$1/500=0,INT(1000*$GK47/500)-1000*$GK47/500=0)),GG47,0))","v":78},3.9999999999999996,null,null,null,41,52.75,53.4,54.05,54.7,55.35,56,56.65,57.3,57.95,58.599999999999994,59.25,59.9,60.55,61.199999999999996,61.849999999999994,62.5,63.15,63.8,64.449999999999989,65.099999999999994,65.75,65.86,66.72999999999999,67.599999999999994,68.47,69.34,70.209999999999994,71.08,71.949999999999989,72.819999999999993,73.69,74.56,75.429999999999993,76.299999999999983,77.169999999999987,78.039999999999992,78.91,79.78,80.649999999999991,81.519999999999982,82.389999999999986,83.259999999999991,3.9999999999999996,null,null,null,null,null,3.9999999999999996,41,4.75,4.3599999999999994,4.0899999999999963,3.9400000000000048,3.9100000000000037,0,0.26999999999999602,4.7299999999999969,5.2800000000000011,5.8199999999999932,6.25,6.6400000000000006,7.0599999999999952,7.4099999999999966,3.5899999999999963,3.5,7.019999999999996,6.2199999999999989,5.2699999999999889,4.3899999999999935,3.75,3.8599999999999994,3.7499999999999929,3.8299999999999912,0,0.15999999999999659,4.2099999999999937,4.1099999999999994,3.9299999999999926,3.7199999999999989,3.5799999999999983,3.5600000000000023,3.7199999999999989,0,0.34999999999999432,4.6699999999999875,4.9099999999999966,5.0600000000000023,5.1699999999999875,5.2399999999999807,5.2699999999999818,5.2599999999999909,null,null,null,null,null,null,null,4.4000000000000004,45,5.182500000000001,6.4824999999999999,7.68,8.7775000000000016,7.7775000000000016,6.7074999999999996,9.6024999999999974,12.417499999999999,13.05,13.397500000000001,13.34,12.837499999999999,12.032499999999997,9.1449999999999996,6.3975000000000009,7.9574999999999996,9.8074999999999992,9.7924999999999933,9.7349999999999923,9.4624999999999986,12.445500000000001,11.610499999999998,8.5554999999999986,5.5180000000000007,6.7379999999999995,8.4129999999999967,8.5379999999999967,8.920499999999997,9.3404999999999987,9.5829999999999984,9.482999999999997,7.0579999999999927,4.4604999999999926,5.8604999999999947,7.430499999999995,7.2554999999999978,7.2779999999999916,7.4379999999999882,7.7404999999999937,8.185499999999994,null,null,4.4000000000000004,45,15.63,11.98,11.98,11.33,11.98,11.98,11.33,6.1,6.1,6.1,6.1,6.1,6.1,11.33,11.98,11.98,11.33,11.33,11.33,11.33,6.1,7.9,11.33,15.63,11.98,11.33,11.33,11.33,11.33,11.33,11.33,11.98,15.63,15.63,11.98,11.98,11.98,11.98,11.98,11.33,null,null,4.4000000000000004,45,-16.009999999999998,-11.68,-11.68,-12.33,-11.68,-19.66,-12.33,-9.5300000000000011,-9.5300000000000011,-9.5300000000000011,-5.23,-5.8800000000000008,-5.8800000000000008,-12.33,-19.66,-11.68,-12.33,-12.33,-12.33,-12.33,-5.23,-4.08,-4.3000000000000007,-16.009999999999998,-19.66,-12.33,-20.310000000000002,-20.310000000000002,-20.310000000000002,-20.310000000000002,0,-3.6500000000000004,-16.009999999999998,-8.0299999999999994,-11.68,-11.68,-19.66,-19.66,-19.66,-20.310000000000002,null,null,4.4000000000000004,45,0,0,0,0,0,0,0,0,0,0,0,0,0,0,0,0,0,0,0,0,0,0,0,0,0,0,0,0,0,0,0,0,0,0,0,0,0,0,0,0,0,4.4000000000000004,null,4.4000000000000004,45,0,0,0,0,0,0,56.38,0,0,0,0,0,0,0,0,59,0,0,0,0,62,0,0,0,0,69.180000000000007,0,0,0,0,0,0,0,0,0,0,0,0,0,0,0,4.4000000000000004,null,4.4000000000000004,45,1,0,0,0,0,0,0,0,0,0,0,0,0,0,0,0,0,0,0,0,1,0,0,0,0,0,0,0,0,0,0,0,0,0,0,0,0,0,0,0,1,4.4000000000000004,null,4.4000000000000004,45,48.61,0,0,0,0,0,0,0,0,0,0,0,0,0,0,0,0,0,0,0,57.12,0,0,0,0,0,0,0,0,0,0,0,0,0,0,0,0,0,0,0,78.59,4.4000000000000004,null,3.9999999999999996,41,{"$f":"COUNTIF(RG43:SA53,\">0\")","v":4},{"$f":"YE47","v":4},{"$f":"YF47","v":4},4,4,4,4,4,4,4,4,4,4,4,4,4,4,4,4,4,{"$f":"YX47","v":4},{"$f":"COUNTIF(SA43:SU53,\">0\")","v":3},{"$f":"YZ47","v":3},{"$f":"ZA47","v":3},3,3,3,3,3,3,3,3,3,3,3,3,3,3,3,3,3,{"$f":"ZS47","v":3},3.9999999999999996,null,3.9999999999999996,41,0,0,0,0,0,4,4,0,0,0,0,0,0,0,4,4,0,0,0,0,0,0,0,0,4,4,0,0,0,0,0,0,0,4,4,0,0,0,0,0,0,0,3.9999999999999996,null,3.9999999999999996,41,{"$f":"COUNTIF(UU43:VO53,\">0\")","v":51},{"$f":"ABS47","v":51},{"$f":"ABT47","v":51},51,51,51,51,51,51,51,51,51,51,51,51,51,51,51,51,51,{"$f":"ACL47","v":51},{"$f":"COUNTIF(VO43:WI53,\">0\")","v":58},{"$f":"ACN47","v":58},{"$f":"ACO47","v":58},58,58,58,58,58,58,58,58,58,58,58,58,58,58,58,58,58,{"$f":"ADG47","v":58},3.9999999999999996]
[null,null,null,null,null,null,null,null,null,null,null,null,"10",{"$f":"ROUND('3D Interpolace'!M49,2)","v":49},{"$f":"ROUND('3D Interpolace'!N49,2)","v":48.16},{"$f":"ROUND('3D Interpolace'!O49,2)","v":47.44},{"$f":"ROUND('3D Interpolace'!P49,2)","v":46.84},{"$f":"ROUND('3D Interpolace'!Q49,2)","v":46.36},{"$f":"ROUND('3D Interpolace'!R49,2)","v":46},{"$f":"ROUND('3D Interpolace'!S49,2)","v":45.7},{"$f":"ROUND('3D Interpolace'!T49,2)","v":45.45},{"$f":"ROUND('3D Interpolace'!U49,2)","v":45.35},{"$f":"ROUND('3D Interpolace'!V49,2)","v":45.5},{"$f":"ROUND('3D Interpolace'!W49,2)","v":46},{"$f":"ROUND('3D Interpolace'!X49,2)","v":47},{"$f":"ROUND('3D Interpolace'!Y49,2)","v":48.44},{"$f":"ROUND('3D Interpolace'!Z49,2)","v":50.08},{"$f":"ROUND('3D Interpolace'!AA49,2)","v":51.68},{"$f":"ROUND('3D Interpolace'!AB49,2)","v":53},{"$f":"ROUND('3D Interpolace'!AC49,2)","v":53.91},{"$f":"ROUND('3D Interpolace'!AD49,2)","v":54.58},{"$f":"ROUND('3D Interpolace'!AE49,2)","v":55.18},{"$f":"ROUND('3D Interpolace'!AF49,2)","v":55.93},{"$f":"ROUND('3D Interpolace'!AG49,2)","v":57},{"$f":"ROUND('3D Interpolace'!AH49,2)","v":58.58},{"$f":"ROUND('3D Interpolace'!AI49,2)","v":60.53},{"$f":"ROUND('3D Interpolace'!AJ49,2)","v":62.59},{"$f":"ROUND('3D Interpolace'!AK49,2)","v":64.5},{"$f":"ROUND('3D Interpolace'!AL49,2)","v":66},{"$f":"ROUND('3D Interpolace'!AM49,2)","v":66.92},{"$f":"ROUND('3D Interpolace'!AN49,2)","v":67.44},{"$f":"ROUND('3D Interpolace'!AO49,2)","v":67.8},{"$f":"ROUND('3D Interpolace'!AP49,2)","v":68.239999999999995},{"$f":"ROUND('3D Interpolace'!AQ49,2)","v":69},{"$f":"ROUND('3D Interpolace'!AR49,2)","v":70.209999999999994},{"$f":"ROUND('3D Interpolace'!AS49,2)","v":71.7},{"$f":"ROUND('3D Interpolace'!AT49,2)","v":73.3},{"$f":"ROUND('3D Interpolace'!AU49,2)","v":74.790000000000006},{"$f":"ROUND('3D Interpolace'!AV49,2)","v":76},{"$f":"ROUND('3D Interpolace'!AW49,2)","v":76.92},{"$f":"ROUND('3D Interpolace'!AX49,2)","v":77.680000000000007},{"$f":"ROUND('3D Interpolace'!AY49,2)","v":78.28},{"$f":"ROUND('3D Interpolace'!AZ49,2)","v":78.72},{"$f":"ROUND('3D Interpolace'!BA49,2)","v":79},null,4.5,46,null,null,null,null,null,4,4,null,null,null,null,null,null,null,4,4,null,null,null,null,null,null,null,4,4,null,null,null,null,null,null,null,4,4,null,null,null,null,null,null,null,4.5,null,4.5,46,49,48.16,47.44,46.84,46.36,50,49.7,45.45,45.35,45.5,46,47,48.44,50.08,55.68,57,53.91,54.58,55.18,55.93,57,58.58,60.53,66.59,68.5,66,66.92,67.44,67.8,68.239999999999995,69,70.209999999999994,75.7,77.3,74.790000000000006,76,76.92,77.680000000000007,78.28,78.72,79,4.5,null,4.1000000000000005,42,48.39,49.16,49.85,50.44,50.95,55.38,55.65,51.78,51.85,51.95,52.19,52.53,52.9,53.36,57.95,58.73,55.78,57.07,58.47,59.85,61.08,61.08,62.13,63.1,68.02,68.930000000000007,65.87,66.88,67.930000000000007,68.97,69.97,70.87,71.650000000000006,76.34,76.98,73.62,74.3,75.03,75.78,76.53,77.3,78.09,null,null,null,4.1000000000000005,42,0,0,0,0,0,55.38,0,0,0,0,0,0,0,0,0,58.73,0,0,0,0,0,0,0,0,0,0,0,0,0,0,0,0,0,0,0,0,0,0,0,0,0,0,4.1000000000000005,null,null,null,42,52.875,53.524999999999999,54.174999999999997,54.825000000000003,55.475000000000001,56.125,56.774999999999999,57.424999999999997,58.075000000000003,58.725000000000001,59.375,60.024999999999999,60.674999999999997,61.325000000000003,61.975000000000001,62.625,63.274999999999999,63.924999999999997,64.575000000000003,65.224999999999994,65.875,66.744,67.614000000000004,68.483999999999995,69.353999999999999,70.22399999999999,71.093999999999994,71.963999999999999,72.833999999999989,73.703999999999994,74.573999999999998,75.443999999999988,76.313999999999993,77.183999999999997,78.054000000000002,78.923999999999992,79.793999999999997,80.663999999999987,81.533999999999992,82.403999999999996,83.274000000000001,84.143999999999991,4.1000000000000005,null,null,null,null,null,4.1000000000000005,42,4.4849999999999994,4.365000000000002,4.3249999999999957,4.3850000000000051,4.5249999999999986,0.74499999999999744,1.125,5.644999999999996,6.2250000000000014,6.7749999999999986,7.1850000000000023,7.4949999999999974,7.7749999999999986,7.9650000000000034,4.0249999999999986,3.8950000000000031,7.4949999999999974,6.8549999999999969,6.105000000000004,5.3749999999999929,4.7950000000000017,5.6640000000000015,5.4840000000000018,5.3839999999999932,1.3340000000000032,1.2939999999999827,5.2239999999999895,5.0840000000000032,4.9039999999999822,4.7339999999999947,4.6039999999999992,4.5739999999999839,4.6639999999999873,0.84399999999999409,1.0739999999999981,5.3039999999999878,5.4939999999999998,5.6339999999999861,5.7539999999999907,5.8739999999999952,5.9740000000000038,6.0539999999999878,null,null,null,null,null,null,null,4.5,46,4.7974999999999994,6.2724999999999991,7.6174999999999997,8.8325000000000014,7.9150000000000009,6.8949999999999978,9.8049999999999962,12.6,13.190000000000003,13.487500000000001,13.374999999999998,12.804999999999998,11.919999999999998,8.9525000000000006,6.1375000000000011,7.65,9.4699999999999989,9.4349999999999969,9.3624999999999954,9.0649999999999959,12.762000000000004,11.859500000000002,8.7219999999999995,5.6095000000000006,6.7769999999999975,8.4369999999999976,8.5869999999999997,9.0169999999999995,9.4845000000000006,9.7495000000000012,9.6244999999999976,7.1244999999999941,4.4294999999999938,5.7419999999999938,7.2644999999999946,7.0944999999999965,7.1669999999999945,7.4169999999999909,7.8419999999999916,8.4419999999999931,null,null,4.5,46,15.63,11.98,11.98,11.33,11.98,11.98,11.33,6.1,6.1,6.1,6.1,6.1,7.9,11.33,11.98,11.98,11.33,11.33,11.33,11.33,6.1,7.9,11.33,15.63,11.98,11.33,11.33,11.33,11.33,11.33,11.33,11.98,15.63,15.63,11.98,11.98,11.98,11.98,11.98,11.33,null,null,4.5,46,-16.009999999999998,-19.66,-11.68,-12.33,-11.68,-19.66,-12.33,-9.5300000000000011,-9.5300000000000011,-9.5300000000000011,-1.8000000000000007,-5.23,-3.4299999999999997,-4.3000000000000007,-19.66,-11.68,-12.33,-12.33,-20.310000000000002,-20.310000000000002,-5.23,-3.4299999999999997,-4.3000000000000007,-16.009999999999998,-19.66,-12.33,-20.310000000000002,-20.310000000000002,-20.310000000000002,-20.310000000000002,-0.65000000000000036,-11.68,-16.009999999999998,-16.009999999999998,-11.68,-19.66,-19.66,-19.66,-19.66,-20.310000000000002,null,null,4.5,46,0,0,0,0,0,0,0,0,0,0,0,0,0,0,0,0,0,0,0,0,0,0,0,0,0,0,0,0,0,0,0,0,0,0,0,0,0,0,0,0,0,4.5,null,4.5,46,0,0,0,0,0,0,0,0,0,0,0,0,0,0,0,0,0,0,0,0,0,0,0,0,0,0,0,0,0,0,0,0,0,0,76.98,0,0,0,0,0,0,4.5,null,4.5,46,1,0,0,0,0,0,0,0,0,0,0,0,0,0,0,0,0,0,0,0,1,0,0,0,0,0,0,0,0,0,0,0,0,0,0,0,0,0,0,0,1,4.5,null,4.5,46,49,0,0,0,0,0,0,0,0,0,0,0,0,0,0,0,0,0,0,0,57,0,0,0,0,0,0,0,0,0,0,0,0,0,0,0,0,0,0,0,79,4.5,null,4.1000000000000005,42,{"$f":"YE47","v":4},{"$f":"YF47","v":4},{"$f":"YG47","v":4},{"$f":"YH47","v":4},{"$f":"YI47","v":4},{"$f":"YJ47","v":4},{"$f":"YK47","v":4},{"$f":"YL47","v":4},{"$f":"YM47","v":4},{"$f":"YN47","v":4},{"$f":"YO47","v":4},{"$f":"YP47","v":4},{"$f":"YQ47","v":4},{"$f":"YR47","v":4},{"$f":"YS47","v":4},{"$f":"YT47","v":4},{"$f":"YU47","v":4},{"$f":"YV47","v":4},{"$f":"YW47","v":4},{"$f":"YX47","v":4},{"$f":"YX48","v":4},{"$f":"ZA48","v":3},{"$f":"ZA47","v":3},{"$f":"ZB47","v":3},{"$f":"ZC47","v":3},{"$f":"ZD47","v":3},{"$f":"ZE47","v":3},{"$f":"ZF47","v":3},{"$f":"ZG47","v":3},{"$f":"ZH47","v":3},{"$f":"ZI47","v":3},{"$f":"ZJ47","v":3},{"$f":"ZK47","v":3},{"$f":"ZL47","v":3},{"$f":"ZM47","v":3},{"$f":"ZN47","v":3},{"$f":"ZO47","v":3},{"$f":"ZP47","v":3},{"$f":"ZQ47","v":3},{"$f":"ZR47","v":3},{"$f":"ZS47","v":3},{"$f":"ZS48","v":3},4.1000000000000005,null,4.1000000000000005,42,0,0,0,0,0,4,4,0,0,0,0,0,0,0,4,4,0,0,0,0,0,0,0,0,4,4,0,0,0,0,0,0,0,4,4,0,0,0,0,0,0,0,4.1000000000000005,null,4.1000000000000005,42,{"$f":"ABS47","v":51},{"$f":"ABT47","v":51},{"$f":"ABU47","v":51},{"$f":"ABV47","v":51},{"$f":"ABW47","v":51},{"$f":"ABX47","v":51},{"$f":"ABY47","v":51},{"$f":"ABZ47","v":51},{"$f":"ACA47","v":51},{"$f":"ACB47","v":51},{"$f":"ACC47","v":51},{"$f":"ACD47","v":51},{"$f":"ACE47","v":51},{"$f":"ACF47","v":51},{"$f":"ACG47","v":51},{"$f":"ACH47","v":51},{"$f":"ACI47","v":51},{"$f":"ACJ47","v":51},{"$f":"ACK47","v":51},{"$f":"ACL47","v":51},{"$f":"ACL48","v":51},{"$f":"ACO48","v":58},{"$f":"ACO47","v":58},{"$f":"ACP47","v":58},{"$f":"ACQ47","v":58},{"$f":"ACR47","v":58},{"$f":"ACS47","v":58},{"$f":"ACT47","v":58},{"$f":"ACU47","v":58},{"$f":"ACV47","v":58},{"$f":"ACW47","v":58},{"$f":"ACX47","v":58},{"$f":"ACY47","v":58},{"$f":"ACZ47","v":58},{"$f":"ADA47","v":58},{"$f":"ADB47","v":58},{"$f":"ADC47","v":58},{"$f":"ADD47","v":58},{"$f":"ADE47","v":58},{"$f":"ADF47","v":58},{"$f":"ADG47","v":58},{"$f":"ADG48","v":58},4.1000000000000005]
[null,null,null,null,null,null,null,null,null,null,null,null,"10A",{"$f":"ROUND('3D Interpolace'!M50,2)","v":49.82},{"$f":"ROUND('3D Interpolace'!N50,2)","v":48.88},{"$f":"ROUND('3D Interpolace'!O50,2)","v":48.08},{"$f":"ROUND('3D Interpolace'!P50,2)","v":47.42},{"$f":"ROUND('3D Interpolace'!Q50,2)","v":46.9},{"$f":"ROUND('3D Interpolace'!R50,2)","v":46.53},{"$f":"ROUND('3D Interpolace'!S50,2)","v":46.24},{"$f":"ROUND('3D Interpolace'!T50,2)","v":46.04},{"$f":"ROUND('3D Interpolace'!U50,2)","v":46.01},{"$f":"ROUND('3D Interpolace'!V50,2)","v":46.23},{"$f":"ROUND('3D Interpolace'!W50,2)","v":46.77},{"$f":"ROUND('3D Interpolace'!X50,2)","v":47.78},{"$f":"ROUND('3D Interpolace'!Y50,2)","v":49.21},{"$f":"ROUND('3D Interpolace'!Z50,2)","v":50.84},{"$f":"ROUND('3D Interpolace'!AA50,2)","v":52.44},{"$f":"ROUND('3D Interpolace'!AB50,2)","v":53.78},{"$f":"ROUND('3D Interpolace'!AC50,2)","v":54.76},{"$f":"ROUND('3D Interpolace'!AD50,2)","v":55.52},{"$f":"ROUND('3D Interpolace'!AE50,2)","v":56.23},{"$f":"ROUND('3D Interpolace'!AF50,2)","v":57.06},{"$f":"ROUND('3D Interpolace'!AG50,2)","v":58.2},{"$f":"ROUND('3D Interpolace'!AH50,2)","v":59.8},{"$f":"ROUND('3D Interpolace'!AI50,2)","v":61.76},{"$f":"ROUND('3D Interpolace'!AJ50,2)","v":63.82},{"$f":"ROUND('3D Interpolace'!AK50,2)","v":65.72},{"$f":"ROUND('3D Interpolace'!AL50,2)","v":67.22},{"$f":"ROUND('3D Interpolace'!AM50,2)","v":68.14},{"$f":"ROUND('3D Interpolace'!AN50,2)","v":68.66},{"$f":"ROUND('3D Interpolace'!AO50,2)","v":69.02},{"$f":"ROUND('3D Interpolace'!AP50,2)","v":69.47},{"$f":"ROUND('3D Interpolace'!AQ50,2)","v":70.239999999999995},{"$f":"ROUND('3D Interpolace'!AR50,2)","v":71.48},{"$f":"ROUND('3D Interpolace'!AS50,2)","v":73.02},{"$f":"ROUND('3D Interpolace'!AT50,2)","v":74.650000000000006},{"$f":"ROUND('3D Interpolace'!AU50,2)","v":76.16},{"$f":"ROUND('3D Interpolace'!AV50,2)","v":77.34},{"$f":"ROUND('3D Interpolace'!AW50,2)","v":78.19},{"$f":"ROUND('3D Interpolace'!AX50,2)","v":78.849999999999994},{"$f":"ROUND('3D Interpolace'!AY50,2)","v":79.31},{"$f":"ROUND('3D Interpolace'!AZ50,2)","v":79.59},{"$f":"ROUND('3D Interpolace'!BA50,2)","v":79.67},null,4.5999999999999996,47,null,null,null,null,null,4,4,null,null,null,null,null,null,null,4,4,null,null,null,null,null,null,null,4,4,null,null,null,null,null,null,null,4,4,null,null,null,null,null,null,null,4.5999999999999996,null,4.5999999999999996,47,49.82,48.88,48.08,47.42,46.9,50.53,50.24,46.04,46.01,46.23,46.77,47.78,49.21,50.84,56.44,57.78,54.76,55.52,56.23,57.06,58.2,59.8,61.76,67.819999999999993,69.72,67.22,68.14,68.66,69.02,69.47,70.239999999999995,71.48,77.02,78.650000000000006,76.16,77.34,78.19,78.849999999999994,79.31,79.59,79.67,4.5999999999999996,null,4.2,43,48.5,48.84,49.16,49.43,49.68,53.89,54,50.01,50.02,50.12,50.42,50.92,51.57,52.34,57.2,58.1,55.09,56.16,57.31,58.48,59.64,59.64,60.83,62.07,67.31,68.5,65.62,66.62,67.55,68.44,69.3,70.180000000000007,71.069999999999993,75.959999999999994,76.84,73.69,74.510000000000005,75.3,76.06,76.790000000000006,77.5,78.180000000000007,null,null,null,4.2,43,0,0,0,0,0,53.89,0,0,0,0,0,0,0,0,0,58.1,0,0,0,0,0,0,0,0,0,0,0,0,0,0,0,0,0,0,0,0,0,0,0,0,0,0,4.2,null,null,null,43,53,53.65,54.3,54.95,55.6,56.25,56.9,57.55,58.2,58.85,59.5,60.15,60.8,61.449999999999996,62.1,62.75,63.4,64.05,64.699999999999989,65.349999999999994,66,67.628,68.49799999999999,69.367999999999995,70.238,71.108000000000004,71.977999999999994,72.847999999999999,73.717999999999989,74.587999999999994,75.457999999999998,76.328000000000003,77.197999999999993,78.067999999999984,78.937999999999988,79.807999999999993,80.677999999999997,81.548000000000002,82.417999999999992,83.287999999999982,84.157999999999987,85.027999999999992,4.2,null,null,null,null,null,4.2,43,4.5,4.8099999999999952,5.1400000000000006,5.5200000000000031,5.9200000000000017,2.3599999999999994,2.8999999999999986,7.5399999999999991,8.18,8.730000000000004,9.0799999999999983,9.2299999999999969,9.2299999999999969,9.1099999999999923,4.8999999999999986,4.6499999999999986,8.3099999999999952,7.8900000000000006,7.3899999999999864,6.8699999999999974,6.3599999999999994,7.9879999999999995,7.6679999999999922,7.2979999999999947,2.9279999999999973,2.6080000000000041,6.3579999999999899,6.2279999999999944,6.1679999999999922,6.1479999999999961,6.1580000000000013,6.1479999999999961,6.1280000000000001,2.1079999999999899,2.0979999999999848,6.117999999999995,6.1679999999999922,6.2480000000000047,6.3579999999999899,6.4979999999999762,6.657999999999987,6.8479999999999848,null,null,null,null,null,null,null,4.6000000000000005,47,3.9699999999999971,5.4824999999999964,6.8475000000000001,8.0675000000000026,7.1400000000000006,6.0849999999999991,8.9274999999999984,11.635000000000002,12.140000000000004,12.38,12.257499999999999,11.727499999999997,10.909999999999997,8.0024999999999995,5.2100000000000009,6.6750000000000007,8.3774999999999995,8.1824999999999974,7.9499999999999957,7.5349999999999966,11.941000000000004,11.056000000000003,7.9734999999999996,4.9235000000000042,6.1385000000000005,7.8134999999999977,7.9484999999999992,8.3484999999999978,8.7835000000000001,9.0235000000000021,8.883499999999998,6.3684999999999938,3.6609999999999943,4.9809999999999981,6.5434999999999981,6.450999999999997,6.6359999999999992,7.0309999999999953,7.6284999999999918,8.4284999999999961,null,null,4.6000000000000005,47,23.66,15.63,11.98,11.33,11.98,11.98,11.33,7.9,6.1,6.1,6.1,7.9,7.9,11.33,15.63,11.98,11.33,11.33,11.98,11.98,7.9,7.9,11.98,15.63,11.98,11.98,11.98,11.33,11.33,11.33,11.33,11.98,23.66,15.63,11.98,11.98,11.98,11.98,11.98,11.33,null,null,4.6000000000000005,47,-7.98,-8.0299999999999994,-11.68,-12.33,-11.68,-19.66,-12.33,-7.73,-9.5300000000000011,-9.5300000000000011,-1.8000000000000007,0,-3.4299999999999997,-4.3000000000000007,-8.0299999999999994,-11.68,-4.3000000000000007,-12.33,-11.68,-19.66,0,-3.4299999999999997,-3.6500000000000004,-16.009999999999998,-19.66,-11.68,-19.66,-20.310000000000002,-20.310000000000002,-20.310000000000002,-0.65000000000000036,-3.6500000000000004,-7.98,-16.009999999999998,-11.68,-19.66,-19.66,-19.66,-19.66,-20.310000000000002,null,null,4.5999999999999996,47,0,0,0,0,0,0,0,0,0,0,0,0,0,0,0,0,0,0,0,0,0,0,0,0,0,0,0,0,0,0,0,0,0,0,0,0,0,0,0,0,0,4.5999999999999996,null,4.5999999999999996,47,0,0,0,0,0,0,0,0,0,0,0,0,0,0,0,0,0,0,0,0,0,0,0,0,0,0,0,0,0,0,0,0,0,0,0,0,0,0,0,0,0,4.5999999999999996,null,4.5999999999999996,47,1,0,0,0,0,0,0,0,0,0,0,0,0,0,0,0,0,0,0,0,1,0,0,0,0,0,0,0,0,0,0,0,0,0,0,0,0,0,0,0,1,4.5999999999999996,null,4.5999999999999996,47,49.82,0,0,0,0,0,0,0,0,0,0,0,0,0,0,0,0,0,0,0,58.2,0,0,0,0,0,0,0,0,0,0,0,0,0,0,0,0,0,0,0,79.67,4.5999999999999996,null,4.2,43,{"$f":"YE48","v":4},{"$f":"YF48","v":4},4,4,4,4,4,4,4,4,4,4,4,4,4,4,4,4,4,4,{"$f":"YX49","v":4},3,{"$f":"ZA48","v":3},3,3,3,3,3,3,3,3,3,3,3,3,3,3,3,3,3,3,{"$f":"ZS49","v":3},4.2,null,4.2,43,0,0,0,0,0,4,4,0,0,0,0,0,0,0,4,4,0,0,0,0,0,0,0,0,4,4,0,0,0,0,0,0,0,4,4,0,0,0,0,0,0,0,4.2,null,4.2,43,{"$f":"ABS48","v":51},{"$f":"ABT48","v":51},51,51,51,51,51,51,51,51,51,51,51,51,51,51,51,51,51,51,{"$f":"ACL49","v":51},58,{"$f":"ACO48","v":58},58,58,58,58,58,58,58,58,58,58,58,58,58,58,58,58,58,58,{"$f":"ADG49","v":58},4.2]
[null,null,null,null,null,null,null,null,null,null,null,null,"10B",{"$f":"ROUND('3D Interpolace'!M51,2)","v":50.95},{"$f":"ROUND('3D Interpolace'!N51,2)","v":50.02},{"$f":"ROUND('3D Interpolace'!O51,2)","v":49.24},{"$f":"ROUND('3D Interpolace'!P51,2)","v":48.62},{"$f":"ROUND('3D Interpolace'!Q51,2)","v":48.14},{"$f":"ROUND('3D Interpolace'!R51,2)","v":47.82},{"$f":"ROUND('3D Interpolace'!S51,2)","v":47.62},{"$f":"ROUND('3D Interpolace'!T51,2)","v":47.54},{"$f":"ROUND('3D Interpolace'!U51,2)","v":47.62},{"$f":"ROUND('3D Interpolace'!V51,2)","v":47.93},{"$f":"ROUND('3D Interpolace'!W51,2)","v":48.5},{"$f":"ROUND('3D Interpolace'!X51,2)","v":49.47},{"$f":"ROUND('3D Interpolace'!Y51,2)","v":50.78},{"$f":"ROUND('3D Interpolace'!Z51,2)","v":52.28},{"$f":"ROUND('3D Interpolace'!AA51,2)","v":53.78},{"$f":"ROUND('3D Interpolace'!AB51,2)","v":55.11},{"$f":"ROUND('3D Interpolace'!AC51,2)","v":56.2},{"$f":"ROUND('3D Interpolace'!AD51,2)","v":57.16},{"$f":"ROUND('3D Interpolace'!AE51,2)","v":58.11},{"$f":"ROUND('3D Interpolace'!AF51,2)","v":59.15},{"$f":"ROUND('3D Interpolace'!AG51,2)","v":60.4},{"$f":"ROUND('3D Interpolace'!AH51,2)","v":62},{"$f":"ROUND('3D Interpolace'!AI51,2)","v":63.86},{"$f":"ROUND('3D Interpolace'!AJ51,2)","v":65.790000000000006},{"$f":"ROUND('3D Interpolace'!AK51,2)","v":67.58},{"$f":"ROUND('3D Interpolace'!AL51,2)","v":69.010000000000005},{"$f":"ROUND('3D Interpolace'!AM51,2)","v":69.94},{"$f":"ROUND('3D Interpolace'!AN51,2)","v":70.510000000000005},{"$f":"ROUND('3D Interpolace'!AO51,2)","v":70.94},{"$f":"ROUND('3D Interpolace'!AP51,2)","v":71.44},{"$f":"ROUND('3D Interpolace'!AQ51,2)","v":72.239999999999995},{"$f":"ROUND('3D Interpolace'!AR51,2)","v":73.47},{"$f":"ROUND('3D Interpolace'!AS51,2)","v":75},{"$f":"ROUND('3D Interpolace'!AT51,2)","v":76.61},{"$f":"ROUND('3D Interpolace'!AU51,2)","v":78.06},{"$f":"ROUND('3D Interpolace'!AV51,2)","v":79.150000000000006},{"$f":"ROUND('3D Interpolace'!AW51,2)","v":79.88},{"$f":"ROUND('3D Interpolace'!AX51,2)","v":80.38},{"$f":"ROUND('3D Interpolace'!AY51,2)","v":80.66},{"$f":"ROUND('3D Interpolace'!AZ51,2)","v":80.73},{"$f":"ROUND('3D Interpolace'!BA51,2)","v":80.58},null,4.7,48,null,null,null,null,null,4,4,null,null,null,null,null,null,null,4,4,null,null,null,null,null,null,null,4,4,null,null,null,null,null,null,null,4,4,null,null,null,null,null,null,null,4.7,null,4.7,48,50.95,50.02,49.24,48.62,48.14,51.82,51.62,47.54,47.62,47.93,48.5,49.47,50.78,52.28,57.78,59.11,56.2,57.16,58.11,59.15,60.4,62,63.86,69.790000000000006,71.58,69.010000000000005,69.94,70.510000000000005,70.94,71.44,72.239999999999995,73.47,79,80.61,78.06,79.150000000000006,79.88,80.38,80.66,80.73,80.58,4.7,null,4.3000000000000007,44,48.5,48.38,48.27,48.19,48.14,52.11,52.04,47.93,47.87,47.98,48.34,49.05,50.04,51.18,56.35,57.42,54.35,55.22,56.1,57.06,58.16,58.16,59.51,61.04,66.64,68.14,65.42,66.400000000000006,67.16,67.83,68.52,69.34,70.36,75.489999999999995,76.66,73.78,74.77,75.63,76.42,77.13,77.77,78.34,null,null,null,4.3000000000000007,44,0,0,0,0,0,52.11,0,0,0,0,0,0,0,0,0,57.42,0,0,0,0,0,0,0,0,0,0,0,0,0,0,0,0,0,0,0,0,0,0,0,0,0,0,4.3000000000000007,null,null,null,44,53.125,53.774999999999999,54.424999999999997,55.075000000000003,55.725000000000001,56.375,57.024999999999999,57.674999999999997,58.325000000000003,58.975000000000001,59.625,60.274999999999999,60.924999999999997,61.575000000000003,62.225000000000001,62.875,63.524999999999999,64.174999999999997,64.825000000000003,65.474999999999994,66.125,68.512,69.382000000000005,70.251999999999995,71.122,71.99199999999999,72.861999999999995,73.731999999999999,74.602000000000004,75.471999999999994,76.341999999999999,77.211999999999989,78.081999999999994,78.951999999999998,79.822000000000003,80.691999999999993,81.561999999999998,82.431999999999988,83.301999999999992,84.171999999999997,85.042000000000002,85.911999999999992,4.3000000000000007,null,null,null,null,null,4.3000000000000007,44,4.625,5.394999999999996,6.154999999999994,6.8850000000000051,7.5850000000000009,4.2650000000000006,4.9849999999999994,9.7449999999999974,10.455000000000005,10.995000000000005,11.284999999999997,11.225000000000001,10.884999999999998,10.395000000000003,5.875,5.4549999999999983,9.1749999999999972,8.9549999999999983,8.7250000000000014,8.414999999999992,7.9650000000000034,10.352000000000004,9.872000000000007,9.2119999999999962,4.4819999999999993,3.8519999999999897,7.4419999999999931,7.3319999999999936,7.4420000000000073,7.6419999999999959,7.8220000000000027,7.8719999999999857,7.7219999999999942,3.4620000000000033,3.1620000000000061,6.9119999999999919,6.7920000000000016,6.8019999999999925,6.8819999999999908,7.0420000000000016,7.2720000000000056,7.5719999999999885,null,null,null,null,null,null,null,4.7,48,2.8999999999999968,4.3674999999999962,5.6775000000000002,6.8325000000000031,5.8350000000000009,4.6950000000000003,7.4249999999999989,10.0075,10.402500000000003,10.577500000000002,10.47,10.042499999999999,9.3749999999999982,6.6099999999999994,3.8900000000000006,5.3050000000000033,6.8350000000000026,6.3949999999999978,5.9124999999999961,5.3199999999999985,10.435000000000004,9.6174999999999997,6.6699999999999946,3.7699999999999996,5.0975000000000001,6.8074999999999974,6.9049999999999976,7.2324999999999982,7.5925000000000011,7.7825000000000024,7.6325000000000038,5.1374999999999993,2.4699999999999953,3.8499999999999979,5.4999999999999964,5.5274999999999963,5.8625000000000007,6.43,7.2274999999999956,8.2574999999999967,null,null,4.7,48,23.66,15.63,15.63,11.98,15.63,15.63,11.98,7.9,7.9,7.9,7.9,7.9,11.33,11.98,23.66,15.63,11.98,11.98,15.63,15.63,7.9,11.33,11.98,23.66,15.63,11.98,11.98,11.98,11.98,11.98,11.98,15.63,23.66,23.66,15.63,15.63,15.63,11.98,11.98,11.33,null,null,4.7,48,-7.98,-8.0299999999999994,-8.0299999999999994,-11.68,-8.0299999999999994,-16.009999999999998,-11.68,-7.73,-7.73,-7.73,0,0,0,0,0,-8.0299999999999994,-3.6500000000000004,-11.68,-8.0299999999999994,-16.009999999999998,-3.4299999999999997,-0.65000000000000036,-3.6500000000000004,-7.98,-16.009999999999998,-11.68,-19.66,-19.66,-19.66,-19.66,0,-8.0299999999999994,-7.98,-7.98,-8.0299999999999994,-16.009999999999998,-16.009999999999998,-19.66,-19.66,-12.33,null,null,4.7,48,0,0,0,0,0,0,0,0,0,0,0,0,0,0,0,0,0,0,0,0,0,0,0,0,0,0,0,0,0,0,0,0,0,0,0,0,0,0,0,0,0,4.7,null,4.7,48,0,0,0,0,0,0,0,0,0,0,0,0,0,0,0,0,0,0,0,0,0,0,0,0,0,0,0,0,0,0,0,0,0,0,0,0,0,0,0,0,0,4.7,null,4.7,48,1,0,0,0,0,0,0,0,0,0,0,0,0,0,0,0,0,0,0,0,1,0,0,0,0,0,0,0,0,0,0,0,0,0,0,0,0,0,0,0,1,4.7,null,4.7,48,50.95,0,0,0,0,0,0,0,0,0,0,0,0,0,0,0,0,0,0,0,60.4,0,0,0,0,0,0,0,0,0,0,0,0,0,0,0,0,0,0,0,80.58,4.7,null,4.3000000000000007,44,4,4,4,4,4,4,4,4,4,4,4,4,4,4,4,4,4,4,4,4,4,3,3,3,3,3,3,3,3,3,3,3,3,3,3,3,3,3,3,3,3,3,4.3000000000000007,null,4.3000000000000007,44,0,0,0,0,0,4,4,0,0,0,0,0,0,0,4,4,0,0,0,0,0,0,0,0,4,4,0,0,0,0,0,0,0,4,4,0,0,0,0,0,0,0,4.3000000000000007,null,4.3000000000000007,44,51,51,51,51,51,51,51,51,51,51,51,51,51,51,51,51,51,51,51,51,51,58,58,58,58,58,58,58,58,58,58,58,58,58,58,58,58,58,58,58,58,58,4.3000000000000007]
[null,null,null,null,null,null,null,null,null,null,null,null,"10C",{"$f":"ROUND('3D Interpolace'!M52,2)","v":52.17},{"$f":"ROUND('3D Interpolace'!N52,2)","v":51.31},{"$f":"ROUND('3D Interpolace'!O52,2)","v":50.61},{"$f":"ROUND('3D Interpolace'!P52,2)","v":50.07},{"$f":"ROUND('3D Interpolace'!Q52,2)","v":49.69},{"$f":"ROUND('3D Interpolace'!R52,2)","v":49.46},{"$f":"ROUND('3D Interpolace'!S52,2)","v":49.37},{"$f":"ROUND('3D Interpolace'!T52,2)","v":49.42},{"$f":"ROUND('3D Interpolace'!U52,2)","v":49.64},{"$f":"ROUND('3D Interpolace'!V52,2)","v":50.05},{"$f":"ROUND('3D Interpolace'!W52,2)","v":50.66},{"$f":"ROUND('3D Interpolace'!X52,2)","v":51.54},{"$f":"ROUND('3D Interpolace'!Y52,2)","v":52.69},{"$f":"ROUND('3D Interpolace'!Z52,2)","v":54},{"$f":"ROUND('3D Interpolace'!AA52,2)","v":55.35},{"$f":"ROUND('3D Interpolace'!AB52,2)","v":56.65},{"$f":"ROUND('3D Interpolace'!AC52,2)","v":57.87},{"$f":"ROUND('3D Interpolace'!AD52,2)","v":59.08},{"$f":"ROUND('3D Interpolace'!AE52,2)","v":60.32},{"$f":"ROUND('3D Interpolace'!AF52,2)","v":61.62},{"$f":"ROUND('3D Interpolace'!AG52,2)","v":63},{"$f":"ROUND('3D Interpolace'!AH52,2)","v":64.56},{"$f":"ROUND('3D Interpolace'!AI52,2)","v":66.290000000000006},{"$f":"ROUND('3D Interpolace'!AJ52,2)","v":68.040000000000006},{"$f":"ROUND('3D Interpolace'!AK52,2)","v":69.650000000000006},{"$f":"ROUND('3D Interpolace'!AL52,2)","v":70.989999999999995},{"$f":"ROUND('3D Interpolace'!AM52,2)","v":71.930000000000007},{"$f":"ROUND('3D Interpolace'!AN52,2)","v":72.58},{"$f":"ROUND('3D Interpolace'!AO52,2)","v":73.099999999999994},{"$f":"ROUND('3D Interpolace'!AP52,2)","v":73.69},{"$f":"ROUND('3D Interpolace'!AQ52,2)","v":74.52},{"$f":"ROUND('3D Interpolace'!AR52,2)","v":75.739999999999995},{"$f":"ROUND('3D Interpolace'!AS52,2)","v":77.22},{"$f":"ROUND('3D Interpolace'!AT52,2)","v":78.75},{"$f":"ROUND('3D Interpolace'!AU52,2)","v":80.12},{"$f":"ROUND('3D Interpolace'!AV52,2)","v":81.09},{"$f":"ROUND('3D Interpolace'!AW52,2)","v":81.67},{"$f":"ROUND('3D Interpolace'!AX52,2)","v":82},{"$f":"ROUND('3D Interpolace'!AY52,2)","v":82.1},{"$f":"ROUND('3D Interpolace'!AZ52,2)","v":81.94},{"$f":"ROUND('3D Interpolace'!BA52,2)","v":81.540000000000006},null,4.8,49,null,null,null,null,null,4,4,null,null,null,null,null,null,null,4,4,null,null,null,null,null,null,null,4,4,null,null,null,null,null,null,null,4,4,null,null,null,null,null,null,null,4.8,null,4.8,49,52.17,51.31,50.61,50.07,49.69,53.46,53.37,49.42,49.64,50.05,50.66,51.54,52.69,54,59.35,60.65,57.87,59.08,60.32,61.62,63,64.56,66.290000000000006,72.040000000000006,73.650000000000006,70.989999999999995,71.930000000000007,72.58,73.099999999999994,73.69,74.52,75.739999999999995,81.22,82.75,80.12,81.09,81.67,82,82.1,81.94,81.540000000000006,4.8,null,4.4000000000000004,45,48.61,48.05,47.57,47.18,46.86,50.62,50.4,46.19,46.09,46.21,46.65,47.54,48.82,50.28,55.73,56.95,53.86,54.57,55.25,56.05,57.12,57.12,58.61,60.41,66.3,68.069999999999993,65.489999999999995,66.430000000000007,67.03,67.5,68.03,68.81,69.94,75.290000000000006,76.72,74.08,75.22,76.13,76.930000000000007,77.61,78.16,78.59,null,null,null,4.4000000000000004,45,0,0,0,0,0,50.62,0,0,0,0,0,0,0,0,0,56.95,0,0,0,0,0,0,0,0,0,0,0,0,0,0,0,0,0,0,0,0,0,0,0,0,0,0,4.4000000000000004,null,null,null,45,53.25,53.9,54.55,55.2,55.85,56.5,57.15,57.8,58.45,59.1,59.75,60.4,61.05,61.699999999999996,62.35,63,63.65,64.3,64.949999999999989,65.599999999999994,66.25,69.396000000000001,70.265999999999991,71.135999999999996,72.006,72.876000000000005,73.745999999999995,74.616,75.48599999999999,76.355999999999995,77.225999999999999,78.096000000000004,78.965999999999994,79.835999999999984,80.705999999999989,81.575999999999993,82.445999999999998,83.316000000000003,84.185999999999993,85.055999999999983,85.925999999999988,86.795999999999992,4.4000000000000004,null,null,null,null,null,4.4000000000000004,45,4.6400000000000006,5.8500000000000014,6.9799999999999969,8.0200000000000031,8.990000000000002,5.8800000000000026,6.75,11.61,12.36,12.89,13.100000000000001,12.86,12.229999999999997,11.419999999999995,6.6200000000000045,6.0499999999999972,9.7899999999999991,9.7299999999999969,9.6999999999999886,9.5499999999999972,9.1300000000000026,12.276000000000003,11.655999999999992,10.725999999999999,5.7060000000000031,4.8060000000000116,8.2560000000000002,8.1859999999999928,8.4559999999999889,8.8559999999999945,9.195999999999998,9.2860000000000014,9.0259999999999962,4.5459999999999781,3.98599999999999,7.4959999999999951,7.2259999999999991,7.186000000000007,7.255999999999986,7.4459999999999837,7.7659999999999911,8.2059999999999889,null,null,null,null,null,null,null,4.8000000000000007,49,1.8299999999999983,3.2149999999999963,4.442499999999999,5.5100000000000016,4.42,3.1774999999999984,5.7849999999999966,8.2374999999999989,8.5200000000000031,8.6325000000000021,8.5500000000000007,8.2449999999999992,7.754999999999999,5.1575000000000006,2.5250000000000004,3.8925000000000036,5.2375000000000025,4.5324999999999971,3.7849999999999966,3.0074999999999967,8.8365000000000009,8.1039999999999992,5.3139999999999965,2.5914999999999999,4.0515000000000008,5.7989999999999995,5.8539999999999992,6.0990000000000038,6.3690000000000069,6.5015000000000036,6.3440000000000047,3.8814999999999991,1.2764999999999951,2.7390000000000008,4.491500000000002,4.6489999999999974,5.1339999999999968,5.8689999999999962,6.8614999999999959,8.1114999999999995,null,null,4.8000000000000007,49,31.64,23.66,15.63,15.63,15.63,23.66,15.63,11.33,11.33,11.33,11.33,11.33,11.98,15.63,23.66,23.66,15.63,15.63,23.66,23.66,11.33,11.33,15.63,23.66,15.63,15.63,15.63,11.98,11.98,11.98,11.98,23.66,31.64,23.66,15.63,15.63,15.63,15.63,11.98,11.33,null,null,4.8000000000000007,49,0,-7.98,-8.0299999999999994,-8.0299999999999994,-16.009999999999998,-7.98,-8.0299999999999994,-4.3000000000000007,-4.3000000000000007,-12.33,3.4299999999999997,3.4299999999999997,0.65000000000000036,3.6500000000000004,0,8.0299999999999994,0,-8.0299999999999994,-7.98,-7.98,0,-0.65000000000000036,-8.0299999999999994,-7.98,-16.009999999999998,-8.0299999999999994,-16.009999999999998,-19.66,-19.66,-19.66,0,0,0,-7.98,-8.0299999999999994,-16.009999999999998,-16.009999999999998,-16.009999999999998,-11.68,-12.33,null,null,4.8,49,0,0,0,0,0,0,0,0,0,0,0,0,0,0,0,0,0,0,0,0,0,0,0,0,0,0,0,0,0,0,0,0,0,0,0,0,0,0,0,0,0,4.8,null,4.8,49,0,0,0,0,0,0,0,0,0,0,0,0,0,0,0,0,0,0,0,0,0,0,0,0,0,0,0,0,0,0,0,0,0,0,0,0,0,0,0,0,0,4.8,null,4.8,49,1,0,0,0,0,0,0,0,0,0,0,0,0,0,0,0,0,0,0,0,1,0,0,0,0,0,0,0,0,0,0,0,0,0,0,0,0,0,0,0,1,4.8,null,4.8,49,52.17,0,0,0,0,0,0,0,0,0,0,0,0,0,0,0,0,0,0,0,63,0,0,0,0,0,0,0,0,0,0,0,0,0,0,0,0,0,0,0,81.540000000000006,4.8,null,4.4000000000000004,45,4,4,4,4,4,4,4,4,4,4,4,4,4,4,4,4,4,4,4,4,4,3,3,3,3,3,3,3,3,3,3,3,3,3,3,3,3,3,3,3,3,3,4.4000000000000004,null,4.4000000000000004,45,0,0,0,0,0,4,4,0,0,0,0,0,0,0,4,4,0,0,0,0,0,0,0,0,4,4,0,0,0,0,0,0,0,4,4,0,0,0,0,0,0,0,4.4000000000000004,null,4.4000000000000004,45,51,51,51,51,51,51,51,51,51,51,51,51,51,51,51,51,51,51,51,51,51,58,58,58,58,58,58,58,58,58,58,58,58,58,58,58,58,58,58,58,58,58,4.4000000000000004]
[null,null,null,null,null,null,null,null,null,null,null,null,"10D",{"$f":"ROUND('3D Interpolace'!M53,2)","v":53.26},{"$f":"ROUND('3D Interpolace'!N53,2)","v":52.49},{"$f":"ROUND('3D Interpolace'!O53,2)","v":51.88},{"$f":"ROUND('3D Interpolace'!P53,2)","v":51.42},{"$f":"ROUND('3D Interpolace'!Q53,2)","v":51.13},{"$f":"ROUND('3D Interpolace'!R53,2)","v":50.99},{"$f":"ROUND('3D Interpolace'!S53,2)","v":51.02},{"$f":"ROUND('3D Interpolace'!T53,2)","v":51.2},{"$f":"ROUND('3D Interpolace'!U53,2)","v":51.54},{"$f":"ROUND('3D Interpolace'!V53,2)","v":52.04},{"$f":"ROUND('3D Interpolace'!W53,2)","v":52.67},{"$f":"ROUND('3D Interpolace'!X53,2)","v":53.48},{"$f":"ROUND('3D Interpolace'!Y53,2)","v":54.46},{"$f":"ROUND('3D Interpolace'!Z53,2)","v":55.58},{"$f":"ROUND('3D Interpolace'!AA53,2)","v":56.79},{"$f":"ROUND('3D Interpolace'!AB53,2)","v":58.06},{"$f":"ROUND('3D Interpolace'!AC53,2)","v":59.4},{"$f":"ROUND('3D Interpolace'!AD53,2)","v":60.85},{"$f":"ROUND('3D Interpolace'!AE53,2)","v":62.37},{"$f":"ROUND('3D Interpolace'!AF53,2)","v":63.9},{"$f":"ROUND('3D Interpolace'!AG53,2)","v":65.400000000000006},{"$f":"ROUND('3D Interpolace'!AH53,2)","v":66.930000000000007},{"$f":"ROUND('3D Interpolace'!AI53,2)","v":68.52},{"$f":"ROUND('3D Interpolace'!AJ53,2)","v":70.09},{"$f":"ROUND('3D Interpolace'!AK53,2)","v":71.53},{"$f":"ROUND('3D Interpolace'!AL53,2)","v":72.78},{"$f":"ROUND('3D Interpolace'!AM53,2)","v":73.739999999999995},{"$f":"ROUND('3D Interpolace'!AN53,2)","v":74.45},{"$f":"ROUND('3D Interpolace'!AO53,2)","v":75.069999999999993},{"$f":"ROUND('3D Interpolace'!AP53,2)","v":75.739999999999995},{"$f":"ROUND('3D Interpolace'!AQ53,2)","v":76.599999999999994},{"$f":"ROUND('3D Interpolace'!AR53,2)","v":77.8},{"$f":"ROUND('3D Interpolace'!AS53,2)","v":79.23},{"$f":"ROUND('3D Interpolace'!AT53,2)","v":80.69},{"$f":"ROUND('3D Interpolace'!AU53,2)","v":81.96},{"$f":"ROUND('3D Interpolace'!AV53,2)","v":82.82},{"$f":"ROUND('3D Interpolace'!AW53,2)","v":83.26},{"$f":"ROUND('3D Interpolace'!AX53,2)","v":83.45},{"$f":"ROUND('3D Interpolace'!AY53,2)","v":83.37},{"$f":"ROUND('3D Interpolace'!AZ53,2)","v":83.02},{"$f":"ROUND('3D Interpolace'!BA53,2)","v":82.41},null,4.9000000000000004,50,null,null,null,null,null,4,4,null,null,null,null,null,null,null,4,4,null,null,null,null,null,null,null,4,4,null,null,null,null,null,null,null,4,4,null,null,null,null,null,null,null,4.9000000000000004,null,4.9000000000000004,50,53.26,52.49,51.88,51.42,51.13,54.99,55.02,51.2,51.54,52.04,52.67,53.48,54.46,55.58,60.79,62.06,59.4,60.85,62.37,63.9,65.400000000000006,66.930000000000007,68.52,74.09,75.53,72.78,73.739999999999995,74.45,75.069999999999993,75.739999999999995,76.599999999999994,77.8,83.23,84.69,81.96,82.82,83.26,83.45,83.37,83.02,82.41,4.9000000000000004,null,4.5,46,49,48.16,47.44,46.84,46.36,50,49.7,45.45,45.35,45.5,46,47,48.44,50.08,55.68,57,53.91,54.58,55.18,55.93,57,57,58.58,60.53,66.59,68.5,66,66.92,67.44,67.8,68.239999999999995,69,70.209999999999994,75.7,77.3,74.790000000000006,76,76.92,77.680000000000007,78.28,78.72,79,null,null,null,4.5,46,49,0,0,0,0,50,49.7,0,0,0,46,0,0,0,55.68,57,0,0,0,0,57,57,0,0,66.59,68.5,66,0,0,0,0,69,0,75.7,77.3,0,76,0,0,0,0,79,4.5,null,null,null,46,53.375,54.024999999999999,54.674999999999997,55.325000000000003,55.975000000000001,56.625,57.274999999999999,57.924999999999997,58.575000000000003,59.225000000000001,59.875,60.524999999999999,61.174999999999997,61.824999999999996,62.475000000000001,63.125,63.774999999999999,64.424999999999997,65.074999999999989,65.724999999999994,66.375,70.28,71.150000000000006,72.02,72.89,73.759999999999991,74.63,75.5,76.37,77.239999999999995,78.11,78.97999999999999,79.849999999999994,80.72,81.59,82.46,83.33,84.199999999999989,85.07,85.94,86.81,87.679999999999993,4.5,null,null,null,null,null,4.5,46,4.375,5.865000000000002,7.2349999999999994,8.4849999999999994,9.615000000000002,6.625,7.5749999999999957,12.474999999999994,13.225000000000001,13.725000000000001,13.875,13.524999999999999,12.734999999999999,11.744999999999997,6.7950000000000017,6.125,9.865000000000002,9.8449999999999989,9.8949999999999889,9.7949999999999946,9.375,13.280000000000001,12.570000000000007,11.489999999999995,6.2999999999999972,5.2599999999999909,8.6299999999999955,8.5799999999999983,8.9300000000000068,9.4399999999999977,9.8700000000000045,9.9799999999999898,9.64,5.019999999999996,4.2900000000000063,7.6699999999999875,7.3299999999999983,7.2799999999999869,7.3899999999999864,7.6599999999999966,8.0900000000000034,8.6799999999999926,null,null,null,null,null,null,null,4.9000000000000004,50,1.004999999999999,2.3199999999999967,3.4774999999999991,4.4750000000000014,3.3125,1.9849999999999977,4.4899999999999967,6.8375000000000004,7.0350000000000019,7.1,7.0350000000000001,6.8274999999999988,6.4824999999999964,4.0199999999999996,1.4600000000000009,2.7925000000000022,3.9875000000000007,3.0674999999999937,2.1074999999999928,1.1824999999999957,7.7330000000000005,7.0680000000000014,4.4105000000000025,1.8305000000000042,3.3930000000000007,5.1730000000000018,5.1955000000000027,5.3730000000000011,5.5705000000000027,5.6580000000000013,5.4980000000000011,3.0629999999999953,0.50299999999999656,2.0330000000000048,3.8730000000000047,4.1329999999999991,4.7354999999999983,5.607999999999997,6.7554999999999943,8.1754999999999995,null,null,4.9000000000000004,50,31.64,23.66,23.66,15.63,23.66,31.64,15.63,11.98,11.98,11.98,11.98,11.98,11.98,15.63,31.64,23.66,23.66,23.66,23.66,31.64,11.98,11.98,15.63,31.64,23.66,15.63,15.63,15.63,15.63,15.63,15.63,23.66,31.64,23.66,23.66,15.63,15.63,15.63,11.98,11.33,null,null,4.9000000000000004,50,0,0,0,-8.0299999999999994,-7.98,0,-8.0299999999999994,-11.68,-11.68,-11.68,5.8800000000000008,4.08,4.08,3.6500000000000004,16.009999999999998,8.0299999999999994,8.0299999999999994,0,0,0,0.65000000000000036,0,-8.0299999999999994,0,-7.98,-8.0299999999999994,-16.009999999999998,-16.009999999999998,-16.009999999999998,-16.009999999999998,3.6500000000000004,0,0,-7.98,0,-8.0299999999999994,-8.0299999999999994,-8.0299999999999994,-11.68,-12.33,null,null,4.9000000000000004,50,0,0,0,0,0,0,0,0,0,0,0,0,0,0,0,0,0,0,0,0,0,0,0,0,0,0,0,0,0,0,0,0,0,0,0,0,0,0,0,0,0,4.9000000000000004,null,4.9000000000000004,50,0,0,0,0,0,0,0,0,0,0,0,0,0,0,0,0,0,0,0,0,0,0,0,0,0,0,0,0,0,0,0,0,0,0,0,0,0,0,0,0,0,4.9000000000000004,null,4.9000000000000004,50,1,0,0,0,0,0,0,0,0,0,0,0,0,0,0,0,0,0,0,0,1,0,0,0,0,0,0,0,0,0,0,0,0,0,0,0,0,0,0,0,1,4.9000000000000004,null,4.9000000000000004,50,53.26,0,0,0,0,0,0,0,0,0,0,0,0,0,0,0,0,0,0,0,65.400000000000006,0,0,0,0,0,0,0,0,0,0,0,0,0,0,0,0,0,0,0,82.41,4.9000000000000004,null,4.5,46,4,4,4,4,4,4,4,4,4,4,4,4,4,4,4,4,4,4,4,4,4,3,3,3,3,3,3,3,3,3,3,3,3,3,3,3,3,3,3,3,3,3,4.5,null,4.5,46,0,0,0,0,0,4,4,0,0,0,0,0,0,0,4,4,0,0,0,0,0,0,0,0,4,4,0,0,0,0,0,0,0,4,4,0,0,0,0,0,0,0,4.5,null,4.5,46,51,51,51,51,51,51,51,51,51,51,51,51,51,51,51,51,51,51,51,51,51,58,58,58,58,58,58,58,58,58,58,58,58,58,58,58,58,58,58,58,58,58,4.5]
[null,null,null,null,null,null,null,null,null,null,null,null,"11",{"$f":"ROUND('3D Interpolace'!M54,2)","v":54},{"$f":"ROUND('3D Interpolace'!N54,2)","v":53.28},{"$f":"ROUND('3D Interpolace'!O54,2)","v":52.72},{"$f":"ROUND('3D Interpolace'!P54,2)","v":52.32},{"$f":"ROUND('3D Interpolace'!Q54,2)","v":52.08},{"$f":"ROUND('3D Interpolace'!R54,2)","v":52},{"$f":"ROUND('3D Interpolace'!S54,2)","v":52.1},{"$f":"ROUND('3D Interpolace'!T54,2)","v":52.37},{"$f":"ROUND('3D Interpolace'!U54,2)","v":52.79},{"$f":"ROUND('3D Interpolace'!V54,2)","v":53.34},{"$f":"ROUND('3D Interpolace'!W54,2)","v":54},{"$f":"ROUND('3D Interpolace'!X54,2)","v":54.76},{"$f":"ROUND('3D Interpolace'!Y54,2)","v":55.64},{"$f":"ROUND('3D Interpolace'!Z54,2)","v":56.64},{"$f":"ROUND('3D Interpolace'!AA54,2)","v":57.76},{"$f":"ROUND('3D Interpolace'!AB54,2)","v":59},{"$f":"ROUND('3D Interpolace'!AC54,2)","v":60.42},{"$f":"ROUND('3D Interpolace'!AD54,2)","v":62.03},{"$f":"ROUND('3D Interpolace'!AE54,2)","v":63.73},{"$f":"ROUND('3D Interpolace'!AF54,2)","v":65.42},{"$f":"ROUND('3D Interpolace'!AG54,2)","v":67},{"$f":"ROUND('3D Interpolace'!AH54,2)","v":68.510000000000005},{"$f":"ROUND('3D Interpolace'!AI54,2)","v":70.02},{"$f":"ROUND('3D Interpolace'!AJ54,2)","v":71.459999999999994},{"$f":"ROUND('3D Interpolace'!AK54,2)","v":72.81},{"$f":"ROUND('3D Interpolace'!AL54,2)","v":74},{"$f":"ROUND('3D Interpolace'!AM54,2)","v":74.959999999999994},{"$f":"ROUND('3D Interpolace'!AN54,2)","v":75.72},{"$f":"ROUND('3D Interpolace'!AO54,2)","v":76.400000000000006},{"$f":"ROUND('3D Interpolace'!AP54,2)","v":77.12},{"$f":"ROUND('3D Interpolace'!AQ54,2)","v":78},{"$f":"ROUND('3D Interpolace'!AR54,2)","v":79.180000000000007},{"$f":"ROUND('3D Interpolace'!AS54,2)","v":80.59},{"$f":"ROUND('3D Interpolace'!AT54,2)","v":82.01},{"$f":"ROUND('3D Interpolace'!AU54,2)","v":83.22},{"$f":"ROUND('3D Interpolace'!AV54,2)","v":84},{"$f":"ROUND('3D Interpolace'!AW54,2)","v":84.36},{"$f":"ROUND('3D Interpolace'!AX54,2)","v":84.44},{"$f":"ROUND('3D Interpolace'!AY54,2)","v":84.24},{"$f":"ROUND('3D Interpolace'!AZ54,2)","v":83.76},{"$f":"ROUND('3D Interpolace'!BA54,2)","v":83},null,5,51,null,null,null,null,null,4,4,null,null,null,null,null,null,null,4,4,null,null,null,null,null,null,null,4,4,null,null,null,null,null,null,null,4,4,null,null,null,null,null,null,null,5,null,5,51,54,53.28,52.72,52.32,52.08,56,56.1,52.37,52.79,53.34,54,54.76,55.64,56.64,61.76,63,60.42,62.03,63.73,65.42,67,68.510000000000005,70.02,75.459999999999994,76.81,74,74.959999999999994,75.72,76.400000000000006,77.12,78,79.180000000000007,84.59,86.01,83.22,84,84.36,84.44,84.24,83.76,83,5,null,4.6000000000000005,47,{"$f":"IF(ISNUMBER(INDEX(VstupniData,$EQ53,ER$2)),INDEX(VstupniData,$EQ53,ER$2),\"\")","v":49.82},48.88,48.08,47.42,46.9,50.53,50.24,46.04,46.01,46.23,{"$f":"IF(ISNUMBER(INDEX(VstupniData,$EQ53,FB$2)),INDEX(VstupniData,$EQ53,FB$2),\"\")","v":46.77},47.78,49.21,50.84,56.44,57.78,54.76,55.52,56.23,57.06,{"$f":"IF(ISNUMBER(INDEX(VstupniData,$EQ53,FL$2)),INDEX(VstupniData,$EQ53,FL$2),\"\")","v":58.2},58.2,59.8,61.76,67.819999999999993,69.72,67.22,68.14,68.66,69.02,{"$f":"IF(ISNUMBER(INDEX(VstupniData,$EQ53,FV$2)),INDEX(VstupniData,$EQ53,FV$2),\"\")","v":69.47},70.239999999999995,71.48,77.02,78.650000000000006,76.16,77.34,78.19,78.849999999999994,79.31,79.59,79.67,null,null,null,4.6000000000000005,47,0,0,0,0,0,50.53,0,0,0,0,0,0,0,0,0,57.78,0,0,0,0,0,0,0,0,0,0,0,0,0,0,0,0,0,0,0,0,0,0,0,0,0,0,4.6000000000000005,null,null,null,47,53.5,54.15,54.8,55.45,56.1,56.75,57.4,58.05,58.7,59.35,60,60.65,61.3,61.95,62.6,63.25,63.9,64.55,65.2,65.849999999999994,66.5,71.164000000000001,72.034000000000006,72.903999999999996,73.774000000000001,74.644000000000005,75.513999999999996,76.384,77.253999999999991,78.123999999999995,78.994,79.864000000000004,80.733999999999995,81.603999999999985,82.47399999999999,83.343999999999994,84.213999999999999,85.084000000000003,85.953999999999994,86.823999999999984,87.693999999999988,88.563999999999993,4.6000000000000005,null,null,null,null,null,4.6000000000000005,47,3.6799999999999997,5.269999999999996,6.7199999999999989,8.0300000000000011,9.2000000000000028,6.2199999999999989,7.1599999999999966,12.009999999999998,12.690000000000005,13.120000000000005,13.229999999999997,12.869999999999997,12.089999999999996,11.11,6.1600000000000037,5.4699999999999989,9.14,9.029999999999994,8.970000000000006,8.789999999999992,8.2999999999999972,12.963999999999999,12.234000000000009,11.143999999999998,5.9540000000000077,4.9240000000000066,8.2939999999999969,8.2439999999999998,8.5939999999999941,9.1039999999999992,9.5240000000000009,9.6240000000000094,9.2539999999999907,4.583999999999989,3.8239999999999839,7.1839999999999975,6.8739999999999952,6.8940000000000055,7.1039999999999992,7.5139999999999816,8.103999999999985,8.8939999999999912,null,null,null,null,null,null,null,5,51,null,null,null,null,null,null,null,null,null,null,null,null,null,null,null,null,null,null,null,null,null,null,null,null,null,null,null,null,null,null,null,null,null,null,null,null,null,null,null,null,null,null,5,51,null,null,null,null,null,null,null,null,null,null,null,null,null,null,null,null,null,null,null,null,null,null,null,null,null,null,null,null,null,null,null,null,null,null,null,null,null,null,null,null,null,null,5,51,0,0,0,0,0,0,0,0,0,0,0,0,0,0,0,0,0,0,0,0,0,0,0,0,0,0,0,0,0,0,0,0,0,0,0,0,0,0,0,0,null,null,5,51,0,0,0,0,0,0,56.1,0,0,0,0,0,0,0,0,63,0,0,0,0,0,0,0,0,76.81,0,0,0,0,0,0,0,0,86.01,0,0,0,0,0,0,0,5,null,5,51,0,0,0,0,0,0,0,0,0,0,0,0,0,0,0,0,0,0,0,0,0,0,0,0,0,0,0,0,0,0,0,0,0,0,0,0,0,0,0,0,0,5,null,5,51,1,1,1,1,1,1,1,1,1,1,1,1,1,1,1,1,1,1,1,1,1,1,1,1,1,1,1,1,1,1,1,1,1,1,1,1,1,1,1,1,1,5,null,5,51,54,53.28,52.72,52.32,52.08,56,56.1,52.37,52.79,53.34,54,54.76,55.64,56.64,61.76,63,60.42,62.03,63.73,65.42,67,68.510000000000005,70.02,75.459999999999994,76.81,74,74.959999999999994,75.72,76.400000000000006,77.12,78,79.180000000000007,84.59,86.01,83.22,84,84.36,84.44,84.24,83.76,83,5,null,4.6000000000000005,47,4,4,4,4,4,4,4,4,4,4,4,4,4,4,4,4,4,4,4,4,4,3,3,3,3,3,3,3,3,3,3,3,3,3,3,3,3,3,3,3,3,3,4.6000000000000005,null,4.6000000000000005,47,{"$f":"IF(ISNUMBER(INDEX(Asfalt,$ZX53,ZY$2)),INDEX(Asfalt,$ZX53,ZY$2),0)","v":0},0,0,0,0,4,4,0,0,0,{"$f":"IF(ISNUMBER(INDEX(Asfalt,$ZX53,AAI$2)),INDEX(Asfalt,$ZX53,AAI$2),0)","v":0},0,0,0,4,4,0,0,0,0,{"$f":"IF(ISNUMBER(INDEX(Asfalt,$ZX53,AAS$2)),INDEX(Asfalt,$ZX53,AAS$2),0)","v":0},0,0,0,4,4,0,0,0,0,{"$f":"IF(ISNUMBER(INDEX(Asfalt,$ZX53,ABC$2)),INDEX(Asfalt,$ZX53,ABC$2),0)","v":0},0,0,4,4,0,0,0,0,0,0,0,4.6000000000000005,null,4.6000000000000005,47,51,51,51,51,51,51,51,51,51,51,51,51,51,51,51,51,51,51,51,51,51,58,58,58,58,58,58,58,58,58,58,58,58,58,58,58,58,58,58,58,58,58,4.6000000000000005]
[null,null,null,null,null,null,null,null,null,null,null,null,"11A",{"$f":"ROUND('3D Interpolace'!M55,2)","v":54.32},{"$f":"ROUND('3D Interpolace'!N55,2)","v":53.61},{"$f":"ROUND('3D Interpolace'!O55,2)","v":53.06},{"$f":"ROUND('3D Interpolace'!P55,2)","v":52.67},{"$f":"ROUND('3D Interpolace'!Q55,2)","v":52.45},{"$f":"ROUND('3D Interpolace'!R55,2)","v":52.38},{"$f":"ROUND('3D Interpolace'!S55,2)","v":52.51},{"$f":"ROUND('3D Interpolace'!T55,2)","v":52.81},{"$f":"ROUND('3D Interpolace'!U55,2)","v":53.27},{"$f":"ROUND('3D Interpolace'!V55,2)","v":53.85},{"$f":"ROUND('3D Interpolace'!W55,2)","v":54.51},{"$f":"ROUND('3D Interpolace'!X55,2)","v":55.26},{"$f":"ROUND('3D Interpolace'!Y55,2)","v":56.1},{"$f":"ROUND('3D Interpolace'!Z55,2)","v":57.06},{"$f":"ROUND('3D Interpolace'!AA55,2)","v":58.15},{"$f":"ROUND('3D Interpolace'!AB55,2)","v":59.38},{"$f":"ROUND('3D Interpolace'!AC55,2)","v":60.84},{"$f":"ROUND('3D Interpolace'!AD55,2)","v":62.51},{"$f":"ROUND('3D Interpolace'!AE55,2)","v":64.27},{"$f":"ROUND('3D Interpolace'!AF55,2)","v":66.02},{"$f":"ROUND('3D Interpolace'!AG55,2)","v":67.64},{"$f":"ROUND('3D Interpolace'!AH55,2)","v":69.150000000000006},{"$f":"ROUND('3D Interpolace'!AI55,2)","v":70.62},{"$f":"ROUND('3D Interpolace'!AJ55,2)","v":72.03},{"$f":"ROUND('3D Interpolace'!AK55,2)","v":73.34},{"$f":"ROUND('3D Interpolace'!AL55,2)","v":74.510000000000005},{"$f":"ROUND('3D Interpolace'!AM55,2)","v":75.47},{"$f":"ROUND('3D Interpolace'!AN55,2)","v":76.25},{"$f":"ROUND('3D Interpolace'!AO55,2)","v":76.95},{"$f":"ROUND('3D Interpolace'!AP55,2)","v":77.69},{"$f":"ROUND('3D Interpolace'!AQ55,2)","v":78.58},{"$f":"ROUND('3D Interpolace'!AR55,2)","v":79.760000000000005},{"$f":"ROUND('3D Interpolace'!AS55,2)","v":81.16},{"$f":"ROUND('3D Interpolace'!AT55,2)","v":82.57},{"$f":"ROUND('3D Interpolace'!AU55,2)","v":83.76},{"$f":"ROUND('3D Interpolace'!AV55,2)","v":84.51},{"$f":"ROUND('3D Interpolace'!AW55,2)","v":84.84},{"$f":"ROUND('3D Interpolace'!AX55,2)","v":84.87},{"$f":"ROUND('3D Interpolace'!AY55,2)","v":84.62},{"$f":"ROUND('3D Interpolace'!AZ55,2)","v":84.08},{"$f":"ROUND('3D Interpolace'!BA55,2)","v":83.26},null,5.0999999999999996,52,null,null,null,null,null,null,null,null,null,null,null,null,null,null,null,null,null,null,null,null,null,null,null,null,null,null,null,null,null,null,null,null,null,null,null,null,null,null,null,null,null,5.0999999999999996,null,5.0999999999999996,52,54.32,53.61,53.06,52.67,52.45,52.38,52.51,52.81,53.27,53.85,54.51,55.26,56.1,57.06,58.15,59.38,60.84,62.51,64.27,66.02,67.64,69.150000000000006,70.62,72.03,73.34,74.510000000000005,75.47,76.25,76.95,77.69,78.58,79.760000000000005,81.16,82.57,83.76,84.51,84.84,84.87,84.62,84.08,83.26,5.0999999999999996,null,4.7,48,50.95,50.02,49.24,48.62,48.14,51.82,51.62,47.54,47.62,47.93,48.5,49.47,50.78,52.28,57.78,59.11,56.2,57.16,58.11,59.15,60.4,60.4,62,63.86,69.790000000000006,71.58,69.010000000000005,69.94,70.510000000000005,70.94,71.44,72.239999999999995,73.47,79,80.61,78.06,79.150000000000006,79.88,80.38,80.66,80.73,80.58,null,null,null,4.7,48,0,0,0,0,0,51.82,0,0,0,0,0,0,0,0,0,59.11,0,0,0,0,0,0,0,0,0,0,0,0,0,0,0,0,0,0,0,0,0,0,0,0,0,0,4.7,null,null,null,48,53.625,54.274999999999999,54.924999999999997,55.575000000000003,56.225000000000001,56.875,57.524999999999999,58.174999999999997,58.825000000000003,59.475000000000001,60.125,60.774999999999999,61.424999999999997,62.074999999999996,62.725000000000001,63.375,64.025000000000006,64.674999999999997,65.324999999999989,65.974999999999994,66.625,72.048000000000002,72.918000000000006,73.787999999999997,74.658000000000001,75.528000000000006,76.397999999999996,77.268000000000001,78.138000000000005,79.007999999999996,79.878,80.74799999999999,81.617999999999995,82.488,83.358000000000004,84.228000000000009,85.097999999999999,85.967999999999989,86.837999999999994,87.707999999999998,88.578000000000003,89.448000000000008,4.7,null,null,null,null,null,4.7,48,2.6749999999999972,4.2549999999999955,5.6849999999999952,6.9550000000000054,8.0850000000000009,5.0549999999999997,5.9050000000000011,10.634999999999998,11.205000000000005,11.545000000000002,11.625,11.305,10.644999999999996,9.7949999999999946,4.9450000000000003,4.2650000000000006,7.8250000000000028,7.5150000000000006,7.2149999999999892,6.8249999999999957,6.2250000000000014,11.648000000000003,10.918000000000006,9.9279999999999973,4.867999999999995,3.9480000000000075,7.387999999999991,7.328000000000003,7.6280000000000001,8.0679999999999978,8.4380000000000024,8.5079999999999956,8.1479999999999961,3.4879999999999995,2.7480000000000047,6.1680000000000064,5.9479999999999933,6.0879999999999939,6.4579999999999984,7.0480000000000018,7.847999999999999,8.8680000000000092,null,null,null,null,null,null,null,5.1000000000000005,52,null,null,null,null,null,null,null,null,null,null,null,null,null,null,null,null,null,null,null,null,null,null,null,null,null,null,null,null,null,null,null,null,null,null,null,null,null,null,null,null,null,null,5.1000000000000005,52,null,null,null,null,null,null,null,null,null,null,null,null,null,null,null,null,null,null,null,null,null,null,null,null,null,null,null,null,null,null,null,null,null,null,null,null,null,null,null,null,null,null,5.1000000000000005,52,0,0,0,0,0,0,0,0,0,0,0,0,0,0,0,0,0,0,0,0,0,0,0,0,0,0,0,0,0,0,0,0,0,0,0,0,0,0,0,0,null,null,5.0999999999999996,52,0,0,0,0,0,0,0,0,0,0,0,0,0,0,0,0,0,0,0,0,0,0,0,0,0,0,0,0,0,0,0,0,0,0,0,0,0,0,0,0,0,5.0999999999999996,null,5.0999999999999996,52,0,0,0,0,0,0,0,0,0,0,0,0,0,0,0,0,0,0,0,0,0,0,0,0,0,0,0,0,0,0,0,0,0,0,0,0,0,0,0,0,0,5.0999999999999996,null,5.0999999999999996,52,1,{"$f":"IF(OR(INT(1000*UT$1/$B$18)-1000*UT$1/$B$18=0,INT(1000*$UQ54/$B$19)-1000*$UQ54/$B$19=0),1,0)","v":0},0,0,0,0,0,0,0,0,0,{"$f":"IF(OR(INT(1000*VD$1/$B$18)-1000*VD$1/$B$18=0,INT(1000*$UQ54/$B$19)-1000*$UQ54/$B$19=0),1,0)","v":0},0,0,0,0,0,0,0,0,1,{"$f":"IF(OR(INT(1000*VN$1/$B$18)-1000*VN$1/$B$18=0,INT(1000*$UQ54/$B$19)-1000*$UQ54/$B$19=0),1,0)","v":0},0,0,0,0,0,0,0,0,0,{"$f":"IF(OR(INT(1000*VX$1/$B$18)-1000*VX$1/$B$18=0,INT(1000*$UQ54/$B$19)-1000*$UQ54/$B$19=0),1,0)","v":0},0,0,0,0,0,0,0,0,1,5.0999999999999996,null,5.0999999999999996,52,54.32,0,0,0,0,0,0,0,0,0,0,0,0,0,0,0,0,0,0,0,67.64,0,0,0,0,0,0,0,0,0,0,0,0,0,0,0,0,0,0,0,83.26,5.0999999999999996,null,4.7,48,4,4,4,4,4,4,4,4,4,4,4,4,4,4,4,4,4,4,4,4,4,3,3,3,3,3,3,3,3,3,3,3,3,3,3,3,3,3,3,3,3,3,4.7,null,4.7,48,0,0,0,0,0,4,4,0,0,0,0,0,0,0,4,4,0,0,0,0,0,0,0,0,4,4,0,0,0,0,0,0,0,4,4,0,0,0,0,0,0,0,4.7,null,4.7,48,51,51,51,51,51,51,51,51,51,51,51,51,51,51,51,51,51,51,51,51,51,58,58,58,58,58,58,58,58,58,58,58,58,58,58,58,58,58,58,58,58,58,4.7]
[null,null,null,null,null,null,null,null,null,null,null,null,"11B",{"$f":"ROUND('3D Interpolace'!M56,2)","v":54.36},{"$f":"ROUND('3D Interpolace'!N56,2)","v":53.65},{"$f":"ROUND('3D Interpolace'!O56,2)","v":53.1},{"$f":"ROUND('3D Interpolace'!P56,2)","v":52.71},{"$f":"ROUND('3D Interpolace'!Q56,2)","v":52.49},{"$f":"ROUND('3D Interpolace'!R56,2)","v":52.43},{"$f":"ROUND('3D Interpolace'!S56,2)","v":52.56},{"$f":"ROUND('3D Interpolace'!T56,2)","v":52.87},{"$f":"ROUND('3D Interpolace'!U56,2)","v":53.33},{"$f":"ROUND('3D Interpolace'!V56,2)","v":53.91},{"$f":"ROUND('3D Interpolace'!W56,2)","v":54.58},{"$f":"ROUND('3D Interpolace'!X56,2)","v":55.32},{"$f":"ROUND('3D Interpolace'!Y56,2)","v":56.16},{"$f":"ROUND('3D Interpolace'!Z56,2)","v":57.11},{"$f":"ROUND('3D Interpolace'!AA56,2)","v":58.2},{"$f":"ROUND('3D Interpolace'!AB56,2)","v":59.43},{"$f":"ROUND('3D Interpolace'!AC56,2)","v":60.89},{"$f":"ROUND('3D Interpolace'!AD56,2)","v":62.57},{"$f":"ROUND('3D Interpolace'!AE56,2)","v":64.34},{"$f":"ROUND('3D Interpolace'!AF56,2)","v":66.099999999999994},{"$f":"ROUND('3D Interpolace'!AG56,2)","v":67.72},{"$f":"ROUND('3D Interpolace'!AH56,2)","v":69.23},{"$f":"ROUND('3D Interpolace'!AI56,2)","v":70.7},{"$f":"ROUND('3D Interpolace'!AJ56,2)","v":72.099999999999994},{"$f":"ROUND('3D Interpolace'!AK56,2)","v":73.41},{"$f":"ROUND('3D Interpolace'!AL56,2)","v":74.58},{"$f":"ROUND('3D Interpolace'!AM56,2)","v":75.540000000000006},{"$f":"ROUND('3D Interpolace'!AN56,2)","v":76.319999999999993},{"$f":"ROUND('3D Interpolace'!AO56,2)","v":77.02},{"$f":"ROUND('3D Interpolace'!AP56,2)","v":77.760000000000005},{"$f":"ROUND('3D Interpolace'!AQ56,2)","v":78.650000000000006},{"$f":"ROUND('3D Interpolace'!AR56,2)","v":79.83},{"$f":"ROUND('3D Interpolace'!AS56,2)","v":81.23},{"$f":"ROUND('3D Interpolace'!AT56,2)","v":82.64},{"$f":"ROUND('3D Interpolace'!AU56,2)","v":83.82},{"$f":"ROUND('3D Interpolace'!AV56,2)","v":84.58},{"$f":"ROUND('3D Interpolace'!AW56,2)","v":84.9},{"$f":"ROUND('3D Interpolace'!AX56,2)","v":84.93},{"$f":"ROUND('3D Interpolace'!AY56,2)","v":84.67},{"$f":"ROUND('3D Interpolace'!AZ56,2)","v":84.12},{"$f":"ROUND('3D Interpolace'!BA56,2)","v":83.29},null,5.2,53,null,null,null,null,null,null,null,null,null,null,null,null,null,null,null,null,null,null,null,null,null,null,null,null,null,null,null,null,null,null,null,null,null,null,null,null,null,null,null,null,null,5.2,null,5.2,53,54.36,53.65,53.1,52.71,52.49,52.43,52.56,52.87,53.33,53.91,54.58,55.32,56.16,57.11,58.2,59.43,60.89,62.57,64.34,66.099999999999994,67.72,69.23,70.7,72.099999999999994,73.41,74.58,75.540000000000006,76.319999999999993,77.02,77.760000000000005,78.650000000000006,79.83,81.23,82.64,83.82,84.58,84.9,84.93,84.67,84.12,83.29,5.2,null,4.8000000000000007,49,52.17,51.31,50.61,50.07,49.69,53.46,53.37,49.42,49.64,50.05,50.66,51.54,52.69,54,59.35,60.65,57.87,59.08,60.32,61.62,63,63,64.56,66.290000000000006,72.040000000000006,73.650000000000006,70.989999999999995,71.930000000000007,72.58,73.099999999999994,73.69,74.52,75.739999999999995,81.22,82.75,80.12,81.09,81.67,82,82.1,81.94,81.540000000000006,null,null,null,4.8000000000000007,49,0,0,0,0,0,53.46,0,0,0,0,0,0,0,0,0,60.65,0,0,0,0,0,0,0,0,0,0,0,0,0,0,0,0,0,0,0,0,0,0,0,0,0,0,4.8000000000000007,null,null,null,49,53.75,54.4,55.05,55.7,56.35,57,57.65,58.3,58.95,59.6,60.25,60.9,61.55,62.2,62.85,63.5,64.150000000000006,64.8,65.45,66.099999999999994,66.75,72.932000000000002,73.802000000000007,74.671999999999997,75.542000000000002,76.412000000000006,77.281999999999996,78.152000000000001,79.021999999999991,79.891999999999996,80.762,81.632000000000005,82.50200000000001,83.371999999999986,84.24199999999999,85.111999999999995,85.981999999999999,86.852000000000004,87.722000000000008,88.591999999999985,89.461999999999989,90.331999999999994,4.8000000000000007,null,null,null,null,null,4.8000000000000007,49,1.5799999999999983,3.0899999999999963,4.4399999999999977,5.6300000000000026,6.6600000000000037,3.5399999999999991,4.2800000000000011,8.8799999999999955,9.3100000000000023,9.5500000000000043,9.5900000000000034,9.36,8.86,8.2000000000000028,3.5,2.8500000000000014,6.2800000000000082,5.7199999999999989,5.1300000000000026,4.4799999999999969,3.75,9.9320000000000022,9.2420000000000044,8.3819999999999908,3.5019999999999953,2.7620000000000005,6.2920000000000016,6.2219999999999942,6.4419999999999931,6.7920000000000016,7.0720000000000027,7.112000000000009,6.7620000000000147,2.1519999999999868,1.4919999999999902,4.9919999999999902,4.8919999999999959,5.1820000000000022,5.7220000000000084,6.4919999999999902,7.5219999999999914,8.7919999999999874,null,null,null,null,null,null,null,5.2,53,null,null,null,null,null,null,null,null,null,null,null,null,null,null,null,null,null,null,null,null,null,null,null,null,null,null,null,null,null,null,null,null,null,null,null,null,null,null,null,null,null,null,5.2,53,null,null,null,null,null,null,null,null,null,null,null,null,null,null,null,null,null,null,null,null,null,null,null,null,null,null,null,null,null,null,null,null,null,null,null,null,null,null,null,null,null,null,5.2,53,0,0,0,0,0,0,0,0,0,0,0,0,0,0,0,0,0,0,0,0,0,0,0,0,0,0,0,0,0,0,0,0,0,0,0,0,0,0,0,0,null,null,5.2,53,54.36,0,0,0,0,0,0,0,0,0,0,0,0,0,0,0,0,0,0,0,0,0,0,0,0,0,0,0,0,0,0,0,0,0,0,0,0,84.93,0,0,0,5.2,null,5.2,53,0,0,0,0,0,0,0,0,0,0,0,0,0,0,0,0,0,0,0,0,0,0,0,0,0,0,0,0,0,0,0,0,0,0,0,0,0,0,0,0,0,5.2,null,5.2,53,1,0,0,0,0,0,0,0,0,0,0,0,0,0,0,0,0,0,0,0,1,0,0,0,0,0,0,0,0,0,0,0,0,0,0,0,0,0,0,0,1,5.2,null,5.2,53,54.36,0,0,0,0,0,0,0,0,0,0,0,0,0,0,0,0,0,0,0,67.72,0,0,0,0,0,0,0,0,0,0,0,0,0,0,0,0,84.93,0,0,83.29,5.2,null,4.8000000000000007,49,4,4,4,4,4,4,4,4,4,4,4,4,4,4,4,4,4,4,4,4,4,3,3,3,3,3,3,3,3,3,3,3,3,3,3,3,3,3,3,3,3,3,4.8000000000000007,null,4.8000000000000007,49,0,0,0,0,0,4,4,0,0,0,0,0,0,0,4,4,0,0,0,0,0,0,0,0,4,4,0,0,0,0,0,0,0,4,4,0,0,0,0,0,0,0,4.8000000000000007,null,4.8000000000000007,49,51,51,51,51,51,51,51,51,51,51,51,51,51,51,51,51,51,51,51,51,51,58,58,58,58,58,58,58,58,58,58,58,58,58,58,58,58,58,58,58,58,58,4.8000000000000007]
[null,null,null,null,null,null,null,null,null,null,null,null,"11C",{"$f":"ROUND('3D Interpolace'!M57,2)","v":54.24},{"$f":"ROUND('3D Interpolace'!N57,2)","v":53.53},{"$f":"ROUND('3D Interpolace'!O57,2)","v":52.97},{"$f":"ROUND('3D Interpolace'!P57,2)","v":52.58},{"$f":"ROUND('3D Interpolace'!Q57,2)","v":52.35},{"$f":"ROUND('3D Interpolace'!R57,2)","v":52.29},{"$f":"ROUND('3D Interpolace'!S57,2)","v":52.4},{"$f":"ROUND('3D Interpolace'!T57,2)","v":52.7},{"$f":"ROUND('3D Interpolace'!U57,2)","v":53.15},{"$f":"ROUND('3D Interpolace'!V57,2)","v":53.72},{"$f":"ROUND('3D Interpolace'!W57,2)","v":54.38},{"$f":"ROUND('3D Interpolace'!X57,2)","v":55.13},{"$f":"ROUND('3D Interpolace'!Y57,2)","v":55.99},{"$f":"ROUND('3D Interpolace'!Z57,2)","v":56.95},{"$f":"ROUND('3D Interpolace'!AA57,2)","v":58.05},{"$f":"ROUND('3D Interpolace'!AB57,2)","v":59.29},{"$f":"ROUND('3D Interpolace'!AC57,2)","v":60.74},{"$f":"ROUND('3D Interpolace'!AD57,2)","v":62.39},{"$f":"ROUND('3D Interpolace'!AE57,2)","v":64.14},{"$f":"ROUND('3D Interpolace'!AF57,2)","v":65.87},{"$f":"ROUND('3D Interpolace'!AG57,2)","v":67.48},{"$f":"ROUND('3D Interpolace'!AH57,2)","v":68.989999999999995},{"$f":"ROUND('3D Interpolace'!AI57,2)","v":70.47},{"$f":"ROUND('3D Interpolace'!AJ57,2)","v":71.89},{"$f":"ROUND('3D Interpolace'!AK57,2)","v":73.209999999999994},{"$f":"ROUND('3D Interpolace'!AL57,2)","v":74.38},{"$f":"ROUND('3D Interpolace'!AM57,2)","v":75.349999999999994},{"$f":"ROUND('3D Interpolace'!AN57,2)","v":76.12},{"$f":"ROUND('3D Interpolace'!AO57,2)","v":76.81},{"$f":"ROUND('3D Interpolace'!AP57,2)","v":77.55},{"$f":"ROUND('3D Interpolace'!AQ57,2)","v":78.430000000000007},{"$f":"ROUND('3D Interpolace'!AR57,2)","v":79.61},{"$f":"ROUND('3D Interpolace'!AS57,2)","v":81.02},{"$f":"ROUND('3D Interpolace'!AT57,2)","v":82.43},{"$f":"ROUND('3D Interpolace'!AU57,2)","v":83.62},{"$f":"ROUND('3D Interpolace'!AV57,2)","v":84.38},{"$f":"ROUND('3D Interpolace'!AW57,2)","v":84.72},{"$f":"ROUND('3D Interpolace'!AX57,2)","v":84.76},{"$f":"ROUND('3D Interpolace'!AY57,2)","v":84.53},{"$f":"ROUND('3D Interpolace'!AZ57,2)","v":84},{"$f":"ROUND('3D Interpolace'!BA57,2)","v":83.19},null,5.3,54,null,null,null,null,null,null,null,null,null,null,null,null,null,null,null,null,null,null,null,null,null,null,null,null,null,null,null,null,null,null,null,null,null,null,null,null,null,null,null,null,null,5.3,null,5.3,54,54.24,53.53,52.97,52.58,52.35,52.29,52.4,52.7,53.15,53.72,54.38,55.13,55.99,56.95,58.05,59.29,60.74,62.39,64.14,65.87,67.48,68.989999999999995,70.47,71.89,73.209999999999994,74.38,75.349999999999994,76.12,76.81,77.55,78.430000000000007,79.61,81.02,82.43,83.62,84.38,84.72,84.76,84.53,84,83.19,5.3,null,4.9000000000000004,50,53.26,52.49,51.88,51.42,51.13,54.99,55.02,51.2,51.54,52.04,52.67,53.48,54.46,55.58,60.79,62.06,59.4,60.85,62.37,63.9,65.400000000000006,65.400000000000006,66.930000000000007,68.52,74.09,75.53,72.78,73.739999999999995,74.45,75.069999999999993,75.739999999999995,76.599999999999994,77.8,83.23,84.69,81.96,82.82,83.26,83.45,83.37,83.02,82.41,null,null,null,4.9000000000000004,50,0,0,0,0,0,54.99,0,0,0,0,0,0,0,0,0,62.06,0,0,0,0,0,0,0,0,0,0,0,0,0,0,0,0,0,0,0,0,0,0,0,0,0,0,4.9000000000000004,null,null,null,50,53.875,54.524999999999999,55.174999999999997,55.825000000000003,56.475000000000001,57.125,57.774999999999999,58.424999999999997,59.075000000000003,59.725000000000001,60.375,61.024999999999999,61.674999999999997,62.324999999999996,62.975000000000001,63.625,64.275000000000006,64.924999999999997,65.574999999999989,66.224999999999994,66.875,73.816000000000003,74.686000000000007,75.555999999999997,76.426000000000002,77.296000000000006,78.165999999999997,79.036000000000001,79.906000000000006,80.77600000000001,81.646000000000001,82.515999999999991,83.385999999999996,84.256,85.126000000000005,85.996000000000009,86.866,87.73599999999999,88.605999999999995,89.475999999999999,90.346000000000004,91.216000000000008,4.9000000000000004,null,null,null,null,null,4.9000000000000004,50,0.61500000000000199,2.0349999999999966,3.2949999999999946,4.4050000000000011,5.3449999999999989,2.134999999999998,2.7549999999999955,7.2249999999999943,7.5350000000000037,7.6850000000000023,7.7049999999999983,7.5450000000000017,7.2149999999999963,6.7449999999999974,2.1850000000000023,1.5649999999999977,4.8750000000000071,4.0749999999999957,3.2049999999999912,2.3249999999999957,1.4749999999999943,8.4159999999999968,7.7560000000000002,7.0360000000000014,2.3359999999999985,1.7660000000000053,5.3859999999999957,5.2960000000000065,5.4560000000000031,5.7060000000000173,5.9060000000000059,5.9159999999999968,5.5859999999999985,1.0259999999999962,0.43600000000000705,4.0360000000000156,4.0460000000000065,4.4759999999999849,5.1559999999999917,6.1059999999999945,7.3260000000000076,8.8060000000000116,null,null,null,null,null,null,null,5.3000000000000007,54,null,null,null,null,null,null,null,null,null,null,null,null,null,null,null,null,null,null,null,null,null,null,null,null,null,null,null,null,null,null,null,null,null,null,null,null,null,null,null,null,null,null,5.3000000000000007,54,null,null,null,null,null,null,null,null,null,null,null,null,null,null,null,null,null,null,null,null,null,null,null,null,null,null,null,null,null,null,null,null,null,null,null,null,null,null,null,null,null,null,5.3000000000000007,54,0,0,0,0,0,0,0,0,0,0,0,0,0,0,0,0,0,0,0,0,0,0,0,0,0,0,0,0,0,0,0,0,0,0,0,0,0,0,0,0,null,null,5.3,54,0,0,0,0,0,0,0,0,0,0,0,0,0,0,0,0,0,0,0,0,0,0,0,0,0,0,0,0,0,0,0,0,0,0,0,0,0,0,0,0,0,5.3,null,5.3,54,0,0,0,0,0,0,0,0,0,0,0,0,0,0,0,0,0,0,0,0,0,0,0,0,0,0,0,0,0,0,0,0,0,0,0,0,0,0,0,0,0,5.3,null,5.3,54,1,0,0,0,0,0,0,0,0,0,0,0,0,0,0,0,0,0,0,0,1,0,0,0,0,0,0,0,0,0,0,0,0,0,0,0,0,0,0,0,1,5.3,null,5.3,54,54.24,0,0,0,0,0,0,0,0,0,0,0,0,0,0,0,0,0,0,0,67.48,0,0,0,0,0,0,0,0,0,0,0,0,0,0,0,0,0,0,0,83.19,5.3,null,4.9000000000000004,50,4,4,4,4,4,4,4,4,4,4,4,4,4,4,4,4,4,4,4,4,4,3,3,3,3,3,3,3,3,3,3,3,3,3,3,3,3,3,3,3,3,3,4.9000000000000004,null,4.9000000000000004,50,0,0,0,0,0,4,4,0,0,0,0,0,0,0,4,4,0,0,0,0,0,0,0,0,4,4,0,0,0,0,0,0,0,4,4,0,0,0,0,0,0,0,4.9000000000000004,null,4.9000000000000004,50,51,51,51,51,51,51,51,51,51,51,51,51,51,51,51,51,51,51,51,51,51,58,58,58,58,58,58,58,58,58,58,58,58,58,58,58,58,58,58,58,58,58,4.9000000000000004]
[null,null,null,null,null,null,null,null,null,null,null,null,"11D",{"$f":"ROUND('3D Interpolace'!M58,2)","v":54.08},{"$f":"ROUND('3D Interpolace'!N58,2)","v":53.36},{"$f":"ROUND('3D Interpolace'!O58,2)","v":52.8},{"$f":"ROUND('3D Interpolace'!P58,2)","v":52.41},{"$f":"ROUND('3D Interpolace'!Q58,2)","v":52.17},{"$f":"ROUND('3D Interpolace'!R58,2)","v":52.1},{"$f":"ROUND('3D Interpolace'!S58,2)","v":52.2},{"$f":"ROUND('3D Interpolace'!T58,2)","v":52.48},{"$f":"ROUND('3D Interpolace'!U58,2)","v":52.91},{"$f":"ROUND('3D Interpolace'!V58,2)","v":53.47},{"$f":"ROUND('3D Interpolace'!W58,2)","v":54.13},{"$f":"ROUND('3D Interpolace'!X58,2)","v":54.88},{"$f":"ROUND('3D Interpolace'!Y58,2)","v":55.76},{"$f":"ROUND('3D Interpolace'!Z58,2)","v":56.74},{"$f":"ROUND('3D Interpolace'!AA58,2)","v":57.86},{"$f":"ROUND('3D Interpolace'!AB58,2)","v":59.1},{"$f":"ROUND('3D Interpolace'!AC58,2)","v":60.53},{"$f":"ROUND('3D Interpolace'!AD58,2)","v":62.15},{"$f":"ROUND('3D Interpolace'!AE58,2)","v":63.86},{"$f":"ROUND('3D Interpolace'!AF58,2)","v":65.569999999999993},{"$f":"ROUND('3D Interpolace'!AG58,2)","v":67.16},{"$f":"ROUND('3D Interpolace'!AH58,2)","v":68.67},{"$f":"ROUND('3D Interpolace'!AI58,2)","v":70.17},{"$f":"ROUND('3D Interpolace'!AJ58,2)","v":71.61},{"$f":"ROUND('3D Interpolace'!AK58,2)","v":72.94},{"$f":"ROUND('3D Interpolace'!AL58,2)","v":74.13},{"$f":"ROUND('3D Interpolace'!AM58,2)","v":75.09},{"$f":"ROUND('3D Interpolace'!AN58,2)","v":75.849999999999994},{"$f":"ROUND('3D Interpolace'!AO58,2)","v":76.540000000000006},{"$f":"ROUND('3D Interpolace'!AP58,2)","v":77.260000000000005},{"$f":"ROUND('3D Interpolace'!AQ58,2)","v":78.14},{"$f":"ROUND('3D Interpolace'!AR58,2)","v":79.33},{"$f":"ROUND('3D Interpolace'!AS58,2)","v":80.73},{"$f":"ROUND('3D Interpolace'!AT58,2)","v":82.15},{"$f":"ROUND('3D Interpolace'!AU58,2)","v":83.35},{"$f":"ROUND('3D Interpolace'!AV58,2)","v":84.13},{"$f":"ROUND('3D Interpolace'!AW58,2)","v":84.48},{"$f":"ROUND('3D Interpolace'!AX58,2)","v":84.55},{"$f":"ROUND('3D Interpolace'!AY58,2)","v":84.34},{"$f":"ROUND('3D Interpolace'!AZ58,2)","v":83.84},{"$f":"ROUND('3D Interpolace'!BA58,2)","v":83.06},null,5.4,55,null,null,null,null,null,null,null,null,null,null,null,null,null,null,null,null,null,null,null,null,null,null,null,null,null,null,null,null,null,null,null,null,null,null,null,null,null,null,null,null,null,5.4,null,5.4,55,54.08,53.36,52.8,52.41,52.17,52.1,52.2,52.48,52.91,53.47,54.13,54.88,55.76,56.74,57.86,59.1,60.53,62.15,63.86,65.569999999999993,67.16,68.67,70.17,71.61,72.94,74.13,75.09,75.849999999999994,76.540000000000006,77.260000000000005,78.14,79.33,80.73,82.15,83.35,84.13,84.48,84.55,84.34,83.84,83.06,5.4,null,5,51,54,53.28,52.72,52.32,52.08,56,56.1,52.37,52.79,53.34,54,54.76,55.64,56.64,61.76,63,60.42,62.03,63.73,65.42,67,67,68.510000000000005,70.02,75.459999999999994,76.81,74,74.959999999999994,75.72,76.400000000000006,77.12,78,79.180000000000007,84.59,86.01,83.22,84,84.36,84.44,84.24,83.76,83,null,null,null,5,51,54,0,0,0,0,56,56.1,0,0,0,54,0,0,0,61.76,63,0,0,0,0,67,67,0,0,75.459999999999994,76.81,74,0,0,0,0,78,0,84.59,86.01,0,84,0,0,0,0,83,5,null,null,null,51,54,54.65,55.3,55.95,56.6,57.25,57.9,58.55,59.2,59.85,60.5,61.15,61.8,62.449999999999996,63.1,63.75,64.400000000000006,65.05,65.699999999999989,66.349999999999994,67,74.7,75.570000000000007,76.44,77.31,78.180000000000007,79.05,79.92,80.789999999999992,81.66,82.53,83.4,84.27000000000001,85.139999999999986,86.009999999999991,86.88,87.75,88.62,89.490000000000009,90.359999999999985,91.22999999999999,92.1,5,null,null,null,null,null,5,51,0,1.3699999999999974,2.5799999999999983,3.6300000000000026,4.5200000000000031,1.25,1.7999999999999972,6.18,6.4100000000000037,6.509999999999998,6.5,6.3900000000000006,6.1599999999999966,5.8099999999999952,1.3400000000000034,0.75,3.980000000000004,3.019999999999996,1.9699999999999918,0.92999999999999261,0,7.7000000000000028,7.0600000000000023,6.4200000000000017,1.8500000000000085,1.3700000000000045,5.0499999999999972,4.960000000000008,5.0699999999999932,5.2599999999999909,5.4099999999999966,5.4000000000000057,5.0900000000000034,0.54999999999998295,0,3.6599999999999966,3.75,4.2600000000000051,5.0500000000000114,6.1199999999999903,7.4699999999999847,9.0999999999999943,null,null,null,null,null,null,null,5.4,55,null,null,null,null,null,null,null,null,null,null,null,null,null,null,null,null,null,null,null,null,null,null,null,null,null,null,null,null,null,null,null,null,null,null,null,null,null,null,null,null,null,null,5.4,55,null,null,null,null,null,null,null,null,null,null,null,null,null,null,null,null,null,null,null,null,null,null,null,null,null,null,null,null,null,null,null,null,null,null,null,null,null,null,null,null,null,null,5.4,55,0,0,0,0,0,0,0,0,0,0,0,0,0,0,0,0,0,0,0,0,0,0,0,0,0,0,0,0,0,0,0,0,0,0,0,0,0,0,0,0,null,null,5.4,55,0,0,0,0,0,0,0,0,0,0,0,0,0,0,0,0,0,0,0,0,0,0,0,0,0,0,0,0,0,0,0,0,0,0,0,0,0,0,0,0,0,5.4,null,5.4,55,54,0,0,0,0,0,56.1,0,0,0,0,0,0,0,0,63,0,0,0,0,67,0,0,0,0,76.81,0,0,0,0,0,0,0,0,86.01,0,0,0,84.44,0,0,5.4,null,5.4,55,1,0,0,0,0,0,0,0,0,0,0,0,0,0,0,0,0,0,0,0,1,0,0,0,0,0,0,0,0,0,0,0,0,0,0,0,0,0,0,0,1,5.4,null,5.4,55,54.08,0,0,0,0,0,0,0,0,0,0,0,0,0,0,0,0,0,0,0,67.16,0,0,0,0,0,0,0,0,0,0,0,0,0,0,0,0,0,0,0,83.06,5.4,null,5,51,{"$f":"YE56","v":4},{"$f":"YF56","v":4},4,4,4,4,4,4,4,4,4,4,4,4,4,4,4,4,4,4,{"$f":"YX57","v":4},3,{"$f":"ZA56","v":3},3,3,3,3,3,3,3,3,3,3,3,3,3,3,3,3,3,3,{"$f":"ZS57","v":3},5,null,5,51,0,0,0,0,0,4,4,0,0,0,0,0,0,0,4,4,0,0,0,0,0,0,0,0,4,4,0,0,0,0,0,0,0,4,4,0,0,0,0,0,0,0,5,null,5,51,{"$f":"ABS56","v":51},{"$f":"ABT56","v":51},51,51,51,51,51,51,51,51,51,51,51,51,51,51,51,51,51,51,{"$f":"ACL57","v":51},58,{"$f":"ACO56","v":58},58,58,58,58,58,58,58,58,58,58,58,58,58,58,58,58,58,58,{"$f":"ADG57","v":58},5]
[null,null,null,null,null,null,null,null,null,null,null,null,"12",{"$f":"ROUND('3D Interpolace'!M59,2)","v":54},{"$f":"ROUND('3D Interpolace'!N59,2)","v":53.28},{"$f":"ROUND('3D Interpolace'!O59,2)","v":52.72},{"$f":"ROUND('3D Interpolace'!P59,2)","v":52.32},{"$f":"ROUND('3D Interpolace'!Q59,2)","v":52.08},{"$f":"ROUND('3D Interpolace'!R59,2)","v":52},{"$f":"ROUND('3D Interpolace'!S59,2)","v":52.1},{"$f":"ROUND('3D Interpolace'!T59,2)","v":52.37},{"$f":"ROUND('3D Interpolace'!U59,2)","v":52.79},{"$f":"ROUND('3D Interpolace'!V59,2)","v":53.34},{"$f":"ROUND('3D Interpolace'!W59,2)","v":54},{"$f":"ROUND('3D Interpolace'!X59,2)","v":54.76},{"$f":"ROUND('3D Interpolace'!Y59,2)","v":55.64},{"$f":"ROUND('3D Interpolace'!Z59,2)","v":56.64},{"$f":"ROUND('3D Interpolace'!AA59,2)","v":57.76},{"$f":"ROUND('3D Interpolace'!AB59,2)","v":59},{"$f":"ROUND('3D Interpolace'!AC59,2)","v":60.42},{"$f":"ROUND('3D Interpolace'!AD59,2)","v":62.03},{"$f":"ROUND('3D Interpolace'!AE59,2)","v":63.73},{"$f":"ROUND('3D Interpolace'!AF59,2)","v":65.42},{"$f":"ROUND('3D Interpolace'!AG59,2)","v":67},{"$f":"ROUND('3D Interpolace'!AH59,2)","v":68.510000000000005},{"$f":"ROUND('3D Interpolace'!AI59,2)","v":70.02},{"$f":"ROUND('3D Interpolace'!AJ59,2)","v":71.459999999999994},{"$f":"ROUND('3D Interpolace'!AK59,2)","v":72.81},{"$f":"ROUND('3D Interpolace'!AL59,2)","v":74},{"$f":"ROUND('3D Interpolace'!AM59,2)","v":74.959999999999994},{"$f":"ROUND('3D Interpolace'!AN59,2)","v":75.72},{"$f":"ROUND('3D Interpolace'!AO59,2)","v":76.400000000000006},{"$f":"ROUND('3D Interpolace'!AP59,2)","v":77.12},{"$f":"ROUND('3D Interpolace'!AQ59,2)","v":78},{"$f":"ROUND('3D Interpolace'!AR59,2)","v":79.180000000000007},{"$f":"ROUND('3D Interpolace'!AS59,2)","v":80.59},{"$f":"ROUND('3D Interpolace'!AT59,2)","v":82.01},{"$f":"ROUND('3D Interpolace'!AU59,2)","v":83.22},{"$f":"ROUND('3D Interpolace'!AV59,2)","v":84},{"$f":"ROUND('3D Interpolace'!AW59,2)","v":84.36},{"$f":"ROUND('3D Interpolace'!AX59,2)","v":84.44},{"$f":"ROUND('3D Interpolace'!AY59,2)","v":84.24},{"$f":"ROUND('3D Interpolace'!AZ59,2)","v":83.76},{"$f":"ROUND('3D Interpolace'!BA59,2)","v":83},null,5.5,56,null,null,null,null,null,null,null,null,null,null,null,null,null,null,null,null,null,null,null,null,null,null,null,null,null,null,null,null,null,null,null,null,null,null,null,null,null,null,null,null,null,5.5,null,5.5,56,54,53.28,52.72,52.32,52.08,52,52.1,52.37,52.79,53.34,54,54.76,55.64,56.64,57.76,59,60.42,62.03,63.73,65.42,67,68.510000000000005,70.02,71.459999999999994,72.81,74,74.959999999999994,75.72,76.400000000000006,77.12,78,79.180000000000007,80.59,82.01,83.22,84,84.36,84.44,84.24,83.76,83,5.5,null,5,51,54,53.28,52.72,52.32,52.08,56,56.1,52.37,52.79,53.34,54,54.76,55.64,56.64,61.76,63,60.42,62.03,63.73,65.42,67,67,68.510000000000005,70.02,75.459999999999994,76.81,74,74.959999999999994,75.72,76.400000000000006,77.12,78,79.180000000000007,84.59,86.01,83.22,84,84.36,84.44,84.24,83.76,83,null,null,null,5,51,null,null,null,null,null,null,null,null,null,null,null,null,null,null,null,null,null,null,null,null,null,null,null,null,null,null,null,null,null,null,null,null,null,null,null,null,null,null,null,null,null,null,5,null,null,null,51,null,null,null,null,null,null,null,null,null,null,null,null,null,null,null,null,null,null,null,null,null,null,null,null,null,null,null,null,null,null,null,null,null,null,null,null,null,null,null,null,null,null,5,null,null,null,null,null,5,51,null,null,null,null,null,null,null,null,null,null,null,null,null,null,null,null,null,null,null,null,null,null,null,null,null,null,null,null,null,null,null,null,null,null,null,null,null,null,null,null,null,null,null,null,null,null,null,null,null,5.5,56,null,null,null,null,null,null,null,null,null,null,null,null,null,null,null,null,null,null,null,null,null,null,null,null,null,null,null,null,null,null,null,null,null,null,null,null,null,null,null,null,null,null,5.5,56,null,null,null,null,null,null,null,null,null,null,null,null,null,null,null,null,null,null,null,null,null,null,null,null,null,null,null,null,null,null,null,null,null,null,null,null,null,null,null,null,null,null,5.5,56,0,0,0,0,0,0,0,0,0,0,0,0,0,0,0,0,0,0,0,0,0,0,0,0,0,0,0,0,0,0,0,0,0,0,0,0,0,0,0,0,null,null,5.5,56,0,0,0,0,0,0,0,0,0,0,0,0,0,0,0,0,0,0,0,0,0,0,0,0,0,0,0,0,0,0,0,0,0,0,0,0,0,0,0,0,0,5.5,null,5.5,56,0,0,0,0,0,0,56.1,0,0,0,0,0,0,0,0,63,0,0,0,0,0,0,0,0,0,76.81,0,0,0,0,0,0,0,0,86.01,0,0,0,0,0,0,5.5,null,5.5,56,1,0,0,0,0,0,0,0,0,0,0,0,0,0,0,0,0,0,0,0,1,0,0,0,0,0,0,0,0,0,0,0,0,0,0,0,0,0,0,0,1,5.5,null,5.5,56,54,0,0,0,0,0,0,0,0,0,0,0,0,0,0,0,0,0,0,0,67,0,0,0,0,0,0,0,0,0,0,0,0,0,0,0,0,0,0,0,83,5.5,null,5,51,{"$f":"COUNTIF(RG53:SA63,\">0\")","v":8},{"$f":"YE58","v":8},{"$f":"YF58","v":8},8,8,8,8,8,8,8,8,8,8,8,8,8,8,8,8,8,{"$f":"YX58","v":8},{"$f":"COUNTIF(SA53:SU63,\">0\")","v":8},{"$f":"YZ58","v":8},{"$f":"ZA58","v":8},8,8,8,8,8,8,8,8,8,8,8,8,8,8,8,8,8,{"$f":"ZS58","v":8},5,null,5,51,0,0,0,0,0,4,4,0,0,0,0,0,0,0,4,4,0,0,0,0,0,0,0,0,4,4,0,0,0,0,0,0,0,4,4,0,0,0,0,0,0,0,5,null,5,51,{"$f":"COUNTIF(UU53:VO63,\">0\")","v":51},{"$f":"ABS58","v":51},{"$f":"ABT58","v":51},51,51,51,51,51,51,51,51,51,51,51,51,51,51,51,51,51,{"$f":"ACL58","v":51},{"$f":"COUNTIF(VO53:WI63,\">0\")","v":58},{"$f":"ACN58","v":58},{"$f":"ACO58","v":58},58,58,58,58,58,58,58,58,58,58,58,58,58,58,58,58,58,{"$f":"ADG58","v":58},5]
[null,null,null,null,null,null,null,null,null,null,null,null,"12A",{"$f":"ROUND('3D Interpolace'!M60,2)","v":54},{"$f":"ROUND('3D Interpolace'!N60,2)","v":53.28},{"$f":"ROUND('3D Interpolace'!O60,2)","v":52.72},{"$f":"ROUND('3D Interpolace'!P60,2)","v":52.32},{"$f":"ROUND('3D Interpolace'!Q60,2)","v":52.08},{"$f":"ROUND('3D Interpolace'!R60,2)","v":52},{"$f":"ROUND('3D Interpolace'!S60,2)","v":52.1},{"$f":"ROUND('3D Interpolace'!T60,2)","v":52.37},{"$f":"ROUND('3D Interpolace'!U60,2)","v":52.79},{"$f":"ROUND('3D Interpolace'!V60,2)","v":53.34},{"$f":"ROUND('3D Interpolace'!W60,2)","v":54},{"$f":"ROUND('3D Interpolace'!X60,2)","v":54.76},{"$f":"ROUND('3D Interpolace'!Y60,2)","v":55.64},{"$f":"ROUND('3D Interpolace'!Z60,2)","v":56.64},{"$f":"ROUND('3D Interpolace'!AA60,2)","v":57.76},{"$f":"ROUND('3D Interpolace'!AB60,2)","v":59},{"$f":"ROUND('3D Interpolace'!AC60,2)","v":60.42},{"$f":"ROUND('3D Interpolace'!AD60,2)","v":62.03},{"$f":"ROUND('3D Interpolace'!AE60,2)","v":63.73},{"$f":"ROUND('3D Interpolace'!AF60,2)","v":65.42},{"$f":"ROUND('3D Interpolace'!AG60,2)","v":67},{"$f":"ROUND('3D Interpolace'!AH60,2)","v":68.510000000000005},{"$f":"ROUND('3D Interpolace'!AI60,2)","v":70.02},{"$f":"ROUND('3D Interpolace'!AJ60,2)","v":71.459999999999994},{"$f":"ROUND('3D Interpolace'!AK60,2)","v":72.81},{"$f":"ROUND('3D Interpolace'!AL60,2)","v":74},{"$f":"ROUND('3D Interpolace'!AM60,2)","v":74.959999999999994},{"$f":"ROUND('3D Interpolace'!AN60,2)","v":75.72},{"$f":"ROUND('3D Interpolace'!AO60,2)","v":76.400000000000006},{"$f":"ROUND('3D Interpolace'!AP60,2)","v":77.12},{"$f":"ROUND('3D Interpolace'!AQ60,2)","v":78},{"$f":"ROUND('3D Interpolace'!AR60,2)","v":79.180000000000007},{"$f":"ROUND('3D Interpolace'!AS60,2)","v":80.59},{"$f":"ROUND('3D Interpolace'!AT60,2)","v":82.01},{"$f":"ROUND('3D Interpolace'!AU60,2)","v":83.22},{"$f":"ROUND('3D Interpolace'!AV60,2)","v":84},{"$f":"ROUND('3D Interpolace'!AW60,2)","v":84.36},{"$f":"ROUND('3D Interpolace'!AX60,2)","v":84.44},{"$f":"ROUND('3D Interpolace'!AY60,2)","v":84.24},{"$f":"ROUND('3D Interpolace'!AZ60,2)","v":83.76},{"$f":"ROUND('3D Interpolace'!BA60,2)","v":83},null,5.6,57,null,null,null,null,null,null,null,null,null,null,null,null,null,null,null,null,null,null,null,null,null,null,null,null,null,null,null,null,null,null,null,null,null,null,null,null,null,null,null,null,null,5.6,null,5.6,57,54,53.28,52.72,52.32,52.08,52,52.1,52.37,52.79,53.34,54,54.76,55.64,56.64,57.76,59,60.42,62.03,63.73,65.42,67,68.510000000000005,70.02,71.459999999999994,72.81,74,74.959999999999994,75.72,76.400000000000006,77.12,78,79.180000000000007,80.59,82.01,83.22,84,84.36,84.44,84.24,83.76,83,5.6,null,5.1000000000000005,52,54.32,53.61,53.06,52.67,52.45,52.38,52.51,52.81,53.27,53.85,54.51,55.26,56.1,57.06,58.15,59.38,60.84,62.51,64.27,66.02,67.64,67.64,69.150000000000006,70.62,72.03,73.34,74.510000000000005,75.47,76.25,76.95,77.69,78.58,79.760000000000005,81.16,82.57,83.76,84.51,84.84,84.87,84.62,84.08,83.26,null,null,null,5.1000000000000005,52,null,null,null,null,null,null,null,null,null,null,null,null,null,null,null,null,null,null,null,null,null,null,null,null,null,null,null,null,null,null,null,null,null,null,null,null,null,null,null,null,null,null,5.1000000000000005,null,null,null,52,null,null,null,null,null,null,null,null,null,null,null,null,null,null,null,null,null,null,null,null,null,null,null,null,null,null,null,null,null,null,null,null,null,null,null,null,null,null,null,null,null,null,5.1000000000000005,null,null,null,null,null,5.1000000000000005,52,null,null,null,null,null,null,null,null,null,null,null,null,null,null,null,null,null,null,null,null,null,null,null,null,null,null,null,null,null,null,null,null,null,null,null,null,null,null,null,null,null,null,null,null,null,null,null,null,null,5.6000000000000005,57,null,null,null,null,null,null,null,null,null,null,null,null,null,null,null,null,null,null,null,null,null,null,null,null,null,null,null,null,null,null,null,null,null,null,null,null,null,null,null,null,null,null,5.6000000000000005,57,null,null,null,null,null,null,null,null,null,null,null,null,null,null,null,null,null,null,null,null,null,null,null,null,null,null,null,null,null,null,null,null,null,null,null,null,null,null,null,null,null,null,5.6000000000000005,57,0,0,0,0,0,0,0,0,0,0,0,0,0,0,0,0,0,0,0,0,0,0,0,0,0,0,0,0,0,0,0,0,0,0,0,0,0,0,0,0,null,null,5.6,57,54,0,0,0,0,0,0,0,0,0,0,0,0,0,0,0,0,0,0,0,0,0,0,0,0,0,0,0,0,0,0,0,0,0,0,0,0,84.44,0,0,0,5.6,null,5.6,57,0,0,0,0,0,0,0,0,0,0,0,0,0,0,0,0,0,0,0,0,0,0,0,0,0,0,0,0,0,0,0,0,0,0,0,0,0,0,0,0,0,5.6,null,5.6,57,1,0,0,0,0,0,0,0,0,0,0,0,0,0,0,0,0,0,0,0,1,0,0,0,0,0,0,0,0,0,0,0,0,0,0,0,0,0,0,0,1,5.6,null,5.6,57,54,0,0,0,0,0,0,0,0,0,0,0,0,0,0,0,0,0,0,0,67,0,0,0,0,0,0,0,0,0,0,0,0,0,0,0,0,84.44,0,0,83,5.6,null,5.1000000000000005,52,{"$f":"YE58","v":8},{"$f":"YF58","v":8},{"$f":"YG58","v":8},{"$f":"YH58","v":8},{"$f":"YI58","v":8},{"$f":"YJ58","v":8},{"$f":"YK58","v":8},{"$f":"YL58","v":8},{"$f":"YM58","v":8},{"$f":"YN58","v":8},{"$f":"YO58","v":8},{"$f":"YP58","v":8},{"$f":"YQ58","v":8},{"$f":"YR58","v":8},{"$f":"YS58","v":8},{"$f":"YT58","v":8},{"$f":"YU58","v":8},{"$f":"YV58","v":8},{"$f":"YW58","v":8},{"$f":"YX58","v":8},{"$f":"YX59","v":8},{"$f":"ZA59","v":8},{"$f":"ZA58","v":8},{"$f":"ZB58","v":8},{"$f":"ZC58","v":8},{"$f":"ZD58","v":8},{"$f":"ZE58","v":8},{"$f":"ZF58","v":8},{"$f":"ZG58","v":8},{"$f":"ZH58","v":8},{"$f":"ZI58","v":8},{"$f":"ZJ58","v":8},{"$f":"ZK58","v":8},{"$f":"ZL58","v":8},{"$f":"ZM58","v":8},{"$f":"ZN58","v":8},{"$f":"ZO58","v":8},{"$f":"ZP58","v":8},{"$f":"ZQ58","v":8},{"$f":"ZR58","v":8},{"$f":"ZS58","v":8},{"$f":"ZS59","v":8},5.1000000000000005,null,5.1000000000000005,52,0,0,0,0,0,0,0,0,0,0,0,0,0,0,0,0,0,0,0,0,0,0,0,0,0,0,0,0,0,0,0,0,0,0,0,0,0,0,0,0,0,0,5.1000000000000005,null,5.1000000000000005,52,{"$f":"ABS58","v":51},{"$f":"ABT58","v":51},{"$f":"ABU58","v":51},{"$f":"ABV58","v":51},{"$f":"ABW58","v":51},{"$f":"ABX58","v":51},{"$f":"ABY58","v":51},{"$f":"ABZ58","v":51},{"$f":"ACA58","v":51},{"$f":"ACB58","v":51},{"$f":"ACC58","v":51},{"$f":"ACD58","v":51},{"$f":"ACE58","v":51},{"$f":"ACF58","v":51},{"$f":"ACG58","v":51},{"$f":"ACH58","v":51},{"$f":"ACI58","v":51},{"$f":"ACJ58","v":51},{"$f":"ACK58","v":51},{"$f":"ACL58","v":51},{"$f":"ACL59","v":51},{"$f":"ACO59","v":58},{"$f":"ACO58","v":58},{"$f":"ACP58","v":58},{"$f":"ACQ58","v":58},{"$f":"ACR58","v":58},{"$f":"ACS58","v":58},{"$f":"ACT58","v":58},{"$f":"ACU58","v":58},{"$f":"ACV58","v":58},{"$f":"ACW58","v":58},{"$f":"ACX58","v":58},{"$f":"ACY58","v":58},{"$f":"ACZ58","v":58},{"$f":"ADA58","v":58},{"$f":"ADB58","v":58},{"$f":"ADC58","v":58},{"$f":"ADD58","v":58},{"$f":"ADE58","v":58},{"$f":"ADF58","v":58},{"$f":"ADG58","v":58},{"$f":"ADG59","v":58},5.1000000000000005]
[null,null,null,null,null,null,null,null,null,null,null,null,"12B",{"$f":"ROUND('3D Interpolace'!M61,2)","v":54},{"$f":"ROUND('3D Interpolace'!N61,2)","v":53.28},{"$f":"ROUND('3D Interpolace'!O61,2)","v":52.72},{"$f":"ROUND('3D Interpolace'!P61,2)","v":52.32},{"$f":"ROUND('3D Interpolace'!Q61,2)","v":52.08},{"$f":"ROUND('3D Interpolace'!R61,2)","v":52},{"$f":"ROUND('3D Interpolace'!S61,2)","v":52.1},{"$f":"ROUND('3D Interpolace'!T61,2)","v":52.37},{"$f":"ROUND('3D Interpolace'!U61,2)","v":52.79},{"$f":"ROUND('3D Interpolace'!V61,2)","v":53.34},{"$f":"ROUND('3D Interpolace'!W61,2)","v":54},{"$f":"ROUND('3D Interpolace'!X61,2)","v":54.76},{"$f":"ROUND('3D Interpolace'!Y61,2)","v":55.64},{"$f":"ROUND('3D Interpolace'!Z61,2)","v":56.64},{"$f":"ROUND('3D Interpolace'!AA61,2)","v":57.76},{"$f":"ROUND('3D Interpolace'!AB61,2)","v":59},{"$f":"ROUND('3D Interpolace'!AC61,2)","v":60.42},{"$f":"ROUND('3D Interpolace'!AD61,2)","v":62.03},{"$f":"ROUND('3D Interpolace'!AE61,2)","v":63.73},{"$f":"ROUND('3D Interpolace'!AF61,2)","v":65.42},{"$f":"ROUND('3D Interpolace'!AG61,2)","v":67},{"$f":"ROUND('3D Interpolace'!AH61,2)","v":68.510000000000005},{"$f":"ROUND('3D Interpolace'!AI61,2)","v":70.02},{"$f":"ROUND('3D Interpolace'!AJ61,2)","v":71.459999999999994},{"$f":"ROUND('3D Interpolace'!AK61,2)","v":72.81},{"$f":"ROUND('3D Interpolace'!AL61,2)","v":74},{"$f":"ROUND('3D Interpolace'!AM61,2)","v":74.959999999999994},{"$f":"ROUND('3D Interpolace'!AN61,2)","v":75.72},{"$f":"ROUND('3D Interpolace'!AO61,2)","v":76.400000000000006},{"$f":"ROUND('3D Interpolace'!AP61,2)","v":77.12},{"$f":"ROUND('3D Interpolace'!AQ61,2)","v":78},{"$f":"ROUND('3D Interpolace'!AR61,2)","v":79.180000000000007},{"$f":"ROUND('3D Interpolace'!AS61,2)","v":80.59},{"$f":"ROUND('3D Interpolace'!AT61,2)","v":82.01},{"$f":"ROUND('3D Interpolace'!AU61,2)","v":83.22},{"$f":"ROUND('3D Interpolace'!AV61,2)","v":84},{"$f":"ROUND('3D Interpolace'!AW61,2)","v":84.36},{"$f":"ROUND('3D Interpolace'!AX61,2)","v":84.44},{"$f":"ROUND('3D Interpolace'!AY61,2)","v":84.24},{"$f":"ROUND('3D Interpolace'!AZ61,2)","v":83.76},{"$f":"ROUND('3D Interpolace'!BA61,2)","v":83},null,5.7,58,null,null,null,null,null,null,null,null,null,null,null,null,null,null,null,null,null,null,null,null,null,null,null,null,null,null,null,null,null,null,null,null,null,null,null,null,null,null,null,null,null,5.7,null,5.7,58,54,53.28,52.72,52.32,52.08,52,52.1,52.37,52.79,53.34,54,54.76,55.64,56.64,57.76,59,60.42,62.03,63.73,65.42,67,68.510000000000005,70.02,71.459999999999994,72.81,74,74.959999999999994,75.72,76.400000000000006,77.12,78,79.180000000000007,80.59,82.01,83.22,84,84.36,84.44,84.24,83.76,83,5.7,null,5.2,53,54.36,53.65,53.1,52.71,52.49,52.43,52.56,52.87,53.33,53.91,54.58,55.32,56.16,57.11,58.2,59.43,60.89,62.57,64.34,66.099999999999994,67.72,67.72,69.23,70.7,72.099999999999994,73.41,74.58,75.540000000000006,76.319999999999993,77.02,77.760000000000005,78.650000000000006,79.83,81.23,82.64,83.82,84.58,84.9,84.93,84.67,84.12,83.29,null,null,null,5.2,53,null,null,null,null,null,null,null,null,null,null,null,null,null,null,null,null,null,null,null,null,null,null,null,null,null,null,null,null,null,null,null,null,null,null,null,null,null,null,null,null,null,null,5.2,null,null,null,53,null,null,null,null,null,null,null,null,null,null,null,null,null,null,null,null,null,null,null,null,null,null,null,null,null,null,null,null,null,null,null,null,null,null,null,null,null,null,null,null,null,null,5.2,null,null,null,null,null,5.2,53,null,null,null,null,null,null,null,null,null,null,null,null,null,null,null,null,null,null,null,null,null,null,null,null,null,null,null,null,null,null,null,null,null,null,null,null,null,null,null,null,null,null,null,null,null,null,null,null,null,5.7,58,null,null,null,null,null,null,null,null,null,null,null,null,null,null,null,null,null,null,null,null,null,null,null,null,null,null,null,null,null,null,null,null,null,null,null,null,null,null,null,null,null,null,5.7,58,null,null,null,null,null,null,null,null,null,null,null,null,null,null,null,null,null,null,null,null,null,null,null,null,null,null,null,null,null,null,null,null,null,null,null,null,null,null,null,null,null,null,5.7,58,0,0,0,0,0,0,0,0,0,0,0,0,0,0,0,0,0,0,0,0,0,0,0,0,0,0,0,0,0,0,0,0,0,0,0,0,0,0,0,0,null,null,5.7,58,54,0,0,0,0,0,0,0,0,0,0,0,0,0,0,0,0,0,0,0,0,0,0,0,0,0,0,0,0,0,0,0,0,0,0,0,0,84.44,0,0,0,5.7,null,5.7,58,54.36,0,0,0,0,0,0,0,0,0,0,0,0,0,0,0,0,0,0,0,67.72,0,0,0,0,0,0,0,0,0,0,0,0,0,0,0,0,0,84.93,0,0,5.7,null,5.7,58,1,0,0,0,0,0,0,0,0,0,0,0,0,0,0,0,0,0,0,0,1,0,0,0,0,0,0,0,0,0,0,0,0,0,0,0,0,0,0,0,1,5.7,null,5.7,58,54,0,0,0,0,0,0,0,0,0,0,0,0,0,0,0,0,0,0,0,67,0,0,0,0,0,0,0,0,0,0,0,0,0,0,0,0,84.44,0,0,83,5.7,null,5.2,53,{"$f":"YE59","v":8},{"$f":"YF59","v":8},8,8,8,8,8,8,8,8,8,8,8,8,8,8,8,8,8,8,{"$f":"YX60","v":8},8,{"$f":"ZA59","v":8},8,8,8,8,8,8,8,8,8,8,8,8,8,8,8,8,8,8,{"$f":"ZS60","v":8},5.2,null,5.2,53,0,0,0,0,0,0,0,0,0,0,0,0,0,0,0,0,0,0,0,0,0,0,0,0,0,0,0,0,0,0,0,0,0,0,0,0,0,0,0,0,0,0,5.2,null,5.2,53,{"$f":"ABS59","v":51},{"$f":"ABT59","v":51},51,51,51,51,51,51,51,51,51,51,51,51,51,51,51,51,51,51,{"$f":"ACL60","v":51},58,{"$f":"ACO59","v":58},58,58,58,58,58,58,58,58,58,58,58,58,58,58,58,58,58,58,{"$f":"ADG60","v":58},5.2]
[null,null,null,null,null,null,null,null,null,null,null,null,"12C",{"$f":"ROUND('3D Interpolace'!M62,2)","v":54},{"$f":"ROUND('3D Interpolace'!N62,2)","v":53.28},{"$f":"ROUND('3D Interpolace'!O62,2)","v":52.72},{"$f":"ROUND('3D Interpolace'!P62,2)","v":52.32},{"$f":"ROUND('3D Interpolace'!Q62,2)","v":52.08},{"$f":"ROUND('3D Interpolace'!R62,2)","v":52},{"$f":"ROUND('3D Interpolace'!S62,2)","v":52.1},{"$f":"ROUND('3D Interpolace'!T62,2)","v":52.37},{"$f":"ROUND('3D Interpolace'!U62,2)","v":52.79},{"$f":"ROUND('3D Interpolace'!V62,2)","v":53.34},{"$f":"ROUND('3D Interpolace'!W62,2)","v":54},{"$f":"ROUND('3D Interpolace'!X62,2)","v":54.76},{"$f":"ROUND('3D Interpolace'!Y62,2)","v":55.64},{"$f":"ROUND('3D Interpolace'!Z62,2)","v":56.64},{"$f":"ROUND('3D Interpolace'!AA62,2)","v":57.76},{"$f":"ROUND('3D Interpolace'!AB62,2)","v":59},{"$f":"ROUND('3D Interpolace'!AC62,2)","v":60.42},{"$f":"ROUND('3D Interpolace'!AD62,2)","v":62.03},{"$f":"ROUND('3D Interpolace'!AE62,2)","v":63.73},{"$f":"ROUND('3D Interpolace'!AF62,2)","v":65.42},{"$f":"ROUND('3D Interpolace'!AG62,2)","v":67},{"$f":"ROUND('3D Interpolace'!AH62,2)","v":68.510000000000005},{"$f":"ROUND('3D Interpolace'!AI62,2)","v":70.02},{"$f":"ROUND('3D Interpolace'!AJ62,2)","v":71.459999999999994},{"$f":"ROUND('3D Interpolace'!AK62,2)","v":72.81},{"$f":"ROUND('3D Interpolace'!AL62,2)","v":74},{"$f":"ROUND('3D Interpolace'!AM62,2)","v":74.959999999999994},{"$f":"ROUND('3D Interpolace'!AN62,2)","v":75.72},{"$f":"ROUND('3D Interpolace'!AO62,2)","v":76.400000000000006},{"$f":"ROUND('3D Interpolace'!AP62,2)","v":77.12},{"$f":"ROUND('3D Interpolace'!AQ62,2)","v":78},{"$f":"ROUND('3D Interpolace'!AR62,2)","v":79.180000000000007},{"$f":"ROUND('3D Interpolace'!AS62,2)","v":80.59},{"$f":"ROUND('3D Interpolace'!AT62,2)","v":82.01},{"$f":"ROUND('3D Interpolace'!AU62,2)","v":83.22},{"$f":"ROUND('3D Interpolace'!AV62,2)","v":84},{"$f":"ROUND('3D Interpolace'!AW62,2)","v":84.36},{"$f":"ROUND('3D Interpolace'!AX62,2)","v":84.44},{"$f":"ROUND('3D Interpolace'!AY62,2)","v":84.24},{"$f":"ROUND('3D Interpolace'!AZ62,2)","v":83.76},{"$f":"ROUND('3D Interpolace'!BA62,2)","v":83},null,5.8,59,null,null,null,null,null,null,null,null,null,null,null,null,null,null,null,null,null,null,null,null,null,null,null,null,null,null,null,null,null,null,null,null,null,null,null,null,null,null,null,null,null,5.8,null,5.8,59,54,53.28,52.72,52.32,52.08,52,52.1,52.37,52.79,53.34,54,54.76,55.64,56.64,57.76,59,60.42,62.03,63.73,65.42,67,68.510000000000005,70.02,71.459999999999994,72.81,74,74.959999999999994,75.72,76.400000000000006,77.12,78,79.180000000000007,80.59,82.01,83.22,84,84.36,84.44,84.24,83.76,83,5.8,null,5.3000000000000007,54,54.24,53.53,52.97,52.58,52.35,52.29,52.4,52.7,53.15,53.72,54.38,55.13,55.99,56.95,58.05,59.29,60.74,62.39,64.14,65.87,67.48,67.48,68.989999999999995,70.47,71.89,73.209999999999994,74.38,75.349999999999994,76.12,76.81,77.55,78.430000000000007,79.61,81.02,82.43,83.62,84.38,84.72,84.76,84.53,84,83.19,null,null,null,5.3000000000000007,54,null,null,null,null,null,null,null,null,null,null,null,null,null,null,null,null,null,null,null,null,null,null,null,null,null,null,null,null,null,null,null,null,null,null,null,null,null,null,null,null,null,null,5.3000000000000007,null,null,null,54,null,null,null,null,null,null,null,null,null,null,null,null,null,null,null,null,null,null,null,null,null,null,null,null,null,null,null,null,null,null,null,null,null,null,null,null,null,null,null,null,null,null,5.3000000000000007,null,null,null,null,null,5.3000000000000007,54,null,null,null,null,null,null,null,null,null,null,null,null,null,null,null,null,null,null,null,null,null,null,null,null,null,null,null,null,null,null,null,null,null,null,null,null,null,null,null,null,null,null,null,null,null,null,null,null,null,5.8000000000000007,59,null,null,null,null,null,null,null,null,null,null,null,null,null,null,null,null,null,null,null,null,null,null,null,null,null,null,null,null,null,null,null,null,null,null,null,null,null,null,null,null,null,null,5.8000000000000007,59,null,null,null,null,null,null,null,null,null,null,null,null,null,null,null,null,null,null,null,null,null,null,null,null,null,null,null,null,null,null,null,null,null,null,null,null,null,null,null,null,null,null,5.8000000000000007,59,0,0,0,0,0,0,0,0,0,0,0,0,0,0,0,0,0,0,0,0,0,0,0,0,0,0,0,0,0,0,0,0,0,0,0,0,0,0,0,0,null,null,5.8,59,54,0,0,0,0,0,0,0,0,0,0,0,0,0,0,0,0,0,0,0,0,0,0,0,0,0,0,0,0,0,0,0,0,0,0,0,0,84.44,0,0,0,5.8,null,5.8,59,0,0,0,0,0,0,0,0,0,0,0,0,0,0,0,0,0,0,0,0,0,0,0,0,0,0,0,0,0,0,0,0,0,0,0,0,0,0,0,0,0,5.8,null,5.8,59,1,0,0,0,0,0,0,0,0,0,0,0,0,0,0,0,0,0,0,0,1,0,0,0,0,0,0,0,0,0,0,0,0,0,0,0,0,0,0,0,1,5.8,null,5.8,59,54,0,0,0,0,0,0,0,0,0,0,0,0,0,0,0,0,0,0,0,67,0,0,0,0,0,0,0,0,0,0,0,0,0,0,0,0,84.44,0,0,83,5.8,null,5.3000000000000007,54,8,8,8,8,8,8,8,8,8,8,8,8,8,8,8,8,8,8,8,8,8,8,8,8,8,8,8,8,8,8,8,8,8,8,8,8,8,8,8,8,8,8,5.3000000000000007,null,5.3000000000000007,54,0,0,0,0,0,0,0,0,0,0,0,0,0,0,0,0,0,0,0,0,0,0,0,0,0,0,0,0,0,0,0,0,0,0,0,0,0,0,0,0,0,0,5.3000000000000007,null,5.3000000000000007,54,51,51,51,51,51,51,51,51,51,51,51,51,51,51,51,51,51,51,51,51,51,58,58,58,58,58,58,58,58,58,58,58,58,58,58,58,58,58,58,58,58,58,5.3000000000000007]
[null,null,null,null,null,null,null,null,null,null,null,null,"12D",{"$f":"ROUND('3D Interpolace'!M63,2)","v":54},{"$f":"ROUND('3D Interpolace'!N63,2)","v":53.28},{"$f":"ROUND('3D Interpolace'!O63,2)","v":52.72},{"$f":"ROUND('3D Interpolace'!P63,2)","v":52.32},{"$f":"ROUND('3D Interpolace'!Q63,2)","v":52.08},{"$f":"ROUND('3D Interpolace'!R63,2)","v":52},{"$f":"ROUND('3D Interpolace'!S63,2)","v":52.1},{"$f":"ROUND('3D Interpolace'!T63,2)","v":52.37},{"$f":"ROUND('3D Interpolace'!U63,2)","v":52.79},{"$f":"ROUND('3D Interpolace'!V63,2)","v":53.34},{"$f":"ROUND('3D Interpolace'!W63,2)","v":54},{"$f":"ROUND('3D Interpolace'!X63,2)","v":54.76},{"$f":"ROUND('3D Interpolace'!Y63,2)","v":55.64},{"$f":"ROUND('3D Interpolace'!Z63,2)","v":56.64},{"$f":"ROUND('3D Interpolace'!AA63,2)","v":57.76},{"$f":"ROUND('3D Interpolace'!AB63,2)","v":59},{"$f":"ROUND('3D Interpolace'!AC63,2)","v":60.42},{"$f":"ROUND('3D Interpolace'!AD63,2)","v":62.03},{"$f":"ROUND('3D Interpolace'!AE63,2)","v":63.73},{"$f":"ROUND('3D Interpolace'!AF63,2)","v":65.42},{"$f":"ROUND('3D Interpolace'!AG63,2)","v":67},{"$f":"ROUND('3D Interpolace'!AH63,2)","v":68.510000000000005},{"$f":"ROUND('3D Interpolace'!AI63,2)","v":70.02},{"$f":"ROUND('3D Interpolace'!AJ63,2)","v":71.459999999999994},{"$f":"ROUND('3D Interpolace'!AK63,2)","v":72.81},{"$f":"ROUND('3D Interpolace'!AL63,2)","v":74},{"$f":"ROUND('3D Interpolace'!AM63,2)","v":74.959999999999994},{"$f":"ROUND('3D Interpolace'!AN63,2)","v":75.72},{"$f":"ROUND('3D Interpolace'!AO63,2)","v":76.400000000000006},{"$f":"ROUND('3D Interpolace'!AP63,2)","v":77.12},{"$f":"ROUND('3D Interpolace'!AQ63,2)","v":78},{"$f":"ROUND('3D Interpolace'!AR63,2)","v":79.180000000000007},{"$f":"ROUND('3D Interpolace'!AS63,2)","v":80.59},{"$f":"ROUND('3D Interpolace'!AT63,2)","v":82.01},{"$f":"ROUND('3D Interpolace'!AU63,2)","v":83.22},{"$f":"ROUND('3D Interpolace'!AV63,2)","v":84},{"$f":"ROUND('3D Interpolace'!AW63,2)","v":84.36},{"$f":"ROUND('3D Interpolace'!AX63,2)","v":84.44},{"$f":"ROUND('3D Interpolace'!AY63,2)","v":84.24},{"$f":"ROUND('3D Interpolace'!AZ63,2)","v":83.76},{"$f":"ROUND('3D Interpolace'!BA63,2)","v":83},null,5.9,60,null,null,null,null,null,null,null,null,null,null,null,null,null,null,null,null,null,null,null,null,null,null,null,null,null,null,null,null,null,null,null,null,null,null,null,null,null,null,null,null,null,5.9,null,5.9,60,54,53.28,52.72,52.32,52.08,52,52.1,52.37,52.79,53.34,54,54.76,55.64,56.64,57.76,59,60.42,62.03,63.73,65.42,67,68.510000000000005,70.02,71.459999999999994,72.81,74,74.959999999999994,75.72,76.400000000000006,77.12,78,79.180000000000007,80.59,82.01,83.22,84,84.36,84.44,84.24,83.76,83,5.9,null,5.4,55,54.08,53.36,52.8,52.41,52.17,52.1,52.2,52.48,52.91,53.47,54.13,54.88,55.76,56.74,57.86,59.1,60.53,62.15,63.86,65.569999999999993,67.16,67.16,68.67,70.17,71.61,72.94,74.13,75.09,75.849999999999994,76.540000000000006,77.260000000000005,78.14,79.33,80.73,82.15,83.35,84.13,84.48,84.55,84.34,83.84,83.06,null,null,null,5.4,55,null,null,null,null,null,null,null,null,null,null,null,null,null,null,null,null,null,null,null,null,null,null,null,null,null,null,null,null,null,null,null,null,null,null,null,null,null,null,null,null,null,null,5.4,null,null,null,55,null,null,null,null,null,null,null,null,null,null,null,null,null,null,null,null,null,null,null,null,null,null,null,null,null,null,null,null,null,null,null,null,null,null,null,null,null,null,null,null,null,null,5.4,null,null,null,null,null,5.4,55,null,null,null,null,null,null,null,null,null,null,null,null,null,null,null,null,null,null,null,null,null,null,null,null,null,null,null,null,null,null,null,null,null,null,null,null,null,null,null,null,null,null,null,null,null,null,null,null,null,5.9,60,null,null,null,null,null,null,null,null,null,null,null,null,null,null,null,null,null,null,null,null,null,null,null,null,null,null,null,null,null,null,null,null,null,null,null,null,null,null,null,null,null,null,5.9,60,null,null,null,null,null,null,null,null,null,null,null,null,null,null,null,null,null,null,null,null,null,null,null,null,null,null,null,null,null,null,null,null,null,null,null,null,null,null,null,null,null,null,5.9,60,0,0,0,0,0,0,0,0,0,0,0,0,0,0,0,0,0,0,0,0,0,0,0,0,0,0,0,0,0,0,0,0,0,0,0,0,0,0,0,0,null,null,5.9,60,54,0,0,0,0,0,0,0,0,0,0,0,0,0,0,0,0,0,0,0,0,0,0,0,0,0,0,0,0,0,0,0,0,0,0,0,0,84.44,0,0,0,5.9,null,5.9,60,0,0,0,0,0,0,0,0,0,0,0,0,0,0,0,0,0,0,0,0,0,0,0,0,0,0,0,0,0,0,0,0,0,0,0,0,0,0,0,0,0,5.9,null,5.9,60,1,0,0,0,0,0,0,0,0,0,0,0,0,0,0,0,0,0,0,0,1,0,0,0,0,0,0,0,0,0,0,0,0,0,0,0,0,0,0,0,1,5.9,null,5.9,60,54,0,0,0,0,0,0,0,0,0,0,0,0,0,0,0,0,0,0,0,67,0,0,0,0,0,0,0,0,0,0,0,0,0,0,0,0,84.44,0,0,83,5.9,null,5.4,55,8,8,8,8,8,8,8,8,8,8,8,8,8,8,8,8,8,8,8,8,8,8,8,8,8,8,8,8,8,8,8,8,8,8,8,8,8,8,8,8,8,8,5.4,null,5.4,55,0,0,0,0,0,0,0,0,0,0,0,0,0,0,0,0,0,0,0,0,0,0,0,0,0,0,0,0,0,0,0,0,0,0,0,0,0,0,0,0,0,0,5.4,null,5.4,55,51,51,51,51,51,51,51,51,51,51,51,51,51,51,51,51,51,51,51,51,51,58,58,58,58,58,58,58,58,58,58,58,58,58,58,58,58,58,58,58,58,58,5.4]
[null,null,null,null,null,null,null,null,null,null,null,null,"13",{"$f":"ROUND('3D Interpolace'!M64,2)","v":54},{"$f":"ROUND('3D Interpolace'!N64,2)","v":53.28},{"$f":"ROUND('3D Interpolace'!O64,2)","v":52.72},{"$f":"ROUND('3D Interpolace'!P64,2)","v":52.32},{"$f":"ROUND('3D Interpolace'!Q64,2)","v":52.08},{"$f":"ROUND('3D Interpolace'!R64,2)","v":52},{"$f":"ROUND('3D Interpolace'!S64,2)","v":52.1},{"$f":"ROUND('3D Interpolace'!T64,2)","v":52.37},{"$f":"ROUND('3D Interpolace'!U64,2)","v":52.79},{"$f":"ROUND('3D Interpolace'!V64,2)","v":53.34},{"$f":"ROUND('3D Interpolace'!W64,2)","v":54},{"$f":"ROUND('3D Interpolace'!X64,2)","v":54.76},{"$f":"ROUND('3D Interpolace'!Y64,2)","v":55.64},{"$f":"ROUND('3D Interpolace'!Z64,2)","v":56.64},{"$f":"ROUND('3D Interpolace'!AA64,2)","v":57.76},{"$f":"ROUND('3D Interpolace'!AB64,2)","v":59},{"$f":"ROUND('3D Interpolace'!AC64,2)","v":60.42},{"$f":"ROUND('3D Interpolace'!AD64,2)","v":62.03},{"$f":"ROUND('3D Interpolace'!AE64,2)","v":63.73},{"$f":"ROUND('3D Interpolace'!AF64,2)","v":65.42},{"$f":"ROUND('3D Interpolace'!AG64,2)","v":67},{"$f":"ROUND('3D Interpolace'!AH64,2)","v":68.510000000000005},{"$f":"ROUND('3D Interpolace'!AI64,2)","v":70.02},{"$f":"ROUND('3D Interpolace'!AJ64,2)","v":71.459999999999994},{"$f":"ROUND('3D Interpolace'!AK64,2)","v":72.81},{"$f":"ROUND('3D Interpolace'!AL64,2)","v":74},{"$f":"ROUND('3D Interpolace'!AM64,2)","v":74.959999999999994},{"$f":"ROUND('3D Interpolace'!AN64,2)","v":75.72},{"$f":"ROUND('3D Interpolace'!AO64,2)","v":76.400000000000006},{"$f":"ROUND('3D Interpolace'!AP64,2)","v":77.12},{"$f":"ROUND('3D Interpolace'!AQ64,2)","v":78},{"$f":"ROUND('3D Interpolace'!AR64,2)","v":79.180000000000007},{"$f":"ROUND('3D Interpolace'!AS64,2)","v":80.59},{"$f":"ROUND('3D Interpolace'!AT64,2)","v":82.01},{"$f":"ROUND('3D Interpolace'!AU64,2)","v":83.22},{"$f":"ROUND('3D Interpolace'!AV64,2)","v":84},{"$f":"ROUND('3D Interpolace'!AW64,2)","v":84.36},{"$f":"ROUND('3D Interpolace'!AX64,2)","v":84.44},{"$f":"ROUND('3D Interpolace'!AY64,2)","v":84.24},{"$f":"ROUND('3D Interpolace'!AZ64,2)","v":83.76},{"$f":"ROUND('3D Interpolace'!BA64,2)","v":83},null,6,61,null,null,null,null,null,null,null,null,null,null,null,null,null,null,null,null,null,null,null,null,null,null,null,null,null,null,null,null,null,null,null,null,null,null,null,null,null,null,null,null,null,6,null,6,61,54,53.28,52.72,52.32,52.08,52,52.1,52.37,52.79,53.34,54,54.76,55.64,56.64,57.76,59,60.42,62.03,63.73,65.42,67,68.510000000000005,70.02,71.459999999999994,72.81,74,74.959999999999994,75.72,76.400000000000006,77.12,78,79.180000000000007,80.59,82.01,83.22,84,84.36,84.44,84.24,83.76,83,6,null,5.5,56,{"$f":"IF(ISNUMBER(INDEX(VstupniData,$EQ63,ER$2)),INDEX(VstupniData,$EQ63,ER$2),\"\")","v":54},53.28,52.72,52.32,52.08,52,52.1,52.37,52.79,53.34,{"$f":"IF(ISNUMBER(INDEX(VstupniData,$EQ63,FB$2)),INDEX(VstupniData,$EQ63,FB$2),\"\")","v":54},54.76,55.64,56.64,57.76,59,60.42,62.03,63.73,65.42,{"$f":"IF(ISNUMBER(INDEX(VstupniData,$EQ63,FL$2)),INDEX(VstupniData,$EQ63,FL$2),\"\")","v":67},67,68.510000000000005,70.02,71.459999999999994,72.81,74,74.959999999999994,75.72,76.400000000000006,{"$f":"IF(ISNUMBER(INDEX(VstupniData,$EQ63,FV$2)),INDEX(VstupniData,$EQ63,FV$2),\"\")","v":77.12},78,79.180000000000007,80.59,82.01,83.22,84,84.36,84.44,84.24,{"$f":"IF(ISNUMBER(INDEX(VstupniData,$EQ63,GF$2)),INDEX(VstupniData,$EQ63,GF$2),\"\")","v":83.76},83,null,null,null,5.5,56,null,null,null,null,null,null,null,null,null,null,null,null,null,null,null,null,null,null,null,null,null,null,null,null,null,null,null,null,null,null,null,null,null,null,null,null,null,null,null,null,null,null,5.5,null,null,null,56,null,null,null,null,null,null,null,null,null,null,null,null,null,null,null,null,null,null,null,null,null,null,null,null,null,null,null,null,null,null,null,null,null,null,null,null,null,null,null,null,null,null,5.5,null,null,null,null,null,5.5,56,null,null,null,null,null,null,null,null,null,null,null,null,null,null,null,null,null,null,null,null,null,null,null,null,null,null,null,null,null,null,null,null,null,null,null,null,null,null,null,null,null,null,null,null,null,null,null,null,null,null,null,null,null,null,null,null,null,null,null,null,null,null,null,null,null,null,null,null,null,null,null,null,null,null,null,null,null,null,null,null,null,null,null,null,null,null,null,null,null,null,null,null,null,null,null,null,null,null,null,null,null,null,null,null,null,null,null,null,null,null,null,null,null,null,null,null,null,null,null,null,null,null,null,null,null,null,null,null,null,null,null,null,null,null,null,null,null,null,null,null,null,null,null,null,null,null,null,null,null,null,null,null,null,null,null,null,null,null,null,null,null,null,null,null,null,null,null,null,null,null,null,null,null,null,null,null,null,null,null,null,null,6,61,{"$f":"IF(CY63=MAX(CY62:CZ63),CY63,0)","v":54},{"$f":"IF(CZ63=MAX(CY62:DA63),CZ63,0)","v":0},0,0,0,0,0,0,0,0,0,0,0,0,0,0,0,0,0,0,0,0,0,0,0,0,0,0,0,0,0,0,0,0,0,0,0,84.44,0,0,{"$f":"IF(EM63=MAX(EL62:EM63),EM63,0)","v":0},6,null,6,61,{"$f":"IF(ER63=MAX(ER62:ES63),ER63,0)","v":0},{"$f":"IF(ES63=MAX(ER62:ET63),ES63,0)","v":0},0,0,0,0,0,0,0,0,0,0,0,0,0,0,0,0,0,0,0,0,0,0,0,0,0,0,0,0,0,0,0,0,0,0,0,0,0,0,{"$f":"IF(GF63=MAX(GE62:GF63),GF63,0)","v":0},6,null,6,61,1,1,1,1,1,1,1,1,1,1,1,1,1,1,1,1,1,1,1,1,1,1,1,1,1,1,1,1,1,1,1,1,1,1,1,1,1,1,1,1,1,6,null,6,61,54,53.28,52.72,52.32,52.08,52,52.1,52.37,52.79,53.34,54,54.76,55.64,56.64,57.76,59,60.42,62.03,63.73,65.42,67,68.510000000000005,70.02,71.459999999999994,72.81,74,74.959999999999994,75.72,76.400000000000006,77.12,78,79.180000000000007,80.59,82.01,83.22,84,84.36,84.44,84.24,83.76,83,6,null,5.5,56,8,8,8,8,8,8,8,8,8,8,8,8,8,8,8,8,8,8,8,8,8,8,8,8,8,8,8,8,8,8,8,8,8,8,8,8,8,8,8,8,8,8,5.5,null,5.5,56,{"$f":"IF(ISNUMBER(INDEX(Asfalt,$ZX63,ZY$2)),INDEX(Asfalt,$ZX63,ZY$2),0)","v":0},0,0,0,0,0,0,0,0,0,{"$f":"IF(ISNUMBER(INDEX(Asfalt,$ZX63,AAI$2)),INDEX(Asfalt,$ZX63,AAI$2),0)","v":0},0,0,0,0,0,0,0,0,0,{"$f":"IF(ISNUMBER(INDEX(Asfalt,$ZX63,AAS$2)),INDEX(Asfalt,$ZX63,AAS$2),0)","v":0},0,0,0,0,0,0,0,0,0,{"$f":"IF(ISNUMBER(INDEX(Asfalt,$ZX63,ABC$2)),INDEX(Asfalt,$ZX63,ABC$2),0)","v":0},0,0,0,0,0,0,0,0,0,0,0,5.5,null,5.5,56,51,51,51,51,51,51,51,51,51,51,51,51,51,51,51,51,51,51,51,51,51,58,58,58,58,58,58,58,58,58,58,58,58,58,58,58,58,58,58,58,58,58,5.5]
[null,null,null,null,null,null,null,null,null,null,null,null,null,null,null,null,null,null,null,null,null,null,null,null,null,null,null,null,null,null,null,null,null,null,null,null,null,null,null,null,null,null,null,null,null,null,null,null,null,null,null,null,null,null,null,null,null,null,null,null,null,null,null,null,null,null,null,null,null,null,null,null,null,null,null,null,null,null,null,null,null,null,null,null,null,null,null,null,null,null,null,null,null,null,null,null,null,null,null,null,null,null,null,null,null,null,null,null,null,null,null,null,null,null,null,null,null,null,null,null,null,null,null,null,null,null,null,null,null,null,null,null,null,null,null,null,null,null,null,null,null,null,null,null,null,"",null,"","","","","","","","","","","","","","","","","","","","","","","","","","","","","","","","","","","","","","","","","","",null,null,null,"",null,null,null,null,null,null,null,null,null,null,null,null,null,null,null,null,null,null,null,null,null,null,null,null,null,null,null,null,null,null,null,null,null,null,null,null,null,null,null,null,null,null,null,null,null,null,null,0,null,null,null,null,null,null,null,null,null,null,null,null,null,null,null,null,null,null,null,null,null,null,null,null,null,null,null,null,null,null,null,null,null,null,null,null,null,null,null,null,null,null,null,null,null,null,null,null,"",0,null,null,null,null,null,null,null,null,null,null,null,null,null,null,null,null,null,null,null,null,null,null,null,null,null,null,null,null,null,null,null,null,null,null,null,null,null,null,null,null,null,null,null,null,null,null,null,null,null,null,null,null,null,null,null,null,null,null,null,null,null,null,null,null,null,null,null,null,null,null,null,null,null,null,null,null,null,null,null,null,null,null,null,null,null,null,null,null,null,null,null,null,null,null,null,null,null,null,null,null,null,null,null,null,null,null,null,null,null,null,null,null,null,null,null,null,null,null,null,null,null,null,null,null,null,null,null,null,null,null,null,null,null,null,null,null,null,null,null,null,null,null,null,null,null,null,null,null,null,null,null,null,null,null,null,null,null,null,null,null,null,null,null,null,null,null,null,null,null,null,null,null,null,null,null,null,null,null,null,null,null,null,6,{"$f":"COUNTIF(RG28:RQ33,\">0\")","v":2},{"$f":"COUNTIF(RQ28:SA33,\">0\")","v":1},{"$f":"COUNTIF(SA28:SK33,\">0\")","v":1},{"$f":"COUNTIF(SK28:SU33,\">0\")","v":1},null,6,{"$f":"COUNTIF(RG53:SA63,\">0\")","v":8},{"$f":"COUNTIF(SA53:SU63,\">0\")","v":8},null,null,null,null,null,null,null,null,null,null,null,null,null,null,null,null,null,null,null,null,null,null,null,null,null,null,null,null,null,null,null,null,null,null,null,null,6,{"$f":"COUNTIF(SZ28:TJ33,\">0\")","v":2},{"$f":"COUNTIF(TJ28:TT33,\">0\")","v":1},{"$f":"COUNTIF(TT28:UD33,\">0\")","v":1},{"$f":"COUNTIF(UD28:UN33,\">0\")","v":2},null,6,{"$f":"COUNTIF(SZ53:TT63,\">0\")","v":8},{"$f":"COUNTIF(TT53:UN63,\">0\")","v":8}]
[null,null,null,null,null,null,null,null,null,null,null,null,null,null,null,null,null,null,null,null,null,null,null,null,null,null,null,null,null,null,null,null,null,null,null,null,null,null,null,null,null,null,null,null,null,null,null,null,null,null,null,null,null,null,null,null,null,null,null,null,null,null,null,null,null,null,null,null,null,null,null,null,null,null,null,null,null,null,null,null,null,null,null,null,null,null,null,null,null,null,null,null,null,null,null,null,null,null,null,null,null,null,null,null,null,null,null,null,null,null,null,null,null,null,null,null,null,null,null,null,null,null,null,null,null,null,null,null,null,null,null,null,null,null,null,null,null,null,null,null,null,null,null,null,null,null,null,null,null,null,null,null,null,null,null,null,null,null,null,null,null,null,null,null,null,null,null,null,null,null,null,null,null,null,null,null,null,null,null,null,null,null,null,null,null,null,null,null,null,null,null,null,null,null,null,null,null,null,null,null,null,null,null,null,null,null,null,null,null,null,null,null,null,null,null,null,null,null,null,null,null,null,null,null,null,null,null,null,null,null,null,null,null,null,null,null,null,null,null,null,null,null,null,null,null,null,null,null,null,null,null,null,null,null,null,null,null,null,null,null,null,null,null,null,null,null,null,null,null,null,null,null,null,null,null,null,null,null,null,null,null,null,null,null,null,null,null,null,null,null,null,null,null,null,null,null,null,null,null,null,null,null,null,null,null,null,null,null,null,null,null,null,null,null,null,null,null,null,null,null,null,null,null,null,null,null,null,null,null,null,null,null,null,null,null,null,null,null,null,null,null,null,null,null,null,null,null,null,null,null,null,null,null,null,null,null,null,null,null,null,null,null,null,null,null,null,null,null,null,null,null,null,null,null,null,null,null,null,null,null,null,null,null,null,null,null,null,null,null,null,null,null,null,null,null,null,null,null,null,null,null,null,null,null,null,null,null,null,null,null,null,null,null,null,null,null,null,null,null,null,null,null,null,null,null,null,null,null,null,null,null,null,null,null,null,null,null,null,null,null,null,null,null,null,null,null,null,null,null,null,null,null,null,null,null,null,null,null,null,null,null,null,null,null,null,null,null,null,null,null,null,null,null,9,{"$f":"COUNTIF(RG43:RQ48,\">0\")","v":1},{"$f":"COUNTIF(RQ43:SA48,\">0\")","v":1},{"$f":"COUNTIF(SA43:SK48,\">0\")","v":0},{"$f":"COUNTIF(SK43:SU48,\">0\")","v":1},null,null,null,null,null,null,null,null,null,null,null,null,null,null,null,null,null,null,null,null,null,null,null,null,null,null,null,null,null,null,null,null,null,null,null,null,null,null,null,null,9,{"$f":"COUNTIF(SZ43:TJ48,\">0\")","v":2},{"$f":"COUNTIF(TJ43:TT48,\">0\")","v":4},{"$f":"COUNTIF(TT43:UD48,\">0\")","v":4},{"$f":"COUNTIF(UD43:UN48,\">0\")","v":4}]
[null,null,null,null,null,null,null,null,null,null,null,null,null,null,null,null,null,null,null,null,null,null,null,null,null,null,null,null,null,null,null,null,null,null,null,null,null,null,null,null,null,null,null,null,null,null,null,null,null,null,null,null,null,null,null,null,null,null,null,null,null,null,null,null,null,null,null,null,null,null,null,null,null,null,null,null,null,null,null,null,null,null,null,null,null,null,null,null,null,null,null,null,null,null,null,null,null,null,null,null,null,null,null,null,null,null,null,null,null,null,null,null,null,null,null,null,null,null,null,null,null,null,null,null,null,null,null,null,null,null,null,null,null,null,null,null,null,null,null,null,null,null,null,null,null,5,0.4,0,100,199.99999999999997,300.00000000000006,400,500,600,700.00000000000011,800,900,1000,1099.9999999999998,1200,1299.9999999999998,1400,1500,1599.9999999999998,1700,1799.9999999999998,1900,2000,2000,2100,2199.9999999999995,2300,2400,2500,2600,2699.9999999999995,2800,2900,3000,3100,3199.9999999999995,3300,3400,3500,3600,3699.9999999999995,3800,3900,3999.9999999999995,null,null,null,5,0.4,0,100,199.99999999999997,300.00000000000006,400,500,600,700.00000000000011,800,900,1000,1099.9999999999998,1200,1299.9999999999998,1400,1500,1599.9999999999998,1700,1799.9999999999998,1900,2000,2000,2100,2199.9999999999995,2300,2400,2500,2600,2699.9999999999995,2800,2900,3000,3100,3199.9999999999995,3300,3400,3500,3600,3699.9999999999995,3800,3900,4000]
[null,null,null,null,null,null,null,null,null,null,null,null,null,null,null,null,null,null,null,null,null,null,null,null,null,null,null,null,null,null,null,null,null,null,null,null,null,null,null,null,null,null,null,null,null,null,null,null,null,null,null,null,null,null,null,null,null,null,null,null,null,null,null,null,null,null,null,null,null,null,null,null,null,null,null,null,null,null,null,null,null,null,null,null,null,null,null,null,null,null,null,null,null,null,null,null,null,null,null,null,null,null,null,null,null,null,null,null,null,null,null,null,null,null,null,null,null,null,null,null,null,null,null,null,null,null,null,null,null,null,null,null,null,null,null,null,null,null,null,null,null,null,null,null,null,14,1.2,0,100,199.99999999999997,300.00000000000006,400,500,600,700.00000000000011,800,900,1000,1099.9999999999998,1200,1299.9999999999998,1400,1500,1599.9999999999998,1700,1799.9999999999998,1900,2000,2000,2100,2199.9999999999995,2300,2400,2500,2600,2699.9999999999995,2800,2900,3000,3100,3199.9999999999995,3300,3400,3500,3600,3699.9999999999995,3800,3900,3999.9999999999995,null,null,null,14,1.2,0,100,199.99999999999997,300.00000000000006,400,500,600,700.00000000000011,800,900,1000,1099.9999999999998,1200,1299.9999999999998,1400,1500,1599.9999999999998,1700,1799.9999999999998,1900,2000,2000,2100,2199.9999999999995,2300,2400,2500,2600,2699.9999999999995,2800,2900,3000,3100,3199.9999999999995,3300,3400,3500,3600,3699.9999999999995,3800,3900,4000]
[null,null,null,null,null,null,null,null,null,null,null,null,null,null,null,null,null,null,null,null,null,null,null,null,null,null,null,null,null,null,null,null,null,null,null,null,null,null,null,null,null,null,null,null,null,null,null,null,null,null,null,null,null,null,null,null,null,null,null,null,null,null,null,null,null,null,null,null,null,null,null,null,null,null,null,null,null,null,null,null,null,null,null,null,null,null,null,null,null,null,null,null,null,null,null,null,null,null,null,null,null,null,null,null,null,null,null,null,null,null,null,null,null,null,null,null,null,null,null,null,null,null,null,null,null,null,null,null,null,null,null,null,null,null,null,null,null,null,null,null,null,null,null,null,null,17,1.5,0,100,199.99999999999997,300.00000000000006,400,500,600,700.00000000000011,800,900,1000,1099.9999999999998,1200,1299.9999999999998,1400,1500,1599.9999999999998,1700,1799.9999999999998,1900,2000,2000,2100,2199.9999999999995,2300,2400,2500,2600,2699.9999999999995,2800,2900,3000,{"$f":"FX$77*1000","v":3100},3199.9999999999995,3300,3400,3500,3600,3699.9999999999995,3800,3900,3999.9999999999995,null,null,null,17,1.5,0,100,199.99999999999997,300.00000000000006,400,500,600,700.00000000000011,800,900,1000,1099.9999999999998,1200,1299.9999999999998,1400,1500,1599.9999999999998,1700,1799.9999999999998,1900,2000,2000,2100,2199.9999999999995,2300,2400,2500,2600,2699.9999999999995,2800,2900,3000,3100,3199.9999999999995,3300,3400,3500,3600,3699.9999999999995,3800,3900,4000]
[null,null,null,null,null,null,null,null,null,null,null,null,null,null,null,null,null,null,null,null,null,null,null,null,null,null,null,null,null,null,null,null,null,null,null,null,null,null,null,null,null,null,null,null,null,null,null,null,null,null,null,null,null,null,null,null,null,null,null,null,null,null,null,null,null,null,null,null,null,null,null,null,null,null,null,null,null,null,null,null,null,null,null,null,null,null,null,null,null,null,null,null,null,null,null,null,null,null,null,null,null,null,null,null,null,null,null,null,null,null,null,null,null,null,null,null,null,null,null,null,null,null,null,null,null,null,null,null,null,null,null,null,null,null,null,null,null,null,null,null,null,null,null,null,null,24,2.1,0,100,199.99999999999997,300.00000000000006,400,500,600,700.00000000000011,800,900,1000,1099.9999999999998,1200,1299.9999999999998,1400,1500,1599.9999999999998,1700,1799.9999999999998,1900,2000,2000,2100,2199.9999999999995,2300,2400,2500,2600,2699.9999999999995,{"$f":"FU$77*1000","v":2800},{"$f":"FV$77*1000","v":2900},{"$f":"FW$77*1000","v":3000},3100,3199.9999999999995,3300,3400,3500,3600,{"$f":"GD$77*1000","v":3699.9999999999995},{"$f":"GE$77*1000","v":3800},{"$f":"GF$77*1000","v":3900},{"$f":"GG$77*1000","v":3999.9999999999995},null,null,null,24,2.1,0,100,199.99999999999997,300.00000000000006,400,500,600,700.00000000000011,800,900,1000,1099.9999999999998,1200,1299.9999999999998,1400,1500,1599.9999999999998,1700,1799.9999999999998,1900,2000,2000,2100,2199.9999999999995,2300,2400,2500,2600,2699.9999999999995,{"$f":"HP$77*1000","v":2800},{"$f":"HQ$77*1000","v":2900},{"$f":"HR$77*1000","v":3000},3100,3199.9999999999995,3300,3400,3500,3600,{"$f":"HY$77*1000","v":3699.9999999999995},{"$f":"HZ$77*1000","v":3800},{"$f":"IA$77*1000","v":3900},{"$f":"IB$77*1000","v":4000}]
[null,null,null,null,null,null,null,null,null,null,null,null,null,null,null,null,null,null,null,null,null,null,null,null,null,null,null,null,null,null,null,null,null,null,null,null,null,null,null,null,null,null,null,null,null,null,null,null,null,null,null,null,null,null,null,null,null,null,null,null,null,null,null,null,null,null,null,null,null,null,null,null,null,null,null,null,null,null,null,null,null,null,null,null,null,null,null,null,null,null,null,null,null,null,null,null,null,null,null,null,null,null,null,null,null,null,null,null,null,null,null,null,null,null,null,null,null,null,null,null,null,null,null,null,null,null,null,null,null,null,null,null,null,null,null,null,null,null,null,null,null,null,null,null,null,27,2.4,0,100,199.99999999999997,300.00000000000006,400,500,600,700.00000000000011,800,900,1000,1099.9999999999998,1200,1299.9999999999998,1400,1500,1599.9999999999998,1700,1799.9999999999998,1900,2000,2000,2100,2199.9999999999995,2300,2400,2500,2600,2699.9999999999995,2800,2900,3000,3100,3199.9999999999995,3300,3400,3500,3600,3699.9999999999995,3800,3900,3999.9999999999995,null,null,null,27,2.4,0,100,199.99999999999997,300.00000000000006,400,500,600,700.00000000000011,800,900,1000,1099.9999999999998,1200,1299.9999999999998,1400,1500,1599.9999999999998,1700,1799.9999999999998,1900,2000,2000,2100,2199.9999999999995,2300,2400,2500,2600,2699.9999999999995,2800,2900,3000,3100,3199.9999999999995,3300,3400,3500,3600,3699.9999999999995,3800,3900,4000]
[null,null,null,null,null,null,null,null,null,null,null,null,null,null,null,null,null,null,null,null,null,null,null,null,null,null,null,null,null,null,null,null,null,null,null,null,null,null,null,null,null,null,null,null,null,null,null,null,null,null,null,null,null,null,null,null,null,null,null,null,null,null,null,null,null,null,null,null,null,null,null,null,null,null,null,null,null,null,null,null,null,null,null,null,null,null,null,null,null,null,null,null,null,null,null,null,null,null,null,null,null,null,null,null,null,null,null,null,null,null,null,null,null,null,null,null,null,null,null,null,null,null,null,null,null,null,null,null,null,null,null,null,null,null,null,null,null,null,null,null,null,null,null,null,null,34,3,0,100,199.99999999999997,300.00000000000006,400,500,600,700.00000000000011,800,900,1000,1099.9999999999998,1200,1299.9999999999998,1400,1500,1599.9999999999998,1700,1799.9999999999998,1900,2000,2000,2100,2199.9999999999995,2300,2400,2500,2600,2699.9999999999995,2800,2900,3000,3100,3199.9999999999995,3300,3400,3500,3600,3699.9999999999995,3800,3900,3999.9999999999995,null,null,null,34,3,0,100,199.99999999999997,300.00000000000006,400,500,600,700.00000000000011,800,900,1000,1099.9999999999998,1200,1299.9999999999998,1400,1500,1599.9999999999998,1700,1799.9999999999998,1900,2000,2000,2100,2199.9999999999995,2300,2400,2500,2600,2699.9999999999995,2800,2900,3000,3100,3199.9999999999995,3300,3400,3500,3600,3699.9999999999995,3800,3900,4000]
[null,null,null,null,null,null,null,null,null,null,null,null,null,null,null,null,null,null,null,null,null,null,null,null,null,null,null,null,null,null,null,null,null,null,null,null,null,null,null,null,null,null,null,null,null,null,null,null,null,null,null,null,null,null,null,null,null,null,null,null,null,null,null,null,null,null,null,null,null,null,null,null,null,null,null,null,null,null,null,null,null,null,null,null,null,null,null,null,null,null,null,null,null,null,null,null,null,null,null,null,null,null,null,null,null,null,null,null,null,null,null,null,null,null,null,null,null,null,null,null,null,null,null,null,null,null,null,null,null,null,null,null,null,null,null,null,null,null,null,null,null,null,null,null,null,43,3.9,0,100,199.99999999999997,300.00000000000006,400,500,600,700.00000000000011,800,900,1000,1099.9999999999998,1200,1299.9999999999998,1400,1500,1599.9999999999998,1700,1799.9999999999998,1900,2000,2000,2100,2199.9999999999995,2300,2400,2500,2600,2699.9999999999995,2800,2900,{"$f":"FW$77*1000","v":3000},3100,3199.9999999999995,3300,3400,3500,3600,3699.9999999999995,3800,3900,3999.9999999999995,null,null,null,43,3.9,0,100,199.99999999999997,300.00000000000006,400,500,600,700.00000000000011,800,900,1000,1099.9999999999998,1200,1299.9999999999998,1400,1500,1599.9999999999998,1700,1799.9999999999998,1900,2000,2000,2100,2199.9999999999995,2300,2400,2500,2600,2699.9999999999995,2800,2900,{"$f":"HR$77*1000","v":3000},3100,3199.9999999999995,3300,3400,3500,3600,3699.9999999999995,3800,3900,4000]
[null,null,null,null,null,null,null,null,null,null,null,null,null,null,null,null,null,null,null,null,null,null,null,null,null,null,null,null,null,null,null,null,null,null,null,null,null,null,null,null,null,null,null,null,null,null,null,null,null,null,null,null,null,null,null,null,null,null,null,null,null,null,null,null,null,null,null,null,null,null,null,null,null,null,null,null,null,null,null,null,null,null,null,null,null,null,null,null,null,null,null,null,null,null,null,null,null,null,null,null,null,null,null,null,null,null,null,null,null,null,null,null,null,null,null,null,null,null,null,null,null,null,null,null,null,null,null,null,null,null,null,null,null,null,null,null,null,null,null,null,null,null,null,null,null,46,4.1000000000000005,0,100,199.99999999999997,300.00000000000006,400,500,600,700.00000000000011,800,900,1000,1099.9999999999998,1200,1299.9999999999998,1400,1500,1599.9999999999998,1700,1799.9999999999998,1900,2000,2000,2100,2199.9999999999995,2300,2400,2500,2600,2699.9999999999995,2800,2900,3000,3100,3199.9999999999995,3300,3400,3500,3600,3699.9999999999995,3800,3900,3999.9999999999995,null,null,null,46,4.1000000000000005,0,100,199.99999999999997,300.00000000000006,400,500,600,700.00000000000011,800,900,1000,1099.9999999999998,1200,1299.9999999999998,1400,1500,1599.9999999999998,1700,1799.9999999999998,1900,2000,2000,2100,2199.9999999999995,2300,2400,2500,2600,2699.9999999999995,2800,2900,3000,3100,3199.9999999999995,3300,3400,3500,3600,3699.9999999999995,3800,3900,4000]
[null,null,null,null,null,null,null,null,null,null,null,null,null,null,null,null,null,null,null,null,null,null,null,null,null,null,null,null,null,null,null,null,null,null,null,null,null,null,null,null,null,null,null,null,null,null,null,null,null,null,null,null,null,null,null,null,null,null,null,null,null,null,null,null,null,null,null,null,null,null,null,null,null,null,null,null,null,null,null,null,null,null,null,null,null,null,null,null,null,null,null,null,null,null,null,null,null,null,null,null,null,null,null,null,null,null,null,null,null,null,null,null,null,null,null,null,null,null,null,null,null,null,null,null,null,null,null,null,null,null,null,null,null,null,null,null,null,null,null,null,null,null,null,null,null,53,4.8000000000000007,0,100,199.99999999999997,300.00000000000006,400,500,600,700.00000000000011,800,900,1000,1099.9999999999998,1200,1299.9999999999998,1400,1500,1599.9999999999998,1700,1799.9999999999998,1900,2000,2000,2100,2199.9999999999995,2300,2400,2500,2600,2699.9999999999995,2800,2900,3000,3100,3199.9999999999995,3300,3400,3500,3600,3699.9999999999995,3800,3900,3999.9999999999995,null,null,null,53,4.8000000000000007,0,100,199.99999999999997,300.00000000000006,400,500,600,700.00000000000011,800,900,1000,1099.9999999999998,1200,1299.9999999999998,1400,1500,1599.9999999999998,1700,1799.9999999999998,1900,2000,2000,2100,2199.9999999999995,2300,2400,2500,2600,2699.9999999999995,2800,2900,3000,3100,3199.9999999999995,3300,3400,3500,3600,3699.9999999999995,3800,3900,4000]
[null,null,null,null,null,null,null,null,null,null,null,null,null,null,null,null,null,null,null,null,null,null,null,null,null,null,null,null,null,null,null,null,null,null,null,null,null,null,null,null,null,null,null,null,null,null,null,null,null,null,null,null,null,null,null,null,null,null,null,null,null,null,null,null,null,null,null,null,null,null,null,null,null,null,null,null,null,null,null,null,null,null,null,null,null,null,null,null,null,null,null,null,null,null,null,null,null,null,null,null,null,null,null,null,null,null,null,null,null,null,null,null,null,null,null,null,null,null,null,null,null,null,null,null,null,null,null,null,null,null,null,null,null,null,null,null,null,null,null,null,null,null,null,null,null,62,5.6000000000000005,0,100,199.99999999999997,300.00000000000006,400,500,600,700.00000000000011,800,900,1000,1099.9999999999998,1200,1299.9999999999998,1400,1500,1599.9999999999998,1700,1799.9999999999998,1900,2000,2000,2100,2199.9999999999995,2300,2400,2500,2600,2699.9999999999995,2800,2900,3000,3100,3199.9999999999995,3300,3400,3500,3600,3699.9999999999995,3800,3900,3999.9999999999995,null,null,null,62,5.6,0,100,199.99999999999997,300.00000000000006,400,500,600,700.00000000000011,800,900,1000,1099.9999999999998,1200,1299.9999999999998,1400,1500,1599.9999999999998,1700,1799.9999999999998,1900,2000,2000,2100,2199.9999999999995,2300,2400,2500,2600,2699.9999999999995,2800,2900,3000,3100,3199.9999999999995,3300,3400,3500,3600,3699.9999999999995,3800,3900,4000]
[null,null,null,null,null,null,null,null,null,null,null,null,null,null,null,null,null,null,null,null,null,null,null,null,null,null,null,null,null,null,null,null,null,null,null,null,null,null,null,null,null,null,null,null,null,null,null,null,null,null,null,null,null,null,null,null,null,null,null,null,null,null,null,null,null,null,null,null,null,null,null,null,null,null,null,null,null,null,null,null,null,null,null,null,null,null,null,null,null,null,null,null,null,null,null,null,null,null,null,null,null,null,null,null,null,null,null,null,null,null,null,null,null,null,null,null,null,null,null,null,null,null,null,null,null,null,null,null,null,null,null,null,null,null,null,null,null,null,null,null,null,null,null,null,null,65,5.9,0,100,199.99999999999997,300.00000000000006,400,500,600,700.00000000000011,800,900,1000,1099.9999999999998,1200,1299.9999999999998,1400,1500,1599.9999999999998,1700,1799.9999999999998,1900,2000,2000,2100,2199.9999999999995,2300,2400,2500,2600,2699.9999999999995,2800,2900,3000,3100,3199.9999999999995,3300,3400,3500,3600,3699.9999999999995,3800,3900,3999.9999999999995,null,null,null,65,5.9,0,100,199.99999999999997,300.00000000000006,400,500,600,700.00000000000011,800,900,1000,1099.9999999999998,1200,1299.9999999999998,1400,1500,1599.9999999999998,1700,1799.9999999999998,1900,2000,2000,2100,2199.9999999999995,2300,2400,2500,2600,2699.9999999999995,2800,2900,3000,3100,3199.9999999999995,3300,3400,3500,3600,3699.9999999999995,3800,3900,4000]
[null,null,null,null,null,null,null,null,null,null,null,null,null,null,null,null,null,null,null,null,null,null,null,null,null,null,null,null,null,null,null,null,null,null,null,null,null,null,null,null,null,null,null,null,null,null,null,null,null,null,null,null,null,null,null,null,null,null,null,null,null,null,null,null,null,null,null,null,null,null,null,null,null,null,null,null,null,null,null,null,null,null,null,null,null,null,null,null,null,null,null,null,null,null,null,null,null,null,null,null,null,null,null,null,null,null,null,null,null,null,null,null,null,null,null,null,null,null,null,null,null,null,null,null,null,null,null,null,null,null,null,null,null,null,null,null,null,null,null,null,null,null,null,null,null,72,"",0,100,199.99999999999997,300.00000000000006,400,500,600,700.00000000000011,800,900,1000,1099.9999999999998,1200,1299.9999999999998,1400,1500,1599.9999999999998,1700,1799.9999999999998,1900,2000,2000,2100,2199.9999999999995,2300,2400,2500,2600,2699.9999999999995,2800,2900,3000,3100,3199.9999999999995,3300,3400,3500,3600,3699.9999999999995,3800,3900,3999.9999999999995,null,null,null,72,"",0,100,199.99999999999997,300.00000000000006,400,500,600,700.00000000000011,800,900,1000,1099.9999999999998,1200,1299.9999999999998,1400,1500,1599.9999999999998,1700,1799.9999999999998,1900,2000,2000,2100,2199.9999999999995,2300,2400,2500,2600,2699.9999999999995,2800,2900,3000,3100,3199.9999999999995,3300,3400,3500,3600,3699.9999999999995,3800,3900,4000]
[null,null,null,null,null,null,null,null,null,null,null,null,null,null,null,null,null,null,null,null,null,null,null,null,null,null,null,null,null,null,null,null,null,null,null,null,null,null,null,null,null,null,null,null,null,null,null,null,null,null,null,null,null,null,null,null,null,null,null,null,null,null,null,null,null,null,null,null,null,null,null,null,null,null,null,null,null,null,null,null,null,null,null,null,null,null,null,null,null,null,null,null,null,null,null,null,null,null,null,null,null,null,null,null,null,null,null,null,null,null,null,null,null,null,null,null,null,null,null,null,null,null,null,null,null,null,null,null,null,null,null,null,null,null,null,null,null,null,null,null,null,null,null,null,null,"Souřadnice Y",null,{"$f":"ER77","v":0},{"$f":"ES77","v":0.1},0.19999999999999998,0.30000000000000004,0.4,0.5,0.6,0.70000000000000007,0.8,0.9,1,1.0999999999999999,1.2,1.2999999999999998,1.4,1.5,1.5999999999999999,1.7,1.7999999999999998,1.9,2,2,2.1,2.1999999999999997,2.2999999999999998,2.4,2.5,2.6,2.6999999999999997,2.8,2.9,3,3.1,3.1999999999999997,3.3,3.4,3.5,3.6,3.6999999999999997,3.8,3.9,3.9999999999999996,null,null,null,"Souřadnice Y",null,{"$f":"GM77","v":0},{"$f":"GN77","v":0.1},0.19999999999999998,0.30000000000000004,0.4,0.5,0.6,0.70000000000000007,0.8,0.9,1,1.0999999999999999,1.2,1.2999999999999998,1.4,1.5,1.5999999999999999,1.7,1.7999999999999998,1.9,2,2,2.1,2.1999999999999997,2.2999999999999998,2.4,2.5,2.6,2.6999999999999997,2.8,2.9,3,3.1,3.1999999999999997,3.3,3.4,3.5,3.6,3.6999999999999997,3.8,3.9,4]
[null,null,null,null,null,null,null,null,null,null,null,null,null,null,null,null,null,null,null,null,null,null,null,null,null,null,null,null,null,null,null,null,null,null,null,null,null,null,null,null,null,null,null,null,null,null,null,null,null,null,null,null,null,null,null,null,null,null,null,null,null,null,null,null,null,null,null,null,null,null,null,null,null,null,null,null,null,null,null,null,null,null,null,null,null,null,null,null,null,null,null,null,null,null,null,null,null,null,null,null,null,null,null,null,null,null,null,null,null,null,null,null,null,null,null,null,null,null,null,null,null,null,null,null,null,null,null,null,null,null,null,null,null,null,null,null,null,null,null,null,null,null,null,null,null,7,0.6,600,600,600,600,600,600,600,600,600,600,600,600,600,600,600,600,600,600,600,600,600,600,600,600,600,600,600,600,600,600,600,600,600,600,600,600,600,600,600,600,600,600,null,null,null,7,0.6,600,600,600,600,600,600,600,600,600,600,600,600,600,600,600,600,600,600,600,600,600,600,600,600,600,600,600,600,600,600,600,600,600,600,600,600,600,600,600,600,600,600]
[null,null,null,null,null,null,null,null,null,null,null,null,null,null,null,null,null,null,null,null,null,null,null,null,null,null,null,null,null,null,null,null,null,null,null,null,null,null,null,null,null,null,null,null,null,null,null,null,null,null,null,null,null,null,null,null,null,null,null,null,null,null,null,null,null,null,null,null,null,null,null,null,null,null,null,null,null,null,null,null,null,null,null,null,null,null,null,null,null,null,null,null,null,null,null,null,null,null,null,null,null,null,null,null,null,null,null,null,null,null,null,null,null,null,null,null,null,null,null,null,null,null,null,null,null,null,null,null,null,null,null,null,null,null,null,null,null,null,null,null,null,null,null,null,null,16,1.4,1400,1400,1400,1400,1400,1400,1400,1400,1400,1400,1400,1400,1400,1400,1400,1400,1400,1400,1400,1400,1400,1400,1400,1400,1400,1400,1400,1400,1400,1400,1400,1400,1400,1400,1400,1400,1400,1400,1400,1400,1400,1400,null,null,null,16,1.4,1400,1400,1400,1400,1400,1400,1400,1400,1400,1400,1400,1400,1400,1400,1400,1400,1400,1400,1400,1400,1400,1400,1400,1400,1400,1400,1400,1400,1400,1400,1400,1400,1400,1400,1400,1400,1400,1400,1400,1400,1400,1400]
[null,null,null,null,null,null,null,null,null,null,null,null,null,null,null,null,null,null,null,null,null,null,null,null,null,null,null,null,null,null,null,null,null,null,null,null,null,null,null,null,null,null,null,null,null,null,null,null,null,null,null,null,null,null,null,null,null,null,null,null,null,null,null,null,null,null,null,null,null,null,null,null,null,null,null,null,null,null,null,null,null,null,null,null,null,null,null,null,null,null,null,null,null,null,null,null,null,null,null,null,null,null,null,null,null,null,null,null,null,null,null,null,null,null,null,null,null,null,null,null,null,null,null,null,null,null,null,null,null,null,null,null,null,null,null,null,null,null,null,null,null,null,null,null,null,19,1.7,1700,1700,1700,1700,1700,1700,1700,1700,1700,1700,1700,1700,1700,1700,1700,1700,1700,1700,1700,1700,1700,1700,1700,1700,1700,1700,1700,1700,1700,1700,1700,1700,1700,1700,1700,1700,1700,1700,1700,1700,1700,1700,null,null,null,19,1.7,1700,1700,1700,1700,1700,1700,1700,1700,1700,1700,1700,1700,1700,1700,1700,1700,1700,1700,1700,1700,1700,1700,1700,1700,1700,1700,1700,1700,1700,1700,1700,1700,1700,1700,1700,1700,1700,1700,1700,1700,1700,1700]
[null,null,null,null,null,null,null,null,null,null,null,null,null,null,null,null,null,null,null,null,null,null,null,null,null,null,null,null,null,null,null,null,null,null,null,null,null,null,null,null,null,null,null,null,null,null,null,null,null,null,null,null,null,null,null,null,null,null,null,null,null,null,null,null,null,null,null,null,null,null,null,null,null,null,null,null,null,null,null,null,null,null,null,null,null,null,null,null,null,null,null,null,null,null,null,null,null,null,null,null,null,null,null,null,null,null,null,null,null,null,null,null,null,null,null,null,null,null,null,null,null,null,null,null,null,null,null,null,null,null,null,null,null,null,null,null,null,null,null,null,null,null,null,null,null,26,2.2999999999999998,2300,2300,2300,2300,2300,2300,2300,2300,2300,2300,2300,2300,2300,2300,2300,2300,2300,2300,2300,2300,2300,2300,2300,2300,2300,2300,2300,2300,2300,2300,2300,2300,2300,2300,2300,2300,2300,2300,2300,2300,2300,2300,null,null,null,26,2.2999999999999998,2300,2300,2300,2300,2300,2300,2300,2300,2300,2300,2300,2300,2300,2300,2300,2300,2300,2300,2300,2300,2300,2300,2300,2300,2300,2300,2300,2300,2300,2300,2300,2300,2300,2300,2300,2300,2300,2300,2300,2300,2300,2300]
[null,null,null,null,null,null,null,null,null,null,null,null,null,null,null,null,null,null,null,null,null,null,null,null,null,null,null,null,null,null,null,null,null,null,null,null,null,null,null,null,null,null,null,null,null,null,null,null,null,null,null,null,null,null,null,null,null,null,null,null,null,null,null,null,null,null,null,null,null,null,null,null,null,null,null,null,null,null,null,null,null,null,null,null,null,null,null,null,null,null,null,null,null,null,null,null,null,null,null,null,null,null,null,null,null,null,null,null,null,null,null,null,null,null,null,null,null,null,null,null,null,null,null,null,null,null,null,null,null,null,null,null,null,null,null,null,null,null,null,null,null,null,null,null,null,35,3.1,3100,3100,3100,3100,3100,3100,3100,3100,3100,3100,3100,3100,3100,3100,3100,3100,3100,3100,3100,3100,3100,3100,3100,3100,3100,3100,3100,3100,3100,3100,3100,3100,3100,3100,3100,3100,3100,3100,3100,3100,3100,3100,null,null,null,35,3.1,3100,3100,3100,3100,3100,3100,3100,3100,3100,3100,3100,3100,3100,3100,3100,3100,3100,3100,3100,3100,3100,3100,3100,3100,3100,3100,3100,3100,3100,3100,3100,3100,3100,3100,3100,3100,3100,3100,3100,3100,3100,3100]
[null,null,null,null,null,null,null,null,null,null,null,null,null,null,null,null,null,null,null,null,null,null,null,null,null,null,null,null,null,null,null,null,null,null,null,null,null,null,null,null,null,null,null,null,null,null,null,null,null,null,null,null,null,null,null,null,null,null,null,null,null,null,null,null,null,null,null,null,null,null,null,null,null,null,null,null,null,null,null,null,null,null,null,null,null,null,null,null,null,null,null,null,null,null,null,null,null,null,null,null,null,null,null,null,null,null,null,null,null,null,null,null,null,null,null,null,null,null,null,null,null,null,null,null,null,null,null,null,null,null,null,null,null,null,null,null,null,null,null,null,null,null,null,null,null,36,3.1999999999999997,3199.9999999999995,3199.9999999999995,3199.9999999999995,3199.9999999999995,3199.9999999999995,3199.9999999999995,3199.9999999999995,3199.9999999999995,3199.9999999999995,3199.9999999999995,3199.9999999999995,3199.9999999999995,3199.9999999999995,3199.9999999999995,3199.9999999999995,3199.9999999999995,3199.9999999999995,3199.9999999999995,3199.9999999999995,3199.9999999999995,3199.9999999999995,3199.9999999999995,3199.9999999999995,3199.9999999999995,3199.9999999999995,3199.9999999999995,3199.9999999999995,3199.9999999999995,3199.9999999999995,3199.9999999999995,3199.9999999999995,3199.9999999999995,3199.9999999999995,3199.9999999999995,3199.9999999999995,3199.9999999999995,3199.9999999999995,3199.9999999999995,3199.9999999999995,3199.9999999999995,3199.9999999999995,3199.9999999999995,null,null,null,36,3.1999999999999997,3199.9999999999995,3199.9999999999995,3199.9999999999995,3199.9999999999995,3199.9999999999995,3199.9999999999995,3199.9999999999995,3199.9999999999995,3199.9999999999995,3199.9999999999995,3199.9999999999995,3199.9999999999995,3199.9999999999995,3199.9999999999995,3199.9999999999995,3199.9999999999995,3199.9999999999995,3199.9999999999995,3199.9999999999995,3199.9999999999995,3199.9999999999995,3199.9999999999995,3199.9999999999995,3199.9999999999995,3199.9999999999995,3199.9999999999995,3199.9999999999995,3199.9999999999995,3199.9999999999995,3199.9999999999995,3199.9999999999995,3199.9999999999995,3199.9999999999995,3199.9999999999995,3199.9999999999995,3199.9999999999995,3199.9999999999995,3199.9999999999995,3199.9999999999995,3199.9999999999995,3199.9999999999995,3199.9999999999995]
[null,null,null,null,null,null,null,null,null,null,null,null,null,null,null,null,null,null,null,null,null,null,null,null,null,null,null,null,null,null,null,null,null,null,null,null,null,null,null,null,null,null,null,null,null,null,null,null,null,null,null,null,null,null,null,null,null,null,null,null,null,null,null,null,null,null,null,null,null,null,null,null,null,null,null,null,null,null,null,null,null,null,null,null,null,null,null,null,null,null,null,null,null,null,null,null,null,null,null,null,null,null,null,null,null,null,null,null,null,null,null,null,null,null,null,null,null,null,null,null,null,null,null,null,null,null,null,null,null,null,null,null,null,null,null,null,null,null,null,null,null,null,null,null,null,45,3.9999999999999996,3999.9999999999995,3999.9999999999995,3999.9999999999995,3999.9999999999995,3999.9999999999995,3999.9999999999995,3999.9999999999995,3999.9999999999995,3999.9999999999995,3999.9999999999995,3999.9999999999995,3999.9999999999995,3999.9999999999995,3999.9999999999995,3999.9999999999995,3999.9999999999995,3999.9999999999995,3999.9999999999995,3999.9999999999995,3999.9999999999995,3999.9999999999995,3999.9999999999995,3999.9999999999995,3999.9999999999995,3999.9999999999995,3999.9999999999995,3999.9999999999995,3999.9999999999995,3999.9999999999995,3999.9999999999995,3999.9999999999995,3999.9999999999995,3999.9999999999995,3999.9999999999995,3999.9999999999995,3999.9999999999995,3999.9999999999995,3999.9999999999995,3999.9999999999995,3999.9999999999995,3999.9999999999995,3999.9999999999995,null,null,null,45,4,3999.9999999999995,3999.9999999999995,3999.9999999999995,3999.9999999999995,3999.9999999999995,3999.9999999999995,3999.9999999999995,3999.9999999999995,3999.9999999999995,3999.9999999999995,3999.9999999999995,3999.9999999999995,3999.9999999999995,3999.9999999999995,3999.9999999999995,3999.9999999999995,3999.9999999999995,3999.9999999999995,3999.9999999999995,3999.9999999999995,3999.9999999999995,3999.9999999999995,3999.9999999999995,3999.9999999999995,3999.9999999999995,3999.9999999999995,3999.9999999999995,3999.9999999999995,3999.9999999999995,3999.9999999999995,3999.9999999999995,3999.9999999999995,3999.9999999999995,3999.9999999999995,3999.9999999999995,3999.9999999999995,3999.9999999999995,3999.9999999999995,3999.9999999999995,3999.9999999999995,3999.9999999999995,3999.9999999999995]
[null,null,null,null,null,null,null,null,null,null,null,null,null,null,null,null,null,null,null,null,null,null,null,null,null,null,null,null,null,null,null,null,null,null,null,null,null,null,null,null,null,null,null,null,null,null,null,null,null,null,null,null,null,null,null,null,null,null,null,null,null,null,null,null,null,null,null,null,null,null,null,null,null,null,null,null,null,null,null,null,null,null,null,null,null,null,null,null,null,null,null,null,null,null,null,null,null,null,null,null,null,null,null,null,null,null,null,null,null,null,null,null,null,null,null,null,null,null,null,null,null,null,null,null,null,null,null,null,null,null,null,null,null,null,null,null,null,null,null,null,null,null,null,null,null,48,4.3000000000000007,4300.0000000000009,4300.0000000000009,4300.0000000000009,4300.0000000000009,4300.0000000000009,4300.0000000000009,4300.0000000000009,4300.0000000000009,4300.0000000000009,4300.0000000000009,4300.0000000000009,4300.0000000000009,4300.0000000000009,4300.0000000000009,4300.0000000000009,4300.0000000000009,4300.0000000000009,4300.0000000000009,4300.0000000000009,4300.0000000000009,4300.0000000000009,4300.0000000000009,4300.0000000000009,4300.0000000000009,4300.0000000000009,4300.0000000000009,4300.0000000000009,4300.0000000000009,4300.0000000000009,4300.0000000000009,4300.0000000000009,4300.0000000000009,4300.0000000000009,4300.0000000000009,4300.0000000000009,4300.0000000000009,4300.0000000000009,4300.0000000000009,4300.0000000000009,4300.0000000000009,4300.0000000000009,4300.0000000000009,null,null,null,48,4.3000000000000007,4300.0000000000009,4300.0000000000009,4300.0000000000009,4300.0000000000009,4300.0000000000009,4300.0000000000009,4300.0000000000009,4300.0000000000009,4300.0000000000009,4300.0000000000009,4300.0000000000009,4300.0000000000009,4300.0000000000009,4300.0000000000009,4300.0000000000009,4300.0000000000009,4300.0000000000009,4300.0000000000009,4300.0000000000009,4300.0000000000009,4300.0000000000009,4300.0000000000009,4300.0000000000009,4300.0000000000009,4300.0000000000009,4300.0000000000009,4300.0000000000009,4300.0000000000009,4300.0000000000009,4300.0000000000009,4300.0000000000009,4300.0000000000009,4300.0000000000009,4300.0000000000009,4300.0000000000009,4300.0000000000009,4300.0000000000009,4300.0000000000009,4300.0000000000009,4300.0000000000009,4300.0000000000009,4300.0000000000009]
[null,null,null,null,null,null,null,null,null,null,null,null,null,null,null,null,null,null,null,null,null,null,null,null,null,null,null,null,null,null,null,null,null,null,null,null,null,null,null,null,null,null,null,null,null,null,null,null,null,null,null,null,null,null,null,null,null,null,null,null,null,null,null,null,null,null,null,null,null,null,null,null,null,null,null,null,null,null,null,null,null,null,null,null,null,null,null,null,null,null,null,null,null,null,null,null,null,null,null,null,null,null,null,null,null,null,null,null,null,null,null,null,null,null,null,null,null,null,null,null,null,null,null,null,null,null,null,null,null,null,null,null,null,null,null,null,null,null,null,null,null,null,null,null,null,55,5,5000,5000,5000,5000,5000,5000,5000,5000,5000,5000,5000,5000,5000,5000,5000,5000,5000,5000,5000,5000,5000,5000,5000,5000,5000,5000,5000,5000,5000,5000,5000,5000,5000,5000,5000,5000,5000,5000,5000,5000,5000,5000,null,null,null,55,5,5000,5000,5000,5000,5000,5000,5000,5000,5000,5000,5000,5000,5000,5000,5000,5000,5000,5000,5000,5000,5000,5000,5000,5000,5000,5000,5000,5000,5000,5000,5000,5000,5000,5000,5000,5000,5000,5000,5000,5000,5000,5000]
[null,null,null,null,null,null,null,null,null,null,null,null,null,null,null,null,null,null,null,null,null,null,null,null,null,null,null,null,null,null,null,null,null,null,null,null,null,null,null,null,null,null,null,null,null,null,null,null,null,null,null,null,null,null,null,null,null,null,null,null,null,null,null,null,null,null,null,null,null,null,null,null,null,null,null,null,null,null,null,null,null,null,null,null,null,null,null,null,null,null,null,null,null,null,null,null,null,null,null,null,null,null,null,null,null,null,null,null,null,null,null,null,null,null,null,null,null,null,null,null,null,null,null,null,null,null,null,null,null,null,null,null,null,null,null,null,null,null,null,null,null,null,null,null,null,64,5.8000000000000007,5800.0000000000009,5800.0000000000009,5800.0000000000009,5800.0000000000009,5800.0000000000009,5800.0000000000009,5800.0000000000009,5800.0000000000009,5800.0000000000009,5800.0000000000009,5800.0000000000009,5800.0000000000009,5800.0000000000009,5800.0000000000009,5800.0000000000009,5800.0000000000009,5800.0000000000009,5800.0000000000009,5800.0000000000009,5800.0000000000009,5800.0000000000009,5800.0000000000009,5800.0000000000009,5800.0000000000009,5800.0000000000009,5800.0000000000009,5800.0000000000009,5800.0000000000009,5800.0000000000009,5800.0000000000009,5800.0000000000009,5800.0000000000009,5800.0000000000009,5800.0000000000009,5800.0000000000009,5800.0000000000009,5800.0000000000009,5800.0000000000009,5800.0000000000009,5800.0000000000009,5800.0000000000009,5800.0000000000009,null,null,null,64,5.8,5800.0000000000009,5800.0000000000009,5800.0000000000009,5800.0000000000009,5800.0000000000009,5800.0000000000009,5800.0000000000009,5800.0000000000009,5800.0000000000009,5800.0000000000009,5800.0000000000009,5800.0000000000009,5800.0000000000009,5800.0000000000009,5800.0000000000009,5800.0000000000009,5800.0000000000009,5800.0000000000009,5800.0000000000009,5800.0000000000009,5800.0000000000009,5800.0000000000009,5800.0000000000009,5800.0000000000009,5800.0000000000009,5800.0000000000009,5800.0000000000009,5800.0000000000009,5800.0000000000009,5800.0000000000009,5800.0000000000009,5800.0000000000009,5800.0000000000009,5800.0000000000009,5800.0000000000009,5800.0000000000009,5800.0000000000009,5800.0000000000009,5800.0000000000009,5800.0000000000009,5800.0000000000009,5800.0000000000009]
[null,null,null,null,null,null,null,null,null,null,null,null,null,null,null,null,null,null,null,null,null,null,null,null,null,null,null,null,null,null,null,null,null,null,null,null,null,null,null,null,null,null,null,null,null,null,null,null,null,null,null,null,null,null,null,null,null,null,null,null,null,null,null,null,null,null,null,null,null,null,null,null,null,null,null,null,null,null,null,null,null,null,null,null,null,null,null,null,null,null,null,null,null,null,null,null,null,null,null,null,null,null,null,null,null,null,null,null,null,null,null,null,null,null,null,null,null,null,null,null,null,null,null,null,null,null,null,null,null,null,null,null,null,null,null,null,null,null,null,null,null,null,null,null,null,67]
[null,null,null,null,null,null,null,null,null,null,null,null,null,null,null,null,null,null,null,null,null,null,null,null,null,null,null,null,null,null,null,null,null,null,null,null,null,null,null,null,null,null,null,null,null,null,null,null,null,null,null,null,null,null,null,null,null,null,null,null,null,null,null,null,null,null,null,null,null,null,null,null,null,null,null,null,null,null,null,null,null,null,null,null,null,null,null,null,null,null,null,null,null,null,null,null,null,null,null,null,null,null,null,null,null,null,null,null,null,null,null,null,null,null,null,null,null,null,null,null,null,null,null,null,null,null,null,null,null,null,null,null,null,null,null,null,null,null,null,null,null,null,null,null,null,null,null,1,2,3,4,5,6,7,8,9,10,11,11,12,13,14,15,16,17,18,19,20,21,21,22,23,24,25,26,27,28,29,30,31,31,32,33,34,35,36,37,38,39,40,41,null,null,null,1,2,3,4,5,6,7,8,9,10,11,11,12,13,14,15,16,17,18,19,20,21,21,22,23,24,25,26,27,28,29,30,31,31,32,33,34,35,36,37,38,39,40,41,null,null,null,1,2,3,4,5,6,7,8,9,10,11,11,12,13,14,15,16,17,18,19,20,21,21,22,23,24,25,26,27,28,29,30,31,31,32,33,34,35,36,37,38,39,40,41,null,null,null,null,null,null,1,2,3,4,5,6,7,8,9,10,11,11,12,13,14,15,16,17,18,19,20,21,21,22,23,24,25,26,27,28,29,30,31,31,32,33,34,35,36,37,38,39,40,41,null,null,null,null,null,null,null,1,2,3,4,5,6,7,8,9,10,11,12,13,14,15,16,17,18,19,20,21,22,23,24,25,26,27,28,29,30,31,32,33,34,35,36,37,38,39,40,null,null,null,null,1,2,3,4,5,6,7,8,9,10,11,12,13,14,15,16,17,18,19,20,21,22,23,24,25,26,27,28,29,30,31,32,33,34,35,36,37,38,39,40,null,null,null,null,1,2,3,4,5,6,7,8,9,10,11,12,13,14,15,16,17,18,19,20,21,22,23,24,25,26,27,28,29,30,31,32,33,34,35,36,37,38,39,40,null,null,null,null,null,null,null,null,null,null,null,null,null,null,null,null,null,null,null,null,null,null,null,null,null,null,null,null,null,null,null,null,null,null,null,null,null,null,null,null,null,null,null,null,null,null,null,null,null,null,null,null,null,null,null,null,null,null,null,null,null,null,null,null,null,null,null,null,null,null,null,null,null,null,null,null,null,null,null,null,null,null,null,null,null,null,null,null,null,null,null,null,null,null,null,null,null,null,null,null,null,null,null,null,null,null,null,null,null,null,null,null,null,null,null,null,null,null,null,null,null,null,null,null,null,null,null,null,null,null,null,null,null,null,null,null,null,null,null,null,null,null,null,null,null,null,null,null,null,null,null,null,null,null,null,null,null,null,null,null,null,null,null,null,null,null,null,null,null,null,null,null,null,null,null,null,null,null,null,null,null,null,null,null,null,null,null,null,null,null,null,null,null,null,null,null,null,null,null,null,null,null,null,null,null,null,null,null,null,null,null,null,null,null,null,null,null,null,null,null,null,null,null,null,null,null,null,1,2,3,4,5,6,7,8,9,10,11,11,12,13,14,15,16,17,18,19,20,21,21,22,23,24,25,26,27,28,29,30,31,31,32,33,34,35,36,37,38,39,40,41]
[null,null,null,null,null,null,null,null,null,null,null,null,null,null,null,null,null,null,null,null,null,null,null,null,null,null,null,null,null,null,null,null,null,null,null,null,null,null,null,null,null,null,null,null,null,null,null,null,null,null,null,null,null,null,null,null,null,null,null,null,null,null,null,null,null,null,null,null,null,null,null,null,null,null,null,null,null,null,null,null,null,null,null,null,null,null,null,null,null,null,null,null,null,null,null,null,null,null,null,null,null,null,null,null,null,null,null,null,null,null,null,null,null,null,null,null,null,null,null,null,null,null,null,null,null,null,null,null,null,null,null,null,null,null,null,null,null,null,null,null,null,null,null,null,null,0.70000000000000007,8,51.36,52.29,53.17,54.01,54.8,59.55,60.21,56.78,57.33,57.93,58.66,58.66,59.66,60.89,62.13,67.11,67.62,63.51,62.93,62.11,61.24,60.56,60.56,59.97,59.33,62.77,62.42,58.41,58.9,59.81,60.89,61.89,62.54,62.54,62.67,66.44,66.13,62.04,62.43,63.32,64.510000000000005,66.010000000000005,67.81,69.91,null,0.70000000000000007,8,0,0,0,0,0,59.55,0,0,0,0,0,0,0,0,0,0,67.62,0,0,0,0,0,0,0,0,0,0,0,0,0,0,0,0,0,0,0,0,0,0,0,0,0,0,0,null,null,8,54.599999999999994,55.599999999999994,56.599999999999994,57.599999999999994,58.599999999999994,59.599999999999994,60.599999999999994,61.6,62.599999999999994,63.599999999999994,64.599999999999994,74,72.8,71.599999999999994,70.400000000000006,69.2,68,66.8,65.599999999999994,64.400000000000006,63.2,62,62.771428571428572,62.914285714285718,63.057142857142864,63.2,63.342857142857149,63.485714285714288,63.628571428571433,63.771428571428572,63.914285714285718,64.057142857142864,64.2,65.25,66.125,67,67.875,68.75,69.625,70.5,71.375,72.25,73.125,74,null,null,null,null,0.70000000000000007,8,3.2399999999999949,3.3099999999999952,3.4299999999999926,3.5899999999999963,3.7999999999999972,4.9999999999997158E-2,0.38999999999999346,4.82,5.269999999999996,5.6699999999999946,5.9399999999999977,15.340000000000003,13.14,10.709999999999994,8.2700000000000031,2.0900000000000034,0.37999999999999545,3.2899999999999991,2.6699999999999946,2.2900000000000063,1.9600000000000009,1.4399999999999977,2.21142857142857,2.9442857142857193,3.7271428571428658,0.42999999999999972,0.92285714285714704,5.075714285714291,4.7285714285714349,3.96142857142857,3.0242857142857176,2.1671428571428635,1.6600000000000037,2.7100000000000009,3.4549999999999983,0.56000000000000227,1.7450000000000045,6.7100000000000009,7.1950000000000003,7.18,6.8649999999999949,6.2399999999999949,5.3149999999999977,4.0900000000000034,null,null,null,null,null,0.8,9,1.6100000000000012,2.0274999999999999,2.5175000000000001,3.0824999999999996,1.7249999999999996,0.54499999999999993,3.6399999999999988,6.8625000000000007,7.9075000000000006,8.4749999999999996,19.827500000000001,16.467499999999994,12.587499999999999,6.7600000000000016,1.5524999999999984,1.3624999999999972,2.1074999999999982,1.4350000000000041,1.0200000000000049,0.53750000000000142,2.2028571428571446,2.8157142857142894,1.4360714285714344,-4.6071428571423212E-2,2.2667857142857173,4.2571428571428562,3.8899999999999988,3.302857142857146,2.6932142857142907,2.261071428571432,2.6849999999999987,1.6599999999999966,0.80999999999999872,3.9450000000000003,6.8774999999999995,7.5175000000000001,7.927500000000002,8.1650000000000027,8.23,8.1225000000000023,null,null,0.8,9,31.64,23.66,23.66,23.66,31.64,31.64,23.66,11.98,11.98,11.33,0,0,6.1,11.98,31.64,31.64,23.66,31.64,31.64,31.64,23.66,23.66,31.64,31.64,23.66,15.63,23.66,23.66,23.66,23.66,23.66,31.64,31.64,23.66,11.98,11.98,11.98,11.33,11.33,11.33,null,null,0.8,9,31.64,23.66,18.95,18.95,25.54,23.740000000000002,17.560000000000002,7.2700000000000005,7.2700000000000005,6.62,-4.71,-6.1,-5.23,-3.6500000000000004,0,7.98,8.0299999999999994,16.009999999999998,16.009999999999998,19.66,0,8.0299999999999994,7.98,7.98,8.0299999999999994,3.6500000000000004,11.68,11.68,11.68,11.68,12.33,19.66,19.66,12.33,4.08,5.8800000000000008,5.8800000000000008,5.23,5.23,5.23,null,null,null,null,null,null,null,null,null,null,null,null,null,null,null,null,null,null,null,null,null,null,null,null,null,null,null,null,null,null,null,null,null,null,null,null,null,null,null,null,null,null,null,null,null,null,null,null,null,null,null,null,null,null,null,null,null,null,null,null,null,null,null,null,null,null,null,null,null,null,null,null,null,null,null,null,null,null,null,null,null,null,null,null,null,null,null,null,null,null,null,null,null,null,null,null,null,null,null,null,null,null,null,null,null,null,null,null,null,null,null,null,null,null,null,null,null,null,null,null,null,null,null,null,null,null,null,null,null,null,null,null,null,null,null,null,null,null,null,null,null,null,null,null,null,null,null,null,null,null,null,null,null,null,null,null,null,null,null,null,null,null,null,null,null,null,null,null,null,null,null,null,null,null,null,null,null,null,null,null,null,null,null,null,null,null,null,null,null,null,null,null,null,null,null,null,null,null,null,null,null,null,null,null,null,null,null,null,null,null,null,null,null,null,null,null,null,null,null,null,null,null,null,null,0.70000000000000007,8,{"$f":"IF(ISNUMBER(INDEX(Asfalt,$ZT235,ZV$226)),INDEX(Asfalt,$ZT235,ZV$226),0)","v":0},0,0,0,0,4,4,0,0,0,0,0,0,0,0,4,4,0,0,0,0,0,0,0,0,4,4,0,0,0,0,0,0,0,0,4,4,0,0,0,0,0,0,0]
[null,null,null,null,null,null,null,null,null,null,null,null,null,null,null,null,null,null,null,null,null,null,null,null,null,null,null,null,null,null,null,null,null,null,null,null,null,null,null,null,null,null,null,null,null,null,null,null,null,null,null,null,null,null,null,null,null,null,null,null,null,null,null,null,null,null,null,null,null,null,null,null,null,null,null,null,null,null,null,null,null,null,null,null,null,null,null,null,null,null,null,null,null,null,null,null,null,null,null,null,null,null,null,null,null,null,null,null,null,null,null,null,null,null,null,null,null,null,null,null,null,null,null,null,null,null,null,null,null,null,null,null,null,null,null,null,null,null,null,null,null,null,null,null,null,0.8,9,51.4,52.12,52.77,53.36,53.88,58.33,58.56,54.57,54.58,54.85,55.58,55.58,57.11,59.28,61.6,67.62,68.86,65.11,64.709999999999994,63.93,63.08,62.44,62.44,61.94,61.38,64.88,64.55,60.51,60.9,61.65,62.54,63.35,63.86,63.86,63.92,67.680000000000007,67.36,63.19,63.37,63.91,64.66,65.63,66.81,68.209999999999994,null,0.8,9,0,0,0,0,0,58.33,0,0,0,0,0,0,0,0,0,0,68.86,0,0,0,0,0,0,0,0,0,0,0,0,0,0,0,0,0,0,0,0,0,0,0,0,0,0,0,null,null,9,53.4,54.4,55.4,56.4,57.4,58.4,59.4,60.4,61.4,62.4,63.4,75,73.8,72.599999999999994,71.400000000000006,70.2,69,67.8,66.599999999999994,65.400000000000006,64.2,63,64.371428571428567,64.51428571428572,64.657142857142858,64.8,64.94285714285715,65.085714285714289,65.228571428571428,65.371428571428567,65.51428571428572,65.657142857142858,65.8,66.25,67.125,68,68.875,69.75,70.625,71.5,72.375,73.25,74.125,75,null,500,4000,56,0.8,9,2,2.2800000000000011,2.6299999999999955,3.0399999999999991,3.519999999999996,7.0000000000000284E-2,0.83999999999999631,5.8299999999999983,6.82,7.5499999999999972,7.82,19.420000000000002,16.689999999999998,13.319999999999993,9.8000000000000043,2.5799999999999983,0.14000000000000057,2.6899999999999977,1.8900000000000006,1.470000000000006,1.1200000000000045,0.56000000000000227,1.9314285714285688,2.5742857142857218,3.2771428571428558,-7.9999999999998295E-2,0.39285714285715301,4.575714285714291,4.3285714285714292,3.721428571428568,2.9742857142857204,2.3071428571428569,1.9399999999999977,2.3900000000000006,3.2049999999999983,0.31999999999999318,1.5150000000000006,6.5600000000000023,7.2550000000000026,7.5900000000000034,7.7150000000000034,7.6200000000000045,7.3149999999999977,6.7900000000000063,null,null,null,null,null,0.9,10,0.70000000000000107,1.3000000000000007,1.9800000000000004,2.7424999999999997,1.5875000000000004,0.65000000000000036,4.0600000000000005,7.620000000000001,8.9275000000000002,9.58,22.942499999999995,19.102499999999999,14.557499999999999,8.0274999999999999,2.2299999999999969,1.6499999999999986,2.1699999999999982,1.365000000000002,0.86500000000000554,0.30250000000000199,2.4603571428571449,2.9432142857142924,1.4410714285714352,-0.13607142857143018,2.1292857142857127,4.1446428571428555,3.8799999999999972,3.4503571428571469,3.0132142857142945,2.7285714285714349,2.6400000000000006,1.6400000000000006,0.78999999999999915,3.952499999999997,6.9874999999999972,7.827499999999997,8.52,9.1075000000000017,9.59,9.9675000000000011,null,null,0.9,10,31.64,31.64,31.64,23.66,31.64,31.64,15.63,11.98,11.33,11.33,0,0,4.71,11.33,23.66,31.64,23.66,31.64,31.64,31.64,23.66,23.66,31.64,31.64,23.66,15.63,23.66,23.66,23.66,23.66,23.66,31.64,31.64,23.66,11.98,11.98,11.33,11.33,11.33,11.33,null,null,0.9,10,31.64,31.64,31.64,23.66,26.93,25.54,10.920000000000002,11.98,11.33,11.33,0,-4.71,-3.1900000000000004,-4.3000000000000007,-7.98,0,0,16.009999999999998,16.009999999999998,16.009999999999998,-7.98,0,0,0,0,3.6500000000000004,11.68,11.68,11.68,11.68,11.68,19.66,16.009999999999998,12.33,4.08,4.08,5.23,5.23,5.23,5.23,null,null,null,null,null,null,null,null,null,null,null,null,null,null,null,null,null,null,null,null,null,null,null,null,null,null,null,null,null,null,null,null,null,null,null,null,null,null,null,null,null,null,null,null,null,null,null,null,null,null,null,null,null,null,null,null,null,null,null,null,null,null,null,null,null,null,null,null,null,null,null,null,null,null,null,null,null,null,null,null,null,null,null,null,null,null,null,null,null,null,null,null,null,null,null,null,null,null,null,null,null,null,null,null,null,null,null,null,null,null,null,null,null,null,null,null,null,null,null,null,null,null,null,null,null,null,null,null,null,null,null,null,null,null,null,null,null,null,null,null,null,null,null,null,null,null,null,null,null,null,null,null,null,null,null,null,null,null,null,null,null,null,null,null,null,null,null,null,null,null,null,null,null,null,null,null,null,null,null,null,null,null,null,null,null,null,null,null,null,null,null,null,null,null,null,null,null,null,null,null,null,null,null,null,null,null,null,null,null,null,null,null,null,null,null,null,null,null,null,null,null,null,null,null,0.8,9,{"$f":"IF(ISNUMBER(INDEX(Asfalt,$ZT236,ZV$226)),INDEX(Asfalt,$ZT236,ZV$226),0)","v":0},0,0,0,0,4,4,0,0,0,0,0,0,0,0,4,4,0,0,0,0,0,0,0,0,4,4,0,0,0,0,0,0,0,0,4,4,0,0,0,0,0,0,0]
[null,null,null,null,null,null,null,null,null,null,null,null,null,null,null,null,null,null,null,null,null,null,null,null,null,null,null,null,null,null,null,null,null,null,null,null,null,null,null,null,null,null,null,null,null,null,null,null,null,null,null,null,null,null,null,null,null,null,null,null,null,null,null,null,null,null,null,null,null,null,null,null,null,null,null,null,null,null,null,null,null,null,null,null,null,null,null,null,null,null,null,null,null,null,null,null,null,null,null,null,null,null,null,null,null,null,null,null,null,null,null,null,null,null,null,null,null,null,null,null,null,null,null,null,null,null,null,null,null,null,null,null,null,null,null,null,null,null,null,null,null,null,null,null,null,1.5,16,46,45.88,45.92,46.12,46.48,51,51.71,48.62,49.66,50.81,52,52,53.34,54.85,56.39,61.82,63,59.84,60.44,60.92,61.4,62,62,62.78,63.67,68.569999999999993,69.38,66,66.42,66.709999999999994,66.89,66.98,67,67,66.849999999999994,70.5,70.14,65.91,66,66.400000000000006,67,67.8,68.8,70,null,1.5,16,46,0,0,0,0,51,51.71,0,0,0,52,52,0,0,0,61.82,63,0,0,0,0,62,62,0,0,68.569999999999993,69.38,66,0,0,0,0,67,67,0,70.5,70.14,0,66,0,0,0,0,70,null,null,16,46,47,48,49,50,51,52,53,54,55,56,64,63.8,63.6,63.4,63.2,63,62.8,62.6,62.4,62.2,62,72,71.5,71,70.5,70,69.5,69,68.5,68,67.5,67,67.75,68.875,70,71.125,72.25,73.375,74.5,75.625,76.75,77.875,79,null,null,null,null,1.5,16,0,1.1199999999999974,2.0799999999999983,2.8800000000000026,3.5200000000000031,0,0.28999999999999915,4.3800000000000026,4.3400000000000034,4.1899999999999977,4,12,10.459999999999994,8.75,7.009999999999998,1.3800000000000026,0,2.9599999999999937,2.1600000000000037,1.4799999999999969,0.80000000000000426,0,10,8.7199999999999989,7.3299999999999983,1.9300000000000068,0.62000000000000455,3.5,2.5799999999999983,1.7900000000000063,1.1099999999999994,0.51999999999999602,0,0.75,2.0250000000000057,-0.5,0.98499999999999943,6.3400000000000034,7.375,8.0999999999999943,8.625,8.9500000000000028,9.0750000000000028,9,null,null,null,null,null,1.7999999999999998,19,0.84999999999999964,1.4925000000000015,2.2025000000000023,2.9824999999999999,1.8324999999999978,0.84999999999999787,4.134999999999998,7.5399999999999991,8.7624999999999993,9.4974999999999987,15.442500000000003,13.342500000000005,10.730000000000002,6.0749999999999993,1.8399999999999999,2.3575000000000035,3.5725000000000033,3.1775000000000002,2.8749999999999982,2.3674999999999979,10.569999999999997,8.9049999999999976,5.0449999999999982,1.2199999999999989,1.6649999999999991,2.5774999999999988,1.9500000000000011,1.5900000000000016,1.2750000000000004,0.77999999999999936,2.9650000000000034,1.6074999999999964,0.11249999999999716,2.4625000000000057,4.6375000000000028,4.6350000000000016,4.4599999999999973,4.1149999999999984,3.600000000000005,2.917500000000004,null,null,1.7999999999999998,19,31.64,31.64,23.66,23.66,31.64,31.64,15.63,11.98,11.33,11.33,4.71,6.1,7.9,11.98,31.64,23.66,23.66,23.66,23.66,23.66,7.9,11.33,15.63,31.64,31.64,23.66,31.64,31.64,31.64,31.64,23.66,31.64,31.64,23.66,15.63,15.63,15.63,15.63,23.66,23.66,null,null,1.7999999999999998,19,0,0,0,0,7.98,7.98,0,0.65000000000000036,3.4299999999999997,5.23,-1.3899999999999997,-1.8000000000000007,0,0,16.009999999999998,11.68,12.33,15.76,15.76,17.560000000000002,1.8000000000000007,5.23,4.3000000000000007,16.009999999999998,19.66,12.33,20.310000000000002,20.310000000000002,20.310000000000002,20.310000000000002,12.33,19.66,16.009999999999998,11.68,3.6500000000000004,3.6500000000000004,0,0,0,-7.98,null,null,null,null,null,null,null,null,null,null,null,null,null,null,null,null,null,null,null,null,null,null,null,null,null,null,null,null,null,null,null,null,null,null,null,null,null,null,null,null,null,null,null,null,null,null,null,null,null,null,null,null,null,null,null,null,null,null,null,null,null,null,null,null,null,null,null,null,null,null,null,null,null,null,null,null,null,null,null,null,null,null,null,null,null,null,null,null,null,null,null,null,null,null,null,null,null,null,null,null,null,null,null,null,null,null,null,null,null,null,null,null,null,null,null,null,null,null,null,null,null,null,null,null,null,null,null,null,null,null,null,null,null,null,null,null,null,null,null,null,null,null,null,null,null,null,null,null,null,null,null,null,null,null,null,null,null,null,null,null,null,null,null,null,null,null,null,null,null,null,null,null,null,null,null,null,null,null,null,null,null,null,null,null,null,null,null,null,null,null,null,null,null,null,null,null,null,null,null,null,null,null,null,null,null,null,null,null,null,null,null,null,null,null,null,null,null,null,null,null,null,null,null,null,1.5,16,{"$f":"IF(ISNUMBER(INDEX(Asfalt,$ZT245,ZV$226)),INDEX(Asfalt,$ZT245,ZV$226),0)","v":0},0,0,0,0,4,4,0,0,0,0,0,0,0,0,4,4,0,0,0,0,0,0,0,0,4,4,0,0,0,0,0,0,0,0,4,4,0,0,0,0,0,0,0]
[null,null,null,null,null,null,null,null,null,null,null,null,null,null,null,null,null,null,null,null,null,null,null,null,null,null,null,null,null,null,null,null,null,null,null,null,null,null,null,null,null,null,null,null,null,null,null,null,null,null,null,null,null,null,null,null,null,null,null,null,null,null,null,null,null,null,null,null,null,null,null,null,null,null,null,null,null,null,null,null,null,null,null,null,null,null,null,null,null,null,null,null,null,null,null,null,null,null,null,null,null,null,null,null,null,null,null,null,null,null,null,null,null,null,null,null,null,null,null,null,null,null,null,null,null,null,null,null,null,null,null,null,null,null,null,null,null,null,null,null,null,null,null,null,null,1.7999999999999998,19,42.42,42.75,43.04,43.3,43.52,47.71,47.7,43.49,43.33,43.46,44.13,44.13,45.6,47.72,50.07,56.25,57.86,54.72,55.1,55.27,55.49,56.02,56.02,57.03,58.32,63.68,64.89,61.73,62.06,62.04,61.86,61.73,61.84,61.84,62.17,66.59,67.12,63.83,64.73,65.83,67.11,68.56,70.19,71.989999999999995,null,1.7999999999999998,19,0,0,0,0,0,47.71,0,0,0,0,0,0,0,0,0,0,57.86,0,0,0,0,0,0,0,0,0,0,0,0,0,0,0,0,0,0,0,0,0,0,0,0,0,0,0,null,null,19,43,44,45,46,47,48,49,50,51,52,53,59.800000000000004,59.600000000000009,59.400000000000006,59.2,59,58.800000000000004,58.600000000000009,58.400000000000006,58.2,58,57.800000000000004,67.2,66.7,66.2,65.7,65.2,64.7,64.2,63.7,63.2,62.7,62.2,64.150000000000006,65.275000000000006,66.399999999999991,67.525000000000006,68.650000000000006,69.775000000000006,70.900000000000006,72.024999999999991,73.150000000000006,74.275000000000006,75.400000000000006,null,null,null,null,1.7999999999999998,19,0.57999999999999829,1.25,1.9600000000000009,2.7000000000000028,3.4799999999999969,0.28999999999999915,1.2999999999999972,6.509999999999998,7.6700000000000017,8.5399999999999991,8.8699999999999974,15.670000000000002,14.000000000000007,11.680000000000007,9.1300000000000026,2.75,0.94000000000000483,3.8800000000000097,3.3000000000000043,2.9299999999999997,2.509999999999998,1.7800000000000011,11.18,9.6700000000000017,7.8800000000000026,2.0200000000000031,0.31000000000000227,2.970000000000006,2.1400000000000006,1.6600000000000037,1.3400000000000034,0.97000000000000597,0.35999999999999943,2.3100000000000023,3.105000000000004,-0.19000000000001194,0.40500000000000114,4.8200000000000074,5.0450000000000017,5.0700000000000074,4.914999999999992,4.5900000000000034,4.085000000000008,3.4100000000000108,null,null,null,null,null,2.1,22,2.9600000000000009,3.2224999999999984,3.4974999999999987,3.7850000000000001,2.08,0.49000000000000021,3.120000000000001,5.8125000000000018,6.2550000000000008,6.1275000000000013,19.02,16.084999999999997,12.532499999999997,6.9774999999999991,2.0324999999999971,2.1524999999999945,3.2774999999999945,2.9824999999999964,2.8324999999999978,2.3874999999999975,8.3949999999999996,7.4249999999999989,4.1925000000000008,0.93750000000000178,1.9050000000000011,3.2875000000000014,3.0725000000000016,3.0750000000000011,3.0850000000000009,2.8925000000000001,3.6049999999999969,1.9924999999999962,0.21499999999999631,2.2699999999999942,4.1524999999999945,3.8649999999999949,3.409999999999993,2.7824999999999918,1.9874999999999936,1.0224999999999937,null,null,2.1,22,23.66,23.66,23.66,23.66,23.66,31.64,23.66,15.63,11.98,11.98,0,0,6.1,11.98,23.66,23.66,23.66,23.66,23.66,23.66,11.33,11.98,15.63,31.64,31.64,23.66,23.66,23.66,23.66,23.66,23.66,31.64,31.64,23.66,15.63,23.66,23.66,23.66,31.64,31.64,null,null,2.1,22,23.66,23.66,23.66,23.66,23.66,31.64,23.66,15.63,11.98,11.98,0,0,6.1,11.98,17.560000000000002,18.95,23.66,23.66,23.66,23.66,-0.65000000000000036,0,-8.0299999999999994,0,7.98,8.0299999999999994,8.0299999999999994,8.0299999999999994,11.68,11.68,11.68,16.009999999999998,7.98,8.0299999999999994,3.6500000000000004,8.0299999999999994,8.0299999999999994,0,7.98,0,null,null,null,null,null,null,null,null,null,null,null,null,null,null,null,null,null,null,null,null,null,null,null,null,null,null,null,null,null,null,null,null,null,null,null,null,null,null,null,null,null,null,null,null,null,null,null,null,null,null,null,null,null,null,null,null,null,null,null,null,null,null,null,null,null,null,null,null,null,null,null,null,null,null,null,null,null,null,null,null,null,null,null,null,null,null,null,null,null,null,null,null,null,null,null,null,null,null,null,null,null,null,null,null,null,null,null,null,null,null,null,null,null,null,null,null,null,null,null,null,null,null,null,null,null,null,null,null,null,null,null,null,null,null,null,null,null,null,null,null,null,null,null,null,null,null,null,null,null,null,null,null,null,null,null,null,null,null,null,null,null,null,null,null,null,null,null,null,null,null,null,null,null,null,null,null,null,null,null,null,null,null,null,null,null,null,null,null,null,null,null,null,null,null,null,null,null,null,null,null,null,null,null,null,null,null,null,null,null,null,null,null,null,null,null,null,null,null,null,null,null,null,null,null,1.7999999999999998,19,{"$f":"IF(ISNUMBER(INDEX(Asfalt,$ZT248,ZV$226)),INDEX(Asfalt,$ZT248,ZV$226),0)","v":0},0,0,0,0,4,4,0,0,0,0,0,0,0,0,4,4,0,0,0,0,0,0,0,0,4,4,0,0,0,0,0,0,0,0,4,4,0,0,0,0,0,0,0]
[null,null,null,null,null,null,null,null,null,null,null,null,null,null,null,null,null,null,null,null,null,null,null,null,null,null,null,null,null,null,null,null,null,null,null,null,null,null,null,null,null,null,null,null,null,null,null,null,null,null,null,null,null,null,null,null,null,null,null,null,null,null,null,null,null,null,null,null,null,null,null,null,null,null,null,null,null,null,null,null,null,null,null,null,null,null,null,null,null,null,null,null,null,null,null,null,null,null,null,null,null,null,null,null,null,null,null,null,null,null,null,null,null,null,null,null,null,null,null,null,null,null,null,null,null,null,null,null,null,null,null,null,null,null,null,null,null,null,null,null,null,null,null,null,null,2.4,25,43.66,42.59,41.8,41.28,41.04,45.07,45.36,41.9,42.73,43.86,45.34,45.34,47.53,50.4,53.41,60.02,61.68,58.08,57.57,56.64,55.78,55.46,55.46,55.8,56.47,61.31,62.17,58.89,59.44,59.94,60.42,60.92,61.48,61.48,62.04,66.569999999999993,67.180000000000007,63.95,65.010000000000005,66.34,67.88,69.64,71.599999999999994,73.77,null,2.4,25,0,0,0,0,0,45.07,0,0,0,0,0,0,0,0,0,0,61.68,0,0,0,0,0,0,0,0,0,0,0,0,0,0,0,0,0,0,0,0,0,0,0,0,0,0,0,null,null,25,43.75,44,44.25,44.5,44.75,45,45.25,45.5,45.75,46,46.25,65,64.400000000000006,63.8,63.2,62.6,62,61.4,60.8,60.2,59.6,59,62,62,62,62,62,62,62,62,62,62,62,64.150000000000006,65.275000000000006,66.399999999999991,67.525000000000006,68.650000000000006,69.775000000000006,70.900000000000006,72.024999999999991,73.150000000000006,74.275000000000006,75.400000000000006,null,null,null,null,2.4,25,9.0000000000003411E-2,1.4099999999999966,2.4500000000000028,3.2199999999999989,3.7100000000000009,-7.0000000000000284E-2,-0.10999999999999943,3.6000000000000014,3.0200000000000031,2.1400000000000006,0.90999999999999659,19.659999999999997,16.870000000000005,13.399999999999999,9.7900000000000063,2.5799999999999983,0.32000000000000028,3.3200000000000003,3.2299999999999969,3.5600000000000023,3.8200000000000003,3.5399999999999991,6.5399999999999991,6.2000000000000028,5.5300000000000011,0.68999999999999773,-0.17000000000000171,3.1099999999999994,2.5600000000000023,2.0600000000000023,1.5799999999999983,1.0799999999999983,0.52000000000000313,2.6700000000000088,3.2350000000000065,-0.17000000000000171,0.34499999999999886,4.7000000000000028,4.7650000000000006,4.5600000000000023,4.144999999999996,3.5100000000000051,2.6750000000000114,1.6300000000000097,null,null,null,null,null,2.8,29,2.5974999999999966,3.0491666666666628,3.4608333333333281,3.8324999999999978,2.1666666666666643,0.52833333333332888,2.9799999999999969,5.4241666666666646,5.6633333333333304,5.4974999999999969,10.002499999999998,9.2050000000000001,7.98,4.6474999999999991,1.5299999999999994,2.8024999999999967,4.3824999999999985,4.1325000000000003,3.99,3.9024999999999999,6.692499999999999,5.879999999999999,3.1325000000000003,0.44000000000000128,1.7900000000000009,3.1799999999999997,2.6050000000000004,2.0750000000000028,1.5975000000000019,1.1750000000000007,6.009999999999998,4.9000000000000004,3.8975000000000009,6.6849999999999969,8.9324999999999974,8.4799999999999986,7.4349999999999987,5.9050000000000011,3.8949999999999996,1.4024999999999963,null,null,2.8,29,23.66,23.66,23.66,23.66,23.66,31.64,23.66,15.63,15.63,15.63,7.9,11.33,11.98,15.63,31.64,23.66,15.63,15.63,23.66,23.66,11.98,15.63,23.66,31.64,31.64,23.66,23.66,23.66,31.64,31.64,11.98,15.63,23.66,11.98,11.33,11.33,11.98,15.63,23.66,31.64,null,null,2.8,29,0,0,8.0299999999999994,8.0299999999999994,8.0299999999999994,7.98,11.68,7.73,7.73,7.73,0,3.4299999999999997,0.65000000000000036,0,7.98,8.0299999999999994,0,0,8.0299999999999994,8.0299999999999994,0,3.6500000000000004,8.0299999999999994,7.98,16.009999999999998,11.68,11.68,11.68,19.66,19.66,0,3.6500000000000004,8.0299999999999994,0.65000000000000036,3.4299999999999997,0,0.65000000000000036,3.6500000000000004,8.0299999999999994,0,null,null,null,null,null,null,null,null,null,null,null,null,null,null,null,null,null,null,null,null,null,null,null,null,null,null,null,null,null,null,null,null,null,null,null,null,null,null,null,null,null,null,null,null,null,null,null,null,null,null,null,null,null,null,null,null,null,null,null,null,null,null,null,null,null,null,null,null,null,null,null,null,null,null,null,null,null,null,null,null,null,null,null,null,null,null,null,null,null,null,null,null,null,null,null,null,null,null,null,null,null,null,null,null,null,null,null,null,null,null,null,null,null,null,null,null,null,null,null,null,null,null,null,null,null,null,null,null,null,null,null,null,null,null,null,null,null,null,null,null,null,null,null,null,null,null,null,null,null,null,null,null,null,null,null,null,null,null,null,null,null,null,null,null,null,null,null,null,null,null,null,null,null,null,null,null,null,null,null,null,null,null,null,null,null,null,null,null,null,null,null,null,null,null,null,null,null,null,null,null,null,null,null,null,null,null,null,null,null,null,null,null,null,null,null,null,null,null,null,null,null,null,null,null,2.4,25,{"$f":"IF(ISNUMBER(INDEX(Asfalt,$ZT255,ZV$226)),INDEX(Asfalt,$ZT255,ZV$226),0)","v":0},0,0,0,0,4,4,0,0,0,0,0,0,0,0,4,4,0,0,0,0,0,0,0,0,4,4,0,0,0,0,0,0,0,0,4,4,0,0,0,0,0,0,0]
[null,null,null,null,null,null,null,null,null,null,null,null,null,null,null,null,null,null,null,null,null,null,null,null,null,null,null,null,null,null,null,null,null,null,null,null,null,null,null,null,null,null,null,null,null,null,null,null,null,null,null,null,null,null,null,null,null,null,null,null,null,null,null,null,null,null,null,null,null,null,null,null,null,null,null,null,null,null,null,null,null,null,null,null,null,null,null,null,null,null,null,null,null,null,null,null,null,null,null,null,null,null,null,null,null,null,null,null,null,null,null,null,null,null,null,null,null,null,null,null,null,null,null,null,null,null,null,null,null,null,null,null,null,null,null,null,null,null,null,null,null,null,null,null,null,3.1,32,41.03,41.37,41.6,41.73,41.75,45.66,45.28,40.6,39.909999999999997,39.5,39.67,39.67,40.54,41.93,43.62,49.44,51.18,48.93,50.84,52.75,54.52,56,56,57.16,58.09,62.85,63.49,60.06,60.53,60.86,61.11,61.34,61.62,61.62,61.76,65.72999999999999,65.789999999999992,62.22,63.3,65.010000000000005,67.180000000000007,69.8,72.89,76.430000000000007,null,3.1,32,0,0,0,0,0,45.66,0,0,0,0,0,0,0,0,0,0,51.18,0,0,0,0,0,0,0,0,0,0,0,0,0,0,0,0,0,0,0,0,0,0,0,0,0,0,0,null,null,32,42,42.8,43.6,44.4,45.2,46,46.8,47.6,48.4,49.2,50,41.333333333333343,43.833333333333343,46.333333333333343,48.833333333333343,51.333333333333343,53.833333333333343,56.333333333333343,58.833333333333343,61.333333333333343,63.833333333333343,66.333333333333343,73.666666666666657,72.5,71.333333333333343,70.166666666666657,69,67.833333333333329,66.666666666666657,65.5,64.333333333333329,63.166666666666664,62,63.650000000000006,65.025000000000006,66.399999999999991,67.775000000000006,69.150000000000006,70.525000000000006,71.900000000000006,73.274999999999991,74.650000000000006,76.025000000000006,77.400000000000006,null,null,null,null,3.1,32,0.96999999999999886,1.4299999999999997,2,2.6700000000000017,3.4500000000000028,0.34000000000000341,1.519999999999996,7,8.490000000000002,9.7000000000000028,10.329999999999998,1.6633333333333411,3.2933333333333437,4.4033333333333431,5.2133333333333454,1.8933333333333451,2.6533333333333431,7.4033333333333431,7.9933333333333394,8.5833333333333428,9.3133333333333397,10.333333333333343,17.666666666666657,15.340000000000003,13.243333333333339,7.3166666666666558,5.509999999999998,7.7733333333333263,6.1366666666666561,4.6400000000000006,3.2233333333333292,1.8266666666666609,0.38000000000000256,2.0300000000000082,3.2650000000000077,0.67000000000000171,1.9850000000000136,6.9300000000000068,7.2250000000000085,6.8900000000000006,6.0949999999999847,4.8500000000000085,3.1350000000000051,0.96999999999999886,null,null,null,null,null,3.6999999999999997,38,0.95083333333333542,1.3583333333333343,1.8808333333333369,2.518333333333338,1.2683333333333362,0.17583333333333506,3.2833333333333368,6.5233333333333388,7.7708333333333375,8.908333333333335,1.4383333333333326,2.1683333333333348,2.8108333333333313,1.3183333333333298,-0.36916666666666487,1.6408333333333349,3.3008333333333351,2.7383333333333351,2.1758333333333351,1.8308333333333344,5.0883333333333312,4.4891666666666676,2.0874999999999986,-0.20166666666666799,1.5416666666666679,3.307500000000001,3.1483333333333299,3.0516666666666659,2.9325000000000045,2.7183333333333337,3.7614285714285671,1.6382142857142767,-0.57500000000000639,1.1692857142857065,2.9210714285714232,2.7053571428571423,2.5046428571428514,2.303928571428564,2.1007142857142824,1.8975000000000009,null,null,3.6999999999999997,38,31.64,31.64,31.64,23.66,31.64,31.64,23.66,11.98,11.98,11.33,31.64,23.66,23.66,31.64,31.64,31.64,23.66,23.66,23.66,31.64,15.63,15.63,23.66,31.64,31.64,23.66,23.66,23.66,23.66,23.66,23.66,31.64,31.64,31.64,23.66,23.66,23.66,23.66,23.66,31.64,null,null,3.6999999999999997,38,7.98,7.98,7.98,0,7.98,0,0,0,0,-0.65000000000000036,20.310000000000002,12.33,12.33,19.66,16.009999999999998,19.66,12.33,11.68,11.68,19.66,4.3000000000000007,3.6500000000000004,8.0299999999999994,7.98,16.009999999999998,11.68,11.68,11.68,11.68,11.68,11.68,7.98,0,7.98,0,0,0,0,-7.98,0,null,null,null,null,null,null,null,null,null,null,null,null,null,null,null,null,null,null,null,null,null,null,null,null,null,null,null,null,null,null,null,null,null,null,null,null,null,null,null,null,null,null,null,null,null,null,null,null,null,null,null,null,null,null,null,null,null,null,null,null,null,null,null,null,null,null,null,null,null,null,null,null,null,null,null,null,null,null,null,null,null,null,null,null,null,null,null,null,null,null,null,null,null,null,null,null,null,null,null,null,null,null,null,null,null,null,null,null,null,null,null,null,null,null,null,null,null,null,null,null,null,null,null,null,null,null,null,null,null,null,null,null,null,null,null,null,null,null,null,null,null,null,null,null,null,null,null,null,null,null,null,null,null,null,null,null,null,null,null,null,null,null,null,null,null,null,null,null,null,null,null,null,null,null,null,null,null,null,null,null,null,null,null,null,null,null,null,null,null,null,null,null,null,null,null,null,null,null,null,null,null,null,null,null,null,null,null,null,null,null,null,null,null,null,null,null,null,null,null,null,null,null,null,null,3.1,32,{"$f":"IF(ISNUMBER(INDEX(Asfalt,$ZT264,ZV$226)),INDEX(Asfalt,$ZT264,ZV$226),0)","v":0},0,0,0,0,4,4,0,0,0,0,0,0,0,0,4,4,0,0,0,0,0,0,0,0,4,4,0,0,0,0,0,0,0,0,4,4,0,0,0,0,0,0,0]
[null,null,null,null,null,null,null,null,null,null,null,null,null,null,null,null,null,null,null,null,null,null,null,null,null,null,null,null,null,null,null,null,null,null,null,null,null,null,null,null,null,null,null,null,null,null,null,null,null,null,null,null,null,null,null,null,null,null,null,null,null,null,null,null,null,null,null,null,null,null,null,null,null,null,null,null,null,null,null,null,null,null,null,null,null,null,null,null,null,null,null,null,null,null,null,null,null,null,null,null,null,null,null,null,null,null,null,null,null,null,null,null,null,null,null,null,null,null,null,null,null,null,null,null,null,null,null,null,null,null,null,null,null,null,null,null,null,null,null,null,null,null,null,null,null,3.4,35,{"$f":"IF(ISNUMBER(INDEX(VstupniData,$EQ267,ER$226)),INDEX(VstupniData,$EQ267,ER$226),\"\")","v":42.33},43,43.59,44.1,44.52,48.86,48.98,44.89,44.78,44.85,{"$f":"IF(ISNUMBER(INDEX(VstupniData,$EQ267,FB$226)),INDEX(VstupniData,$EQ267,FB$226),\"\")","v":45.29},45.29,46.16,47.32,48.7,58.22,59.78,57.52,59.49,61.51,{"$f":"IF(ISNUMBER(INDEX(VstupniData,$EQ267,FL$226)),INDEX(VstupniData,$EQ267,FL$226),\"\")","v":63.38},64.92,64.92,66.12,67.09,71.87,72.47,64.94,65.099999999999994,64.95,{"$f":"IF(ISNUMBER(INDEX(VstupniData,$EQ267,FV$226)),INDEX(VstupniData,$EQ267,FV$226),\"\")","v":64.72},64.63,64.900000000000006,64.900000000000006,65.599999999999994,70.58,71.739999999999995,69.010000000000005,70.3,71.63,73.03,74.52,76.08,77.73,null,3.4,35,0,0,0,0,0,48.86,0,0,0,0,0,0,0,0,0,58.22,59.78,0,0,0,0,64.92,64.92,0,0,71.87,72.47,0,0,0,0,0,0,0,0,0,0,0,0,0,0,0,0,0,null,null,35,45,45.8,46.6,47.4,48.2,49,49.8,50.6,51.4,52.2,53,48.333333333333343,50.833333333333343,53.333333333333343,55.833333333333343,58.333333333333343,60.833333333333343,63.333333333333343,65.833333333333343,68.333333333333343,70.833333333333343,73.333333333333343,76.666666666666657,75.5,74.333333333333343,73.166666666666657,72,70.833333333333329,69.666666666666657,68.5,67.333333333333329,66.166666666666657,65,67.849999999999994,69.224999999999994,70.599999999999994,71.974999999999994,73.349999999999994,74.724999999999994,76.099999999999994,77.474999999999994,78.849999999999994,80.224999999999994,81.599999999999994,null,null,null,null,3.4,35,2.6700000000000017,2.7999999999999972,3.009999999999998,3.2999999999999972,3.6799999999999997,0.14000000000000057,0.82000000000000028,5.7100000000000009,6.6199999999999974,7.3500000000000014,7.7100000000000009,3.0433333333333437,4.6733333333333462,6.0133333333333425,7.13333333333334,0.11333333333334394,1.0533333333333417,5.8133333333333397,6.3433333333333408,6.8233333333333448,7.4533333333333402,8.4133333333333411,11.746666666666655,9.3799999999999955,7.2433333333333394,1.2966666666666526,-0.46999999999999886,5.8933333333333309,4.5666666666666629,3.5499999999999972,2.6133333333333297,1.5366666666666617,9.9999999999994316E-2,2.9499999999999886,3.625,1.9999999999996021E-2,0.23499999999999943,4.3399999999999892,4.4249999999999972,4.4699999999999989,4.4449999999999932,4.3299999999999983,4.144999999999996,3.8699999999999903,null,null,null,null,null,3.9999999999999996,41,{"$f":"AVERAGE(KF275:KG276)","v":6.0774999999999952},5.4224999999999941,4.8724999999999934,4.4274999999999931,2.0824999999999907,-0.12750000000000661,1.829999999999993,3.9074999999999918,4.0124999999999904,4.044999999999991,{"$f":"AVERAGE(KQ275:KR276)","v":4.2550000000000008},4.4550000000000001,4.6150000000000002,2.66,0.51500000000000057,2.09,3.3599999999999994,2.4249999999999989,1.447499999999998,0.58999999999999986,{"$f":"AVERAGE(LB275:LC276)","v":5.6858333333333348},5.0716666666666619,2.5599999999999987,8.3333333333332149E-2,1.5716666666666583,2.9699999999999989,2.283333333333335,1.5616666666666639,0.86250000000000071,0.24583333333333357,{"$f":"AVERAGE(LM275:LN276)","v":5.4353571428571499},2.8857142857142932,0.41857142857143614,1.9739285714285799,3.4917857142857223,2.9446428571428633,2.3475000000000037,1.725357142857149,1.0782142857142922,0.4010714285714343,null,null,3.9999999999999996,41,11.98,15.63,15.63,15.63,23.66,31.64,31.64,23.66,15.63,15.63,15.63,15.63,15.63,23.66,31.64,23.66,23.66,23.66,31.64,31.64,15.63,15.63,23.66,31.64,31.64,23.66,23.66,31.64,31.64,31.64,15.63,23.66,31.64,31.64,23.66,23.66,23.66,31.64,31.64,31.64,null,null,3.9999999999999996,41,-3.6500000000000004,0,0,0,0,0,7.98,8.0299999999999994,3.6500000000000004,3.6500000000000004,3.6500000000000004,3.6500000000000004,3.6500000000000004,8.0299999999999994,7.98,8.0299999999999994,11.68,11.68,16.009999999999998,16.009999999999998,0,0,8.0299999999999994,7.98,0,0,8.0299999999999994,16.009999999999998,16.009999999999998,16.009999999999998,0,8.0299999999999994,7.98,0,0,8.0299999999999994,8.0299999999999994,16.009999999999998,16.009999999999998,16.009999999999998,null,null,null,null,null,null,null,null,null,null,null,null,null,null,null,null,null,null,null,null,null,null,null,null,null,null,null,null,null,null,null,null,null,null,null,null,null,null,null,null,null,null,null,null,null,null,null,null,null,null,null,null,null,null,null,null,null,null,null,null,null,null,null,null,null,null,null,null,null,null,null,null,null,null,null,null,null,null,null,null,null,null,null,null,null,null,null,null,null,null,null,null,null,null,null,null,null,null,null,null,null,null,null,null,null,null,null,null,null,null,null,null,null,null,null,null,null,null,null,null,null,null,null,null,null,null,null,null,null,null,null,null,null,null,null,null,null,null,null,null,null,null,null,null,null,null,null,null,null,null,null,null,null,null,null,null,null,null,null,null,null,null,null,null,null,null,null,null,null,null,null,null,null,null,null,null,null,null,null,null,null,null,null,null,null,null,null,null,null,null,null,null,null,null,null,null,null,null,null,null,null,null,null,null,null,null,null,null,null,null,null,null,null,null,null,null,null,null,null,null,null,null,null,null,3.4,35,{"$f":"IF(ISNUMBER(INDEX(Asfalt,$ZT267,ZV$226)),INDEX(Asfalt,$ZT267,ZV$226),0)","v":0},0,0,0,0,4,4,0,0,0,0,0,0,0,0,8,8,4,4,4,4,4,4,4,4,8,8,0,0,0,0,0,0,0,0,4,4,0,0,0,0,0,0,0]
[null,null,null,null,null,null,null,null,null,null,null,null,null,null,null,null,null,null,null,null,null,null,null,null,null,null,null,null,null,null,null,null,null,null,null,null,null,null,null,null,null,null,null,null,null,null,null,null,null,null,null,null,null,null,null,null,null,null,null,null,null,null,null,null,null,null,null,null,null,null,null,null,null,null,null,null,null,null,null,null,null,null,null,null,null,null,null,null,null,null,null,null,null,null,null,null,null,null,null,null,null,null,null,null,null,null,null,null,null,null,null,null,null,null,null,null,null,null,null,null,null,null,null,null,null,null,null,null,null,null,null,null,null,null,null,null,null,null,null,null,null,null,null,null,null,3.9999999999999996,41,48,49.04,49.96,50.76,51.44,56,56.38,52.57,52.67,52.78,53,53,53.26,53.49,53.79,58.26,59,56.13,57.58,59.18,60.71,62,62,62.98,63.77,68.47,69.180000000000007,66,66.97,68.02,69.099999999999994,70.11,71,71,71.709999999999994,76.3,76.819999999999993,73.37,74,74.72,75.48,76.28,77.12,78,null,4,41,48,0,0,0,0,56,56.38,0,0,0,53,53,0,0,0,58.26,59,0,0,0,0,62,62,0,0,68.47,69.180000000000007,66,0,0,0,0,71,71,0,76.3,76.819999999999993,0,74,0,0,0,0,78,null,null,41,49.666666666666664,51.066666666666663,52.466666666666661,53.866666666666667,55.266666666666666,56.666666666666664,58.066666666666663,59.466666666666669,60.866666666666667,62.266666666666659,63.666666666666664,53,54.25,55.5,56.749999999999986,58,59.25,60.5,61.75,63,64.25,65.5,67.666666666666671,68,68.333333333333329,68.666666666666671,69,69.333333333333329,69.666666666666671,70,70.333333333333329,70.666666666666671,71,74.571428571428569,75.285714285714278,76,76.714285714285708,77.428571428571431,78.142857142857139,78.857142857142847,79.571428571428569,80.285714285714278,81,81.714285714285708,null,null,null,null,3.9999999999999996,41,1.6666666666666643,2.0266666666666637,2.5066666666666606,3.1066666666666691,3.826666666666668,0.6666666666666643,1.6866666666666603,6.8966666666666683,8.1966666666666654,9.4866666666666575,10.666666666666664,0,0.99000000000000199,2.009999999999998,2.9599999999999866,-0.25999999999999801,0.25,4.3699999999999974,4.1700000000000017,3.8200000000000003,3.5399999999999991,3.5,5.6666666666666714,5.0200000000000031,4.5633333333333255,0.19666666666667254,-0.18000000000000682,3.3333333333333286,2.6966666666666725,1.980000000000004,1.2333333333333343,0.55666666666667197,0,3.5714285714285694,3.5757142857142838,-0.29999999999999716,-0.10571428571428498,4.0585714285714261,4.1428571428571388,4.1371428571428481,4.0914285714285654,4.0057142857142765,3.8799999999999955,3.7142857142857082,null,null,null,null,null,4.7,48,0.98750000000000604,2.0050000000000061,2.8650000000000073,3.5700000000000074,2.1225000000000058,0.53250000000000952,2.8125000000000089,4.9450000000000074,4.8900000000000077,4.6150000000000073,11.957500000000008,10.880000000000008,9.5625000000000071,6.1475000000000062,2.777500000000007,3.5425000000000075,4.4225000000000083,3.3325000000000085,2.2000000000000082,0.9575000000000049,9.4266666666666641,7.9058333333333337,4.2549999999999955,0.65166666666666018,1.2758333333333347,2.2824999999999989,1.6766666666666623,1.3008333333333368,0.95750000000000313,0.44416666666666771,6.7932142857142885,3.7139285714285712,0.46214285714285452,1.2578571428571372,2.3235714285714195,1.7667857142857137,1.5175000000000018,1.5007142857142881,1.7139285714285712,2.1596428571428525,null,null,4.7,48,31.64,23.66,23.66,23.66,23.66,31.64,23.66,15.63,15.63,15.63,7.9,7.9,11.33,11.98,23.66,23.66,15.63,23.66,23.66,31.64,11.33,11.98,15.63,31.64,31.64,23.66,31.64,31.64,31.64,31.64,11.98,23.66,31.64,31.64,23.66,31.64,31.64,31.64,31.64,23.66,null,null,4.7,48,7.98,8.0299999999999994,8.0299999999999994,11.68,8.0299999999999994,16.009999999999998,11.68,7.73,7.73,7.73,0,0,0,0,0,8.0299999999999994,3.6500000000000004,11.68,8.0299999999999994,16.009999999999998,3.4299999999999997,0.65000000000000036,3.6500000000000004,7.98,16.009999999999998,11.68,19.66,19.66,19.66,19.66,0,8.0299999999999994,7.98,7.98,8.0299999999999994,16.009999999999998,16.009999999999998,19.66,19.66,12.33,null,null,null,null,null,null,null,null,null,null,null,null,null,null,null,null,null,null,null,null,null,null,null,null,null,null,null,null,null,null,null,null,null,null,null,null,null,null,null,null,null,null,null,null,null,null,null,null,null,null,null,null,null,null,null,null,null,null,null,null,null,null,null,null,null,null,null,null,null,null,null,null,null,null,null,null,null,null,null,null,null,null,null,null,null,null,null,null,null,null,null,null,null,null,null,null,null,null,null,null,null,null,null,null,null,null,null,null,null,null,null,null,null,null,null,null,null,null,null,null,null,null,null,null,null,null,null,null,null,null,null,null,null,null,null,null,null,null,null,null,null,null,null,null,null,null,null,null,null,null,null,null,null,null,null,null,null,null,null,null,null,null,null,null,null,null,null,null,null,null,null,null,null,null,null,null,null,null,null,null,null,null,null,null,null,null,null,null,null,null,null,null,null,null,null,null,null,null,null,null,null,null,null,null,null,null,null,null,null,null,null,null,null,null,null,null,null,null,null,null,null,null,null,null,3.9999999999999996,41,{"$f":"IF(ISNUMBER(INDEX(Asfalt,$ZT274,ZV$226)),INDEX(Asfalt,$ZT274,ZV$226),0)","v":0},0,0,0,0,4,4,0,0,0,0,0,0,0,0,4,4,0,0,0,0,0,0,0,0,4,4,0,0,0,0,0,0,0,0,4,4,0,0,0,0,0,0,0]
[null,null,null,null,null,null,null,null,null,null,null,null,null,null,null,null,null,null,null,null,null,null,null,null,null,null,null,null,null,null,null,null,null,null,null,null,null,null,null,null,null,null,null,null,null,null,null,null,null,null,null,null,null,null,null,null,null,null,null,null,null,null,null,null,null,null,null,null,null,null,null,null,null,null,null,null,null,null,null,null,null,null,null,null,null,null,null,null,null,null,null,null,null,null,null,null,null,null,null,null,null,null,null,null,null,null,null,null,null,null,null,null,null,null,null,null,null,null,null,null,null,null,null,null,null,null,null,null,null,null,null,null,null,null,null,null,null,null,null,null,null,null,null,null,null,4.7,48,50.95,50.02,49.24,48.62,48.14,51.82,51.62,47.54,47.62,47.93,48.5,48.5,49.47,50.78,52.28,57.78,59.11,56.2,57.16,58.11,59.15,60.4,60.4,62,63.86,69.790000000000006,71.58,69.010000000000005,69.94,70.510000000000005,70.94,71.44,72.239999999999995,72.239999999999995,73.47,79,80.61,78.06,79.150000000000006,79.88,80.38,80.66,80.73,80.58,null,4.7,48,0,0,0,0,0,51.82,0,0,0,0,0,0,0,0,0,0,59.11,0,0,0,0,0,0,0,0,0,0,0,0,0,0,0,0,0,0,0,0,0,0,0,0,0,0,0,null,null,48,51.4,51.6,51.8,52,52.199999999999996,52.4,52.6,52.8,53,53.199999999999996,53.4,61,61,61,61,61,61,61,61,61,61,61,70.933333333333323,71.099999999999994,71.266666666666666,71.433333333333323,71.599999999999994,71.766666666666666,71.933333333333323,72.099999999999994,72.266666666666666,72.433333333333323,72.599999999999994,79.742857142857133,80.028571428571425,80.314285714285703,80.599999999999994,80.885714285714272,81.171428571428564,81.457142857142856,81.742857142857133,82.028571428571425,82.314285714285703,82.6,null,null,null,null,4.7,48,0.44999999999999574,1.5799999999999983,2.5599999999999952,3.3800000000000026,4.0599999999999952,0.57999999999999829,0.98000000000000398,5.259999999999998,5.3800000000000026,5.269999999999996,4.8999999999999986,12.5,11.530000000000001,10.219999999999999,8.7199999999999989,3.2199999999999989,1.8900000000000006,4.7999999999999972,3.8400000000000034,2.8900000000000006,1.8500000000000014,0.60000000000000142,10.533333333333324,9.0999999999999943,7.4066666666666663,1.6433333333333167,1.9999999999996021E-2,2.7566666666666606,1.9933333333333252,1.5899999999999892,1.326666666666668,0.99333333333332519,0.35999999999999943,7.5028571428571382,6.5585714285714261,1.3142857142857025,-1.0000000000005116E-2,2.8257142857142696,2.021428571428558,1.5771428571428601,1.3628571428571377,1.3685714285714283,1.5842857142856985,2.019999999999996,null,null,null,null,null,{"$f":"IF(MD283>0,MD283/10-0.1,\"\")","v":5.6000000000000005},57,null,null,null,null,null,null,null,null,null,null,null,null,null,null,null,null,null,null,null,null,null,null,null,null,null,null,null,null,null,null,null,null,null,null,null,null,null,null,null,null,null,null,5.6000000000000005,57,null,null,null,null,null,null,null,null,null,null,null,null,null,null,null,null,null,null,null,null,null,null,null,null,null,null,null,null,null,null,null,null,null,null,null,null,null,null,null,null,null,null,5.6000000000000005,57,null,null,null,null,null,null,null,null,null,null,null,null,null,null,null,null,null,null,null,null,null,null,null,null,null,null,null,null,null,null,null,null,null,null,null,null,null,null,null,null,null,null,null,null,null,null,null,null,null,null,null,null,null,null,null,null,null,null,null,null,null,null,null,null,null,null,null,null,null,null,null,null,null,null,null,null,null,null,null,null,null,null,null,null,null,null,null,null,null,null,null,null,null,null,null,null,null,null,null,null,null,null,null,null,null,null,null,null,null,null,null,null,null,null,null,null,null,null,null,null,null,null,null,null,null,null,null,null,null,null,null,null,null,null,null,null,null,null,null,null,null,null,null,null,null,null,null,null,null,null,null,null,null,null,null,null,null,null,null,null,null,null,null,null,null,null,null,null,null,null,null,null,null,null,null,null,null,null,null,null,null,null,null,null,null,null,null,null,null,null,null,null,null,null,null,null,null,null,null,null,null,null,null,null,null,null,null,null,null,null,null,null,null,null,null,null,null,null,null,null,null,null,null,null,null,null,null,null,null,null,null,null,null,null,null,null,null,null,null,null,null,null,null,null,null,null,null,null,null,null,null,null,null,null,null,null,null,null,null,null,null,null,null,null,4.7,48,{"$f":"IF(ISNUMBER(INDEX(Asfalt,$ZT283,ZV$226)),INDEX(Asfalt,$ZT283,ZV$226),0)","v":0},0,0,0,0,4,4,0,0,0,0,0,0,0,0,4,4,0,0,0,0,0,0,0,0,4,4,0,0,0,0,0,0,0,0,4,4,0,0,0,0,0,0,0]
[null,null,null,null,null,null,null,null,null,null,null,null,null,null,null,null,null,null,null,null,null,null,null,null,null,null,null,null,null,null,null,null,null,null,null,null,null,null,null,null,null,null,null,null,null,null,null,null,null,null,null,null,null,null,null,null,null,null,null,null,null,null,null,null,null,null,null,null,null,null,null,null,null,null,null,null,null,null,null,null,null,null,null,null,null,null,null,null,null,null,null,null,null,null,null,null,null,null,null,null,null,null,null,null,null,null,null,null,null,null,null,null,null,null,null,null,null,null,null,null,null,null,null,null,null,null,null,null,null,null,null,null,null,null,null,null,null,null,null,null,null,null,null,null,null,4.8000000000000007,49,52.17,51.31,50.61,50.07,49.69,53.46,53.37,49.42,49.64,50.05,50.66,50.66,51.54,52.69,54,59.35,60.65,57.87,59.08,60.32,61.62,63,63,64.56,66.290000000000006,72.040000000000006,73.650000000000006,70.989999999999995,71.930000000000007,72.58,73.099999999999994,73.69,74.52,74.52,75.739999999999995,81.22,82.75,80.12,81.09,81.67,82,82.1,81.94,81.540000000000006,null,4.8000000000000007,49,0,0,0,0,0,53.46,0,0,0,0,0,0,0,0,0,0,60.65,0,0,0,0,0,0,0,0,0,0,0,0,0,0,0,0,0,0,0,0,0,0,0,0,0,0,0,null,null,49,52.600000000000016,52.800000000000018,53.000000000000014,53.200000000000017,53.400000000000013,53.600000000000016,53.800000000000018,54.000000000000014,54.200000000000017,54.400000000000013,54.600000000000016,63.000000000000014,63.000000000000014,63.000000000000014,63.000000000000014,63.000000000000014,63.000000000000014,63.000000000000014,63.000000000000014,63.000000000000014,63.000000000000014,63.000000000000014,72.733333333333334,72.900000000000006,73.066666666666677,73.233333333333334,73.400000000000006,73.566666666666677,73.733333333333334,73.900000000000006,74.066666666666677,74.233333333333334,74.400000000000006,81.542857142857144,81.828571428571436,82.114285714285714,82.4,82.685714285714283,82.971428571428575,83.257142857142867,83.542857142857144,83.828571428571436,84.114285714285714,84.4,null,null,null,null,4.8000000000000007,49,0.43000000000001393,1.4900000000000162,2.3900000000000148,3.1300000000000168,3.7100000000000151,0.14000000000001478,0.43000000000002103,4.5800000000000125,4.5600000000000165,4.3500000000000156,3.940000000000019,12.340000000000018,11.460000000000015,10.310000000000016,9.0000000000000142,3.6500000000000128,2.3500000000000156,5.1300000000000168,3.9200000000000159,2.6800000000000139,1.3800000000000168,0,9.7333333333333343,8.3400000000000034,6.7766666666666708,1.193333333333328,-0.25,2.5766666666666822,1.8033333333333275,1.3200000000000074,0.96666666666668277,0.54333333333333655,-0.11999999999999034,7.0228571428571485,6.0885714285714414,0.89428571428571502,-0.34999999999999432,2.5657142857142787,1.8814285714285717,1.5871428571428652,1.5428571428571445,1.728571428571442,2.1742857142857162,2.8599999999999994,null,null,null,null,null,{"$f":"IF(MD284>0,MD284/10-0.1,\"\")","v":5.7},58,null,null,null,null,null,null,null,null,null,null,null,null,null,null,null,null,null,null,null,null,null,null,null,null,null,null,null,null,null,null,null,null,null,null,null,null,null,null,null,null,null,null,5.7,58,null,null,null,null,null,null,null,null,null,null,null,null,null,null,null,null,null,null,null,null,null,null,null,null,null,null,null,null,null,null,null,null,null,null,null,null,null,null,null,null,null,null,5.7,58,null,null,null,null,null,null,null,null,null,null,null,null,null,null,null,null,null,null,null,null,null,null,null,null,null,null,null,null,null,null,null,null,null,null,null,null,null,null,null,null,null,null,null,null,null,null,null,null,null,null,null,null,null,null,null,null,null,null,null,null,null,null,null,null,null,null,null,null,null,null,null,null,null,null,null,null,null,null,null,null,null,null,null,null,null,null,null,null,null,null,null,null,null,null,null,null,null,null,null,null,null,null,null,null,null,null,null,null,null,null,null,null,null,null,null,null,null,null,null,null,null,null,null,null,null,null,null,null,null,null,null,null,null,null,null,null,null,null,null,null,null,null,null,null,null,null,null,null,null,null,null,null,null,null,null,null,null,null,null,null,null,null,null,null,null,null,null,null,null,null,null,null,null,null,null,null,null,null,null,null,null,null,null,null,null,null,null,null,null,null,null,null,null,null,null,null,null,null,null,null,null,null,null,null,null,null,null,null,null,null,null,null,null,null,null,null,null,null,null,null,null,null,null,null,null,null,null,null,null,null,null,null,null,null,null,null,null,null,null,null,null,null,null,null,null,null,null,null,null,null,null,null,null,null,null,null,null,null,null,null,null,null,null,null,4.8000000000000007,49,{"$f":"IF(ISNUMBER(INDEX(Asfalt,$ZT284,ZV$226)),INDEX(Asfalt,$ZT284,ZV$226),0)","v":0},0,0,0,0,4,4,0,0,0,0,0,0,0,0,4,4,0,0,0,0,0,0,0,0,4,4,0,0,0,0,0,0,0,0,4,4,0,0,0,0,0,0,0]
[null,null,null,null,null,null,null,null,null,null,null,null,null,null,null,null,null,null,null,null,null,null,null,null,null,null,null,null,null,null,null,null,null,null,null,null,null,null,null,null,null,null,null,null,null,null,null,null,null,null,null,null,null,null,null,null,null,null,null,null,null,null,null,null,null,null,null,null,null,null,null,null,null,null,null,null,null,null,null,null,null,null,null,null,null,null,null,null,null,null,null,null,null,null,null,null,null,null,null,null,null,null,null,null,null,null,null,null,null,null,null,null,null,null,null,null,null,null,null,null,null,null,null,null,null,null,null,null,null,null,null,null,null,null,null,null,null,null,null,null,null,null,null,null,null,5.5,56,54,53.28,52.72,52.32,52.08,52,52.1,52.37,52.79,53.34,54,54,54.76,55.64,56.64,57.76,59,60.42,62.03,63.73,65.42,67,67,68.510000000000005,70.02,71.459999999999994,72.81,74,74.959999999999994,75.72,76.400000000000006,77.12,78,78,79.180000000000007,80.59,82.01,83.22,84,84.36,84.44,84.24,83.76,83,null,5.5,56,null,null,null,null,null,null,null,null,null,null,null,null,null,null,null,null,null,null,null,null,null,null,null,null,null,null,null,null,null,null,null,null,null,null,null,null,null,null,null,null,null,null,null,null,null,null,56,null,null,null,null,null,null,null,null,null,null,null,null,null,null,null,null,null,null,null,null,null,null,null,null,null,null,null,null,null,null,null,null,null,null,null,null,null,null,null,null,null,null,null,null,null,null,null,null,5.5,56,null,null,null,null,null,null,null,null,null,null,null,null,null,null,null,null,null,null,null,null,null,null,null,null,null,null,null,null,null,null,null,null,null,null,null,null,null,null,null,null,null,null,null,null,null,null,null,null,null,null,null,null,null,null,null,null,null,null,null,null,null,null,null,null,null,null,null,null,null,null,null,null,null,null,null,null,null,null,null,null,null,null,null,null,null,null,null,null,null,null,null,null,null,null,null,null,null,null,null,null,null,null,null,null,null,null,null,null,null,null,null,null,null,null,null,null,null,null,null,null,null,null,null,null,null,null,null,null,null,null,null,null,null,null,null,null,null,null,null,null,null,null,null,null,null,null,null,null,null,null,null,null,null,null,null,null,null,null,null,null,null,null,null,null,null,null,null,null,null,null,null,null,null,null,null,null,null,null,null,null,null,null,null,null,null,null,null,null,null,null,null,null,null,null,null,null,null,null,null,null,null,null,null,null,null,null,null,null,null,null,null,null,null,null,null,null,null,null,null,null,null,null,null,null,null,null,null,null,null,null,null,null,null,null,null,null,null,null,null,null,null,null,null,null,null,null,null,null,null,null,null,null,null,null,null,null,null,null,null,null,null,null,null,null,null,null,null,null,null,null,null,null,null,null,null,null,null,null,null,null,null,null,null,null,null,null,null,null,null,null,null,null,null,null,null,null,null,null,null,null,null,null,null,null,null,null,null,null,null,null,null,null,null,null,null,null,null,null,null,null,null,null,null,null,null,null,null,null,null,null,null,null,null,null,null,null,null,null,null,null,null,null,null,null,null,null,null,null,null,null,null,null,null,null,null,null,null,null,null,null,null,null,null,null,null,null,null,null,null,null,null,null,null,null,null,null,null,null,null,null,null,null,null,null,null,null,null,null,null,null,null,null,null,null,null,null,null,null,null,null,null,null,null,5.5,56,{"$f":"IF(ISNUMBER(INDEX(Asfalt,$ZT293,ZV$226)),INDEX(Asfalt,$ZT293,ZV$226),0)","v":0},0,0,0,0,0,0,0,0,0,0,0,0,0,0,0,0,0,0,0,0,0,0,0,0,0,0,0,0,0,0,0,0,0,0,0,0,0,0,0,0,0,0,0]
[null,null,null,null,null,null,null,null,null,null,null,null,null,null,null,null,null,null,null,null,null,null,null,null,null,null,null,null,null,null,null,null,null,null,null,null,null,null,null,null,null,null,null,null,null,null,null,null,null,null,null,null,null,null,null,null,null,null,null,null,null,null,null,null,null,null,null,null,null,null,null,null,null,null,null,null,null,null,null,null,null,null,null,null,null,null,null,null,null,null,null,null,null,null,null,null,null,null,null,null,null,null,null,null,null,null,null,null,null,null,null,null,null,null,null,null,null,null,null,null,null,null,null,null,null,null,null,null,null,null,null,null,null,null,null,null,null,null,null,null,null,null,null,null,null,5.8000000000000007,59,54,53.28,52.72,52.32,52.08,52,52.1,52.37,52.79,53.34,54,54,54.76,55.64,56.64,57.76,59,60.42,62.03,63.73,65.42,67,67,68.510000000000005,70.02,71.459999999999994,72.81,74,74.959999999999994,75.72,76.400000000000006,77.12,78,78,79.180000000000007,80.59,82.01,83.22,84,84.36,84.44,84.24,83.76,83,null,5.8000000000000007,59,null,null,null,null,null,null,null,null,null,null,null,null,null,null,null,null,null,null,null,null,null,null,null,null,null,null,null,null,null,null,null,null,null,null,null,null,null,null,null,null,null,null,null,null,null,null,59,null,null,null,null,null,null,null,null,null,null,null,null,null,null,null,null,null,null,null,null,null,null,null,null,null,null,null,null,null,null,null,null,null,null,null,null,null,null,null,null,null,null,null,null,null,null,null,null,5.8000000000000007,59,null,null,null,null,null,null,null,null,null,null,null,null,null,null,null,null,null,null,null,null,null,null,null,null,null,null,null,null,null,null,null,null,null,null,null,null,null,null,null,null,null,null,null,null,null,null,null,null,null,null,null,null,null,null,null,null,null,null,null,null,null,null,null,null,null,null,null,null,null,null,null,null,null,null,null,null,null,null,null,null,null,null,null,null,null,null,null,null,null,null,null,null,null,null,null,null,null,null,null,null,null,null,null,null,null,null,null,null,null,null,null,null,null,null,null,null,null,null,null,null,null,null,null,null,null,null,null,null,null,null,null,null,null,null,null,null,null,null,null,null,null,null,null,null,null,null,null,null,null,null,null,null,null,null,null,null,null,null,null,null,null,null,null,null,null,null,null,null,null,null,null,null,null,null,null,null,null,null,null,null,null,null,null,null,null,null,null,null,null,null,null,null,null,null,null,null,null,null,null,null,null,null,null,null,null,null,null,null,null,null,null,null,null,null,null,null,null,null,null,null,null,null,null,null,null,null,null,null,null,null,null,null,null,null,null,null,null,null,null,null,null,null,null,null,null,null,null,null,null,null,null,null,null,null,null,null,null,null,null,null,null,null,null,null,null,null,null,null,null,null,null,null,null,null,null,null,null,null,null,null,null,null,null,null,null,null,null,null,null,null,null,null,null,null,null,null,null,null,null,null,null,null,null,null,null,null,null,null,null,null,null,null,null,null,null,null,null,null,null,null,null,null,null,null,null,null,null,null,null,null,null,null,null,null,null,null,null,null,null,null,null,null,null,null,null,null,null,null,null,null,null,null,null,null,null,null,null,null,null,null,null,null,null,null,null,null,null,null,null,null,null,null,null,null,null,null,null,null,null,null,null,null,null,null,null,null,null,null,null,null,null,null,null,null,null,null,null,null,null,null,null,null,null,5.8000000000000007,59,{"$f":"IF(ISNUMBER(INDEX(Asfalt,$ZT296,ZV$226)),INDEX(Asfalt,$ZT296,ZV$226),0)","v":0},0,0,0,0,0,0,0,0,0,0,0,0,0,0,0,0,0,0,0,0,0,0,0,0,0,0,0,0,0,0,0,0,0,0,0,0,0,0,0,0,0,0,0]
[null,null,null,null,null,null,null,null,null,null,null,null,null,null,null,null,null,null,null,null,null,null,null,null,null,null,null,null,null,null,null,null,null,null,null,null,null,null,null,null,null,null,null,null,null,null,null,null,null,null,null,null,null,null,null,null,null,null,null,null,null,null,null,null,null,null,null,null,null,null,null,null,null,null,null,null,null,null,null,null,null,null,null,null,null,null,null,null,null,null,null,null,null,null,null,null,null,null,null,null,null,null,null,null,null,null,null,null,null,null,null,null,null,null,null,null,null,null,null,null,null,null,null,null,null,null,null,null,null,null,null,null,null,null,null,null,null,null,null,null,null,null,null,null,null,2,{"$f":"EP228","v":0.1},{"$f":"ER$301*1000","v":0},100,199.99999999999997,300.00000000000006,400,500,600,700.00000000000011,800,900,1000,1000,1099.9999999999998,1200,1299.9999999999998,1400,1500,1599.9999999999998,1700,1799.9999999999998,1900,2000,2000,2100,2199.9999999999995,2300,2400,2500,2600,2699.9999999999995,2800,2900,3000,3000,3100,3199.9999999999995,3300,3400,3500,3600,3699.9999999999995,3800,3900,3999.9999999999995,null,2,{"$f":"GK228","v":0.1},{"$f":"GM$301*1000","v":0},100,199.99999999999997,300.00000000000006,400,500,600,700.00000000000011,800,900,1000,1000,1099.9999999999998,1200,1299.9999999999998,1400,1500,1599.9999999999998,1700,1799.9999999999998,1900,2000,2000,2100,2199.9999999999995,2300,2400,2500,2600,2699.9999999999995,2800,2900,3000,3000,3100,3199.9999999999995,3300,3400,3500,3600,3699.9999999999995,3800,3900,4000]
[null,null,null,null,null,null,null,null,null,null,null,null,null,null,null,null,null,null,null,null,null,null,null,null,null,null,null,null,null,null,null,null,null,null,null,null,null,null,null,null,null,null,null,null,null,null,null,null,null,null,null,null,null,null,null,null,null,null,null,null,null,null,null,null,null,null,null,null,null,null,null,null,null,null,null,null,null,null,null,null,null,null,null,null,null,null,null,null,null,null,null,null,null,null,null,null,null,null,null,null,null,null,null,null,null,null,null,null,null,null,null,null,null,null,null,null,null,null,null,null,null,null,null,null,null,null,null,null,null,null,null,null,null,null,null,null,null,null,null,null,null,null,null,null,null,11,0.9,0,100,199.99999999999997,300.00000000000006,400,500,600,700.00000000000011,800,900,1000,1000,1099.9999999999998,1200,1299.9999999999998,1400,1500,1599.9999999999998,1700,1799.9999999999998,1900,2000,2000,2100,2199.9999999999995,2300,2400,2500,2600,2699.9999999999995,2800,2900,3000,3000,3100,3199.9999999999995,3300,3400,3500,3600,3699.9999999999995,3800,3900,3999.9999999999995,null,11,0.9,0,100,199.99999999999997,300.00000000000006,400,500,600,700.00000000000011,800,900,1000,1000,1099.9999999999998,1200,1299.9999999999998,1400,1500,1599.9999999999998,1700,1799.9999999999998,1900,2000,2000,2100,2199.9999999999995,2300,2400,2500,2600,2699.9999999999995,2800,2900,3000,3000,3100,3199.9999999999995,3300,3400,3500,3600,3699.9999999999995,3800,3900,4000]
[null,null,null,null,null,null,null,null,null,null,null,null,null,null,null,null,null,null,null,null,null,null,null,null,null,null,null,null,null,null,null,null,null,null,null,null,null,null,null,null,null,null,null,null,null,null,null,null,null,null,null,null,null,null,null,null,null,null,null,null,null,null,null,null,null,null,null,null,null,null,null,null,null,null,null,null,null,null,null,null,null,null,null,null,null,null,null,null,null,null,null,null,null,null,null,null,null,null,null,null,null,null,null,null,null,null,null,null,null,null,null,null,null,null,null,null,null,null,null,null,null,null,null,null,null,null,null,null,null,null,null,null,null,null,null,null,null,null,null,null,null,null,null,null,null,18,1.5,0,100,199.99999999999997,300.00000000000006,400,500,600,700.00000000000011,800,900,1000,1000,1099.9999999999998,1200,1299.9999999999998,1400,1500,1599.9999999999998,1700,1799.9999999999998,1900,2000,2000,2100,2199.9999999999995,2300,2400,2500,2600,2699.9999999999995,2800,2900,3000,3000,3100,3199.9999999999995,3300,3400,3500,3600,3699.9999999999995,3800,3900,3999.9999999999995,null,18,1.5,0,100,199.99999999999997,300.00000000000006,400,500,600,700.00000000000011,800,900,1000,1000,1099.9999999999998,1200,1299.9999999999998,1400,1500,1599.9999999999998,1700,1799.9999999999998,1900,2000,2000,2100,2199.9999999999995,2300,2400,2500,2600,2699.9999999999995,2800,2900,3000,3000,3100,3199.9999999999995,3300,3400,3500,3600,3699.9999999999995,3800,3900,4000]
[null,null,null,null,null,null,null,null,null,null,null,null,null,null,null,null,null,null,null,null,null,null,null,null,null,null,null,null,null,null,null,null,null,null,null,null,null,null,null,null,null,null,null,null,null,null,null,null,null,null,null,null,null,null,null,null,null,null,null,null,null,null,null,null,null,null,null,null,null,null,null,null,null,null,null,null,null,null,null,null,null,null,null,null,null,null,null,null,null,null,null,null,null,null,null,null,null,null,null,null,null,null,null,null,null,null,null,null,null,null,null,null,null,null,null,null,null,null,null,null,null,null,null,null,null,null,null,null,null,null,null,null,null,null,null,null,null,null,null,null,null,null,null,null,null,21,1.7,0,100,199.99999999999997,300.00000000000006,400,500,600,700.00000000000011,800,900,1000,1000,1099.9999999999998,1200,1299.9999999999998,1400,1500,1599.9999999999998,1700,1799.9999999999998,1900,2000,2000,2100,2199.9999999999995,2300,2400,2500,2600,2699.9999999999995,2800,2900,3000,3000,3100,3199.9999999999995,3300,3400,3500,3600,3699.9999999999995,3800,3900,3999.9999999999995,null,21,1.7,0,100,199.99999999999997,300.00000000000006,400,500,600,700.00000000000011,800,900,1000,1000,1099.9999999999998,1200,1299.9999999999998,1400,1500,1599.9999999999998,1700,1799.9999999999998,1900,2000,2000,2100,2199.9999999999995,2300,2400,2500,2600,2699.9999999999995,2800,2900,3000,3000,3100,3199.9999999999995,3300,3400,3500,3600,3699.9999999999995,3800,3900,4000]
[null,null,null,null,null,null,null,null,null,null,null,null,null,null,null,null,null,null,null,null,null,null,null,null,null,null,null,null,null,null,null,null,null,null,null,null,null,null,null,null,null,null,null,null,null,null,null,null,null,null,null,null,null,null,null,null,null,null,null,null,null,null,null,null,null,null,null,null,null,null,null,null,null,null,null,null,null,null,null,null,null,null,null,null,null,null,null,null,null,null,null,null,null,null,null,null,null,null,null,null,null,null,null,null,null,null,null,null,null,null,null,null,null,null,null,null,null,null,null,null,null,null,null,null,null,null,null,null,null,null,null,null,null,null,null,null,null,null,null,null,null,null,null,null,null,30,2.5,0,100,199.99999999999997,300.00000000000006,400,500,600,700.00000000000011,800,900,1000,1000,1099.9999999999998,1200,1299.9999999999998,1400,1500,1599.9999999999998,1700,1799.9999999999998,1900,2000,2000,2100,2199.9999999999995,2300,2400,2500,2600,2699.9999999999995,2800,2900,3000,3000,3100,3199.9999999999995,3300,3400,3500,3600,3699.9999999999995,3800,3900,3999.9999999999995,null,30,2.5,0,100,199.99999999999997,300.00000000000006,400,500,600,700.00000000000011,800,900,1000,1000,1099.9999999999998,1200,1299.9999999999998,1400,1500,1599.9999999999998,1700,1799.9999999999998,1900,2000,2000,2100,2199.9999999999995,2300,2400,2500,2600,2699.9999999999995,2800,2900,3000,3000,3100,3199.9999999999995,3300,3400,3500,3600,3699.9999999999995,3800,3900,4000]
[null,null,null,null,null,null,null,null,null,null,null,null,null,null,null,null,null,null,null,null,null,null,null,null,null,null,null,null,null,null,null,null,null,null,null,null,null,null,null,null,null,null,null,null,null,null,null,null,null,null,null,null,null,null,null,null,null,null,null,null,null,null,null,null,null,null,null,null,null,null,null,null,null,null,null,null,null,null,null,null,null,null,null,null,null,null,null,null,null,null,null,null,null,null,null,null,null,null,null,null,null,null,null,null,null,null,null,null,null,null,null,null,null,null,null,null,null,null,null,null,null,null,null,null,null,null,null,null,null,null,null,null,null,null,null,null,null,null,null,null,null,null,null,null,null,31,2.5,0,100,199.99999999999997,300.00000000000006,400,500,600,700.00000000000011,800,900,1000,1000,1099.9999999999998,1200,1299.9999999999998,1400,1500,1599.9999999999998,1700,1799.9999999999998,1900,2000,2000,2100,2199.9999999999995,2300,2400,2500,2600,2699.9999999999995,2800,2900,3000,3000,3100,3199.9999999999995,3300,3400,3500,3600,3699.9999999999995,3800,3900,3999.9999999999995,null,31,2.5,0,100,199.99999999999997,300.00000000000006,400,500,600,700.00000000000011,800,900,1000,1000,1099.9999999999998,1200,1299.9999999999998,1400,1500,1599.9999999999998,1700,1799.9999999999998,1900,2000,2000,2100,2199.9999999999995,2300,2400,2500,2600,2699.9999999999995,2800,2900,3000,3000,3100,3199.9999999999995,3300,3400,3500,3600,3699.9999999999995,3800,3900,4000]
[null,null,null,null,null,null,null,null,null,null,null,null,null,null,null,null,null,null,null,null,null,null,null,null,null,null,null,null,null,null,null,null,null,null,null,null,null,null,null,null,null,null,null,null,null,null,null,null,null,null,null,null,null,null,null,null,null,null,null,null,null,null,null,null,null,null,null,null,null,null,null,null,null,null,null,null,null,null,null,null,null,null,null,null,null,null,null,null,null,null,null,null,null,null,null,null,null,null,null,null,null,null,null,null,null,null,null,null,null,null,null,null,null,null,null,null,null,null,null,null,null,null,null,null,null,null,null,null,null,null,null,null,null,null,null,null,null,null,null,null,null,null,null,null,null,40,3.3,0,100,199.99999999999997,300.00000000000006,400,500,600,700.00000000000011,800,900,1000,1000,1099.9999999999998,1200,1299.9999999999998,1400,1500,1599.9999999999998,1700,1799.9999999999998,1900,2000,2000,2100,2199.9999999999995,2300,2400,2500,2600,2699.9999999999995,2800,2900,3000,3000,3100,3199.9999999999995,3300,3400,3500,3600,3699.9999999999995,3800,3900,3999.9999999999995,null,40,3.3,0,100,199.99999999999997,300.00000000000006,400,500,600,700.00000000000011,800,900,1000,1000,1099.9999999999998,1200,1299.9999999999998,1400,1500,1599.9999999999998,1700,1799.9999999999998,1900,2000,2000,2100,2199.9999999999995,2300,2400,2500,2600,2699.9999999999995,2800,2900,3000,3000,3100,3199.9999999999995,3300,3400,3500,3600,3699.9999999999995,3800,3900,4000]
[null,null,null,null,null,null,null,null,null,null,null,null,null,null,null,null,null,null,null,null,null,null,null,null,null,null,null,null,null,null,null,null,null,null,null,null,null,null,null,null,null,null,null,null,null,null,null,null,null,null,null,null,null,null,null,null,null,null,null,null,null,null,null,null,null,null,null,null,null,null,null,null,null,null,null,null,null,null,null,null,null,null,null,null,null,null,null,null,null,null,null,null,null,null,null,null,null,null,null,null,null,null,null,null,null,null,null,null,null,null,null,null,null,null,null,null,null,null,null,null,null,null,null,null,null,null,null,null,null,null,null,null,null,null,null,null,null,null,null,null,null,null,null,null,null,43,3.5,0,100,199.99999999999997,300.00000000000006,400,500,600,700.00000000000011,800,900,1000,1000,1099.9999999999998,1200,1299.9999999999998,1400,1500,1599.9999999999998,1700,1799.9999999999998,1900,2000,2000,2100,2199.9999999999995,2300,2400,2500,2600,2699.9999999999995,2800,{"$f":"FW$301*1000","v":2900},3000,3000,3100,3199.9999999999995,3300,3400,3500,3600,3699.9999999999995,3800,3900,3999.9999999999995,null,43,3.5,0,100,199.99999999999997,300.00000000000006,400,500,600,700.00000000000011,800,900,1000,1000,1099.9999999999998,1200,1299.9999999999998,1400,1500,1599.9999999999998,1700,1799.9999999999998,1900,2000,2000,2100,2199.9999999999995,2300,2400,2500,2600,2699.9999999999995,2800,{"$f":"HR$301*1000","v":2900},3000,3000,3100,3199.9999999999995,3300,3400,3500,3600,3699.9999999999995,3800,3900,4000]
[null,null,null,null,null,null,null,null,null,null,null,null,null,null,null,null,null,null,null,null,null,null,null,null,null,null,null,null,null,null,null,null,null,null,null,null,null,null,null,null,null,null,null,null,null,null,null,null,null,null,null,null,null,null,null,null,null,null,null,null,null,null,null,null,null,null,null,null,null,null,null,null,null,null,null,null,null,null,null,null,null,null,null,null,null,null,null,null,null,null,null,null,null,null,null,null,null,null,null,null,null,null,null,null,null,null,null,null,null,null,null,null,null,null,null,null,null,null,null,null,null,null,null,null,null,null,null,null,null,null,null,null,null,null,null,null,null,null,null,null,null,null,null,null,null,50,4.1000000000000005,0,100,199.99999999999997,300.00000000000006,400,500,600,700.00000000000011,800,900,1000,1000,1099.9999999999998,1200,1299.9999999999998,1400,1500,1599.9999999999998,1700,1799.9999999999998,1900,2000,2000,2100,2199.9999999999995,2300,2400,2500,2600,2699.9999999999995,2800,2900,3000,3000,3100,3199.9999999999995,3300,3400,3500,3600,3699.9999999999995,3800,3900,3999.9999999999995,null,50,4.1000000000000005,0,100,199.99999999999997,300.00000000000006,400,500,600,700.00000000000011,800,900,1000,1000,1099.9999999999998,1200,1299.9999999999998,1400,1500,1599.9999999999998,1700,1799.9999999999998,1900,2000,2000,2100,2199.9999999999995,2300,2400,2500,2600,2699.9999999999995,2800,2900,3000,3000,3100,3199.9999999999995,3300,3400,3500,3600,3699.9999999999995,3800,3900,4000]
[null,null,null,null,null,null,null,null,null,null,null,null,null,null,null,null,null,null,null,null,null,null,null,null,null,null,null,null,null,null,null,null,null,null,null,null,null,null,null,null,null,null,null,null,null,null,null,null,null,null,null,null,null,null,null,null,null,null,null,null,null,null,null,null,null,null,null,null,null,null,null,null,null,null,null,null,null,null,null,null,null,null,null,null,null,null,null,null,null,null,null,null,null,null,null,null,null,null,null,null,null,null,null,null,null,null,null,null,null,null,null,null,null,null,null,null,null,null,null,null,null,null,null,null,null,null,null,null,null,null,null,null,null,null,null,null,null,null,null,null,null,null,null,null,null,59,4.9000000000000004,0,100,199.99999999999997,300.00000000000006,400,500,600,700.00000000000011,800,900,1000,1000,1099.9999999999998,1200,1299.9999999999998,1400,1500,1599.9999999999998,1700,1799.9999999999998,1900,2000,2000,2100,2199.9999999999995,2300,2400,2500,2600,2699.9999999999995,2800,2900,3000,3000,3100,3199.9999999999995,3300,3400,3500,3600,3699.9999999999995,3800,3900,3999.9999999999995,null,59,4.9000000000000004,0,100,199.99999999999997,300.00000000000006,400,500,600,700.00000000000011,800,900,1000,1000,1099.9999999999998,1200,1299.9999999999998,1400,1500,1599.9999999999998,1700,1799.9999999999998,1900,2000,2000,2100,2199.9999999999995,2300,2400,2500,2600,2699.9999999999995,2800,2900,3000,3000,3100,3199.9999999999995,3300,3400,3500,3600,3699.9999999999995,3800,3900,4000]
[null,null,null,null,null,null,null,null,null,null,null,null,null,null,null,null,null,null,null,null,null,null,null,null,null,null,null,null,null,null,null,null,null,null,null,null,null,null,null,null,null,null,null,null,null,null,null,null,null,null,null,null,null,null,null,null,null,null,null,null,null,null,null,null,null,null,null,null,null,null,null,null,null,null,null,null,null,null,null,null,null,null,null,null,null,null,null,null,null,null,null,null,null,null,null,null,null,null,null,null,null,null,null,null,null,null,null,null,null,null,null,null,null,null,null,null,null,null,null,null,null,null,null,null,null,null,null,null,null,null,null,null,null,null,null,null,null,null,null,null,null,null,null,null,null,66,{"$f":"EP292","v":5.5},0,100,199.99999999999997,300.00000000000006,400,500,600,700.00000000000011,800,900,1000,1000,1099.9999999999998,1200,1299.9999999999998,1400,1500,1599.9999999999998,1700,1799.9999999999998,1900,2000,2000,2100,2199.9999999999995,2300,2400,2500,2600,2699.9999999999995,2800,2900,3000,3000,3100,3199.9999999999995,3300,3400,3500,3600,3699.9999999999995,3800,3900,3999.9999999999995,null,66,{"$f":"GK292","v":5.5},0,100,199.99999999999997,300.00000000000006,400,500,600,700.00000000000011,800,900,1000,1000,1099.9999999999998,1200,1299.9999999999998,1400,1500,1599.9999999999998,1700,1799.9999999999998,1900,2000,2000,2100,2199.9999999999995,2300,2400,2500,2600,2699.9999999999995,2800,2900,3000,3000,3100,3199.9999999999995,3300,3400,3500,3600,3699.9999999999995,3800,3900,4000]
[null,null,null,null,null,null,null,null,null,null,null,null,null,null,null,null,null,null,null,null,null,null,null,null,null,null,null,null,null,null,null,null,null,null,null,null,null,null,null,null,null,null,null,null,null,null,null,null,null,null,null,null,null,null,null,null,null,null,null,null,null,null,null,null,null,null,null,null,null,null,null,null,null,null,null,null,null,null,null,null,null,null,null,null,null,null,null,null,null,null,null,null,null,null,null,null,null,null,null,null,null,null,null,null,null,null,null,null,null,null,null,null,null,null,null,null,null,null,null,null,null,null,null,null,null,null,null,null,null,null,null,null,null,null,null,null,null,null,null,null,null,null,null,null,null,69,5.7,0,100,199.99999999999997,300.00000000000006,400,500,600,700.00000000000011,800,900,1000,1000,1099.9999999999998,1200,1299.9999999999998,1400,1500,1599.9999999999998,1700,1799.9999999999998,1900,2000,2000,2100,2199.9999999999995,2300,2400,2500,2600,2699.9999999999995,2800,2900,3000,3000,3100,3199.9999999999995,3300,3400,3500,3600,3699.9999999999995,3800,3900,3999.9999999999995,null,69,5.7,0,100,199.99999999999997,300.00000000000006,400,500,600,700.00000000000011,800,900,1000,1000,1099.9999999999998,1200,1299.9999999999998,1400,1500,1599.9999999999998,1700,1799.9999999999998,1900,2000,2000,2100,2199.9999999999995,2300,2400,2500,2600,2699.9999999999995,2800,2900,3000,3000,3100,3199.9999999999995,3300,3400,3500,3600,3699.9999999999995,3800,3900,4000]
[null,null,null,null,null,null,null,null,null,null,null,null,null,null,null,null,null,null,null,null,null,null,null,null,null,null,null,null,null,null,null,null,null,null,null,null,null,null,null,null,null,null,null,null,null,null,null,null,null,null,null,null,null,null,null,null,null,null,null,null,null,null,null,null,null,null,null,null,null,null,null,null,null,null,null,null,null,null,null,null,null,null,null,null,null,null,null,null,null,null,null,null,null,null,null,null,null,null,null,null,null,null,null,null,null,null,null,null,null,null,null,null,null,null,null,null,null,null,null,null,null,null,null,null,null,null,null,null,null,null,null,null,null,null,null,null,null,null,null,null,null,null,null,null,null,3,0.19999999999999998,199.99999999999997,199.99999999999997,199.99999999999997,199.99999999999997,199.99999999999997,199.99999999999997,199.99999999999997,199.99999999999997,199.99999999999997,199.99999999999997,199.99999999999997,199.99999999999997,199.99999999999997,199.99999999999997,199.99999999999997,199.99999999999997,199.99999999999997,199.99999999999997,199.99999999999997,199.99999999999997,199.99999999999997,199.99999999999997,199.99999999999997,199.99999999999997,199.99999999999997,199.99999999999997,199.99999999999997,199.99999999999997,199.99999999999997,199.99999999999997,199.99999999999997,199.99999999999997,199.99999999999997,199.99999999999997,199.99999999999997,199.99999999999997,199.99999999999997,199.99999999999997,199.99999999999997,199.99999999999997,199.99999999999997,199.99999999999997,199.99999999999997,199.99999999999997,null,3,0.19999999999999998,199.99999999999997,199.99999999999997,199.99999999999997,199.99999999999997,199.99999999999997,199.99999999999997,199.99999999999997,199.99999999999997,199.99999999999997,199.99999999999997,199.99999999999997,199.99999999999997,199.99999999999997,199.99999999999997,199.99999999999997,199.99999999999997,199.99999999999997,199.99999999999997,199.99999999999997,199.99999999999997,199.99999999999997,199.99999999999997,199.99999999999997,199.99999999999997,199.99999999999997,199.99999999999997,199.99999999999997,199.99999999999997,199.99999999999997,199.99999999999997,199.99999999999997,199.99999999999997,199.99999999999997,199.99999999999997,199.99999999999997,199.99999999999997,199.99999999999997,199.99999999999997,199.99999999999997,199.99999999999997,199.99999999999997,199.99999999999997,199.99999999999997,199.99999999999997]
[null,null,null,null,null,null,null,null,null,null,null,null,null,null,null,null,null,null,null,null,null,null,null,null,null,null,null,null,null,null,null,null,null,null,null,null,null,null,null,null,null,null,null,null,null,null,null,null,null,null,null,null,null,null,null,null,null,null,null,null,null,null,null,null,null,null,null,null,null,null,null,null,null,null,null,null,null,null,null,null,null,null,null,null,null,null,null,null,null,null,null,null,null,null,null,null,null,null,null,null,null,null,null,null,null,null,null,null,null,null,null,null,null,null,null,null,null,null,null,null,null,null,null,null,null,null,null,null,null,null,null,null,null,null,null,null,null,null,null,null,null,null,null,null,null,4,0.30000000000000004,300.00000000000006,300.00000000000006,300.00000000000006,300.00000000000006,300.00000000000006,300.00000000000006,300.00000000000006,300.00000000000006,300.00000000000006,300.00000000000006,300.00000000000006,300.00000000000006,300.00000000000006,300.00000000000006,300.00000000000006,300.00000000000006,300.00000000000006,300.00000000000006,300.00000000000006,300.00000000000006,300.00000000000006,300.00000000000006,300.00000000000006,300.00000000000006,300.00000000000006,300.00000000000006,300.00000000000006,300.00000000000006,300.00000000000006,300.00000000000006,300.00000000000006,300.00000000000006,300.00000000000006,300.00000000000006,300.00000000000006,300.00000000000006,300.00000000000006,300.00000000000006,300.00000000000006,300.00000000000006,300.00000000000006,300.00000000000006,300.00000000000006,300.00000000000006,null,4,0.30000000000000004,300.00000000000006,300.00000000000006,300.00000000000006,300.00000000000006,300.00000000000006,300.00000000000006,300.00000000000006,300.00000000000006,300.00000000000006,300.00000000000006,300.00000000000006,300.00000000000006,300.00000000000006,300.00000000000006,300.00000000000006,300.00000000000006,300.00000000000006,300.00000000000006,300.00000000000006,300.00000000000006,300.00000000000006,300.00000000000006,300.00000000000006,300.00000000000006,300.00000000000006,300.00000000000006,300.00000000000006,300.00000000000006,300.00000000000006,300.00000000000006,300.00000000000006,300.00000000000006,300.00000000000006,300.00000000000006,300.00000000000006,300.00000000000006,300.00000000000006,300.00000000000006,300.00000000000006,300.00000000000006,300.00000000000006,300.00000000000006,300.00000000000006,300.00000000000006]
[null,null,null,null,null,null,null,null,null,null,null,null,null,null,null,null,null,null,null,null,null,null,null,null,null,null,null,null,null,null,null,null,null,null,null,null,null,null,null,null,null,null,null,null,null,null,null,null,null,null,null,null,null,null,null,null,null,null,null,null,null,null,null,null,null,null,null,null,null,null,null,null,null,null,null,null,null,null,null,null,null,null,null,null,null,null,null,null,null,null,null,null,null,null,null,null,null,null,null,null,null,null,null,null,null,null,null,null,null,null,null,null,null,null,null,null,null,null,null,null,null,null,null,null,null,null,null,null,null,null,null,null,null,null,null,null,null,null,null,null,null,null,null,null,null,13,1,1000,1000,1000,1000,1000,1000,1000,1000,1000,1000,1000,1000,1000,1000,1000,1000,1000,1000,1000,1000,1000,1000,1000,1000,1000,1000,1000,1000,1000,1000,1000,1000,1000,1000,1000,1000,1000,1000,1000,1000,1000,1000,1000,1000,null,13,1,1000,1000,1000,1000,1000,1000,1000,1000,1000,1000,1000,1000,1000,1000,1000,1000,1000,1000,1000,1000,1000,1000,1000,1000,1000,1000,1000,1000,1000,1000,1000,1000,1000,1000,1000,1000,1000,1000,1000,1000,1000,1000,1000,1000]
[null,null,null,null,null,null,null,null,null,null,null,null,null,null,null,null,null,null,null,null,null,null,null,null,null,null,null,null,null,null,null,null,null,null,null,null,null,null,null,null,null,null,null,null,null,null,null,null,null,null,null,null,null,null,null,null,null,null,null,null,null,null,null,null,null,null,null,null,null,null,null,null,null,null,null,null,null,null,null,null,null,null,null,null,null,null,null,null,null,null,null,null,null,null,null,null,null,null,null,null,null,null,null,null,null,null,null,null,null,null,null,null,null,null,null,null,null,null,null,null,null,null,null,null,null,null,null,null,null,null,null,null,null,null,null,null,null,null,null,null,null,null,null,null,null,20,1.5999999999999999,1599.9999999999998,1599.9999999999998,1599.9999999999998,1599.9999999999998,1599.9999999999998,1599.9999999999998,1599.9999999999998,1599.9999999999998,1599.9999999999998,1599.9999999999998,1599.9999999999998,1599.9999999999998,1599.9999999999998,1599.9999999999998,1599.9999999999998,1599.9999999999998,1599.9999999999998,1599.9999999999998,1599.9999999999998,1599.9999999999998,1599.9999999999998,1599.9999999999998,1599.9999999999998,1599.9999999999998,1599.9999999999998,1599.9999999999998,1599.9999999999998,1599.9999999999998,1599.9999999999998,1599.9999999999998,1599.9999999999998,1599.9999999999998,1599.9999999999998,1599.9999999999998,1599.9999999999998,1599.9999999999998,1599.9999999999998,1599.9999999999998,1599.9999999999998,1599.9999999999998,1599.9999999999998,1599.9999999999998,1599.9999999999998,1599.9999999999998,null,20,1.5999999999999999,1599.9999999999998,1599.9999999999998,1599.9999999999998,1599.9999999999998,1599.9999999999998,1599.9999999999998,1599.9999999999998,1599.9999999999998,1599.9999999999998,1599.9999999999998,1599.9999999999998,1599.9999999999998,1599.9999999999998,1599.9999999999998,1599.9999999999998,1599.9999999999998,1599.9999999999998,1599.9999999999998,1599.9999999999998,1599.9999999999998,1599.9999999999998,1599.9999999999998,1599.9999999999998,1599.9999999999998,1599.9999999999998,1599.9999999999998,1599.9999999999998,1599.9999999999998,1599.9999999999998,1599.9999999999998,1599.9999999999998,1599.9999999999998,1599.9999999999998,1599.9999999999998,1599.9999999999998,1599.9999999999998,1599.9999999999998,1599.9999999999998,1599.9999999999998,1599.9999999999998,1599.9999999999998,1599.9999999999998,1599.9999999999998,1599.9999999999998]
[null,null,null,null,null,null,null,null,null,null,null,null,null,null,null,null,null,null,null,null,null,null,null,null,null,null,null,null,null,null,null,null,null,null,null,null,null,null,null,null,null,null,null,null,null,null,null,null,null,null,null,null,null,null,null,null,null,null,null,null,null,null,null,null,null,null,null,null,null,null,null,null,null,null,null,null,null,null,null,null,null,null,null,null,null,null,null,null,null,null,null,null,null,null,null,null,null,null,null,null,null,null,null,null,null,null,null,null,null,null,null,null,null,null,null,null,null,null,null,null,null,null,null,null,null,null,null,null,null,null,null,null,null,null,null,null,null,null,null,null,null,null,null,null,null,23,1.9,{"$f":"$EQ399*1000","v":1900},1900,1900,1900,1900,1900,1900,1900,1900,1900,1900,1900,1900,1900,1900,1900,1900,1900,1900,1900,1900,1900,1900,1900,1900,1900,1900,1900,1900,1900,1900,1900,1900,1900,1900,1900,1900,1900,1900,1900,1900,1900,1900,1900,null,23,1.9,{"$f":"$EQ399*1000","v":1900},1900,1900,1900,1900,1900,1900,1900,1900,1900,1900,1900,1900,1900,1900,1900,1900,1900,1900,1900,1900,1900,1900,1900,1900,1900,1900,1900,1900,1900,1900,1900,1900,1900,1900,1900,1900,1900,1900,1900,1900,1900,1900,1900]
[null,null,null,null,null,null,null,null,null,null,null,null,null,null,null,null,null,null,null,null,null,null,null,null,null,null,null,null,null,null,null,null,null,null,null,null,null,null,null,null,null,null,null,null,null,null,null,null,null,null,null,null,null,null,null,null,null,null,null,null,null,null,null,null,null,null,null,null,null,null,null,null,null,null,null,null,null,null,null,null,null,null,null,null,null,null,null,null,null,null,null,null,null,null,null,null,null,null,null,null,null,null,null,null,null,null,null,null,null,null,null,null,null,null,null,null,null,null,null,null,null,null,null,null,null,null,null,null,null,null,null,null,null,null,null,null,null,null,null,null,null,null,null,null,null,32,2.6,2600,2600,2600,2600,2600,2600,2600,2600,2600,2600,2600,2600,2600,2600,2600,2600,2600,2600,2600,2600,2600,2600,2600,2600,2600,2600,2600,2600,2600,2600,2600,2600,2600,2600,2600,2600,2600,2600,2600,2600,2600,2600,2600,2600,null,32,2.6,2600,2600,2600,2600,2600,2600,2600,2600,2600,2600,2600,2600,2600,2600,2600,2600,2600,2600,2600,2600,2600,2600,2600,2600,2600,2600,2600,2600,2600,2600,2600,2600,2600,2600,2600,2600,2600,2600,2600,2600,2600,2600,2600,2600]
[null,null,null,null,null,null,null,null,null,null,null,null,null,null,null,null,null,null,null,null,null,null,null,null,null,null,null,null,null,null,null,null,null,null,null,null,null,null,null,null,null,null,null,null,null,null,null,null,null,null,null,null,null,null,null,null,null,null,null,null,null,null,null,null,null,null,null,null,null,null,null,null,null,null,null,null,null,null,null,null,null,null,null,null,null,null,null,null,null,null,null,null,null,null,null,null,null,null,null,null,null,null,null,null,null,null,null,null,null,null,null,null,null,null,null,null,null,null,null,null,null,null,null,null,null,null,null,null,null,null,null,null,null,null,null,null,null,null,null,null,null,null,null,null,null,39,3.1999999999999997,{"$f":"$EQ415*1000","v":3199.9999999999995},3199.9999999999995,3199.9999999999995,3199.9999999999995,3199.9999999999995,3199.9999999999995,3199.9999999999995,3199.9999999999995,3199.9999999999995,3199.9999999999995,3199.9999999999995,3199.9999999999995,3199.9999999999995,3199.9999999999995,3199.9999999999995,3199.9999999999995,3199.9999999999995,3199.9999999999995,3199.9999999999995,3199.9999999999995,3199.9999999999995,3199.9999999999995,3199.9999999999995,3199.9999999999995,3199.9999999999995,3199.9999999999995,3199.9999999999995,3199.9999999999995,3199.9999999999995,3199.9999999999995,3199.9999999999995,3199.9999999999995,3199.9999999999995,3199.9999999999995,3199.9999999999995,3199.9999999999995,3199.9999999999995,3199.9999999999995,3199.9999999999995,3199.9999999999995,3199.9999999999995,3199.9999999999995,3199.9999999999995,3199.9999999999995,null,39,3.1999999999999997,{"$f":"$EQ415*1000","v":3199.9999999999995},3199.9999999999995,3199.9999999999995,3199.9999999999995,3199.9999999999995,3199.9999999999995,3199.9999999999995,3199.9999999999995,3199.9999999999995,3199.9999999999995,3199.9999999999995,3199.9999999999995,3199.9999999999995,3199.9999999999995,3199.9999999999995,3199.9999999999995,3199.9999999999995,3199.9999999999995,3199.9999999999995,3199.9999999999995,3199.9999999999995,3199.9999999999995,3199.9999999999995,3199.9999999999995,3199.9999999999995,3199.9999999999995,3199.9999999999995,3199.9999999999995,3199.9999999999995,3199.9999999999995,3199.9999999999995,3199.9999999999995,3199.9999999999995,3199.9999999999995,3199.9999999999995,3199.9999999999995,3199.9999999999995,3199.9999999999995,3199.9999999999995,3199.9999999999995,3199.9999999999995,3199.9999999999995,3199.9999999999995,3199.9999999999995]
[null,null,null,null,null,null,null,null,null,null,null,null,null,null,null,null,null,null,null,null,null,null,null,null,null,null,null,null,null,null,null,null,null,null,null,null,null,null,null,null,null,null,null,null,null,null,null,null,null,null,null,null,null,null,null,null,null,null,null,null,null,null,null,null,null,null,null,null,null,null,null,null,null,null,null,null,null,null,null,null,null,null,null,null,null,null,null,null,null,null,null,null,null,null,null,null,null,null,null,null,null,null,null,null,null,null,null,null,null,null,null,null,null,null,null,null,null,null,null,null,null,null,null,null,null,null,null,null,null,null,null,null,null,null,null,null,null,null,null,null,null,null,null,null,null,42,3.5,3500,3500,3500,3500,3500,3500,3500,3500,3500,3500,3500,3500,3500,3500,3500,3500,3500,3500,3500,3500,3500,3500,3500,3500,3500,3500,3500,3500,3500,3500,3500,3500,3500,3500,{"$f":"$EQ418*1000","v":3500},3500,3500,3500,3500,3500,3500,3500,3500,3500,null,42,3.5,3500,3500,3500,3500,3500,3500,3500,3500,3500,3500,3500,3500,3500,3500,3500,3500,3500,3500,3500,3500,3500,3500,3500,3500,3500,3500,3500,3500,3500,3500,3500,3500,3500,3500,{"$f":"$EQ418*1000","v":3500},3500,3500,3500,3500,3500,3500,3500,3500,3500]
[null,null,null,null,null,null,null,null,null,null,null,null,null,null,null,null,null,null,null,null,null,null,null,null,null,null,null,null,null,null,null,null,null,null,null,null,null,null,null,null,null,null,null,null,null,null,null,null,null,null,null,null,null,null,null,null,null,null,null,null,null,null,null,null,null,null,null,null,null,null,null,null,null,null,null,null,null,null,null,null,null,null,null,null,null,null,null,null,null,null,null,null,null,null,null,null,null,null,null,null,null,null,null,null,null,null,null,null,null,null,null,null,null,null,null,null,null,null,null,null,null,null,null,null,null,null,null,null,null,null,null,null,null,null,null,null,null,null,null,null,null,null,null,null,null,51,4.2,4200,4200,4200,4200,4200,4200,4200,4200,4200,4200,4200,4200,4200,4200,4200,4200,4200,4200,4200,4200,4200,4200,4200,4200,4200,4200,4200,4200,4200,4200,4200,4200,4200,4200,4200,4200,4200,4200,4200,4200,4200,4200,4200,4200,null,51,4.2,4200,4200,4200,4200,4200,4200,4200,4200,4200,4200,4200,4200,4200,4200,4200,4200,4200,4200,4200,4200,4200,4200,4200,4200,4200,4200,4200,4200,4200,4200,4200,4200,4200,4200,4200,4200,4200,4200,4200,4200,4200,4200,4200,4200]
[null,null,null,null,null,null,null,null,null,null,null,null,null,null,null,null,null,null,null,null,null,null,null,null,null,null,null,null,null,null,null,null,null,null,null,null,null,null,null,null,null,null,null,null,null,null,null,null,null,null,null,null,null,null,null,null,null,null,null,null,null,null,null,null,null,null,null,null,null,null,null,null,null,null,null,null,null,null,null,null,null,null,null,null,null,null,null,null,null,null,null,null,null,null,null,null,null,null,null,null,null,null,null,null,null,null,null,null,null,null,null,null,null,null,null,null,null,null,null,null,null,null,null,null,null,null,null,null,null,null,null,null,null,null,null,null,null,null,null,null,null,null,null,null,null,52,4.3000000000000007,4300.0000000000009,4300.0000000000009,4300.0000000000009,4300.0000000000009,4300.0000000000009,4300.0000000000009,4300.0000000000009,4300.0000000000009,4300.0000000000009,4300.0000000000009,4300.0000000000009,4300.0000000000009,4300.0000000000009,4300.0000000000009,4300.0000000000009,4300.0000000000009,4300.0000000000009,4300.0000000000009,4300.0000000000009,4300.0000000000009,4300.0000000000009,4300.0000000000009,4300.0000000000009,4300.0000000000009,4300.0000000000009,4300.0000000000009,4300.0000000000009,4300.0000000000009,4300.0000000000009,4300.0000000000009,4300.0000000000009,4300.0000000000009,4300.0000000000009,4300.0000000000009,4300.0000000000009,4300.0000000000009,4300.0000000000009,4300.0000000000009,4300.0000000000009,4300.0000000000009,4300.0000000000009,4300.0000000000009,4300.0000000000009,4300.0000000000009,null,52,4.3000000000000007,4300.0000000000009,4300.0000000000009,4300.0000000000009,4300.0000000000009,4300.0000000000009,4300.0000000000009,4300.0000000000009,4300.0000000000009,4300.0000000000009,4300.0000000000009,4300.0000000000009,4300.0000000000009,4300.0000000000009,4300.0000000000009,4300.0000000000009,4300.0000000000009,4300.0000000000009,4300.0000000000009,4300.0000000000009,4300.0000000000009,4300.0000000000009,4300.0000000000009,4300.0000000000009,4300.0000000000009,4300.0000000000009,4300.0000000000009,4300.0000000000009,4300.0000000000009,4300.0000000000009,4300.0000000000009,4300.0000000000009,4300.0000000000009,4300.0000000000009,4300.0000000000009,4300.0000000000009,4300.0000000000009,4300.0000000000009,4300.0000000000009,4300.0000000000009,4300.0000000000009,4300.0000000000009,4300.0000000000009,4300.0000000000009,4300.0000000000009]
[null,null,null,null,null,null,null,null,null,null,null,null,null,null,null,null,null,null,null,null,null,null,null,null,null,null,null,null,null,null,null,null,null,null,null,null,null,null,null,null,null,null,null,null,null,null,null,null,null,null,null,null,null,null,null,null,null,null,null,null,null,null,null,null,null,null,null,null,null,null,null,null,null,null,null,null,null,null,null,null,null,null,null,null,null,null,null,null,null,null,null,null,null,null,null,null,null,null,null,null,null,null,null,null,null,null,null,null,null,null,null,null,null,null,null,null,null,null,null,null,null,null,null,null,null,null,null,null,null,null,null,null,null,null,null,null,null,null,null,null,null,null,null,null,null,58,4.8000000000000007,4800.0000000000009,4800.0000000000009,4800.0000000000009,4800.0000000000009,4800.0000000000009,4800.0000000000009,4800.0000000000009,4800.0000000000009,4800.0000000000009,4800.0000000000009,4800.0000000000009,4800.0000000000009,4800.0000000000009,4800.0000000000009,4800.0000000000009,4800.0000000000009,4800.0000000000009,4800.0000000000009,4800.0000000000009,4800.0000000000009,4800.0000000000009,4800.0000000000009,4800.0000000000009,4800.0000000000009,4800.0000000000009,4800.0000000000009,4800.0000000000009,4800.0000000000009,4800.0000000000009,4800.0000000000009,4800.0000000000009,4800.0000000000009,4800.0000000000009,4800.0000000000009,4800.0000000000009,4800.0000000000009,4800.0000000000009,4800.0000000000009,4800.0000000000009,4800.0000000000009,4800.0000000000009,4800.0000000000009,4800.0000000000009,4800.0000000000009,null,58,4.8000000000000007,4800.0000000000009,4800.0000000000009,4800.0000000000009,4800.0000000000009,4800.0000000000009,4800.0000000000009,4800.0000000000009,4800.0000000000009,4800.0000000000009,4800.0000000000009,4800.0000000000009,4800.0000000000009,4800.0000000000009,4800.0000000000009,4800.0000000000009,4800.0000000000009,4800.0000000000009,4800.0000000000009,4800.0000000000009,4800.0000000000009,4800.0000000000009,4800.0000000000009,4800.0000000000009,4800.0000000000009,4800.0000000000009,4800.0000000000009,4800.0000000000009,4800.0000000000009,4800.0000000000009,4800.0000000000009,4800.0000000000009,4800.0000000000009,4800.0000000000009,4800.0000000000009,4800.0000000000009,4800.0000000000009,4800.0000000000009,4800.0000000000009,4800.0000000000009,4800.0000000000009,4800.0000000000009,4800.0000000000009,4800.0000000000009,4800.0000000000009]
[null,null,null,null,null,null,null,null,null,null,null,null,null,null,null,null,null,null,null,null,null,null,null,null,null,null,null,null,null,null,null,null,null,null,null,null,null,null,null,null,null,null,null,null,null,null,null,null,null,null,null,null,null,null,null,null,null,null,null,null,null,null,null,null,null,null,null,null,null,null,null,null,null,null,null,null,null,null,null,null,null,null,null,null,null,null,null,null,null,null,null,null,null,null,null,null,null,null,null,null,null,null,null,null,null,null,null,null,null,null,null,null,null,null,null,null,null,null,null,null,null,null,null,null,null,null,null,null,null,null,null,null,null,null,null,null,null,null,null,null,null,null,null,null,null,59,4.9000000000000004,4900,4900,4900,4900,4900,4900,4900,4900,4900,4900,4900,4900,4900,4900,4900,4900,4900,4900,4900,4900,4900,4900,4900,4900,4900,4900,4900,4900,4900,4900,4900,4900,4900,4900,4900,4900,4900,4900,4900,4900,4900,4900,4900,4900,null,59,4.9000000000000004,4900,4900,4900,4900,4900,4900,4900,4900,4900,4900,4900,4900,4900,4900,4900,4900,4900,4900,4900,4900,4900,4900,4900,4900,4900,4900,4900,4900,4900,4900,4900,4900,4900,4900,4900,4900,4900,4900,4900,4900,4900,4900,4900,4900]
[null,null,null,null,null,null,null,null,null,null,null,null,null,null,null,null,null,null,null,null,null,null,null,null,null,null,null,null,null,null,null,null,null,null,null,null,null,null,null,null,null,null,null,null,null,null,null,null,null,null,null,null,null,null,null,null,null,null,null,null,null,null,null,null,null,null,null,null,null,null,null,null,null,null,null,null,null,null,null,null,null,null,null,null,null,null,null,null,null,null,null,null,null,null,null,null,null,null,null,null,null,null,null,null,null,null,null,null,null,null,null,null,null,null,null,null,null,null,null,null,null,null,null,null,null,null,null,null,null,null,null,null,null,null,null,null,null,null,null,null,null,null,null,null,null,60,5,5000,5000,5000,5000,5000,5000,5000,5000,5000,5000,5000,5000,5000,5000,5000,5000,5000,5000,5000,5000,5000,5000,5000,5000,5000,5000,5000,5000,5000,5000,5000,5000,5000,5000,5000,5000,5000,5000,5000,5000,5000,5000,5000,5000,null,60,5,5000,5000,5000,5000,5000,5000,5000,5000,5000,5000,5000,5000,5000,5000,5000,5000,5000,5000,5000,5000,5000,5000,5000,5000,5000,5000,5000,5000,5000,5000,5000,5000,5000,5000,5000,5000,5000,5000,5000,5000,5000,5000,5000,5000]
[null,null,null,null,null,null,null,null,null,null,null,null,null,null,null,null,null,null,null,null,null,null,null,null,null,null,null,null,null,null,null,null,null,null,null,null,null,null,null,null,null,null,null,null,null,null,null,null,null,null,null,null,null,null,null,null,null,null,null,null,null,null,null,null,null,null,null,null,null,null,null,null,null,null,null,null,null,null,null,null,null,null,null,null,null,null,null,null,null,null,null,null,null,null,null,null,null,null,null,null,null,null,null,null,null,null,null,null,null,null,null,null,null,null,null,null,null,null,null,null,null,null,null,null,null,null,null,null,null,null,null,null,null,null,null,null,null,null,null,null,null,null,null,null,null,61,5,5000,5000,5000,5000,5000,5000,5000,5000,5000,5000,5000,5000,5000,5000,5000,5000,5000,5000,5000,5000,5000,5000,5000,5000,5000,5000,5000,5000,5000,5000,5000,5000,5000,5000,5000,5000,5000,5000,5000,5000,5000,5000,5000,5000,null,61,5,5000,5000,5000,5000,5000,5000,5000,5000,5000,5000,5000,5000,5000,5000,5000,5000,5000,5000,5000,5000,5000,5000,5000,5000,5000,5000,5000,5000,5000,5000,5000,5000,5000,5000,5000,5000,5000,5000,5000,5000,5000,5000,5000,5000]
[null,null,null,null,null,null,null,null,null,null,null,null,null,null,null,null,null,null,null,null,null,null,null,null,null,null,null,null,null,null,null,null,null,null,null,null,null,null,null,null,null,null,null,null,null,null,null,null,null,null,null,null,null,null,null,null,null,null,null,null,null,null,null,null,null,null,null,null,null,null,null,null,null,null,null,null,null,null,null,null,null,null,null,null,null,null,null,null,null,null,null,null,null,null,null,null,null,null,null,null,null,null,null,null,null,null,null,null,null,null,null,null,null,null,null,null,null,null,null,null,null,null,null,null,null,null,null,null,null,null,null,null,null,null,null,null,null,null,null,null,null,null,null,null,null,62,5.1000000000000005,5100.0000000000009,5100.0000000000009,5100.0000000000009,5100.0000000000009,5100.0000000000009,5100.0000000000009,5100.0000000000009,5100.0000000000009,5100.0000000000009,5100.0000000000009,5100.0000000000009,5100.0000000000009,5100.0000000000009,5100.0000000000009,5100.0000000000009,5100.0000000000009,5100.0000000000009,5100.0000000000009,5100.0000000000009,5100.0000000000009,5100.0000000000009,5100.0000000000009,5100.0000000000009,5100.0000000000009,5100.0000000000009,5100.0000000000009,5100.0000000000009,5100.0000000000009,5100.0000000000009,5100.0000000000009,5100.0000000000009,5100.0000000000009,5100.0000000000009,5100.0000000000009,5100.0000000000009,5100.0000000000009,5100.0000000000009,5100.0000000000009,5100.0000000000009,{"$f":"$EQ438*1000","v":5100.0000000000009},{"$f":"$EQ438*1000","v":5100.0000000000009},{"$f":"$EQ438*1000","v":5100.0000000000009},{"$f":"$EQ438*1000","v":5100.0000000000009},{"$f":"$EQ438*1000","v":5100.0000000000009},null,62,5.1000000000000005,5100.0000000000009,5100.0000000000009,5100.0000000000009,5100.0000000000009,5100.0000000000009,5100.0000000000009,5100.0000000000009,5100.0000000000009,5100.0000000000009,5100.0000000000009,5100.0000000000009,5100.0000000000009,5100.0000000000009,5100.0000000000009,5100.0000000000009,5100.0000000000009,5100.0000000000009,5100.0000000000009,5100.0000000000009,5100.0000000000009,5100.0000000000009,5100.0000000000009,5100.0000000000009,5100.0000000000009,5100.0000000000009,5100.0000000000009,5100.0000000000009,5100.0000000000009,5100.0000000000009,5100.0000000000009,5100.0000000000009,5100.0000000000009,5100.0000000000009,5100.0000000000009,5100.0000000000009,5100.0000000000009,5100.0000000000009,5100.0000000000009,5100.0000000000009,{"$f":"$EQ438*1000","v":5100.0000000000009},{"$f":"$EQ438*1000","v":5100.0000000000009},{"$f":"$EQ438*1000","v":5100.0000000000009},{"$f":"$EQ438*1000","v":5100.0000000000009},{"$f":"$EQ438*1000","v":5100.0000000000009}]
[null,null,null,null,null,null,null,null,null,null,null,null,null,null,null,null,null,null,null,null,null,null,null,null,null,null,null,null,null,null,null,null,null,null,null,null,null,null,null,null,null,null,null,null,null,null,null,null,null,null,null,null,null,null,null,null,null,null,null,null,null,null,null,null,null,null,null,null,null,null,null,null,null,null,null,null,null,null,null,null,null,null,null,null,null,null,null,null,null,null,null,null,null,null,null,null,null,null,null,null,null,null,null,null,null,null,null,null,null,null,null,null,null,null,null,null,null,null,null,null,null,null,null,null,null,null,null,null,null,null,null,null,null,null,null,null,null,null,null,null,null,null,null,null,null,63,5.2,5200,5200,5200,5200,5200,5200,5200,5200,5200,5200,5200,5200,5200,5200,5200,5200,5200,5200,5200,5200,5200,5200,5200,5200,5200,5200,5200,5200,5200,5200,5200,{"$f":"$EQ439*1000","v":5200},5200,5200,5200,5200,5200,5200,5200,5200,5200,5200,5200,5200,null,63,5.2,5200,5200,5200,5200,5200,5200,5200,5200,5200,5200,5200,5200,5200,5200,5200,5200,5200,5200,5200,5200,5200,5200,5200,5200,5200,5200,5200,5200,5200,5200,5200,{"$f":"$EQ439*1000","v":5200},5200,5200,5200,5200,5200,5200,5200,5200,5200,5200,5200,5200]
[null,null,null,null,null,null,null,null,null,null,null,null,null,null,null,null,null,null,null,null,null,null,null,null,null,null,null,null,null,null,null,null,null,null,null,null,null,null,null,null,null,null,null,null,null,null,null,null,null,null,null,null,null,null,null,null,null,null,null,null,null,null,null,null,null,null,null,null,null,null,null,null,null,null,null,null,null,null,null,null,null,null,null,null,null,null,null,null,null,null,null,null,null,null,null,null,null,null,null,null,null,null,null,null,null,null,null,null,null,null,null,null,null,null,null,null,null,null,null,null,null,null,null,null,null,null,null,null,null,null,null,null,null,null,null,null,null,null,null,null,null,null,null,null,null,64,5.3000000000000007,5300.0000000000009,5300.0000000000009,5300.0000000000009,5300.0000000000009,5300.0000000000009,5300.0000000000009,5300.0000000000009,5300.0000000000009,5300.0000000000009,5300.0000000000009,5300.0000000000009,5300.0000000000009,5300.0000000000009,5300.0000000000009,5300.0000000000009,5300.0000000000009,5300.0000000000009,5300.0000000000009,5300.0000000000009,5300.0000000000009,5300.0000000000009,5300.0000000000009,5300.0000000000009,5300.0000000000009,5300.0000000000009,5300.0000000000009,5300.0000000000009,5300.0000000000009,5300.0000000000009,5300.0000000000009,5300.0000000000009,5300.0000000000009,5300.0000000000009,5300.0000000000009,5300.0000000000009,5300.0000000000009,5300.0000000000009,5300.0000000000009,5300.0000000000009,5300.0000000000009,5300.0000000000009,5300.0000000000009,5300.0000000000009,5300.0000000000009,null,64,5.3000000000000007,5300.0000000000009,5300.0000000000009,5300.0000000000009,5300.0000000000009,5300.0000000000009,5300.0000000000009,5300.0000000000009,5300.0000000000009,5300.0000000000009,5300.0000000000009,5300.0000000000009,5300.0000000000009,5300.0000000000009,5300.0000000000009,5300.0000000000009,5300.0000000000009,5300.0000000000009,5300.0000000000009,5300.0000000000009,5300.0000000000009,5300.0000000000009,5300.0000000000009,5300.0000000000009,5300.0000000000009,5300.0000000000009,5300.0000000000009,5300.0000000000009,5300.0000000000009,5300.0000000000009,5300.0000000000009,5300.0000000000009,5300.0000000000009,5300.0000000000009,5300.0000000000009,5300.0000000000009,5300.0000000000009,5300.0000000000009,5300.0000000000009,5300.0000000000009,5300.0000000000009,5300.0000000000009,5300.0000000000009,5300.0000000000009,5300.0000000000009]
[null,null,null,null,null,null,null,null,null,null,null,null,null,null,null,null,null,null,null,null,null,null,null,null,null,null,null,null,null,null,null,null,null,null,null,null,null,null,null,null,null,null,null,null,null,null,null,null,null,null,null,null,null,null,null,null,null,null,null,null,null,null,null,null,null,null,null,null,null,null,null,null,null,null,null,null,null,null,null,null,null,null,null,null,null,null,null,null,null,null,null,null,null,null,null,null,null,null,null,null,null,null,null,null,null,null,null,null,null,null,null,null,null,null,null,null,null,null,null,null,null,null,null,null,null,null,null,null,null,null,null,null,null,null,null,null,null,null,null,null,null,null,null,null,null,65,5.4,5400,5400,5400,5400,5400,5400,5400,5400,5400,5400,5400,5400,5400,5400,5400,5400,5400,5400,5400,5400,5400,5400,5400,5400,5400,5400,5400,5400,5400,5400,5400,5400,5400,5400,5400,5400,5400,5400,5400,5400,5400,5400,5400,5400,null,65,5.4,5400,5400,5400,5400,5400,5400,5400,5400,5400,5400,5400,5400,5400,5400,5400,5400,5400,5400,5400,5400,5400,5400,5400,5400,5400,5400,5400,5400,5400,5400,5400,5400,5400,5400,5400,5400,5400,5400,5400,5400,5400,5400,5400,5400]
[null,null,null,null,null,null,null,null,null,null,null,null,null,null,null,null,null,null,null,null,null,null,null,null,null,null,null,null,null,null,null,null,null,null,null,null,null,null,null,null,null,null,null,null,null,null,null,null,null,null,null,null,null,null,null,null,null,null,null,null,null,null,null,null,null,null,null,null,null,null,null,null,null,null,null,null,null,null,null,null,null,null,null,null,null,null,null,null,null,null,null,null,null,null,null,null,null,null,null,null,null,null,null,null,null,null,null,null,null,null,null,null,null,null,null,null,null,null,null,null,null,null,null,null,null,null,null,null,null,null,null,null,null,null,null,null,null,null,null,null,null,null,null,null,null,66,{"$f":"EQ367","v":5.5},5500,5500,5500,5500,5500,5500,5500,5500,5500,5500,5500,5500,5500,5500,5500,5500,5500,5500,5500,5500,5500,5500,5500,5500,5500,5500,5500,5500,5500,5500,5500,5500,5500,5500,5500,5500,5500,5500,5500,5500,5500,5500,5500,5500,null,66,{"$f":"GL367","v":5.5},5500,5500,5500,5500,5500,5500,5500,5500,5500,5500,5500,5500,5500,5500,5500,5500,5500,5500,5500,5500,5500,5500,5500,5500,5500,5500,5500,5500,5500,5500,5500,5500,5500,5500,5500,5500,5500,5500,5500,5500,5500,5500,5500,5500]
[null,null,null,null,null,null,null,null,null,null,null,null,null,null,null,null,null,null,null,null,null,null,null,null,null,null,null,null,null,null,null,null,null,null,null,null,null,null,null,null,null,null,null,null,null,null,null,null,null,null,null,null,null,null,null,null,null,null,null,null,null,null,null,null,null,null,null,null,null,null,null,null,null,null,null,null,null,null,null,null,null,null,null,null,null,null,null,null,null,null,null,null,null,null,null,null,null,null,null,null,null,null,null,null,null,null,null,null,null,null,null,null,null,null,null,null,null,null,null,null,null,null,null,null,null,null,null,null,null,null,null,null,null,null,null,null,null,null,null,null,null,null,null,null,null,67,5.5,5500,5500,5500,5500,5500,5500,5500,5500,5500,5500,5500,5500,5500,5500,5500,5500,5500,5500,5500,5500,5500,5500,5500,5500,5500,5500,5500,5500,5500,5500,5500,5500,5500,5500,5500,5500,5500,5500,5500,5500,5500,5500,5500,5500,null,67,5.5,5500,5500,5500,5500,5500,5500,5500,5500,5500,5500,5500,5500,5500,5500,5500,5500,5500,5500,5500,5500,5500,5500,5500,5500,5500,5500,5500,5500,5500,5500,5500,5500,5500,5500,5500,5500,5500,5500,5500,5500,5500,5500,5500,5500]
[null,null,null,null,null,null,null,null,null,null,null,null,null,null,null,null,null,null,null,null,null,null,null,null,null,null,null,null,null,null,null,null,null,null,null,null,null,null,null,null,null,null,null,null,null,null,null,null,null,null,null,null,null,null,null,null,null,null,null,null,null,null,null,null,null,null,null,null,null,null,null,null,null,null,null,null,null,null,null,null,null,null,null,null,null,null,null,null,null,null,null,null,null,null,null,null,null,null,null,null,null,null,null,null,null,null,null,null,null,null,null,null,null,null,null,null,null,null,null,null,null,null,null,null,null,null,null,null,null,null,null,null,null,null,null,null,null,null,null,null,null,null,null,null,null,68,5.6000000000000005,5600.0000000000009,5600.0000000000009,5600.0000000000009,5600.0000000000009,5600.0000000000009,5600.0000000000009,5600.0000000000009,5600.0000000000009,5600.0000000000009,5600.0000000000009,5600.0000000000009,5600.0000000000009,5600.0000000000009,5600.0000000000009,5600.0000000000009,5600.0000000000009,5600.0000000000009,5600.0000000000009,5600.0000000000009,5600.0000000000009,5600.0000000000009,5600.0000000000009,5600.0000000000009,5600.0000000000009,5600.0000000000009,5600.0000000000009,5600.0000000000009,5600.0000000000009,5600.0000000000009,5600.0000000000009,5600.0000000000009,5600.0000000000009,5600.0000000000009,5600.0000000000009,5600.0000000000009,5600.0000000000009,5600.0000000000009,5600.0000000000009,5600.0000000000009,5600.0000000000009,5600.0000000000009,5600.0000000000009,5600.0000000000009,5600.0000000000009,null,68,5.6000000000000005,5600.0000000000009,5600.0000000000009,5600.0000000000009,5600.0000000000009,5600.0000000000009,5600.0000000000009,5600.0000000000009,5600.0000000000009,5600.0000000000009,5600.0000000000009,5600.0000000000009,5600.0000000000009,5600.0000000000009,5600.0000000000009,5600.0000000000009,5600.0000000000009,5600.0000000000009,5600.0000000000009,5600.0000000000009,5600.0000000000009,5600.0000000000009,5600.0000000000009,5600.0000000000009,5600.0000000000009,5600.0000000000009,5600.0000000000009,5600.0000000000009,5600.0000000000009,5600.0000000000009,5600.0000000000009,5600.0000000000009,5600.0000000000009,5600.0000000000009,5600.0000000000009,5600.0000000000009,5600.0000000000009,5600.0000000000009,5600.0000000000009,5600.0000000000009,5600.0000000000009,5600.0000000000009,5600.0000000000009,5600.0000000000009,5600.0000000000009]
[null,null,null,null,null,null,null,null,null,null,null,null,null,null,null,null,null,null,null,null,null,null,null,null,null,null,null,null,null,null,null,null,null,null,null,null,null,null,null,null,null,null,null,null,null,null,null,null,null,null,null,null,null,null,null,null,null,null,null,null,null,null,null,null,null,null,null,null,null,null,null,null,null,null,null,null,null,null,null,null,null,null,null,null,null,null,null,null,null,null,null,null,null,null,null,null,null,null,null,null,null,null,null,null,null,null,null,null,null,null,null,null,null,null,null,null,null,null,null,null,null,null,null,null,null,null,null,null,null,null,null,null,null,null,null,null,null,null,null,null,null,null,null,null,null,69,5.7,5700,5700,5700,5700,5700,5700,5700,5700,5700,5700,5700,5700,5700,5700,5700,5700,5700,5700,5700,5700,5700,5700,5700,5700,5700,5700,5700,5700,5700,5700,5700,5700,5700,5700,5700,5700,5700,5700,5700,5700,5700,5700,5700,5700,null,69,5.7,5700,5700,5700,5700,5700,5700,5700,5700,5700,5700,5700,5700,5700,5700,5700,5700,5700,5700,5700,5700,5700,5700,5700,5700,5700,5700,5700,5700,5700,5700,5700,5700,5700,5700,5700,5700,5700,5700,5700,5700,5700,5700,5700,5700]
[null,null,null,null,null,null,null,null,null,null,null,null,null,null,null,null,null,null,null,null,null,null,null,null,null,null,null,null,null,null,null,null,null,null,null,null,null,null,null,null,null,null,null,null,null,null,null,null,null,null,null,null,null,null,null,null,null,null,null,null,null,null,null,null,null,null,null,null,null,null,null,null,null,null,null,null,null,null,null,null,null,null,null,null,null,null,null,null,null,null,null,null,null,null,null,null,null,null,null,null,null,null,null,null,null,null,null,null,null,null,null,null,null,null,null,null,null,null,null,null,null,null,null,null,null,null,null,null,null,null,null,null,null,null,null,null,null,null,null,null,null,null,null,null,null,70,5.8000000000000007,5800.0000000000009,5800.0000000000009,5800.0000000000009,5800.0000000000009,5800.0000000000009,5800.0000000000009,5800.0000000000009,5800.0000000000009,5800.0000000000009,5800.0000000000009,5800.0000000000009,5800.0000000000009,5800.0000000000009,5800.0000000000009,5800.0000000000009,{"$f":"$EQ446*1000","v":5800.0000000000009},5800.0000000000009,5800.0000000000009,5800.0000000000009,5800.0000000000009,5800.0000000000009,5800.0000000000009,5800.0000000000009,5800.0000000000009,5800.0000000000009,5800.0000000000009,5800.0000000000009,5800.0000000000009,5800.0000000000009,5800.0000000000009,5800.0000000000009,5800.0000000000009,5800.0000000000009,5800.0000000000009,5800.0000000000009,5800.0000000000009,5800.0000000000009,5800.0000000000009,5800.0000000000009,5800.0000000000009,5800.0000000000009,5800.0000000000009,5800.0000000000009,5800.0000000000009,null,70,5.8000000000000007,5800.0000000000009,5800.0000000000009,5800.0000000000009,5800.0000000000009,5800.0000000000009,5800.0000000000009,5800.0000000000009,5800.0000000000009,5800.0000000000009,5800.0000000000009,5800.0000000000009,5800.0000000000009,5800.0000000000009,5800.0000000000009,5800.0000000000009,{"$f":"$EQ446*1000","v":5800.0000000000009},5800.0000000000009,5800.0000000000009,5800.0000000000009,5800.0000000000009,5800.0000000000009,5800.0000000000009,5800.0000000000009,5800.0000000000009,5800.0000000000009,5800.0000000000009,5800.0000000000009,5800.0000000000009,5800.0000000000009,5800.0000000000009,5800.0000000000009,5800.0000000000009,5800.0000000000009,5800.0000000000009,5800.0000000000009,5800.0000000000009,5800.0000000000009,5800.0000000000009,5800.0000000000009,5800.0000000000009,5800.0000000000009,5800.0000000000009,5800.0000000000009,5800.0000000000009]
[null,null,null,null,null,null,null,null,null,null,null,null,null,null,null,null,null,null,null,null,null,null,null,null,null,null,null,null,null,null,null,null,null,null,null,null,null,null,null,null,null,null,null,null,null,null,null,null,null,null,null,null,null,null,null,null,null,null,null,null,null,null,null,null,null,null,null,null,null,null,null,null,null,null,null,null,null,null,null,null,null,null,null,null,null,null,null,null,null,null,null,null,null,null,null,null,null,null,null,null,null,null,null,null,null,null,null,null,null,null,null,null,null,null,null,null,null,null,null,null,null,null,null,null,null,null,null,null,null,null,null,null,null,null,null,null,null,null,null,null,null,null,null,null,null,71,5.9,{"$f":"$EQ447*1000","v":5900},5900,5900,5900,5900,5900,5900,5900,5900,5900,5900,5900,5900,5900,5900,5900,5900,5900,5900,5900,5900,5900,5900,5900,5900,5900,5900,5900,5900,5900,5900,5900,5900,5900,5900,5900,5900,5900,5900,5900,5900,5900,5900,5900,null,71,5.9,{"$f":"$EQ447*1000","v":5900},5900,5900,5900,5900,5900,5900,5900,5900,5900,5900,5900,5900,5900,5900,5900,5900,5900,5900,5900,5900,5900,5900,5900,5900,5900,5900,5900,5900,5900,5900,5900,5900,5900,5900,5900,5900,5900,5900,5900,5900,5900,5900,5900]
[null,null,null,null,null,null,null,null,null,null,null,null,null,null,null,null,null,null,null,null,null,null,null,null,null,null,null,null,null,null,null,null,null,null,null,null,null,null,null,null,null,null,null,null,null,null,null,null,null,null,null,null,null,null,null,null,null,null,null,null,null,null,null,null,null,null,null,null,null,null,null,null,null,null,null,null,null,null,null,null,null,null,null,null,null,null,null,null,null,null,null,null,null,null,null,null,null,null,null,null,null,null,null,null,null,null,null,null,null,null,null,null,null,null,null,null,null,null,null,null,null,null,null,null,null,null,null,null,null,null,null,null,null,null,null,null,null,null,null,null,null,null,null,null,null,72,6,6000,6000,6000,6000,6000,6000,6000,6000,6000,6000,6000,6000,6000,6000,6000,6000,6000,6000,6000,6000,6000,6000,6000,6000,6000,6000,6000,6000,6000,6000,6000,6000,6000,6000,6000,6000,6000,6000,6000,6000,6000,6000,6000,6000,null,72,6,6000,6000,6000,6000,6000,6000,6000,6000,6000,6000,6000,6000,6000,6000,6000,6000,6000,6000,6000,6000,6000,6000,6000,6000,6000,6000,6000,6000,6000,6000,6000,6000,6000,6000,6000,6000,6000,6000,6000,6000,6000,6000,6000,6000]

{"sheet":"List2","index":1,"n_rows":39,"n_cols":38,"rows_kept":39,"cut":false,"hidden":true,"merged":[]}
[null,0,0.1,0.2,0.3,0.4,0.5,0.6,0.7,0.8,0.9,1,null,null,0,0.1,0.2,0.3,0.4,0.5,0.6,0.7,0.8,0.9,1,null,null,0,0.1,0.2,0.3,0.4,0.5,0.6,0.7,0.8,0.9,1]
[0,41.999999999999993,42.040000000079999,42.160000000159997,42.360000000239999,42.640000000320001,43.0000000004,43.552000000675996,44.296000000784005,45.064000000724,45.688000000496004,46.000000000100002,null,0,{"$f":"$D$27*O15+$E$27*O29+$F$27","v":53.462400004098363},{"$f":"$D$27*P15+$E$27*P29+$F$27","v":53.834560004552387},54.206720005006417,54.578880005460441,54.951040005914464,55.323200006368495,55.695360006822519,56.067520007276542,56.439680007730573,56.811840008184596,57.18400000863862,null,0,{"$f":"O2-B2","v":11.46240000409837},{"$f":"P2-C2","v":11.794560004472388},12.046720004846421,12.218880005220441,12.311040005594464,12.323200005968495,12.143360006146523,11.771520006492537,11.375680007006572,11.123840007688592,11.184000008538618]
[0.1,42.639999999735991,42.431999999847996,42.335999999960002,42.352000000071996,42.480000000183992,42.720000000295997,43.197440000627523,43.912320000770876,44.676480000726073,45.301760000493118,45.600000000071994,null,0.1,{"$f":"$D$27*O16+$E$27*O30+$F$27","v":50.161600002520238},50.533760002974262,50.905920003428292,51.278080003882316,51.650240004336339,52.02240000479037,52.394560005244394,52.766720005698417,53.138880006152448,53.511040006606471,53.883200007060495,null,0.1,{"$f":"O3-B3","v":7.5216000027842469},{"$f":"P3-C3","v":8.101760003126266},{"$f":"Q3-D3","v":8.5699200034682903},{"$f":"R3-E3","v":8.9260800038103199},{"$f":"S3-F3","v":9.1702400041523475},{"$f":"T3-G3","v":9.3024000044943733},{"$f":"U3-H3","v":9.1971200046168704},{"$f":"V3-I3","v":8.8544000049275411},{"$f":"W3-J3","v":8.4624000054263746},{"$f":"X3-K3","v":8.2092800061133531},{"$f":"Y3-L3","v":8.2832000069885012}]
[0.2,43.159999999523997,42.751999999660001,42.479999999796,42.343999999931995,42.344000000068,42.480000000204001,42.885760000574088,43.561280000743523,44.30592000071232,44.919040000480493,45.200000000048007,null,0.2,{"$f":"$D$27*O17+$E$27*O31+$F$27","v":46.860800000942113},47.232960001396144,47.605120001850167,47.977280002304191,48.349440002758215,48.721600003212245,49.093760003666269,49.465920004120299,49.838080004574323,50.210240005028346,50.58240000548237,null,0.2,3.7008000014181164,4.4809600017361433,5.1251200020541674,5.6332800023721958,6.0054400026902144,6.2416000030082444,6.2080000030921809,5.9046400033767767,5.5321600038620034,5.2912000045478536,5.3824000054343628]
[0.3,43.559999999363995,42.999999999516,42.591999999667998,42.335999999819997,42.231999999972004,42.280000000124005,42.616960000515675,43.242880000701916,43.952320000682718,44.539840000458071,44.800000000028,null,0.3,{"$f":"$D$27*O18+$E$27*O32+$F$27","v":43.559999999363995},43.932159999818019,44.304320000272043,44.676480000726073,45.048640001180097,45.42080000163412,45.792960002088151,46.165120002542174,46.537280002996198,46.909440003450229,47.281600003904252,null,0.3,0,0.9321600003020194,1.7123200006040449,2.3404800009060764,2.8166400012080928,3.1408000015101152,3.1760000015724756,2.9222400018402581,2.5849600023134798,2.3696000029921578,2.4816000038762525]
[0.4,43.839999999256001,43.175999999416007,42.671999999576009,42.327999999736008,42.143999999896003,42.120000000056002,42.391040000452328,42.957120000646086,43.615680000637276,44.164160000425923,44.400000000012,null,0.4,{"$f":"$D$27*O19+$E$27*O33+$F$27","v":40.259199997785871},40.631359998239894,41.003519998693918,41.375679999147948,41.747839999601972,42.120000000055995,42.492160000510026,42.864320000964049,43.236480001418073,43.608640001872104,43.980800002326127,null,0.4,-3.5808000014701307,-2.5446400011761128,-1.6684800008820915,-0.95232000058805966,-0.39616000029403153,0,0.10112000005769772,-9.2799999682036116E-2,-0.37919999921920322,-0.55551999855381951,-0.41919999768587246]
[0.5,43.9999999992,43.279999999360001,42.719999999519999,42.31999999968,42.079999999839998,42,42.208000000383997,42.704000000576002,43.296000000576001,43.792000000384,44,null,0.5,{"$f":"$D$27*O20+$E$27*O34+$F$27","v":36.958399996207746},37.330559996661769,37.702719997115793,38.074879997569823,38.447039998023847,38.81919999847787,39.191359998931901,39.563519999385925,39.935679999839948,40.307840000293979,40.680000000748002,null,0.5,-7.0416000029922543,-5.9494400026982319,-5.0172800024042061,-4.2451200021101769,-3.6329600018161514,-3.1808000015221296,-3.016640001452096,-3.1404800011900775,-3.3603200007360527,-3.4841600000900215,-3.3199999992519977]
[0.6,43.975999999227994,43.277439999374877,42.725759999521756,42.320959999668638,42.063039999815516,41.951999999962396,42.100096000305733,42.507328000480669,43.005312000487237,43.425664000325412,43.599999999995205,null,0.6,{"$f":"$D$27*O21+$E$27*O35+$F$27","v":33.657599994629621},34.029759995083651,34.401919995537668,34.774079995991698,35.146239996445729,35.518399996899745,35.890559997353776,36.262719997807807,36.634879998261823,37.007039998715854,37.379199999169877,null,0.6,-10.318400004598374,-9.2476800042912259,-8.3238400039840883,-7.5468800036769395,-6.9168000033697865,-6.4336000030626508,-6.2095360029519568,-6.2446080026728623,-6.3704320022254137,-6.4186240016095581,-6.2208000008253279]
[0.7,47.767999999339999,47.168319999460643,46.689279999581274,46.330879999701921,46.093119999822562,45.975999999943198,46.067328000217508,46.367104000360094,46.743616000370977,47.065152000250151,47.199999999997601,null,0.7,{"$f":"$D$27*O22+$E$27*O36+$F$27","v":30.356799993051496},30.728959993505523,31.101119993959546,31.473279994413573,31.845439994867601,32.217599995321621,32.589759995775651,32.961919996229682,33.334079996683698,33.706239997137729,34.078399997591752,null,0.7,-17.411200006288503,-16.43936000595512,-15.588160005621727,-14.857600005288347,-14.247680004954962,-13.758400004621578,-13.477568004441856,-13.405184004130412,-13.409536003687279,-13.358912003112422,-13.121600002405849]
[0.8,47.471999999487991,47.004479999576958,46.625919999665925,46.336319999754878,46.135679999843838,46.023999999932798,46.061312000126819,46.247616000230778,46.492864000244701,46.707008000168571,46.800000000002399,null,0.8,{"$f":"$D$27*O23+$E$27*O37+$F$27","v":27.055999991473371},27.428159991927398,27.800319992381421,28.172479992835449,28.544639993289476,28.916799993743499,29.288959994197526,29.661119994651553,30.033279995105577,30.405439995559604,30.777599996013628,null,0.8,-20.41600000801462,-19.57632000764956,-18.825600007284503,-18.163840006919429,-17.591040006554362,-17.107200006189299,-16.772352005929292,-16.586496005579225,-16.459584005139124,-16.301568004608967,-16.022400003988771]
[0.9,43.183999999623992,42.83775999968352,42.55103999974304,42.323839999802559,42.156159999862084,42.047999999921601,42.033664000041156,42.113152000109253,42.235008000125887,42.347776000091073,42.400000000004795,null,0.9,{"$f":"$D$27*O24+$E$27*O38+$F$27","v":23.755199989895246},24.127359990349273,24.499519990803297,24.871679991257324,25.243839991711351,25.615999992165374,25.988159992619401,26.360319993073428,26.732479993527452,27.104639993981479,27.476799994435503,null,0.9,-19.428800009728747,-18.710400009334247,-18.051520008939743,-17.452160008545235,-16.912320008150733,-16.432000007756226,-16.045504007421755,-15.752832007035824,-15.502528006598435,-15.243136006109594,-14.923200005569292]
[1,42.999999999700009,42.719999999740004,42.479999999780006,42.279999999819999,42.119999999859999,41.999999999899998,41.935999999968004,41.928000000012005,41.952000000032001,41.984000000028004,42,null,1,{"$f":"$D$27*O25+$E$27*O39+$F$27","v":20.454399988317121},20.826559988771145,21.198719989225175,21.570879989679199,21.943039990133226,22.315199990587249,22.687359991041276,23.059519991495304,23.431679991949327,23.803839992403354,24.175999992857378,null,1,-22.545600011382888,-21.89344001096886,-21.281280010554831,-20.709120010140801,-20.176960009726773,-19.684800009312749,-19.248640008926728,-18.868480008516702,-18.520320008082674,-18.18016000762465,-17.824000007142622]
[]
[null,null,null,null,null,null,null,null,null,null,null,null,null,null,0,0.1,0.2,0.3,0.4,0.5,0.6,0.7,0.8,0.9,1]
[null,null,null,"x","y","z",null,null,null,null,null,null,null,0,{"$f":"O14*1000","v":0},{"$f":"P14*1000","v":100},200,300,400,500,600,700,800,900,1000]
[null,null,"Bod A",300.00000000000006,300.00000000000006,44.676480000726073,null,null,null,null,null,null,null,0.1,{"$f":"O15","v":0},{"$f":"P15","v":100},200,300,400,500,600,700,800,900,1000]
[null,null,"Bod B",0,300.00000000000006,43.559999999363995,null,null,null,null,null,null,null,0.2,{"$f":"O16","v":0},{"$f":"P16","v":100},{"$f":"Q16","v":200},{"$f":"R16","v":300},{"$f":"S16","v":400},{"$f":"T16","v":500},{"$f":"U16","v":600},{"$f":"V16","v":700},{"$f":"W16","v":800},{"$f":"X16","v":900},{"$f":"Y16","v":1000}]
[null,null,"Bod C",500,400,42.120000000056002,null,null,null,null,null,null,null,0.3,0,100,200,300,400,500,600,700,800,900,1000]
[null,null,null,null,null,null,null,null,null,null,null,null,null,0.4,0,100,200,300,400,500,600,700,800,900,1000]
[null,null,"AB",{"$f":"(D17-D16)","v":-300.00000000000006},{"$f":"(E17-E16)","v":0},{"$f":"F17-F16","v":-1.1164800013620777},null,null,null,null,null,null,null,0.5,0,100,200,300,400,500,600,700,800,900,1000]
[null,null,"AC",{"$f":"(D18-D16)","v":199.99999999999994},{"$f":"E18-E16","v":99.999999999999943},{"$f":"F18-F16","v":-2.5564800006700708},null,null,null,null,null,null,null,0.6,0,100,200,300,400,500,600,700,800,900,1000]
[null,null,null,null,null,null,null,null,null,null,null,null,null,0.7,0,100,200,300,400,500,600,700,800,900,1000]
[null,null,"AB x AC",{"$f":"E20*F21-F20*E21","v":111.64800013620771},{"$f":"F20*D21-D20*F21","v":-990.24000047343679},{"$f":"IF(D20*E21-E20*D21=0,123456789,D20*E21-E20*D21)","v":-29999.999999999989},null,null,null,null,null,null,null,0.8,0,100,200,300,400,500,600,700,800,900,1000]
[null,null,null,null,null,null,null,null,null,null,null,null,null,0.9,0,100,200,300,400,500,600,700,800,900,1000]
[null,null,"d",{"$f":"-1*(D23*D16+E23*E16+F23*F16)","v":1603872.0001229504},null,null,null,null,null,null,null,null,null,1,0,100,200,300,400,500,600,700,800,900,1000]
[]
[null,null,"z",{"$f":"(-D23)/F23","v":3.7216000045402586E-3},{"$f":"-E23/F23","v":-3.300800001578124E-2},{"$f":"-D25/F23","v":53.462400004098363}]
[null,null,null,null,null,null,null,null,null,null,null,null,null,null,0,0.1,0.2,0.3,0.4,0.5,0.6,0.7,0.8,0.9,1]
[null,null,null,null,null,null,null,null,null,null,null,null,null,0,{"$f":"N29*1000","v":0},{"$f":"O29","v":0},{"$f":"P29","v":0},0,0,0,0,0,0,0,0]
[null,null,null,null,null,null,null,null,null,null,null,null,null,0.1,{"$f":"N30*1000","v":100},{"$f":"O30","v":100},100,100,100,100,100,100,100,100,100]
[null,null,null,null,null,null,null,null,null,null,null,null,null,0.2,200,200,200,200,200,200,200,200,200,200,200]
[null,null,null,null,null,null,null,null,null,null,null,null,null,0.3,300,300,300,300,300,300,300,300,300,300,300]
[null,null,null,null,null,null,null,null,null,null,null,null,null,0.4,400,400,400,400,400,400,400,400,400,400,400]
[null,null,null,null,null,null,null,null,null,null,null,null,null,0.5,500,500,500,500,500,500,500,500,500,500,500]
[null,null,null,null,null,null,null,null,null,null,null,null,null,0.6,600,600,600,600,600,600,600,600,600,600,600]
[null,null,null,null,null,null,null,null,null,null,null,null,null,0.7,700,700,700,700,700,700,700,700,700,700,700]
[null,null,null,null,null,null,null,null,null,null,null,null,null,0.8,800,800,800,800,800,800,800,800,800,800,800]
[null,null,null,null,null,null,null,null,null,null,null,null,null,0.9,900,900,900,900,900,900,900,900,900,900,900]
[null,null,null,null,null,null,null,null,null,null,null,null,null,1,1000,1000,1000,1000,1000,1000,1000,1000,1000,1000,1000]

{"sheet":"List1","index":2,"n_rows":14,"n_cols":42,"rows_kept":14,"cut":false,"hidden":true,"merged":[]}
[]
[null,0,0.5,1,1.5,2,2.5,3,3.5,4]
[null,1,2,3,4,5,6,7,8,9]
[null,42,43,46,44,43,42,41,42,40]
[]
[null,{"$f":"LOGEST($B$4:$J$4,$B$2:$J$2)","v":0.9820821082795631},{"$f":"LOGEST($B$4:$J$4,$B$2:$J$2)","v":0.9820821082795631},0.9820821082795631,0.9820821082795631,0.9820821082795631,0.9820821082795631,0.9820821082795631,0.9820821082795631,0.9820821082795631]
[]
[null,0,0.1,0.2,0.3,0.4,0.5,0.6,0.7,0.8,0.9,1,1.1000000000000001,1.2,1.3,1.4,1.5,1.6,1.7,1.8,1.9,2,2.1,2.2000000000000002,2.2999999999999998,2.4,2.5,2.6,2.7,2.8,2.9,3,3.1,3.2,3.3,3.4,3.5,3.6,3.7,3.8,3.9,4]
[]
[]
["LOGLINTREND",{"$f":"GROWTH($B$4:$J$4,$B$2:$J$2,B8)","v":44.090201529001376},{"$f":"GROWTH($B$4:$J$4,$B$2:$J$2,C8)","v":44.010556875745735},43.931056092796247,43.851698920265221,43.772485098734421,43.693414369254242,43.614486473342829,43.535701152985254,43.457058150632683,43.378557209201496,43.30019807207249,43.221980483089993,43.14390418656108,43.065968927254701,42.988174450400855,42.91052050168976,42.833006827271007,42.75563317375277,42.678399288200914,42.601304918138247,42.524349811543622,42.447533716851147,42.370856382949377,42.294317559180456,42.217916995339323,42.141654441672891,42.065529648879227,41.98954236810674,41.913692350953362,41.837979349465726,41.762403116138401,41.686963403913019,41.611659966177506,41.536492556765289,41.461460929954441,41.386564840466924,41.311804043467781,41.237178294564302,41.162687349805275,41.088330965680129,41.014108899118192]
["FORECAST"]
[]
[0,{"$f":"LOGEST(B4:J4,B2:J2,TRUE,TRUE)","v":0.9820821082795631}]

{"sheet":"3D Interpolace","index":3,"n_rows":2518,"n_cols":53,"rows_kept":2518,"cut":false,"hidden":false,"merged":[]}
[]
[null,0,0.5,1,1.5,2,2.5,3,3.5,4,null,null,0,0.1,0.2,0.3,0.4,0.5,0.6,0.7,0.8,0.9,1,1.1000000000000001,1.2,1.3,1.4,1.5,1.6,1.7,1.8,1.9,2,2.1,2.2000000000000002,2.2999999999999998,2.4,2.5,2.6,2.7,2.8,2.9,3,3.1,3.2,3.3,3.4,3.5,3.6,3.7,3.8,3.9,4]
[0,{"$f":"'M1'!C3","v":59},{"$f":"'M1'!D3","v":64},{"$f":"'M1'!E3","v":60},{"$f":"'M1'!F3","v":65},{"$f":"'M1'!G3","v":61},{"$f":"'M1'!H3","v":63},{"$f":"'M1'!I3","v":65},{"$f":"'M1'!J3","v":71},{"$f":"'M1'!K3","v":67},null,null,"1","1A","1B","1C","1D","2","2A","2B","2C","2D","3","3A","3B","3C","3D","4","4A","4B","4C","4D","5","5A","5B","5C","5D","6","6A","6B","6C","6D","7","7A","7B","7C","7D","8","8A","8B","8C","8D","9"]
[0.5,{"$f":"'M1'!C4","v":52},{"$f":"'M1'!D4","v":58},{"$f":"'M1'!E4","v":63},{"$f":"'M1'!F4","v":62},{"$f":"'M1'!G4","v":58},{"$f":"'M1'!H4","v":56},{"$f":"'M1'!I4","v":61},{"$f":"'M1'!J4","v":62},{"$f":"'M1'!K4","v":72},0,"1",{"$f":"G18","v":59.000000001899998},{"$f":"G79","v":60.720000001540001},{"$f":"G140","v":62.080000001179997},{"$f":"G201","v":63.08000000082},{"$f":"G262","v":63.720000000460004},{"$f":"G323","v":64.000000000100002},{"$f":"G384","v":63.631999999236001},{"$f":"G445","v":62.615999998804},{"$f":"G506","v":61.383999998804001},{"$f":"G567","v":60.367999999235991},{"$f":"G628","v":60.000000000100002},{"$f":"G689","v":60.568000000964005},{"$f":"G750","v":61.784000001396002},{"$f":"G811","v":63.216000001396004},{"$f":"G872","v":64.43200000096401},{"$f":"G933","v":65.000000000100002},{"$f":"G994","v":64.679999999320003},{"$f":"G1055","v":63.7599999989},{"$f":"G1116","v":62.599999998839991},{"$f":"G1177","v":61.559999999139997},{"$f":"G1238","v":60.999999999799996},{"$f":"G1299","v":61.01600000020801},{"$f":"G1360","v":61.368000000472009},{"$f":"G1421","v":61.912000000592016},{"$f":"G1482","v":62.504000000568006},{"$f":"G1543","v":63.000000000400007},{"$f":"G1604","v":63.336000000288003},{"$f":"G1665","v":63.608000000272007},{"$f":"G1726","v":63.912000000352009},{"$f":"G1787","v":64.344000000527998},{"$f":"G1848","v":65.000000000800014},{"$f":"G1909","v":66.104000001352034},{"$f":"G1970","v":67.592000001568024},{"$f":"G2031","v":69.128000001448044},{"$f":"G2092","v":70.376000000992022},{"$f":"G2153","v":71.000000000200004},{"$f":"G2214","v":70.999999999799996},{"$f":"G2275","v":70.599999999399984},{"$f":"G2336","v":69.799999998999979},{"$f":"G2397","v":68.599999998599969},{"$f":"ROUND(G2458,2)","v":67}]
[1,{"$f":"'M1'!C5","v":51},{"$f":"'M1'!D5","v":52},{"$f":"'M1'!E5","v":51},{"$f":"'M1'!F5","v":66},{"$f":"'M1'!G5","v":65},{"$f":"'M1'!H5","v":64},{"$f":"'M1'!I5","v":66},{"$f":"'M1'!J5","v":65},{"$f":"'M1'!K5","v":66},0.1,"1A",{"$f":"G19","v":57.120000001804001},{"$f":"G80","v":58.790400001536803},{"$f":"G141","v":60.193600001269601},{"$f":"G202","v":61.329600001002397},{"$f":"G263","v":62.198400000735198},{"$f":"G324","v":62.800000000467996},{"$f":"G385","v":62.978879999928637},{"$f":"G446","v":62.735039999622558},{"$f":"G507","v":62.301759999549759},{"$f":"G568","v":61.912319999710235},{"$f":"G629","v":61.800000000103999},{"$f":"G690","v":62.113920000486559},{"$f":"G751","v":62.698560000645443},{"$f":"G812","v":63.330240000580645},{"$f":"G873","v":63.785280000292161},{"$f":"G934","v":63.839999999780005},{"$f":"G995","v":63.313279999211844},{"$f":"G1056","v":62.354239998915347},{"$f":"G1117","v":61.234559998890546},{"$f":"G1178","v":60.225919999137425},{"$f":"G1239","v":59.599999999655992},{"$f":"G1300","v":59.400959999934877},{"$f":"G1361","v":59.447680000147521},{"$f":"G1422","v":59.673920000293933},{"$f":"G1483","v":60.013440000374089},{"$f":"G1544","v":60.400000000388005},{"$f":"G1605","v":60.843200000496012},{"$f":"G1666","v":61.387200000589615},{"$f":"G1727","v":62.017600000668814},{"$f":"G1788","v":62.720000000733613},{"$f":"G1849","v":63.48000000078401},{"$f":"G1910","v":64.390400001013617},{"$f":"G1971","v":65.460800001104005},{"$f":"G2032","v":66.55200000105522},{"$f":"G2093","v":67.524800000867216},{"$f":"G2154","v":68.240000000540007},{"$f":"G2215","v":68.697600000375203},{"$f":"G2276","v":68.9904000002104},{"$f":"G2337","v":69.118400000045597},{"$f":"G2398","v":69.08159999988078},{"$f":"ROUND(G2459,2)","v":68.88}]
[1.5,{"$f":"'M1'!C6","v":46},{"$f":"'M1'!D6","v":47},{"$f":"'M1'!E6","v":52},{"$f":"'M1'!F6","v":59},{"$f":"'M1'!G6","v":62},{"$f":"'M1'!H6","v":66},{"$f":"'M1'!I6","v":67},{"$f":"'M1'!J6","v":66},{"$f":"'M1'!K6","v":70},0.2,"1B",55.480000001696006,57.081600001507198,58.494400001318397,59.718400001129595,60.753600000940793,61.600000000751997,62.205120000471354,62.568960000269442,62.770240000146245,62.887680000101767,63.000000000136005,63.15328000015905,63.295040000112969,63.356159999997757,63.26751999981343,62.95999999955999,62.297919999149748,61.327359998943031,60.251839998939829,59.274879999140154,58.599999999543996,58.22783999971152,58.022719999878078,57.983680000043691,58.109760000208325,58.40000000037201,58.924800000660014,59.684800000842408,60.574400000919212,61.488000000890409,62.320000000756011,63.054400000716811,63.76160000070162,64.46560000071041,65.19040000074321,65.960000000800022,66.77440000082882,67.617600000857635,68.489600000886412,69.390400000915221,70.319999999999993]
[2,{"$f":"'M1'!C7","v":41},{"$f":"'M1'!D7","v":42},{"$f":"'M1'!E7","v":40},{"$f":"'M1'!F7","v":52},{"$f":"'M1'!G7","v":53},{"$f":"'M1'!H7","v":59},{"$f":"'M1'!I7","v":59},{"$f":"'M1'!J7","v":64},{"$f":"'M1'!K7","v":73},0.3,"1C",54.080000001576003,55.5936000014512,56.982400001326397,58.246400001201593,59.385600001076796,60.400000000951991,61.310720000864151,62.117760000744632,62.789440000593437,63.29408000041056,63.600000000196005,63.686079999981445,63.573439999798559,63.293759999647357,62.878719999527831,62.359999999439992,61.633919999133752,60.679359998983024,59.651839998987839,58.706879999148157,57.999999999463995,57.496639999537919,57.093119999663671,56.841279999841277,56.792960000070721,57.000000000352003,57.580800000780016,58.50080000103042,59.582400001103224,60.648000000998429,61.520000000716017,62.096000000461615,62.494400000360805,62.868800000413614,63.372800000620011,64.16000000098002,65.230400001160817,66.481600001341633,67.91360000152244,69.526400001703252,71.319999999999993]
[2.5,{"$f":"'M1'!C8","v":44},{"$f":"'M1'!D8","v":41},{"$f":"'M1'!E8","v":46},{"$f":"'M1'!F8","v":58},{"$f":"'M1'!G8","v":56},{"$f":"'M1'!H8","v":59},{"$f":"'M1'!I8","v":62},{"$f":"'M1'!J8","v":65},{"$f":"'M1'!K8","v":74},0.4,"1D",52.920000001444002,54.326400001368796,55.657600001293602,56.913600001218398,58.0944000011432,59.200000001068005,60.295680001107044,61.381440001048162,62.359360000891371,63.131520000636641,63.600000000283998,63.712319999953763,63.533759999702241,63.143039999529435,62.618879999435364,62.039999999420004,61.321279999163842,60.410239999035355,59.434559999034562,58.521919999161433,57.799999999415995,57.207359999414066,56.658879999504315,56.246719999686718,56.063039999961283,56.200000000328004,56.811200000856019,57.835200001153616,59.041600001220814,60.200000001057617,61.080000000664008,61.515200000248001,61.65920000008159,61.761600000164798,62.072000000497603,62.840000001080021,64.065600001371223,65.582400001662435,67.390400001953651,69.489600002244856,71.88]
[3,{"$f":"'M1'!C9","v":41},{"$f":"'M1'!D9","v":41},{"$f":"'M1'!E9","v":39},{"$f":"'M1'!F9","v":47},{"$f":"'M1'!G9","v":55},{"$f":"'M1'!H9","v":59},{"$f":"'M1'!I9","v":61},{"$f":"'M1'!J9","v":62},{"$f":"'M1'!K9","v":76},0.5,"2",52.000000001300002,53.280000001259999,54.520000001219998,55.720000001180004,56.880000001140004,58.000000001100005,59.16000000119999,60.360000001179998,61.480000001039997,62.400000000779997,63.000000000399993,63.232000000075999,63.175999999824,62.903999999644,62.487999999536001,61.999999999499998,61.359999999239996,60.519999999099987,59.599999999079984,58.719999999179997,57.999999999399989,57.359999999339998,56.719999999399995,56.199999999579987,55.919999999879998,56.000000000300005,56.616000000888015,57.688000001212018,58.952000001272019,60.144000001068022,61.000000000600011,61.312000000076004,61.255999999863995,61.143999999964002,61.288000000376009,62.00000000110002,63.280000001460039,64.920000001820043,66.920000002180061,69.280000002540064,72]
[3.5,{"$f":"'M1'!C10","v":43},{"$f":"'M1'!D10","v":46},{"$f":"'M1'!E10","v":47},{"$f":"'M1'!F10","v":53},{"$f":"'M1'!G10","v":62},{"$f":"'M1'!H10","v":66},{"$f":"'M1'!I10","v":66},{"$f":"'M1'!J10","v":72},{"$f":"'M1'!K10","v":78},0.6,"2A",51.4800000011344,52.599680001104964,53.689920001075521,54.750720001046076,55.782080001016638,56.784000000987191,57.798976001032123,58.827008001013311,59.804352000930741,60.667264000784442,61.352000000574392,61.880832000477689,62.296256000347583,62.564864000184059,62.65324799998713,62.527999999756801,62.089791999391608,61.360895999175412,60.490303999108221,59.627007999190013,58.919999999420796,58.281087999323418,57.610943999358327,57.041855999525538,56.706111999825026,56.736000000256809,57.312512000850987,58.347456001173683,59.569344001224891,60.706688001004594,61.488000000512812,61.697599999960318,61.516479999731352,61.268159999825912,61.276160000244005,61.864000000985627,63.031680001349798,64.563520001713954,66.459520002078136,68.719680002442317,71.34]
[4,{"$f":"'M1'!C11","v":48},{"$f":"'M1'!D11","v":52},{"$f":"'M1'!E11","v":53},{"$f":"'M1'!F11","v":55},{"$f":"'M1'!G11","v":62},{"$f":"'M1'!H11","v":66},{"$f":"'M1'!I11","v":71},{"$f":"'M1'!J11","v":74},{"$f":"'M1'!K11","v":78},0.7,"2B",51.360000000947196,52.285440000903684,53.167360000860171,54.00576000081665,54.800640000773129,55.552000000729606,56.212608000603424,56.782464000548103,57.332416000563626,57.933312000649991,58.656000000807211,59.658816001158854,60.894528001272995,62.12563200114964,63.114624000788773,63.624000000190406,63.510655999618685,62.932927999261629,62.105471999119217,61.242943999191475,60.559999999478393,59.970623999364342,59.331711999379323,58.772287999523314,58.421375999796354,58.408000000198406,58.900736000744942,59.813568001038618,60.893632001079411,61.888064000867345,62.544000000402406,62.671999999900969,62.440639999683675,62.134079999750554,62.036480000101612,62.432000000736821,63.320640001040509,64.512960001344197,66.008960001647878,67.808640001951559,69.91]
[4.5,{"$f":"'M1'!C12","v":49},{"$f":"'M1'!D12","v":46},{"$f":"'M1'!E12","v":46},{"$f":"'M1'!F12","v":53},{"$f":"'M1'!G12","v":57},{"$f":"'M1'!H12","v":66},{"$f":"'M1'!I12","v":69},{"$f":"'M1'!J12","v":76},{"$f":"'M1'!K12","v":79},0.8,"2C",51.40000000075279,52.119360000685909,52.771840000619036,53.35744000055216,53.876160000485285,54.328000000418399,54.557952000080256,54.566015999974624,54.584704000101496,54.846528000460893,55.5840000010528,57.112384001925143,59.276672002324609,61.603968002251172,63.621376001704839,64.856000000685597,65.113023999877157,64.707711999360924,63.932287999136918,63.078975999205156,62.439999999565593,61.938815999451165,61.380607999451541,60.880191999566748,60.552383999796767,60.512000000141597,60.904704000607396,61.653952000854702,62.541248000883499,63.348096000693801,63.856000000285604,63.918399999875831,63.680959999685911,63.363519999715834,63.185919999965591,63.368000000435202,63.909760000648326,64.664640000861453,65.632640001074577,66.813760001287704,68.209999999999994]
[5,{"$f":"'M1'!C13","v":54},{"$f":"'M1'!D13","v":52},{"$f":"'M1'!E13","v":54},{"$f":"'M1'!F13","v":59},{"$f":"'M1'!G13","v":67},{"$f":"'M1'!H13","v":74},{"$f":"'M1'!I13","v":78},{"$f":"'M1'!J13","v":84},{"$f":"'M1'!K13","v":83},0.9,"2D",51.360000000565599,51.88352000048144,52.322880000397284,52.67808000031313,52.949120000228973,53.136000000144811,52.992063999629011,52.517311999483177,52.08172799970734,52.055296000301475,52.808000001265611,54.787968002582311,57.748544003226826,61.017536003199154,63.92275200249928,65.792000001127207,66.387328000122949,66.156863999475604,65.457535999185211,64.646271999251724,64.079999999675209,63.695871999572248,63.255935999563576,62.854463999649184,62.585727999829054,62.544000000103196,62.848448000475905,63.436224000669867,64.128576000685058,64.746752000521511,65.112000000179194,65.11999999986287,64.889919999703039,64.578239999699662,64.341439999852795,64.336000000162414,64.561920000289447,64.914880000416488,65.394880000543537,66.00192000067058,66.739999999999995]
[5.5,{"$f":"'M1'!C14","v":54},{"$f":"'M1'!D14","v":52},{"$f":"'M1'!E14","v":54},{"$f":"'M1'!F14","v":59},{"$f":"'M1'!G14","v":67},{"$f":"'M1'!H14","v":74},{"$f":"'M1'!I14","v":78},{"$f":"'M1'!J14","v":84},{"$f":"'M1'!K14","v":83},1,"3",51.0000000004,51.360000000319999,51.640000000240001,51.840000000160003,51.960000000080001,52,51.671999999416002,50.975999999263991,50.343999999543996,50.208000000256,51.000000001399997,53.232000002936005,56.616000003704002,60.384000003704017,63.768000002936006,66.000000001399997,66.824000000312012,66.751999999608003,66.167999999288,65.455999999351988,64.999999999799996,64.751999999715991,64.455999999703991,64.183999999763998,64.007999999896001,64.000000000100002,64.256000000388013,64.728000000532006,65.272000000532017,65.744000000387999,66.000000000100002,65.959999999839994,65.719999999699994,65.399999999680006,65.119999999780006,65,65.040000000079999,65.160000000160011,65.360000000240007,65.640000000320015,66]
[6,{"$f":"'M1'!C15","v":54},{"$f":"'M1'!D15","v":52},{"$f":"'M1'!E15","v":54},{"$f":"'M1'!F15","v":59},{"$f":"'M1'!G15","v":67},{"$f":"'M1'!H15","v":74},{"$f":"'M1'!I15","v":78},{"$f":"'M1'!J15","v":84},{"$f":"'M1'!K15","v":83},1.1000000000000001,"3A",50.256000000239993,50.475200000198399,50.652800000156795,50.788800000115202,50.8832000000736,50.936000000031996,50.689151999538822,50.142655999432705,49.683583999713662,49.699008000381689,50.576000001436796,52.794304002879869,56.095872003603333,59.761088003607171,63.070336002891395,65.304000001455989,66.224384000444175,66.311231999788916,65.921087999490197,65.410495999548019,65.135999999962394,65.06687999990703,64.965439999897754,64.877759999934554,64.849920000017434,64.928000000146397,65.188416000355318,65.600448000449632,66.049472000429319,66.420864000294358,66.600000000044787,66.508159999791189,66.22175999965566,65.858879999638233,65.537599999738887,65.3759999999576,65.37408000003856,65.453120000119526,65.613120000200496,65.854080000281442,66.180000000000007]
[null,null,null,null,null,null,null,null,null,null,1.2,"3B",49.288000000075996,49.374400000096799,49.481600000117595,49.6096000001384,49.758400000159199,49.928000000179992,49.938815999886522,49.790847999862422,49.753472000107713,50.096064000622363,51.0880000014064,53.110592002543456,55.984256003108555,59.137024003101679,61.996928002522829,63.992000001372006,64.928192000548904,65.186816000016861,65.058943999775892,64.835647999826008,64.808000000167198,64.967040000153119,65.118720000152479,65.276480000165279,65.453760000191522,65.664000000231198,65.963008000352872,66.341824000390829,66.716736000345065,67.004032000215588,67.120000000002406,66.975679999731199,66.626879999593442,66.207039999589128,65.849599999718237,65.687999999980804,65.72224000008768,65.863360000194575,66.11136000030146,66.46624000040832,66.930000000000007]
[null,"X","Y","Z","X","Y","Z",null,null,null,1.3,"3C",48.191999999932001,48.168000000020001,48.232000000108002,48.384000000195996,48.624000000283999,48.952000000371996,49.28390400031283,49.619712000379806,50.085568000572927,50.807616000892189,51.912000001337603,53.656128002086298,55.955904002448904,58.425216002425387,60.677952002015758,62.328000001220005,63.233408000626312,63.651584000245535,63.795456000077692,63.877952000122782,64.112000000380803,64.51296000041728,64.938880000430714,65.366720000421125,65.773440000388476,66.1360000003328,66.488192000363128,66.845376000342782,67.156864000271739,67.371968000150019,67.439999999977601,67.257919999683992,66.859519999544943,66.39935999956046,66.031999999730544,65.912000000055201,66.039360000199508,66.311040000343837,66.727040000488159,67.287360000632503,67.989999999999995]
[null,0,0,{"$f":"B3","v":59},1E-10,0,{"$f":"_xll.Interp3D($B$18:$B$134,$C$18:$C$134,$D$18:$D$134,E18,F18)","v":59.000000001899998},null,{"$f":"B18+1","v":1},null,1.4,"3D",47.063999999832006,46.966399999972808,47.009600000113601,47.193600000254406,47.518400000395204,47.984000000536,48.587328000671427,49.328384000811454,50.211776000956093,51.24211200110534,52.424000001259202,53.906176001667973,55.685568001853625,57.539072001816187,59.243584001555647,60.576000001072003,61.438016000676605,61.978368000428674,62.344512000328194,62.683904000375179,63.144000000569605,63.76512000066257,64.448960000695052,65.135040000667047,65.762880000578562,66.272000000429585,66.67238400036868,67.004352000292769,67.252928000201891,67.40313600009604,67.439999999975186,67.250239999673596,66.843839999541899,66.390719999580142,66.060799999788316,66.024000000166382,66.280320000346236,66.71648000052609,67.332480000705928,68.128320000885779,69.099999999999994]
[null,0,0.5,{"$f":"B4","v":52},{"$f":"E18","v":1E-10},0.1,{"$f":"_xll.Interp3D($B$18:$B$134,$C$18:$C$134,$D$18:$D$134,E19,F19)","v":57.120000001804001},null,null,null,1.5,"4",45.999999999799996,45.879999999959999,45.920000000120005,46.120000000280001,46.48000000044,47.000000000600004,47.712000000815998,48.616000000984002,49.664000001104,50.808000001175991,52.0000000012,53.336000001448006,54.848000001552002,56.392000001512002,57.824000001328002,59.000000001000004,59.840000000700002,60.440000000520001,60.920000000460007,61.400000000519995,62.000000000700005,62.784000000852011,63.672000000908014,64.568000000868011,65.376000000732006,66.000000000500009,66.424000000352009,66.712000000228016,66.888000000128002,66.976000000051997,67,66.847999999723996,66.503999999615985,66.135999999675988,65.911999999903998,66.000000000300005,66.400000000500015,67.000000000700027,67.800000000900027,68.800000001100031,70]
[null,0,1,51,{"$f":"E19","v":1E-10},0.2,{"$f":"_xll.Interp3D($B$18:$B$134,$C$18:$C$134,$D$18:$D$134,E20,F20)","v":55.480000001696006},null,null,null,1.6,"4A",44.871999999898399,44.83328000002416,44.920320000149921,45.133120000275682,45.471680000401435,45.936000000527201,46.527744000655872,47.246912000782046,48.091008000905731,49.057536001026918,50.144000001145606,51.467008001471271,53.028224001622021,54.652736001597873,56.165632001398784,57.392000001024812,58.237120000689124,58.817600000495524,59.275520000444004,59.752960000534571,60.392000000767197,61.282368000991113,62.329344001080415,63.398336001035148,64.354752000855257,65.064000000540801,65.475776000295326,65.67980800012532,65.751552000030756,65.766464000011652,65.80000000006801,65.759359999873936,65.594239999819052,65.443839999903361,65.447360000126892,65.744000000489621,66.333760000689935,67.123840000890254,68.114240001090579,69.304960001290908,70.7]
[null,0,1.5,46,1E-10,0.3,{"$f":"_xll.Interp3D($B$18:$B$134,$C$18:$C$134,$D$18:$D$134,E21,F21)","v":54.080000001576003},null,null,null,1.7,"4B",43.6160000001112,43.752640000162074,43.940160000212956,44.178560000263829,44.467840000314709,44.808000000365595,45.125952000288571,45.421696000321177,45.804864000463425,46.385088000715299,47.272000001076805,48.649024001631403,50.443072001910863,52.379008001915182,54.181696001644369,55.576000001098414,56.430720000643852,56.929280000386086,57.26848000032512,57.645120000460963,58.256000000793605,59.219904001104517,60.405632001237258,61.635008001191814,62.729856000968198,63.512000000566402,63.888768000210305,63.97894399999322,63.921535999915136,63.855551999976065,63.920000000176003,64.054080000107362,64.165120000129932,64.344320000243684,64.682880000448648,65.272000000744811,66.111680000934584,67.141120001124349,68.360320001314108,69.769280001503887,71.37]
[null,0,2,41,1E-10,0.4,{"$f":"_xll.Interp3D($B$18:$B$134,$C$18:$C$134,$D$18:$D$134,E22,F22)","v":52.920000001444002},null,null,null,1.8,"4C",42.424000000344797,42.751360000309916,43.04384000027504,43.301440000240156,43.524160000205278,43.712000000170391,43.701887999850136,43.493823999774492,43.332415999943464,43.462272000357025,44.128000001015195,45.599936001861089,47.715008002301474,50.067712002336364,52.252544001965731,53.864000001189602,54.724160000575196,55.103360000227681,55.268480000147036,55.486400000333283,56.024000000786408,57.027456001183985,58.318848001362284,59.678912001321336,60.888384001061105,61.728000000581609,62.063872000123617,62.042175999866458,61.863743999810147,61.72940799995466,61.840000000300009,62.169920000366247,62.585280000470888,63.124480000613929,63.825920000795364,64.728000001015218,65.830720001190258,67.108480001365308,68.561280001540354,70.189120001715395,71.989999999999995]
[null,0,2.5,44,1E-10,0.5,{"$f":"_xll.Interp3D($B$18:$B$134,$C$18:$C$134,$D$18:$D$134,E23,F23)","v":52.000000001300002},null,null,null,1.9,"4D",41.488000000505593,41.942720000403838,42.295680000302077,42.546880000200325,42.696320000098567,42.743999999996802,42.450815999476625,41.816767999315076,41.200511999512202,40.96070400006797,41.456000000982414,43.037632002093062,45.466496002676877,48.215744002733835,50.758528002263951,52.568000001267201,53.420800000494246,53.668160000056325,53.645119999953444,53.686720000185609,54.12800000075282,55.13587200122123,56.486976001439288,57.930944001406964,59.217408001124269,60.096000000591204,60.401984000061944,60.302271999779805,60.043967999744766,59.874175999956833,60.040000000416008,60.544640000592487,61.223360000764174,62.071360000931058,63.083840001093144,64.256000001250428,65.587840001413326,67.082560001576198,68.740160001739085,70.560640001901959,72.540000000000006]
[null,0,3,41,1E-10,0.6,{"$f":"_xll.Interp3D($B$18:$B$134,$C$18:$C$134,$D$18:$D$134,E24,F24)","v":51.4800000011344},null,null,null,2,"5",41.000000000499995,41.440000000380003,41.760000000260007,41.960000000139999,42.040000000020001,41.999999999899998,41.567999999304,40.743999999115999,39.935999999336005,39.551999999963996,40.000000001000004,41.680000002260009,44.320000002920004,47.320000002980002,50.080000002440009,52.000000001300002,52.824000000411999,52.951999999907997,52.767999999787996,52.656000000052003,53.000000000700005,53.976000001208014,55.328000001452011,56.792000001432015,58.104000001148023,59.000000000600011,59.304000000052007,59.191999999768001,58.927999999747996,58.775999999992003,59.000000000500009,59.616000000728008,60.448000000932019,61.472000001112022,62.664000001268022,64.000000001400025,65.480000001560029,67.120000001720044,68.920000001880041,70.880000002040049,73]
[null,0,3.5,43,1E-10,0.7,{"$f":"_xll.Interp3D($B$18:$B$134,$C$18:$C$134,$D$18:$D$134,E25,F25)","v":51.360000000947196},null,null,null,2.1,"5A",41.184000000230398,41.382080000165757,41.51552000010112,41.584320000036485,41.588479999971838,41.527999999907195,41.158527999414943,40.480063999289214,39.859135999530011,39.662272000137349,40.256000001111204,42.052864002379394,44.808512003028781,47.904128003059341,50.720896002471079,52.640000001264006,53.380992000288103,53.35641599973286,52.986943999598303,52.69324799988442,52.896000000591208,53.765568001105358,55.021504001363951,56.408256001366993,57.670272001114476,58.552000000606405,58.894208000117821,58.867263999868101,58.71001599985722,58.661312000085189,58.960000000552014,59.615296000756302,60.467968000946776,61.504192001123414,62.710144001286238,64.072000001435242,65.589760001600354,67.272640001765481,69.12064000193061,71.133760002095741,73.31]
[null,0,4,48,1E-10,0.8,{"$f":"_xll.Interp3D($B$18:$B$134,$C$18:$C$134,$D$18:$D$134,E26,F26)","v":51.40000000075279},null,null,null,2.2000000000000002,"5B",41.911999999759203,41.693439999803687,41.519359999848163,41.389759999892647,41.304639999937123,41.2639999999816,41.092223999718755,40.789311999719338,40.618687999983337,40.843776000510765,41.728000001301609,43.677632002496104,46.517056003081194,49.636864003056871,52.427648002423147,54.280000001180007,54.889536000115172,54.662527999506906,54.055551999355231,53.525183999660129,53.528000000421613,54.217344000918764,55.288832001185909,56.512448001223021,57.658176001030128,58.496000000607211,58.905344000241648,59.039552000056929,59.07948800005309,59.206016000230115,59.600000000588011,60.250688000716082,61.037504000860274,61.976576001020597,63.084032001197052,64.376000001389627,65.852480001563407,67.502720001737174,69.326720001910928,71.324480002084712,73.5]
[null,0,4.5,49,1E-10,0.9,{"$f":"_xll.Interp3D($B$18:$B$134,$C$18:$C$134,$D$18:$D$134,E27,F27)","v":51.360000000565599},null,null,null,2.2999999999999998,"5C",42.847999999232798,42.165759999402717,41.65343999957264,41.311039999742555,41.138559999912474,41.13600000008239,41.211456000091481,41.364928000238429,41.734272000523227,42.457344000945888,43.672000001506397,45.765568002583905,48.646144003080423,51.732736002995949,54.444352002330476,56.200000001084007,56.678783999953794,56.268031999304924,55.449087999137404,54.703295999451221,54.512000000246402,55.004736000706693,55.860608000972675,56.885312001044355,57.884544000921743,58.664000000604808,59.150976000387338,59.475008000278919,59.74515200027956,60.070464000389265,60.560000000608014,61.175232000632114,61.843456000713999,62.622464000853689,63.570048001051155,64.744000001306432,66.144320001494279,67.73248000168212,69.50848000186997,71.472320002057813,73.62]
[null,0,5,54,1E-10,1,{"$f":"_xll.Interp3D($B$18:$B$134,$C$18:$C$134,$D$18:$D$134,E28,F28)","v":51.0000000004},null,null,null,2.4,"5D",43.655999998797597,42.590719999071837,41.799679999346075,41.28287999962032,41.040319999894564,41.072000000168799,41.358592000409217,41.90009600067863,42.725504000977025,43.863808001304406,45.344000001660795,47.527936002616599,50.396288003029639,53.406272002899875,56.015104002227325,57.680000001011997,58.077887999864544,57.570623999201679,56.642815999023441,55.779071999329815,55.464000000120805,55.801152000527615,56.467456000779109,57.307584000875273,58.166208000816106,58.888000000601608,59.444672000518821,59.939776000478474,60.415744000480558,60.915008000525063,61.480000000612016,62.041984000529169,62.572672000549424,63.175168000672784,63.952576000899256,65.008000001228822,66.341440001438116,67.884160001647402,69.63616000185668,71.59744000206598,73.77]
[null,0,5.5,54,1E-10,1.1000000000000001,{"$f":"_xll.Interp3D($B$18:$B$134,$C$18:$C$134,$D$18:$D$134,E29,F29)","v":50.256000000239993},null,null,null,2.5,"6",43.999999998600003,42.759999998920001,41.839999999240007,41.239999999559998,40.959999999879997,41.000000000200004,41.376000000547997,42.088000000872,43.112000001171992,44.424000001447993,46.000000001700002,48.176000002568003,50.968000002932008,53.872000002792007,56.384000002148014,58.000000001000004,58.415999999907996,57.967999999271996,57.111999999091992,56.303999999367996,56.000000000100002,56.280000000440012,56.840000000660005,57.560000000760013,58.320000000740009,59.000000000600011,59.600000000600005,60.200000000599999,60.800000000600008,61.400000000600009,62.000000000600011,62.504000000432001,62.912000000408014,63.368000000528014,64.016000000792019,65.000000001200021,66.320000001440036,67.880000001680031,69.68000000192005,71.720000002160063,74]
[null,0,6,54,1E-10,1.2,{"$f":"_xll.Interp3D($B$18:$B$134,$C$18:$C$134,$D$18:$D$134,E30,F30)","v":49.288000000075996},null,null,null,2.6,"6A",43.703999998712,42.559679998999364,41.702719999286728,41.133119999574085,40.850879999861448,40.856000000148811,41.150016000438853,41.732928000726602,42.602432001012033,43.756224001295173,45.192000001575998,47.216960002397123,49.832640002757444,52.578240002656962,54.992960002095685,56.616000001073601,57.195200000147835,57.037759999600311,56.521919999431034,56.025919999639996,55.9280000002272,56.28473600047213,56.843968000632195,57.520832000707401,58.230464000697744,58.888000000603206,59.504576000627182,60.13676800063444,60.767872000625005,61.381184000598857,61.960000000556008,62.376576000309093,62.642048000253808,62.948032000390121,63.48614400071807,64.448000001237631,65.83360000153364,67.515200001829655,69.492800002125662,71.766400002421662,74.34]
[null,0.5,0,{"$f":"C3","v":64},1E-10,1.3,{"$f":"_xll.Interp3D($B$18:$B$134,$C$18:$C$134,$D$18:$D$134,E31,F31)","v":48.191999999932001},null,null,null,2.7,"6B",42.99199999903599,42.128639999237272,41.466559999438559,41.005759999639842,40.746239999841123,40.6880000000424,40.785728000164376,41.039424000354344,41.517056000612257,42.286592000938143,43.416000001331994,45.176640002121438,47.523200002503842,50.048640002479203,52.345920002047521,54.008000001208799,54.862720000543682,55.181440000136796,55.222399999988163,55.243840000097769,55.504000000465609,56.033088000585039,56.65894400065914,57.336256000687953,58.019712000671433,58.664000000609605,59.28268800062439,59.905984000618815,60.513536000592907,61.08499200054662,61.600000000480001,61.891008000143898,61.971584000059131,62.093056000225694,62.506752000643587,63.464000001312826,64.964800001688843,66.841600002064851,69.094400002440864,71.723200002816881,74.73]
[null,0.5,0.5,{"$f":"C4","v":58},1E-10,1.4,{"$f":"_xll.Interp3D($B$18:$B$134,$C$18:$C$134,$D$18:$D$134,E32,F32)","v":47.063999999832006},null,null,null,2.8,"6C",42.127999999463995,41.63775999955552,41.239039999647034,40.931839999738557,40.716159999830076,40.591999999921597,40.453631999828097,40.301055999893187,40.292864000116872,40.587648000499144,41.344000001040008,42.794240001802407,44.832640002216337,47.110720002281774,49.280000001998737,50.992000001367209,52.165440001000015,53.032640000754725,53.715520000631365,54.336000000629923,55.01600000075041,55.759872000736266,56.486336000715582,57.188864000688397,57.860928000654667,58.496000000614416,59.102912000597229,59.686016000566795,60.232064000523124,60.727808000466183,61.16000000039601,61.324351999983776,61.22969599987799,61.182464000078625,61.48908800058571,62.456000001399232,64.083200001855246,66.166400002311249,68.70560000276727,71.700800003223293,75.150000000000006]
[null,0.5,1,52,1E-10,1.5,{"$f":"_xll.Interp3D($B$18:$B$134,$C$18:$C$134,$D$18:$D$134,E33,F33)","v":45.999999999799996},null,null,null,2.9,"6D",41.375999999888009,41.257919999875845,41.12767999986368,40.985279999851528,40.83071999983936,40.663999999827197,40.324223999533473,39.811391999481089,39.36684799967005,39.231936000100347,39.648000000772001,40.80896000150144,42.55392000194,44.592000002087687,46.632320001944493,48.384000001510408,49.850240001421291,51.224960001327375,52.503360001228643,53.680640001125127,54.752000001016803,55.699904000883393,56.527552000776289,57.261248000695502,57.927296000641,58.552000000612807,59.133824000551243,59.655232000491978,60.118528000435013,60.526016000380352,60.880000000328003,60.953663999876028,60.745471999764277,60.595647999992778,60.84441600056148,61.832000001470433,63.558400001982449,65.796800002494464,68.547200003006481,71.809600003518497,75.58]
[null,0.5,1.5,47,1E-10,1.6,{"$f":"_xll.Interp3D($B$18:$B$134,$C$18:$C$134,$D$18:$D$134,E34,F34)","v":44.871999999898399},null,null,null,3,"7",41.000000000199996,41.16000000012,41.240000000039998,41.239999999959998,41.15999999988,40.999999999799996,40.567999999384007,39.863999999256002,39.175999999415993,38.791999999863997,39.000000000600004,39.960000001280001,41.480000001720001,43.320000001920008,45.240000001880006,47.000000001600007,48.664000001712012,50.392000001728022,52.088000001648012,53.656000001472009,55.000000001200007,56.088000000984017,56.98400000081601,57.736000000696009,58.392000000624009,59.000000000600011,59.544000000492005,59.992000000407998,60.368000000348005,60.696000000311997,61.000000000300005,61.055999999868,60.847999999771993,60.712000000012004,60.984000000588011,62.000000001500034,63.76000000202005,66.040000002540069,68.840000003060069,72.16000000358008,76]
[null,0.5,2,42,1E-10,1.7,{"$f":"_xll.Interp3D($B$18:$B$134,$C$18:$C$134,$D$18:$D$134,E35,F35)","v":43.6160000001112},null,null,null,3.1,"7A",41.032000000388798,41.368320000283838,41.599680000178878,41.726080000073914,41.747519999968958,41.663999999863989,41.281599999419676,40.600319999266233,39.91103999940367,39.504639999832001,39.672000000551193,40.54393600115997,41.926528001572514,43.623552001788838,45.438784001808941,47.176000001632815,48.932480001855843,50.839040001932979,52.749760001864175,54.518720001649456,56.000000001288811,57.157632001035466,58.088896000836073,58.847744000690625,59.488128000599133,60.064000000561606,60.5331200003872,60.859520000276156,61.10656000022847,61.337600000244159,61.616000000323211,61.76051200001114,61.728895999970945,61.793024000202628,62.224768000706192,63.29600000148163,65.006720001939883,67.175680002398138,69.802880002856398,72.888320003314647,76.430000000000007]
[null,0.5,2.5,41,1E-10,1.8,{"$f":"_xll.Interp3D($B$18:$B$134,$C$18:$C$134,$D$18:$D$134,E36,F36)","v":42.424000000344797},null,null,null,3.2,"7B",41.296000000526391,41.768960000419511,42.135040000312642,42.394240000205755,42.546560000098879,42.591999999991998,42.351359999571514,41.824639999419844,41.280639999536959,40.988159999922885,41.216000000577608,42.06796800110039,43.36486400146746,44.950976001678825,46.670592001734477,48.368000001634414,50.157760001916493,52.143680002026734,54.15392000196514,56.016640001731709,57.560000001326422,58.752256001066073,59.707968000853327,60.474752000688213,61.100224000570698,61.63200000050081,61.988800000233127,62.138880000087369,62.204160000063531,62.30656000016161,62.568000000381616,62.882496000273896,63.168768000325159,63.585792000535406,64.292544000904641,65.448000001432831,67.052160001775576,68.999040002118292,71.288640002461023,73.920960002803739,76.900000000000006]
[null,0.5,3,41,1E-10,1.9,{"$f":"_xll.Interp3D($B$18:$B$134,$C$18:$C$134,$D$18:$D$134,E37,F37)","v":41.488000000505593},null,null,null,3.3,"7C",41.744000000629605,42.325440000533277,42.810560000436958,43.199360000340633,43.491840000244324,43.688000000147994,43.632319999779511,43.324799999644313,42.998719999742399,42.88736000007377,43.224000000638405,44.087232001068415,45.321536001380551,46.809024001574784,48.431808001651135,50.072000001609595,51.851200001918393,53.848000002044799,55.880000001988805,57.764800001750402,59.320000001329603,60.521664001079714,61.49139200086573,62.265088000687641,62.878656000545476,63.368000000439203,63.611520000078237,63.585279999899669,63.471679999903508,63.453120000089761,63.712000000458417,64.22822400057909,64.880192000729892,65.698048000910873,66.71193600112197,67.952000001363231,69.418240001569316,71.090560001775401,72.968960001981486,75.053440002187571,77.34]
[null,0.5,3.5,46,1E-10,2,{"$f":"_xll.Interp3D($B$18:$B$134,$C$18:$C$134,$D$18:$D$134,E38,F38)","v":41.000000000499995},null,null,null,3.4,"7D",42.3280000007152,43.001280000631361,43.59072000054752,44.096320000463678,44.51808000037984,44.856000000296007,44.979519999983687,44.888639999867202,44.779199999946556,44.847040000221753,45.288000000692797,46.156864001031238,47.323072001287485,48.704448001461564,50.218816001553485,51.784000001563207,53.524160001886088,55.494080002022734,57.507520001973134,59.378240001737289,60.920000001315202,62.115648001080395,63.089344000871293,63.866816000687933,64.47379200053031,64.936000000398394,65.101759999971037,64.953919999771188,64.719999999798873,64.627520000054076,64.904000000536811,65.60396800084952,66.575744001080437,67.737536001229557,69.007552001296901,70.304000001282432,71.626880001363389,73.030720001444351,74.515520001525317,76.081280001606288,77.73]
[null,0.5,4,52,1E-10,2.1,{"$f":"_xll.Interp3D($B$18:$B$134,$C$18:$C$134,$D$18:$D$134,E39,F39)","v":41.184000000230398},null,null,null,3.5,"8",43.0000000008,43.760000000719998,44.440000000640005,45.040000000559999,45.560000000480002,46.0000000004,46.248000000124001,46.304000000016003,46.336000000075998,46.512000000303999,47.000000000699998,47.832000000956,48.896000001164005,50.144000001324002,51.528000001435998,53.000000001500013,54.688000001844017,56.624000001996016,58.61600000195601,60.472000001724005,62.000000001300009,63.184000001072008,64.152000000868,64.928000000688002,65.536000000531999,66.000000000400007,66.159999999960007,65.999999999759993,65.759999999799987,65.68000000008,66.000000000600011,66.816000001008021,67.968000001272031,69.312000001392036,70.70400000136803,72.000000001200021,73.200000001200024,74.400000001200027,75.60000000120003,76.800000001200033,78]
[null,0.5,4.5,46,1E-10,2.2000000000000002,{"$f":"_xll.Interp3D($B$18:$B$134,$C$18:$C$134,$D$18:$D$134,E40,F40)","v":41.911999999759203},null,null,null,3.6,"8A",43.872000000915996,44.743040000826085,45.52416000073616,46.215360000646243,46.816640000556319,47.328000000466403,47.649856000202206,47.782208000087394,47.874432000121956,48.075904000305883,48.536000000639206,49.260352000808098,50.149376000968545,51.194624001120545,52.387648001264097,53.7200000013992,55.327872001782502,57.216896001961516,59.182784001936241,61.021248001706667,62.528000001272808,63.676928001031598,64.604224000829561,65.349056000666664,65.950592000542954,66.448000000458421,66.707008000093197,66.701503999929386,66.632895999966976,66.702592000205982,67.112000000646404,67.952896001012462,69.091008001240866,70.388672001331585,71.708224001284648,72.91200000110004,74.000000001076032,75.064000001052023,76.104000001028027,77.120000001004016,78.11]
[null,0.5,5,52,1E-10,2.2999999999999998,{"$f":"_xll.Interp3D($B$18:$B$134,$C$18:$C$134,$D$18:$D$134,E41,F41)","v":42.847999999232798},null,null,null,3.7,"8B",44.976000001051993,45.974720000945439,46.866880000838876,47.652480000732311,48.331520000625758,48.90400000051919,49.281728000258298,49.4647040001297,49.585216000133386,49.77555200026935,50.168000000537603,50.738496000609416,51.398848000717322,52.185152000861322,53.133504001041409,54.280000001257605,55.769536001685253,57.578048001895567,59.488192001888528,61.282624001664139,62.74400000122241,63.827904000956522,64.679232000757267,65.364608000624614,65.950656000558595,66.504000000559216,66.942464000338276,67.221632000240618,67.464768000266218,67.795136000415084,68.336000000687221,69.143808000914319,70.136384001056754,71.229056001114515,72.337152001087617,73.376000000976035,74.345600000963231,75.302400000950428,76.246400000937626,77.177600000924826,78.099999999999994]
[null,0.5,5.5,52,1E-10,2.4,{"$f":"_xll.Interp3D($B$18:$B$134,$C$18:$C$134,$D$18:$D$134,E42,F42)","v":43.655999998797597},null,null,null,3.8,"8C",46.144000001160009,47.242880001037761,48.219520000915523,49.073920000793279,49.806080000671045,50.416000000548792,50.825472000289693,51.034496000147904,51.160384000123415,51.320448000216253,51.632000000426387,52.044864000411863,52.480832000472603,53.015168000608597,53.723136000819871,54.680000001106393,56.035264001566752,57.738752001802851,59.566208001814701,61.293376001602283,62.696000001165615,63.711616000881264,64.489728000690604,65.124032000593644,65.708224000590391,66.336000000680826,66.985216000623197,67.593408000598771,68.193792000607559,68.81958400064957,69.504000000724801,70.255872000776733,71.053056000815431,71.88230400084089,72.730368000853076,73.584000000852029,74.443200000866426,75.316800000880818,76.204800000895219,77.107200000909614,78.02]
[null,0.5,6,52,1E-10,2.5,{"$f":"_xll.Interp3D($B$18:$B$134,$C$18:$C$134,$D$18:$D$134,E43,F43)","v":43.999999998600003},null,null,null,3.9,"8D",47.208000001191998,48.335360001062725,49.333440000933443,50.202240000804167,50.94176000067489,51.552000000545604,51.962944000293803,52.174592000147008,52.29196800010525,52.420096000168499,52.664000000336799,52.957888000267417,53.231744000296729,53.584256000424745,54.114112000651431,54.920000000976806,56.147328001441508,57.730304001688118,59.450816001716589,61.090752001526965,62.432000001119214,63.402752000840266,64.14841600066903,64.776704000605505,65.395328000649698,66.112000000801601,66.954112000875782,67.849856000908872,68.75814400090087,69.637888000851788,70.44800000076161,71.156224000662917,71.789952000612601,72.397568000610704,73.027456000657153,73.728000000752019,74.49920000079041,75.308800000828811,76.156800000867207,77.043200000905614,77.97]
[null,{"$f":"B31+0.5","v":1},0,{"$f":"D3","v":60},1E-10,2.6,{"$f":"_xll.Interp3D($B$18:$B$134,$C$18:$C$134,$D$18:$D$134,E44,F44)","v":43.703999998712},null,null,null,4,"9",48.000000001099998,49.040000000980001,49.960000000860006,50.760000000739993,51.440000000620003,52.000000000500002,52.376000000267993,52.568000000132002,52.672000000091998,52.784000000147998,53.000000000299998,53.256000000227999,53.488000000252001,53.792000000371999,54.264000000587998,55.000000000900002,56.128000001324011,57.584000001556014,59.176000001596016,60.712000001444011,62.000000001100005,62.976000000868012,63.768000000732002,64.472000000692006,65.184000000748014,66.000000000900016,66.968000001024009,68.024000001076018,69.096000001056012,70.112000000964017,71.000000000800014,71.71200000063601,72.296000000544012,72.824000000524009,73.368000000576018,74.000000000700012,74.720000000740029,75.480000000780024,76.280000000820024,77.120000000860017,78]
[null,{"$f":"B32+0.5","v":1},0.5,{"$f":"D4","v":63},1E-10,2.7,{"$f":"_xll.Interp3D($B$18:$B$134,$C$18:$C$134,$D$18:$D$134,E45,F45)","v":42.99199999903599},null,null,null,4.0999999999999996,"9A",48.392000000813596,49.162240000726882,49.845760000640155,50.442560000553442,50.952640000466722,51.376000000380003,51.650432000184423,51.775936000082154,51.845824000073186,51.953408000157545,52.192000000335206,52.528064000345324,52.89939200040574,53.356288000516457,53.949056000677487,54.728000000888812,55.779136001191972,57.068928001366132,58.468352001411247,59.848384001327354,61.080000001114414,62.134912001002505,63.099136000933036,64.015104000905993,64.925248000921385,65.872000000979213,66.883776001037262,67.932288001052683,68.974912001025487,69.969024000955656,70.872000000843215,71.65312000072673,72.340800000656344,72.981120000632032,73.620160000653783,74.304000000721629,75.032640000735711,75.775360000749799,76.532160000763866,77.303040000777941,78.09]
[null,1,1,51,1E-10,2.8,{"$f":"_xll.Interp3D($B$18:$B$134,$C$18:$C$134,$D$18:$D$134,E46,F46)","v":42.127999999463995},null,null,null,4.2,"9B",48.496000000364795,48.843520000330244,49.15648000029568,49.434880000261117,49.678720000226562,49.888000000191994,49.998336000044766,50.009727999994112,50.018752000040038,50.121984000182529,50.416000000421597,50.92179200058473,51.574976000716383,52.344064000816545,53.197568000885212,54.104000000922397,55.085888001035748,56.164224001115308,57.305216001161057,58.475072001173032,59.640000001151208,60.829696001220782,62.066688001245808,63.306432001226298,64.504384001162236,65.616000001053635,66.62220800096361,67.552704000902196,68.436096000869398,69.300992000865207,70.176000000889616,71.068160000892988,71.958400000885774,72.836160000868006,73.690880000839698,74.512000000800811,75.299520000774251,76.060480000747702,76.794880000721136,77.50272000069458,78.180000000000007]
[null,1,1.5,52,1E-10,2.9,{"$f":"_xll.Interp3D($B$18:$B$134,$C$18:$C$134,$D$18:$D$134,E47,F47)","v":41.375999999888009},null,null,null,4.3,"9C",48.503999999859204,48.375679999884163,48.272319999909129,48.193919999934081,48.140479999959041,48.111999999984,48.041023999890911,47.927551999899009,47.872768000008286,47.97785600021875,48.344000000530393,49.053888000868703,50.040064001082975,51.178496001173215,52.345152001139425,53.416000000981597,54.345472000888741,55.216256000864227,56.096704000908062,57.05516800102027,58.160000001200807,59.505024001465799,61.044672001590058,62.638208001573581,64.14489600141637,65.424000001118401,66.397952000848903,67.160576000695755,67.828224000658963,68.517248000738519,69.344000000934415,70.362240001088679,71.494400001162276,72.659840001155231,73.777920001067542,74.768000000899221,75.630080000824975,76.41792000075074,77.131520000676488,77.770880000602247,78.34]
[null,1,2,40,1E-10,3,{"$f":"_xll.Interp3D($B$18:$B$134,$C$18:$C$134,$D$18:$D$134,E48,F48)","v":41.000000000199996},null,null,null,4.4000000000000004,"9D",48.607999999402395,48.050559999482715,47.573439999563028,47.176639999643349,46.86015999972367,46.623999999803985,46.399807999764697,46.187583999827922,46.089855999993688,46.20915200026198,46.648000000632798,47.541056001119649,48.819968001404519,50.282752001487395,51.727424001368284,52.952000001047203,53.855104000784351,54.571392000673569,55.252928000714846,56.051776000908198,57.120000001253608,58.605568001680552,60.407104001885557,62.302656001868598,64.070272001629704,65.488000001168828,66.42566400073909,67.031232000504616,67.499968000465429,68.027136000621496,68.808000000972825,69.940480001267701,71.29440000141571,72.722880001416826,74.079040001271068,75.216000000978426,76.133760000857151,76.930240000735864,77.605440000614578,78.159360000493294,78.59]
[null,1,2.5,46,1E-10,3.1,{"$f":"_xll.Interp3D($B$18:$B$134,$C$18:$C$134,$D$18:$D$134,E49,F49)","v":41.032000000388798},null,null,null,4.5,"10",48.999999999099998,48.159999999219998,47.439999999340003,46.839999999459998,46.359999999579998,45.999999999700002,45.695999999707993,45.447999999811998,45.352000000011998,45.504000000307997,46.000000000699998,47.000000001260005,48.440000001580003,50.080000001660004,51.680000001500005,53.000000001100005,53.912000000755995,54.576000000604004,55.184000000644005,55.928000000875997,57.000000001300009,58.576000001808019,60.528000002052025,62.59200000203203,64.504000001748025,66.000000001200021,66.920000000680005,67.440000000400005,67.800000000360001,68.240000000560016,69.000000001000018,70.208000001384022,71.704000001576034,73.296000001576033,74.792000001384025,76.000000001000018,76.92000000084002,77.680000000680025,78.280000000520019,78.720000000360002,79]
[null,1,3,39,1E-10,3.2,{"$f":"_xll.Interp3D($B$18:$B$134,$C$18:$C$134,$D$18:$D$134,E50,F50)","v":41.296000000526391},null,null,null,4.5999999999999996,"10A",49.823999998987198,48.881919999128634,48.081279999270073,47.422079999411508,46.904319999552953,46.527999999694387,46.24127999974511,46.044159999873585,46.014400000079831,46.229760000363839,46.7680000007256,47.779136001259161,49.211328001567708,50.839552001651228,52.438784001509731,53.784000001143198,54.760000000837593,55.516800000704798,56.227200000744801,57.064000000957599,58.200000001343199,59.804672001823782,61.762816002050158,63.820224002022314,65.722688001740281,67.216000001204009,68.13900800068231,68.661184000402343,69.02425600036409,69.469952000567588,70.240000001012817,71.476096001423997,73.017088001622625,74.650432001608721,76.163584001382233,77.344000000943225,78.191680000752186,78.848320000561145,79.313920000370089,79.588480000179047,79.67]
[null,1,3.5,47,1E-10,3.3,{"$f":"_xll.Interp3D($B$18:$B$134,$C$18:$C$134,$D$18:$D$134,E51,F51)","v":41.744000000629605},null,null,null,4.7,"10B",50.9519999989936,50.021759999145928,49.243839999298245,48.618239999450566,48.144959999602889,47.823999999755202,47.621439999848171,47.537279999992002,47.622400000186722,47.927680000432325,48.504000000728809,49.467328001168866,50.783744001434982,52.279296001527143,53.780032001445349,55.112000001189607,56.200960001006891,57.16288000093553,58.109120000975523,59.151040001126894,60.400000001389614,61.995136001765907,63.862208001933496,65.792512001892391,67.577344001642558,69.00800000118403,69.939584000715413,70.511232000464148,70.940288000430229,71.444096000613641,72.240000001014423,73.474688001418329,75.003264001602219,76.605696001566059,78.061952001309848,79.152000000833624,79.87584000061409,80.380160000394568,80.664960000175029,80.730239999955515,80.58]
[null,1,4,53,1E-10,3.4,{"$f":"_xll.Interp3D($B$18:$B$134,$C$18:$C$134,$D$18:$D$134,E52,F52)","v":42.3280000007152},null,null,null,4.8,"10C",52.167999999066396,51.312639999222874,50.613759999379354,50.071359999535844,49.685439999692321,49.4559999998488,49.368959999980639,49.424320000133591,49.643200000307672,50.046720000502866,50.656000000719189,51.541952001034971,52.690496001244384,53.995264001347422,55.349888001344098,56.648000001234408,57.86912000121297,59.084160001222244,60.323840001262241,61.618880001332961,63.000000001434401,64.564864001670912,66.292992001760936,68.037888001704445,69.653056001501483,70.992000001152007,71.934656000763326,72.578688000554763,73.104192000526282,73.69126400067789,74.520000001009606,75.736832001387484,77.221696001545695,78.754944001484247,80.116928001203163,81.088000000702408,81.668160000457931,82.003840000213444,82.095039999968961,81.941759999724482,81.540000000000006]
[null,1,4.5,46,1E-10,3.5,{"$f":"_xll.Interp3D($B$18:$B$134,$C$18:$C$134,$D$18:$D$134,E53,F53)","v":43.0000000008},null,null,null,4.9000000000000004,"10D",53.255999999152799,52.487679999310565,51.87711999946832,51.424319999626078,51.12927999978384,50.991999999941605,51.016320000106084,51.202240000264808,51.544000000417768,52.035840000564967,52.672000000706412,53.480384000903399,54.464832001058532,55.58348800117183,56.794496001243246,58.056000001272807,59.398720001404975,60.850560001491054,62.365440001531056,63.897280001524976,65.400000001472819,66.931328001575451,68.521984001591477,70.085376001520913,71.534912001363779,72.78400000112002,73.737152000810184,74.452096000643607,75.072064000620244,75.740288000740122,76.600000001003224,77.795584001351898,79.231552001484005,80.691328001399512,81.958336001098445,82.816000000580814,83.264320000315848,83.44768000005088,83.366079999785924,83.019519999520952,82.41]
[null,1,5,54,1E-10,3.6,{"$f":"_xll.Interp3D($B$18:$B$134,$C$18:$C$134,$D$18:$D$134,E54,F54)","v":43.872000000915996},null,null,null,5,"11",53.999999999200007,53.279999999360001,52.719999999519999,52.31999999968,52.079999999839998,52,52.096000000187999,52.368000000351998,52.792000000491996,53.344000000607998,54.000000000699998,54.76000000082,55.640000000940006,56.640000001060002,57.760000001180003,59.000000001300009,60.424000001532008,62.03200000166801,63.728000001708011,65.416000001652009,67.000000001500013,68.512000001516014,70.016000001484002,71.464000001404017,72.808000001276028,74.00000000110002,74.960000000840012,75.720000000700011,76.400000000680024,77.12000000078001,78.000000001000018,79.184000001332024,80.592000001448042,82.008000001348023,83.216000001032029,84.000000000500009,84.360000000219998,84.439999999939999,84.23999999966,83.759999999379986,83]
[null,1,5.5,54,1E-10,3.7,{"$f":"_xll.Interp3D($B$18:$B$134,$C$18:$C$134,$D$18:$D$134,E55,F55)","v":44.976000001051993},null,null,null,5.0999999999999996,"11A",54.319999999206395,53.607679999368955,53.057919999531521,52.670719999694072,52.446079999856636,52.384000000019199,52.505600000218713,52.810880000386554,53.268160000522712,53.845760000627195,54.512000000699999,55.25664000079184,56.100800000899028,57.059840001021598,58.149120001159524,59.384000001312806,60.840768001581679,62.509184001736109,64.274816001776117,66.023232001701672,67.640000001512817,69.147904001497324,70.623232001447676,72.031808001363828,73.339456001245821,74.512000001093611,75.474560000850261,76.249920000719214,76.950400000700483,77.688320000794079,78.576000001000011,79.75846400132869,81.160832001439829,82.565568001333446,83.755136001009504,84.512000000468021,84.836160000180328,84.872639999892627,84.621439999604945,84.08255999931724,83.26]
[null,1,6,54,1E-10,3.8,{"$f":"_xll.Interp3D($B$18:$B$134,$C$18:$C$134,$D$18:$D$134,E56,F56)","v":46.144000001160009},null,null,null,5.2,"11B",54.359999999207204,53.648639999370076,53.100159999532963,52.714559999695844,52.491839999858726,52.432000000021603,52.556800000222559,52.866240000390874,53.327680000526556,53.908480000629595,54.576000000699992,55.318720000788311,56.15840000089392,57.112320001016812,58.197760001156965,59.432000001314407,60.892864001587881,62.56883200174461,64.343168001784619,66.09913600170789,67.720000001514407,69.227392001494991,70.699136001443122,72.102784001358785,73.405888001242033,74.576000001092808,75.538880000851535,76.316160000721624,77.019200000703066,77.759360000795851,78.648000001000028,79.830272001328282,81.231936001438811,82.635264001331606,83.822528001006688,84.576000000464006,84.895680000175361,84.926719999886714,84.669119999598067,84.122879999309433,83.29]
[null,1.5,0,{"$f":"E3","v":65},1E-10,3.9,{"$f":"_xll.Interp3D($B$18:$B$134,$C$18:$C$134,$D$18:$D$134,E57,F57)","v":47.208000001191998},null,null,null,5.3,"11C",54.239999999204798,53.525759999366713,52.973439999528637,52.583039999690556,52.354559999852484,52.288000000014392,52.403200000211037,52.70016000037792,53.14912000051504,53.720320000622401,54.384000000699999,55.132480000798878,55.985600000909287,56.954880001031199,58.051840001164649,59.288000001309598,60.736576001569247,62.389888001719086,64.138112001759083,65.871424001689249,67.480000001509609,68.988928001502018,70.471424001456754,71.889856001373872,73.20659200125337,74.384000001095217,75.345920000847713,76.11744000071441,76.812800000695376,77.546240000790561,78.432000001000006,79.61484800132952,81.018624001441879,82.426176001337083,83.620352001015107,84.384000000476021,84.717120000190249,84.764479999904481,84.526079999618716,84.001919999332955,83.19]
[null,1.5,0.5,{"$f":"E4","v":62},1E-10,4,{"$f":"_xll.Interp3D($B$18:$B$134,$C$18:$C$134,$D$18:$D$134,E58,F58)","v":48.000000001099998},null,null,null,5.4,"11D",54.079999999201597,53.361919999362236,52.804479999522883,52.407679999683516,52.171519999844158,52.096000000004793,52.198400000195676,52.478720000360639,52.911040000499682,53.469440000612806,54.128000000699998,54.884160000812962,55.755200000929761,56.744960001050401,57.857280001174892,59.09600000130321,60.528192001544426,62.151296001685033,63.86470400172503,65.567808001664417,67.160000001503221,68.670976001511335,70.167808001474924,71.605952001393973,72.940864001268466,74.128000001098414,75.088640000842574,75.852480000704816,76.537600000685131,77.262080000783527,78.144000001000023,79.327616001331194,80.734208001445978,82.1473920013444,83.350784001026398,84.128000000492008,84.479040000210091,84.548159999928174,84.335359999646244,83.840639999364313,83.06]
[null,1.5,1,66,1E-10,4.0999999999999996,{"$f":"_xll.Interp3D($B$18:$B$134,$C$18:$C$134,$D$18:$D$134,E59,F59)","v":48.392000000813596},null,null,null,5.5,"12",53.999999999200007,53.279999999360001,52.719999999519999,52.31999999968,52.079999999839998,52,52.096000000187999,52.368000000351998,52.792000000491996,53.344000000607998,54.000000000699998,54.76000000082,55.640000000940006,56.640000001060002,57.760000001180003,59.000000001300009,60.424000001532008,62.03200000166801,63.728000001708011,65.416000001652009,67.000000001500013,68.512000001516014,70.016000001484002,71.464000001404017,72.808000001276028,74.00000000110002,74.960000000840012,75.720000000700011,76.400000000680024,77.12000000078001,78.000000001000018,79.184000001332024,80.592000001448042,82.008000001348023,83.216000001032029,84.000000000500009,84.360000000219998,84.439999999939999,84.23999999966,83.759999999379986,83]
[null,1.5,1.5,59,1E-10,4.2,{"$f":"_xll.Interp3D($B$18:$B$134,$C$18:$C$134,$D$18:$D$134,E60,F60)","v":48.496000000364795},null,null,null,5.6,"12A",53.999999999200007,53.279999999360001,52.719999999519999,52.31999999968,52.079999999839998,52,52.096000000187999,52.368000000351998,52.792000000491996,53.344000000607998,54.000000000699998,54.76000000082,55.640000000940006,56.640000001060002,57.760000001180003,59.000000001300009,60.424000001532008,62.03200000166801,63.728000001708011,65.416000001652009,67.000000001500013,68.512000001516014,70.016000001484002,71.464000001404017,72.808000001276028,74.00000000110002,74.960000000840012,75.720000000700011,76.400000000680024,77.12000000078001,78.000000001000018,79.184000001332024,80.592000001448042,82.008000001348023,83.216000001032029,84.000000000500009,84.360000000219998,84.439999999939999,84.23999999966,83.759999999379986,83]
[null,1.5,2,52,1E-10,4.3,{"$f":"_xll.Interp3D($B$18:$B$134,$C$18:$C$134,$D$18:$D$134,E61,F61)","v":48.503999999859204},null,null,null,5.7,"12B",53.999999999200007,53.279999999360001,52.719999999519999,52.31999999968,52.079999999839998,52,52.096000000187999,52.368000000351998,52.792000000491996,53.344000000607998,54.000000000699998,54.76000000082,55.640000000940006,56.640000001060002,57.760000001180003,59.000000001300009,60.424000001532008,62.03200000166801,63.728000001708011,65.416000001652009,67.000000001500013,68.512000001516014,70.016000001484002,71.464000001404017,72.808000001276028,74.00000000110002,74.960000000840012,75.720000000700011,76.400000000680024,77.12000000078001,78.000000001000018,79.184000001332024,80.592000001448042,82.008000001348023,83.216000001032029,84.000000000500009,84.360000000219998,84.439999999939999,84.23999999966,83.759999999379986,83]
[null,1.5,2.5,58,1E-10,4.4000000000000004,{"$f":"_xll.Interp3D($B$18:$B$134,$C$18:$C$134,$D$18:$D$134,E62,F62)","v":48.607999999402395},null,null,null,5.8,"12C",53.999999999200007,53.279999999360001,52.719999999519999,52.31999999968,52.079999999839998,52,52.096000000187999,52.368000000351998,52.792000000491996,53.344000000607998,54.000000000699998,54.76000000082,55.640000000940006,56.640000001060002,57.760000001180003,59.000000001300009,60.424000001532008,62.03200000166801,63.728000001708011,65.416000001652009,67.000000001500013,68.512000001516014,70.016000001484002,71.464000001404017,72.808000001276028,74.00000000110002,74.960000000840012,75.720000000700011,76.400000000680024,77.12000000078001,78.000000001000018,79.184000001332024,80.592000001448042,82.008000001348023,83.216000001032029,84.000000000500009,84.360000000219998,84.439999999939999,84.23999999966,83.759999999379986,83]
[null,1.5,3,47,1E-10,4.5,{"$f":"_xll.Interp3D($B$18:$B$134,$C$18:$C$134,$D$18:$D$134,E63,F63)","v":48.999999999099998},null,null,null,5.9,"12D",53.999999999200007,53.279999999360001,52.719999999519999,52.31999999968,52.079999999839998,52,52.096000000187999,52.368000000351998,52.792000000491996,53.344000000607998,54.000000000699998,54.76000000082,55.640000000940006,56.640000001060002,57.760000001180003,59.000000001300009,60.424000001532008,62.03200000166801,63.728000001708011,65.416000001652009,67.000000001500013,68.512000001516014,70.016000001484002,71.464000001404017,72.808000001276028,74.00000000110002,74.960000000840012,75.720000000700011,76.400000000680024,77.12000000078001,78.000000001000018,79.184000001332024,80.592000001448042,82.008000001348023,83.216000001032029,84.000000000500009,84.360000000219998,84.439999999939999,84.23999999966,83.759999999379986,83]
[null,1.5,3.5,53,1E-10,4.5999999999999996,{"$f":"_xll.Interp3D($B$18:$B$134,$C$18:$C$134,$D$18:$D$134,E64,F64)","v":49.823999998987198},null,null,null,6,"13",53.999999999200007,53.279999999360001,52.719999999519999,52.31999999968,52.079999999839998,52,52.096000000187999,52.368000000351998,52.792000000491996,53.344000000607998,54.000000000699998,54.76000000082,55.640000000940006,56.640000001060002,57.760000001180003,59.000000001300009,60.424000001532008,62.03200000166801,63.728000001708011,65.416000001652009,67.000000001500013,68.512000001516014,70.016000001484002,71.464000001404017,72.808000001276028,74.00000000110002,74.960000000840012,75.720000000700011,76.400000000680024,77.12000000078001,78.000000001000018,79.184000001332024,80.592000001448042,82.008000001348023,83.216000001032029,84.000000000500009,84.360000000219998,84.439999999939999,84.23999999966,83.759999999379986,83]
[null,1.5,4,55,1E-10,4.7,{"$f":"_xll.Interp3D($B$18:$B$134,$C$18:$C$134,$D$18:$D$134,E65,F65)","v":50.9519999989936}]
[null,1.5,4.5,53,1E-10,4.8,{"$f":"_xll.Interp3D($B$18:$B$134,$C$18:$C$134,$D$18:$D$134,E66,F66)","v":52.167999999066396}]
[null,1.5,5,59,1E-10,4.9000000000000004,{"$f":"_xll.Interp3D($B$18:$B$134,$C$18:$C$134,$D$18:$D$134,E67,F67)","v":53.255999999152799}]
[null,1.5,5.5,59,1E-10,5,{"$f":"_xll.Interp3D($B$18:$B$134,$C$18:$C$134,$D$18:$D$134,E68,F68)","v":53.999999999200007}]
[null,1.5,6,59,1E-10,5.0999999999999996,{"$f":"_xll.Interp3D($B$18:$B$134,$C$18:$C$134,$D$18:$D$134,E69,F69)","v":54.319999999206395}]
[null,2,0,{"$f":"F3","v":61},1E-10,5.2,{"$f":"_xll.Interp3D($B$18:$B$134,$C$18:$C$134,$D$18:$D$134,E70,F70)","v":54.359999999207204}]
[null,2,0.5,{"$f":"F4","v":58},1E-10,5.3,{"$f":"_xll.Interp3D($B$18:$B$134,$C$18:$C$134,$D$18:$D$134,E71,F71)","v":54.239999999204798}]
[null,2,1,65,1E-10,5.4,{"$f":"_xll.Interp3D($B$18:$B$134,$C$18:$C$134,$D$18:$D$134,E72,F72)","v":54.079999999201597}]
[null,2,1.5,62,1E-10,5.5,{"$f":"_xll.Interp3D($B$18:$B$134,$C$18:$C$134,$D$18:$D$134,E73,F73)","v":53.999999999200007}]
[null,2,2,53,1E-10,5.6,{"$f":"_xll.Interp3D($B$18:$B$134,$C$18:$C$134,$D$18:$D$134,E74,F74)","v":53.999999999200007}]
[null,2,2.5,56,1E-10,5.7,{"$f":"_xll.Interp3D($B$18:$B$134,$C$18:$C$134,$D$18:$D$134,E75,F75)","v":53.999999999200007}]
[null,2,3,55,1E-10,5.8,{"$f":"_xll.Interp3D($B$18:$B$134,$C$18:$C$134,$D$18:$D$134,E76,F76)","v":53.999999999200007}]
[null,2,3.5,62,1E-10,5.9,{"$f":"_xll.Interp3D($B$18:$B$134,$C$18:$C$134,$D$18:$D$134,E77,F77)","v":53.999999999200007}]
[null,2,4,62,1E-10,6,{"$f":"_xll.Interp3D($B$18:$B$134,$C$18:$C$134,$D$18:$D$134,E78,F78)","v":53.999999999200007}]
[null,2,4.5,57,{"$f":"E18+0.1","v":0.1000000001},{"$f":"F18","v":0},{"$f":"_xll.Interp3D($B$18:$B$134,$C$18:$C$134,$D$18:$D$134,E79,F79)","v":60.720000001540001}]
[null,2,5,67,{"$f":"E19+0.1","v":0.1000000001},{"$f":"F19","v":0.1},{"$f":"_xll.Interp3D($B$18:$B$134,$C$18:$C$134,$D$18:$D$134,E80,F80)","v":58.790400001536803}]
[null,2,5.5,67,0.1000000001,0.2,{"$f":"_xll.Interp3D($B$18:$B$134,$C$18:$C$134,$D$18:$D$134,E81,F81)","v":57.081600001507198}]
[null,2,6,67,0.1000000001,0.3,{"$f":"_xll.Interp3D($B$18:$B$134,$C$18:$C$134,$D$18:$D$134,E82,F82)","v":55.5936000014512}]
[null,2.5,0,{"$f":"G3","v":63},0.1000000001,0.4,{"$f":"_xll.Interp3D($B$18:$B$134,$C$18:$C$134,$D$18:$D$134,E83,F83)","v":54.326400001368796}]
[null,2.5,0.5,{"$f":"G4","v":56},0.1000000001,0.5,{"$f":"_xll.Interp3D($B$18:$B$134,$C$18:$C$134,$D$18:$D$134,E84,F84)","v":53.280000001259999}]
[null,2.5,1,64,0.1000000001,0.6,{"$f":"_xll.Interp3D($B$18:$B$134,$C$18:$C$134,$D$18:$D$134,E85,F85)","v":52.599680001104964}]
[null,2.5,1.5,66,0.1000000001,0.7,{"$f":"_xll.Interp3D($B$18:$B$134,$C$18:$C$134,$D$18:$D$134,E86,F86)","v":52.285440000903684}]
[null,2.5,2,59,0.1000000001,0.8,{"$f":"_xll.Interp3D($B$18:$B$134,$C$18:$C$134,$D$18:$D$134,E87,F87)","v":52.119360000685909}]
[null,2.5,2.5,59,0.1000000001,0.9,{"$f":"_xll.Interp3D($B$18:$B$134,$C$18:$C$134,$D$18:$D$134,E88,F88)","v":51.88352000048144}]
[null,2.5,3,59,0.1000000001,1,{"$f":"_xll.Interp3D($B$18:$B$134,$C$18:$C$134,$D$18:$D$134,E89,F89)","v":51.360000000319999}]
[null,2.5,3.5,66,0.1000000001,1.1000000000000001,{"$f":"_xll.Interp3D($B$18:$B$134,$C$18:$C$134,$D$18:$D$134,E90,F90)","v":50.475200000198399}]
[null,2.5,4,66,0.1000000001,1.2,{"$f":"_xll.Interp3D($B$18:$B$134,$C$18:$C$134,$D$18:$D$134,E91,F91)","v":49.374400000096799}]
[null,2.5,4.5,66,0.1000000001,1.3,{"$f":"_xll.Interp3D($B$18:$B$134,$C$18:$C$134,$D$18:$D$134,E92,F92)","v":48.168000000020001}]
[null,2.5,5,74,0.1000000001,1.4,{"$f":"_xll.Interp3D($B$18:$B$134,$C$18:$C$134,$D$18:$D$134,E93,F93)","v":46.966399999972808}]
[null,2.5,5.5,74,0.1000000001,1.5,{"$f":"_xll.Interp3D($B$18:$B$134,$C$18:$C$134,$D$18:$D$134,E94,F94)","v":45.879999999959999}]
[null,2.5,6,74,0.1000000001,1.6,{"$f":"_xll.Interp3D($B$18:$B$134,$C$18:$C$134,$D$18:$D$134,E95,F95)","v":44.83328000002416}]
[null,3,0,{"$f":"H3","v":65},0.1000000001,1.7,{"$f":"_xll.Interp3D($B$18:$B$134,$C$18:$C$134,$D$18:$D$134,E96,F96)","v":43.752640000162074}]
[null,3,0.5,{"$f":"H4","v":61},0.1000000001,1.8,{"$f":"_xll.Interp3D($B$18:$B$134,$C$18:$C$134,$D$18:$D$134,E97,F97)","v":42.751360000309916}]
[null,3,1,66,0.1000000001,1.9,{"$f":"_xll.Interp3D($B$18:$B$134,$C$18:$C$134,$D$18:$D$134,E98,F98)","v":41.942720000403838}]
[null,{"$f":"B86+0.5","v":3},1.5,67,0.1000000001,2,{"$f":"_xll.Interp3D($B$18:$B$134,$C$18:$C$134,$D$18:$D$134,E99,F99)","v":41.440000000380003}]
[null,3,2,59,0.1000000001,2.1,{"$f":"_xll.Interp3D($B$18:$B$134,$C$18:$C$134,$D$18:$D$134,E100,F100)","v":41.382080000165757}]
[null,3,2.5,62,0.1000000001,2.2000000000000002,{"$f":"_xll.Interp3D($B$18:$B$134,$C$18:$C$134,$D$18:$D$134,E101,F101)","v":41.693439999803687}]
[null,3,3,61,0.1000000001,2.2999999999999998,{"$f":"_xll.Interp3D($B$18:$B$134,$C$18:$C$134,$D$18:$D$134,E102,F102)","v":42.165759999402717}]
[null,3,3.5,66,0.1000000001,2.4,{"$f":"_xll.Interp3D($B$18:$B$134,$C$18:$C$134,$D$18:$D$134,E103,F103)","v":42.590719999071837}]
[null,3,4,71,0.1000000001,2.5,{"$f":"_xll.Interp3D($B$18:$B$134,$C$18:$C$134,$D$18:$D$134,E104,F104)","v":42.759999998920001}]
[null,3,4.5,69,0.1000000001,2.6,{"$f":"_xll.Interp3D($B$18:$B$134,$C$18:$C$134,$D$18:$D$134,E105,F105)","v":42.559679998999364}]
[null,3,5,78,0.1000000001,2.7,{"$f":"_xll.Interp3D($B$18:$B$134,$C$18:$C$134,$D$18:$D$134,E106,F106)","v":42.128639999237272}]
[null,3,5.5,78,0.1000000001,2.8,{"$f":"_xll.Interp3D($B$18:$B$134,$C$18:$C$134,$D$18:$D$134,E107,F107)","v":41.63775999955552}]
[null,3,6,78,0.1000000001,2.9,{"$f":"_xll.Interp3D($B$18:$B$134,$C$18:$C$134,$D$18:$D$134,E108,F108)","v":41.257919999875845}]
[null,{"$f":"B96+0.5","v":3.5},0,{"$f":"I3","v":71},0.1000000001,3,{"$f":"_xll.Interp3D($B$18:$B$134,$C$18:$C$134,$D$18:$D$134,E109,F109)","v":41.16000000012}]
[null,3.5,0.5,{"$f":"I4","v":62},0.1000000001,3.1,{"$f":"_xll.Interp3D($B$18:$B$134,$C$18:$C$134,$D$18:$D$134,E110,F110)","v":41.368320000283838}]
[null,3.5,1,65,0.1000000001,3.2,{"$f":"_xll.Interp3D($B$18:$B$134,$C$18:$C$134,$D$18:$D$134,E111,F111)","v":41.768960000419511}]
[null,3.5,1.5,66,0.1000000001,3.3,{"$f":"_xll.Interp3D($B$18:$B$134,$C$18:$C$134,$D$18:$D$134,E112,F112)","v":42.325440000533277}]
[null,3.5,2,64,0.1000000001,3.4,{"$f":"_xll.Interp3D($B$18:$B$134,$C$18:$C$134,$D$18:$D$134,E113,F113)","v":43.001280000631361}]
[null,3.5,2.5,65,0.1000000001,3.5,{"$f":"_xll.Interp3D($B$18:$B$134,$C$18:$C$134,$D$18:$D$134,E114,F114)","v":43.760000000719998}]
[null,3.5,3,62,0.1000000001,3.6,{"$f":"_xll.Interp3D($B$18:$B$134,$C$18:$C$134,$D$18:$D$134,E115,F115)","v":44.743040000826085}]
[null,3.5,3.5,72,0.1000000001,3.7,{"$f":"_xll.Interp3D($B$18:$B$134,$C$18:$C$134,$D$18:$D$134,E116,F116)","v":45.974720000945439}]
[null,3.5,4,74,0.1000000001,3.8,{"$f":"_xll.Interp3D($B$18:$B$134,$C$18:$C$134,$D$18:$D$134,E117,F117)","v":47.242880001037761}]
[null,3.5,4.5,76,0.1000000001,3.9,{"$f":"_xll.Interp3D($B$18:$B$134,$C$18:$C$134,$D$18:$D$134,E118,F118)","v":48.335360001062725}]
[null,3.5,5,84,0.1000000001,4,{"$f":"_xll.Interp3D($B$18:$B$134,$C$18:$C$134,$D$18:$D$134,E119,F119)","v":49.040000000980001}]
[null,3.5,5.5,84,0.1000000001,4.0999999999999996,{"$f":"_xll.Interp3D($B$18:$B$134,$C$18:$C$134,$D$18:$D$134,E120,F120)","v":49.162240000726882}]
[null,3.5,6,84,0.1000000001,4.2,{"$f":"_xll.Interp3D($B$18:$B$134,$C$18:$C$134,$D$18:$D$134,E121,F121)","v":48.843520000330244}]
[null,4,0,{"$f":"J3","v":67},0.1000000001,4.3,{"$f":"_xll.Interp3D($B$18:$B$134,$C$18:$C$134,$D$18:$D$134,E122,F122)","v":48.375679999884163}]
[null,4,0.5,{"$f":"J4","v":72},0.1000000001,4.4000000000000004,{"$f":"_xll.Interp3D($B$18:$B$134,$C$18:$C$134,$D$18:$D$134,E123,F123)","v":48.050559999482715}]
[null,{"$f":"B111+0.5","v":4},1,66,0.1000000001,4.5,{"$f":"_xll.Interp3D($B$18:$B$134,$C$18:$C$134,$D$18:$D$134,E124,F124)","v":48.159999999219998}]
[null,{"$f":"B112+0.5","v":4},1.5,70,0.1000000001,4.5999999999999996,{"$f":"_xll.Interp3D($B$18:$B$134,$C$18:$C$134,$D$18:$D$134,E125,F125)","v":48.881919999128634}]
[null,4,2,73,0.1000000001,4.7,{"$f":"_xll.Interp3D($B$18:$B$134,$C$18:$C$134,$D$18:$D$134,E126,F126)","v":50.021759999145928}]
[null,4,2.5,74,0.1000000001,4.8,{"$f":"_xll.Interp3D($B$18:$B$134,$C$18:$C$134,$D$18:$D$134,E127,F127)","v":51.312639999222874}]
[null,4,3,76,0.1000000001,4.9000000000000004,{"$f":"_xll.Interp3D($B$18:$B$134,$C$18:$C$134,$D$18:$D$134,E128,F128)","v":52.487679999310565}]
[null,4,3.5,78,0.1000000001,5,{"$f":"_xll.Interp3D($B$18:$B$134,$C$18:$C$134,$D$18:$D$134,E129,F129)","v":53.279999999360001}]
[null,4,4,78,0.1000000001,5.0999999999999996,{"$f":"_xll.Interp3D($B$18:$B$134,$C$18:$C$134,$D$18:$D$134,E130,F130)","v":53.607679999368955}]
[null,{"$f":"B118+0.5","v":4},4.5,79,0.1000000001,5.2,{"$f":"_xll.Interp3D($B$18:$B$134,$C$18:$C$134,$D$18:$D$134,E131,F131)","v":53.648639999370076}]
[null,{"$f":"B119+0.5","v":4},5,83,0.1000000001,5.3,{"$f":"_xll.Interp3D($B$18:$B$134,$C$18:$C$134,$D$18:$D$134,E132,F132)","v":53.525759999366713}]
[null,{"$f":"B120+0.5","v":4},5.5,83,0.1000000001,5.4,{"$f":"_xll.Interp3D($B$18:$B$134,$C$18:$C$134,$D$18:$D$134,E133,F133)","v":53.361919999362236}]
[null,{"$f":"B121+0.5","v":4},6,83,0.1000000001,5.5,{"$f":"_xll.Interp3D($B$18:$B$134,$C$18:$C$134,$D$18:$D$134,E134,F134)","v":53.279999999360001}]
[null,null,null,null,0.1000000001,5.6,{"$f":"_xll.Interp3D($B$18:$B$134,$C$18:$C$134,$D$18:$D$134,E135,F135)","v":53.279999999360001}]
[null,null,null,null,0.1000000001,5.7,{"$f":"_xll.Interp3D($B$18:$B$134,$C$18:$C$134,$D$18:$D$134,E136,F136)","v":53.279999999360001}]
[null,null,null,null,0.1000000001,5.8,{"$f":"_xll.Interp3D($B$18:$B$134,$C$18:$C$134,$D$18:$D$134,E137,F137)","v":53.279999999360001}]
[null,null,null,null,0.1000000001,5.9,{"$f":"_xll.Interp3D($B$18:$B$134,$C$18:$C$134,$D$18:$D$134,E138,F138)","v":53.279999999360001}]
[null,null,null,null,0.1000000001,6,{"$f":"_xll.Interp3D($B$18:$B$134,$C$18:$C$134,$D$18:$D$134,E139,F139)","v":53.279999999360001}]
[null,null,null,null,0.20000000010000002,0,{"$f":"_xll.Interp3D($B$18:$B$134,$C$18:$C$134,$D$18:$D$134,E140,F140)","v":62.080000001179997}]
[null,null,null,null,0.20000000010000002,0.1,{"$f":"_xll.Interp3D($B$18:$B$134,$C$18:$C$134,$D$18:$D$134,E141,F141)","v":60.193600001269601}]
[null,null,null,null,0.20000000010000002,0.2,{"$f":"_xll.Interp3D($B$18:$B$134,$C$18:$C$134,$D$18:$D$134,E142,F142)","v":58.494400001318397}]
[null,null,null,null,0.20000000010000002,0.3,{"$f":"_xll.Interp3D($B$18:$B$134,$C$18:$C$134,$D$18:$D$134,E143,F143)","v":56.982400001326397}]
[null,null,null,null,{"$f":"E83+0.1","v":0.20000000010000002},{"$f":"F83","v":0.4},{"$f":"_xll.Interp3D($B$18:$B$134,$C$18:$C$134,$D$18:$D$134,E144,F144)","v":55.657600001293602}]
[null,null,null,null,0.20000000010000002,0.5,{"$f":"_xll.Interp3D($B$18:$B$134,$C$18:$C$134,$D$18:$D$134,E145,F145)","v":54.520000001219998}]
[null,null,null,null,0.20000000010000002,0.6,{"$f":"_xll.Interp3D($B$18:$B$134,$C$18:$C$134,$D$18:$D$134,E146,F146)","v":53.689920001075521}]
[null,null,null,null,0.20000000010000002,0.7,{"$f":"_xll.Interp3D($B$18:$B$134,$C$18:$C$134,$D$18:$D$134,E147,F147)","v":53.167360000860171}]
[null,null,null,null,0.20000000010000002,0.8,{"$f":"_xll.Interp3D($B$18:$B$134,$C$18:$C$134,$D$18:$D$134,E148,F148)","v":52.771840000619036}]
[null,null,null,null,0.20000000010000002,0.9,{"$f":"_xll.Interp3D($B$18:$B$134,$C$18:$C$134,$D$18:$D$134,E149,F149)","v":52.322880000397284}]
[null,null,null,null,0.20000000010000002,1,{"$f":"_xll.Interp3D($B$18:$B$134,$C$18:$C$134,$D$18:$D$134,E150,F150)","v":51.640000000240001}]
[null,null,null,null,0.20000000010000002,1.1000000000000001,{"$f":"_xll.Interp3D($B$18:$B$134,$C$18:$C$134,$D$18:$D$134,E151,F151)","v":50.652800000156795}]
[null,null,null,null,0.20000000010000002,1.2,{"$f":"_xll.Interp3D($B$18:$B$134,$C$18:$C$134,$D$18:$D$134,E152,F152)","v":49.481600000117595}]
[null,null,null,null,0.20000000010000002,1.3,{"$f":"_xll.Interp3D($B$18:$B$134,$C$18:$C$134,$D$18:$D$134,E153,F153)","v":48.232000000108002}]
[null,null,null,null,0.20000000010000002,1.4,{"$f":"_xll.Interp3D($B$18:$B$134,$C$18:$C$134,$D$18:$D$134,E154,F154)","v":47.009600000113601}]
[null,null,null,null,0.20000000010000002,1.5,{"$f":"_xll.Interp3D($B$18:$B$134,$C$18:$C$134,$D$18:$D$134,E155,F155)","v":45.920000000120005}]
[null,null,null,null,0.20000000010000002,1.6,{"$f":"_xll.Interp3D($B$18:$B$134,$C$18:$C$134,$D$18:$D$134,E156,F156)","v":44.920320000149921}]
[null,null,null,null,0.20000000010000002,1.7,{"$f":"_xll.Interp3D($B$18:$B$134,$C$18:$C$134,$D$18:$D$134,E157,F157)","v":43.940160000212956}]
[null,null,null,null,0.20000000010000002,1.8,{"$f":"_xll.Interp3D($B$18:$B$134,$C$18:$C$134,$D$18:$D$134,E158,F158)","v":43.04384000027504}]
[null,null,null,null,0.20000000010000002,1.9,{"$f":"_xll.Interp3D($B$18:$B$134,$C$18:$C$134,$D$18:$D$134,E159,F159)","v":42.295680000302077}]
[null,null,null,null,0.20000000010000002,2,{"$f":"_xll.Interp3D($B$18:$B$134,$C$18:$C$134,$D$18:$D$134,E160,F160)","v":41.760000000260007}]
[null,null,null,null,0.20000000010000002,2.1,{"$f":"_xll.Interp3D($B$18:$B$134,$C$18:$C$134,$D$18:$D$134,E161,F161)","v":41.51552000010112}]
[null,null,null,null,0.20000000010000002,2.2000000000000002,{"$f":"_xll.Interp3D($B$18:$B$134,$C$18:$C$134,$D$18:$D$134,E162,F162)","v":41.519359999848163}]
[null,null,null,null,0.20000000010000002,2.2999999999999998,{"$f":"_xll.Interp3D($B$18:$B$134,$C$18:$C$134,$D$18:$D$134,E163,F163)","v":41.65343999957264}]
[null,null,null,null,0.20000000010000002,2.4,{"$f":"_xll.Interp3D($B$18:$B$134,$C$18:$C$134,$D$18:$D$134,E164,F164)","v":41.799679999346075}]
[null,null,null,null,0.20000000010000002,2.5,{"$f":"_xll.Interp3D($B$18:$B$134,$C$18:$C$134,$D$18:$D$134,E165,F165)","v":41.839999999240007}]
[null,null,null,null,0.20000000010000002,2.6,{"$f":"_xll.Interp3D($B$18:$B$134,$C$18:$C$134,$D$18:$D$134,E166,F166)","v":41.702719999286728}]
[null,null,null,null,0.20000000010000002,2.7,{"$f":"_xll.Interp3D($B$18:$B$134,$C$18:$C$134,$D$18:$D$134,E167,F167)","v":41.466559999438559}]
[null,null,null,null,0.20000000010000002,2.8,{"$f":"_xll.Interp3D($B$18:$B$134,$C$18:$C$134,$D$18:$D$134,E168,F168)","v":41.239039999647034}]
[null,null,null,null,0.20000000010000002,2.9,{"$f":"_xll.Interp3D($B$18:$B$134,$C$18:$C$134,$D$18:$D$134,E169,F169)","v":41.12767999986368}]
[null,null,null,null,0.20000000010000002,3,{"$f":"_xll.Interp3D($B$18:$B$134,$C$18:$C$134,$D$18:$D$134,E170,F170)","v":41.240000000039998}]
[null,null,null,null,0.20000000010000002,3.1,{"$f":"_xll.Interp3D($B$18:$B$134,$C$18:$C$134,$D$18:$D$134,E171,F171)","v":41.599680000178878}]
[null,null,null,null,0.20000000010000002,3.2,{"$f":"_xll.Interp3D($B$18:$B$134,$C$18:$C$134,$D$18:$D$134,E172,F172)","v":42.135040000312642}]
[null,null,null,null,0.20000000010000002,3.3,{"$f":"_xll.Interp3D($B$18:$B$134,$C$18:$C$134,$D$18:$D$134,E173,F173)","v":42.810560000436958}]
[null,null,null,null,0.20000000010000002,3.4,{"$f":"_xll.Interp3D($B$18:$B$134,$C$18:$C$134,$D$18:$D$134,E174,F174)","v":43.59072000054752}]
[null,null,null,null,0.20000000010000002,3.5,{"$f":"_xll.Interp3D($B$18:$B$134,$C$18:$C$134,$D$18:$D$134,E175,F175)","v":44.440000000640005}]
[null,null,null,null,0.20000000010000002,3.6,{"$f":"_xll.Interp3D($B$18:$B$134,$C$18:$C$134,$D$18:$D$134,E176,F176)","v":45.52416000073616}]
[null,null,null,null,0.20000000010000002,3.7,{"$f":"_xll.Interp3D($B$18:$B$134,$C$18:$C$134,$D$18:$D$134,E177,F177)","v":46.866880000838876}]
[null,null,null,null,0.20000000010000002,3.8,{"$f":"_xll.Interp3D($B$18:$B$134,$C$18:$C$134,$D$18:$D$134,E178,F178)","v":48.219520000915523}]
[null,null,null,null,0.20000000010000002,3.9,{"$f":"_xll.Interp3D($B$18:$B$134,$C$18:$C$134,$D$18:$D$134,E179,F179)","v":49.333440000933443}]
[null,null,null,null,0.20000000010000002,4,{"$f":"_xll.Interp3D($B$18:$B$134,$C$18:$C$134,$D$18:$D$134,E180,F180)","v":49.960000000860006}]
[null,null,null,null,0.20000000010000002,4.0999999999999996,{"$f":"_xll.Interp3D($B$18:$B$134,$C$18:$C$134,$D$18:$D$134,E181,F181)","v":49.845760000640155}]
[null,null,null,null,0.20000000010000002,4.2,{"$f":"_xll.Interp3D($B$18:$B$134,$C$18:$C$134,$D$18:$D$134,E182,F182)","v":49.15648000029568}]
[null,null,null,null,0.20000000010000002,4.3,{"$f":"_xll.Interp3D($B$18:$B$134,$C$18:$C$134,$D$18:$D$134,E183,F183)","v":48.272319999909129}]
[null,null,null,null,0.20000000010000002,4.4000000000000004,{"$f":"_xll.Interp3D($B$18:$B$134,$C$18:$C$134,$D$18:$D$134,E184,F184)","v":47.573439999563028}]
[null,null,null,null,0.20000000010000002,4.5,{"$f":"_xll.Interp3D($B$18:$B$134,$C$18:$C$134,$D$18:$D$134,E185,F185)","v":47.439999999340003}]
[null,null,null,null,0.20000000010000002,4.5999999999999996,{"$f":"_xll.Interp3D($B$18:$B$134,$C$18:$C$134,$D$18:$D$134,E186,F186)","v":48.081279999270073}]
[null,null,null,null,0.20000000010000002,4.7,{"$f":"_xll.Interp3D($B$18:$B$134,$C$18:$C$134,$D$18:$D$134,E187,F187)","v":49.243839999298245}]
[null,null,null,null,0.20000000010000002,4.8,{"$f":"_xll.Interp3D($B$18:$B$134,$C$18:$C$134,$D$18:$D$134,E188,F188)","v":50.613759999379354}]
[null,null,null,null,0.20000000010000002,4.9000000000000004,{"$f":"_xll.Interp3D($B$18:$B$134,$C$18:$C$134,$D$18:$D$134,E189,F189)","v":51.87711999946832}]
[null,null,null,null,0.20000000010000002,5,{"$f":"_xll.Interp3D($B$18:$B$134,$C$18:$C$134,$D$18:$D$134,E190,F190)","v":52.719999999519999}]
[null,null,null,null,0.20000000010000002,5.0999999999999996,{"$f":"_xll.Interp3D($B$18:$B$134,$C$18:$C$134,$D$18:$D$134,E191,F191)","v":53.057919999531521}]
[null,null,null,null,0.20000000010000002,5.2,{"$f":"_xll.Interp3D($B$18:$B$134,$C$18:$C$134,$D$18:$D$134,E192,F192)","v":53.100159999532963}]
[null,null,null,null,0.20000000010000002,5.3,{"$f":"_xll.Interp3D($B$18:$B$134,$C$18:$C$134,$D$18:$D$134,E193,F193)","v":52.973439999528637}]
[null,null,null,null,0.20000000010000002,5.4,{"$f":"_xll.Interp3D($B$18:$B$134,$C$18:$C$134,$D$18:$D$134,E194,F194)","v":52.804479999522883}]
[null,null,null,null,0.20000000010000002,5.5,{"$f":"_xll.Interp3D($B$18:$B$134,$C$18:$C$134,$D$18:$D$134,E195,F195)","v":52.719999999519999}]
[null,null,null,null,0.20000000010000002,5.6,{"$f":"_xll.Interp3D($B$18:$B$134,$C$18:$C$134,$D$18:$D$134,E196,F196)","v":52.719999999519999}]
[null,null,null,null,0.20000000010000002,5.7,{"$f":"_xll.Interp3D($B$18:$B$134,$C$18:$C$134,$D$18:$D$134,E197,F197)","v":52.719999999519999}]
[null,null,null,null,0.20000000010000002,5.8,{"$f":"_xll.Interp3D($B$18:$B$134,$C$18:$C$134,$D$18:$D$134,E198,F198)","v":52.719999999519999}]
[null,null,null,null,0.20000000010000002,5.9,{"$f":"_xll.Interp3D($B$18:$B$134,$C$18:$C$134,$D$18:$D$134,E199,F199)","v":52.719999999519999}]
[null,null,null,null,0.20000000010000002,6,{"$f":"_xll.Interp3D($B$18:$B$134,$C$18:$C$134,$D$18:$D$134,E200,F200)","v":52.719999999519999}]
[null,null,null,null,0.30000000010000005,0,{"$f":"_xll.Interp3D($B$18:$B$134,$C$18:$C$134,$D$18:$D$134,E201,F201)","v":63.08000000082}]
[null,null,null,null,0.30000000010000005,0.1,{"$f":"_xll.Interp3D($B$18:$B$134,$C$18:$C$134,$D$18:$D$134,E202,F202)","v":61.329600001002397}]
[null,null,null,null,0.30000000010000005,0.2,{"$f":"_xll.Interp3D($B$18:$B$134,$C$18:$C$134,$D$18:$D$134,E203,F203)","v":59.718400001129595}]
[null,null,null,null,0.30000000010000005,0.3,{"$f":"_xll.Interp3D($B$18:$B$134,$C$18:$C$134,$D$18:$D$134,E204,F204)","v":58.246400001201593}]
[null,null,null,null,0.30000000010000005,0.4,{"$f":"_xll.Interp3D($B$18:$B$134,$C$18:$C$134,$D$18:$D$134,E205,F205)","v":56.913600001218398}]
[null,null,null,null,0.30000000010000005,0.5,{"$f":"_xll.Interp3D($B$18:$B$134,$C$18:$C$134,$D$18:$D$134,E206,F206)","v":55.720000001180004}]
[null,null,null,null,0.30000000010000005,0.6,{"$f":"_xll.Interp3D($B$18:$B$134,$C$18:$C$134,$D$18:$D$134,E207,F207)","v":54.750720001046076}]
[null,null,null,null,{"$f":"E147+0.1","v":0.30000000010000005},{"$f":"F147","v":0.7},{"$f":"_xll.Interp3D($B$18:$B$134,$C$18:$C$134,$D$18:$D$134,E208,F208)","v":54.00576000081665}]
[null,null,null,null,0.30000000010000005,0.8,{"$f":"_xll.Interp3D($B$18:$B$134,$C$18:$C$134,$D$18:$D$134,E209,F209)","v":53.35744000055216}]
[null,null,null,null,0.30000000010000005,0.9,{"$f":"_xll.Interp3D($B$18:$B$134,$C$18:$C$134,$D$18:$D$134,E210,F210)","v":52.67808000031313}]
[null,null,null,null,0.30000000010000005,1,{"$f":"_xll.Interp3D($B$18:$B$134,$C$18:$C$134,$D$18:$D$134,E211,F211)","v":51.840000000160003}]
[null,null,null,null,0.30000000010000005,1.1000000000000001,{"$f":"_xll.Interp3D($B$18:$B$134,$C$18:$C$134,$D$18:$D$134,E212,F212)","v":50.788800000115202}]
[null,null,null,null,0.30000000010000005,1.2,{"$f":"_xll.Interp3D($B$18:$B$134,$C$18:$C$134,$D$18:$D$134,E213,F213)","v":49.6096000001384}]
[null,null,null,null,0.30000000010000005,1.3,{"$f":"_xll.Interp3D($B$18:$B$134,$C$18:$C$134,$D$18:$D$134,E214,F214)","v":48.384000000195996}]
[null,null,null,null,0.30000000010000005,1.4,{"$f":"_xll.Interp3D($B$18:$B$134,$C$18:$C$134,$D$18:$D$134,E215,F215)","v":47.193600000254406}]
[null,null,null,null,0.30000000010000005,1.5,{"$f":"_xll.Interp3D($B$18:$B$134,$C$18:$C$134,$D$18:$D$134,E216,F216)","v":46.120000000280001}]
[null,null,null,null,0.30000000010000005,1.6,{"$f":"_xll.Interp3D($B$18:$B$134,$C$18:$C$134,$D$18:$D$134,E217,F217)","v":45.133120000275682}]
[null,null,null,null,0.30000000010000005,1.7,{"$f":"_xll.Interp3D($B$18:$B$134,$C$18:$C$134,$D$18:$D$134,E218,F218)","v":44.178560000263829}]
[null,null,null,null,0.30000000010000005,1.8,{"$f":"_xll.Interp3D($B$18:$B$134,$C$18:$C$134,$D$18:$D$134,E219,F219)","v":43.301440000240156}]
[null,null,null,null,0.30000000010000005,1.9,{"$f":"_xll.Interp3D($B$18:$B$134,$C$18:$C$134,$D$18:$D$134,E220,F220)","v":42.546880000200325}]
[null,null,null,null,0.30000000010000005,2,{"$f":"_xll.Interp3D($B$18:$B$134,$C$18:$C$134,$D$18:$D$134,E221,F221)","v":41.960000000139999}]
[null,null,null,null,0.30000000010000005,2.1,{"$f":"_xll.Interp3D($B$18:$B$134,$C$18:$C$134,$D$18:$D$134,E222,F222)","v":41.584320000036485}]
[null,null,null,null,0.30000000010000005,2.2000000000000002,{"$f":"_xll.Interp3D($B$18:$B$134,$C$18:$C$134,$D$18:$D$134,E223,F223)","v":41.389759999892647}]
[null,null,null,null,0.30000000010000005,2.2999999999999998,{"$f":"_xll.Interp3D($B$18:$B$134,$C$18:$C$134,$D$18:$D$134,E224,F224)","v":41.311039999742555}]
[null,null,null,null,0.30000000010000005,2.4,{"$f":"_xll.Interp3D($B$18:$B$134,$C$18:$C$134,$D$18:$D$134,E225,F225)","v":41.28287999962032}]
[null,null,null,null,0.30000000010000005,2.5,{"$f":"_xll.Interp3D($B$18:$B$134,$C$18:$C$134,$D$18:$D$134,E226,F226)","v":41.239999999559998}]
[null,null,null,null,0.30000000010000005,2.6,{"$f":"_xll.Interp3D($B$18:$B$134,$C$18:$C$134,$D$18:$D$134,E227,F227)","v":41.133119999574085}]
[null,null,null,null,0.30000000010000005,2.7,{"$f":"_xll.Interp3D($B$18:$B$134,$C$18:$C$134,$D$18:$D$134,E228,F228)","v":41.005759999639842}]
[null,null,null,null,0.30000000010000005,2.8,{"$f":"_xll.Interp3D($B$18:$B$134,$C$18:$C$134,$D$18:$D$134,E229,F229)","v":40.931839999738557}]
[null,null,null,null,0.30000000010000005,2.9,{"$f":"_xll.Interp3D($B$18:$B$134,$C$18:$C$134,$D$18:$D$134,E230,F230)","v":40.985279999851528}]
[null,null,null,null,0.30000000010000005,3,{"$f":"_xll.Interp3D($B$18:$B$134,$C$18:$C$134,$D$18:$D$134,E231,F231)","v":41.239999999959998}]
[null,null,null,null,0.30000000010000005,3.1,{"$f":"_xll.Interp3D($B$18:$B$134,$C$18:$C$134,$D$18:$D$134,E232,F232)","v":41.726080000073914}]
[null,null,null,null,0.30000000010000005,3.2,{"$f":"_xll.Interp3D($B$18:$B$134,$C$18:$C$134,$D$18:$D$134,E233,F233)","v":42.394240000205755}]
[null,null,null,null,0.30000000010000005,3.3,{"$f":"_xll.Interp3D($B$18:$B$134,$C$18:$C$134,$D$18:$D$134,E234,F234)","v":43.199360000340633}]
[null,null,null,null,0.30000000010000005,3.4,{"$f":"_xll.Interp3D($B$18:$B$134,$C$18:$C$134,$D$18:$D$134,E235,F235)","v":44.096320000463678}]
[null,null,null,null,0.30000000010000005,3.5,{"$f":"_xll.Interp3D($B$18:$B$134,$C$18:$C$134,$D$18:$D$134,E236,F236)","v":45.040000000559999}]
[null,null,null,null,0.30000000010000005,3.6,{"$f":"_xll.Interp3D($B$18:$B$134,$C$18:$C$134,$D$18:$D$134,E237,F237)","v":46.215360000646243}]
[null,null,null,null,0.30000000010000005,3.7,{"$f":"_xll.Interp3D($B$18:$B$134,$C$18:$C$134,$D$18:$D$134,E238,F238)","v":47.652480000732311}]
[null,null,null,null,0.30000000010000005,3.8,{"$f":"_xll.Interp3D($B$18:$B$134,$C$18:$C$134,$D$18:$D$134,E239,F239)","v":49.073920000793279}]
[null,null,null,null,0.30000000010000005,3.9,{"$f":"_xll.Interp3D($B$18:$B$134,$C$18:$C$134,$D$18:$D$134,E240,F240)","v":50.202240000804167}]
[null,null,null,null,0.30000000010000005,4,{"$f":"_xll.Interp3D($B$18:$B$134,$C$18:$C$134,$D$18:$D$134,E241,F241)","v":50.760000000739993}]
[null,null,null,null,0.30000000010000005,4.0999999999999996,{"$f":"_xll.Interp3D($B$18:$B$134,$C$18:$C$134,$D$18:$D$134,E242,F242)","v":50.442560000553442}]
[null,null,null,null,0.30000000010000005,4.2,{"$f":"_xll.Interp3D($B$18:$B$134,$C$18:$C$134,$D$18:$D$134,E243,F243)","v":49.434880000261117}]
[null,null,null,null,0.30000000010000005,4.3,{"$f":"_xll.Interp3D($B$18:$B$134,$C$18:$C$134,$D$18:$D$134,E244,F244)","v":48.193919999934081}]
[null,null,null,null,0.30000000010000005,4.4000000000000004,{"$f":"_xll.Interp3D($B$18:$B$134,$C$18:$C$134,$D$18:$D$134,E245,F245)","v":47.176639999643349}]
[null,null,null,null,0.30000000010000005,4.5,{"$f":"_xll.Interp3D($B$18:$B$134,$C$18:$C$134,$D$18:$D$134,E246,F246)","v":46.839999999459998}]
[null,null,null,null,0.30000000010000005,4.5999999999999996,{"$f":"_xll.Interp3D($B$18:$B$134,$C$18:$C$134,$D$18:$D$134,E247,F247)","v":47.422079999411508}]
[null,null,null,null,0.30000000010000005,4.7,{"$f":"_xll.Interp3D($B$18:$B$134,$C$18:$C$134,$D$18:$D$134,E248,F248)","v":48.618239999450566}]
[null,null,null,null,0.30000000010000005,4.8,{"$f":"_xll.Interp3D($B$18:$B$134,$C$18:$C$134,$D$18:$D$134,E249,F249)","v":50.071359999535844}]
[null,null,null,null,0.30000000010000005,4.9000000000000004,{"$f":"_xll.Interp3D($B$18:$B$134,$C$18:$C$134,$D$18:$D$134,E250,F250)","v":51.424319999626078}]
[null,null,null,null,0.30000000010000005,5,{"$f":"_xll.Interp3D($B$18:$B$134,$C$18:$C$134,$D$18:$D$134,E251,F251)","v":52.31999999968}]
[null,null,null,null,0.30000000010000005,5.0999999999999996,{"$f":"_xll.Interp3D($B$18:$B$134,$C$18:$C$134,$D$18:$D$134,E252,F252)","v":52.670719999694072}]
[null,null,null,null,0.30000000010000005,5.2,{"$f":"_xll.Interp3D($B$18:$B$134,$C$18:$C$134,$D$18:$D$134,E253,F253)","v":52.714559999695844}]
[null,null,null,null,0.30000000010000005,5.3,{"$f":"_xll.Interp3D($B$18:$B$134,$C$18:$C$134,$D$18:$D$134,E254,F254)","v":52.583039999690556}]
[null,null,null,null,0.30000000010000005,5.4,{"$f":"_xll.Interp3D($B$18:$B$134,$C$18:$C$134,$D$18:$D$134,E255,F255)","v":52.407679999683516}]
[null,null,null,null,0.30000000010000005,5.5,{"$f":"_xll.Interp3D($B$18:$B$134,$C$18:$C$134,$D$18:$D$134,E256,F256)","v":52.31999999968}]
[null,null,null,null,0.30000000010000005,5.6,{"$f":"_xll.Interp3D($B$18:$B$134,$C$18:$C$134,$D$18:$D$134,E257,F257)","v":52.31999999968}]
[null,null,null,null,0.30000000010000005,5.7,{"$f":"_xll.Interp3D($B$18:$B$134,$C$18:$C$134,$D$18:$D$134,E258,F258)","v":52.31999999968}]
[null,null,null,null,0.30000000010000005,5.8,{"$f":"_xll.Interp3D($B$18:$B$134,$C$18:$C$134,$D$18:$D$134,E259,F259)","v":52.31999999968}]
[null,null,null,null,0.30000000010000005,5.9,{"$f":"_xll.Interp3D($B$18:$B$134,$C$18:$C$134,$D$18:$D$134,E260,F260)","v":52.31999999968}]
[null,null,null,null,0.30000000010000005,6,{"$f":"_xll.Interp3D($B$18:$B$134,$C$18:$C$134,$D$18:$D$134,E261,F261)","v":52.31999999968}]
[null,null,null,null,0.40000000010000003,0,{"$f":"_xll.Interp3D($B$18:$B$134,$C$18:$C$134,$D$18:$D$134,E262,F262)","v":63.720000000460004}]
[null,null,null,null,0.40000000010000003,0.1,{"$f":"_xll.Interp3D($B$18:$B$134,$C$18:$C$134,$D$18:$D$134,E263,F263)","v":62.198400000735198}]
[null,null,null,null,0.40000000010000003,0.2,{"$f":"_xll.Interp3D($B$18:$B$134,$C$18:$C$134,$D$18:$D$134,E264,F264)","v":60.753600000940793}]
[null,null,null,null,0.40000000010000003,0.3,{"$f":"_xll.Interp3D($B$18:$B$134,$C$18:$C$134,$D$18:$D$134,E265,F265)","v":59.385600001076796}]
[null,null,null,null,0.40000000010000003,0.4,{"$f":"_xll.Interp3D($B$18:$B$134,$C$18:$C$134,$D$18:$D$134,E266,F266)","v":58.0944000011432}]
[null,null,null,null,0.40000000010000003,0.5,{"$f":"_xll.Interp3D($B$18:$B$134,$C$18:$C$134,$D$18:$D$134,E267,F267)","v":56.880000001140004}]
[null,null,null,null,0.40000000010000003,0.6,{"$f":"_xll.Interp3D($B$18:$B$134,$C$18:$C$134,$D$18:$D$134,E268,F268)","v":55.782080001016638}]
[null,null,null,null,0.40000000010000003,0.7,{"$f":"_xll.Interp3D($B$18:$B$134,$C$18:$C$134,$D$18:$D$134,E269,F269)","v":54.800640000773129}]
[null,null,null,null,0.40000000010000003,0.8,{"$f":"_xll.Interp3D($B$18:$B$134,$C$18:$C$134,$D$18:$D$134,E270,F270)","v":53.876160000485285}]
[null,null,null,null,0.40000000010000003,0.9,{"$f":"_xll.Interp3D($B$18:$B$134,$C$18:$C$134,$D$18:$D$134,E271,F271)","v":52.949120000228973}]
[null,null,null,null,{"$f":"E211+0.1","v":0.40000000010000003},{"$f":"F211","v":1},{"$f":"_xll.Interp3D($B$18:$B$134,$C$18:$C$134,$D$18:$D$134,E272,F272)","v":51.960000000080001}]
[null,null,null,null,0.40000000010000003,1.1000000000000001,{"$f":"_xll.Interp3D($B$18:$B$134,$C$18:$C$134,$D$18:$D$134,E273,F273)","v":50.8832000000736}]
[null,null,null,null,0.40000000010000003,1.2,{"$f":"_xll.Interp3D($B$18:$B$134,$C$18:$C$134,$D$18:$D$134,E274,F274)","v":49.758400000159199}]
[null,null,null,null,0.40000000010000003,1.3,{"$f":"_xll.Interp3D($B$18:$B$134,$C$18:$C$134,$D$18:$D$134,E275,F275)","v":48.624000000283999}]
[null,null,null,null,0.40000000010000003,1.4,{"$f":"_xll.Interp3D($B$18:$B$134,$C$18:$C$134,$D$18:$D$134,E276,F276)","v":47.518400000395204}]
[null,null,null,null,0.40000000010000003,1.5,{"$f":"_xll.Interp3D($B$18:$B$134,$C$18:$C$134,$D$18:$D$134,E277,F277)","v":46.48000000044}]
[null,null,null,null,0.40000000010000003,1.6,{"$f":"_xll.Interp3D($B$18:$B$134,$C$18:$C$134,$D$18:$D$134,E278,F278)","v":45.471680000401435}]
[null,null,null,null,0.40000000010000003,1.7,{"$f":"_xll.Interp3D($B$18:$B$134,$C$18:$C$134,$D$18:$D$134,E279,F279)","v":44.467840000314709}]
[null,null,null,null,0.40000000010000003,1.8,{"$f":"_xll.Interp3D($B$18:$B$134,$C$18:$C$134,$D$18:$D$134,E280,F280)","v":43.524160000205278}]
[null,null,null,null,0.40000000010000003,1.9,{"$f":"_xll.Interp3D($B$18:$B$134,$C$18:$C$134,$D$18:$D$134,E281,F281)","v":42.696320000098567}]
[null,null,null,null,0.40000000010000003,2,{"$f":"_xll.Interp3D($B$18:$B$134,$C$18:$C$134,$D$18:$D$134,E282,F282)","v":42.040000000020001}]
[null,null,null,null,0.40000000010000003,2.1,{"$f":"_xll.Interp3D($B$18:$B$134,$C$18:$C$134,$D$18:$D$134,E283,F283)","v":41.588479999971838}]
[null,null,null,null,0.40000000010000003,2.2000000000000002,{"$f":"_xll.Interp3D($B$18:$B$134,$C$18:$C$134,$D$18:$D$134,E284,F284)","v":41.304639999937123}]
[null,null,null,null,0.40000000010000003,2.2999999999999998,{"$f":"_xll.Interp3D($B$18:$B$134,$C$18:$C$134,$D$18:$D$134,E285,F285)","v":41.138559999912474}]
[null,null,null,null,0.40000000010000003,2.4,{"$f":"_xll.Interp3D($B$18:$B$134,$C$18:$C$134,$D$18:$D$134,E286,F286)","v":41.040319999894564}]
[null,null,null,null,0.40000000010000003,2.5,{"$f":"_xll.Interp3D($B$18:$B$134,$C$18:$C$134,$D$18:$D$134,E287,F287)","v":40.959999999879997}]
[null,null,null,null,0.40000000010000003,2.6,{"$f":"_xll.Interp3D($B$18:$B$134,$C$18:$C$134,$D$18:$D$134,E288,F288)","v":40.850879999861448}]
[null,null,null,null,0.40000000010000003,2.7,{"$f":"_xll.Interp3D($B$18:$B$134,$C$18:$C$134,$D$18:$D$134,E289,F289)","v":40.746239999841123}]
[null,null,null,null,0.40000000010000003,2.8,{"$f":"_xll.Interp3D($B$18:$B$134,$C$18:$C$134,$D$18:$D$134,E290,F290)","v":40.716159999830076}]
[null,null,null,null,0.40000000010000003,2.9,{"$f":"_xll.Interp3D($B$18:$B$134,$C$18:$C$134,$D$18:$D$134,E291,F291)","v":40.83071999983936}]
[null,null,null,null,0.40000000010000003,3,{"$f":"_xll.Interp3D($B$18:$B$134,$C$18:$C$134,$D$18:$D$134,E292,F292)","v":41.15999999988}]
[null,null,null,null,0.40000000010000003,3.1,{"$f":"_xll.Interp3D($B$18:$B$134,$C$18:$C$134,$D$18:$D$134,E293,F293)","v":41.747519999968958}]
[null,null,null,null,0.40000000010000003,3.2,{"$f":"_xll.Interp3D($B$18:$B$134,$C$18:$C$134,$D$18:$D$134,E294,F294)","v":42.546560000098879}]
[null,null,null,null,0.40000000010000003,3.3,{"$f":"_xll.Interp3D($B$18:$B$134,$C$18:$C$134,$D$18:$D$134,E295,F295)","v":43.491840000244324}]
[null,null,null,null,0.40000000010000003,3.4,{"$f":"_xll.Interp3D($B$18:$B$134,$C$18:$C$134,$D$18:$D$134,E296,F296)","v":44.51808000037984}]
[null,null,null,null,0.40000000010000003,3.5,{"$f":"_xll.Interp3D($B$18:$B$134,$C$18:$C$134,$D$18:$D$134,E297,F297)","v":45.560000000480002}]
[null,null,null,null,0.40000000010000003,3.6,{"$f":"_xll.Interp3D($B$18:$B$134,$C$18:$C$134,$D$18:$D$134,E298,F298)","v":46.816640000556319}]
[null,null,null,null,0.40000000010000003,3.7,{"$f":"_xll.Interp3D($B$18:$B$134,$C$18:$C$134,$D$18:$D$134,E299,F299)","v":48.331520000625758}]
[null,null,null,null,0.40000000010000003,3.8,{"$f":"_xll.Interp3D($B$18:$B$134,$C$18:$C$134,$D$18:$D$134,E300,F300)","v":49.806080000671045}]
[null,null,null,null,0.40000000010000003,3.9,{"$f":"_xll.Interp3D($B$18:$B$134,$C$18:$C$134,$D$18:$D$134,E301,F301)","v":50.94176000067489}]
[null,null,null,null,0.40000000010000003,4,{"$f":"_xll.Interp3D($B$18:$B$134,$C$18:$C$134,$D$18:$D$134,E302,F302)","v":51.440000000620003}]
[null,null,null,null,0.40000000010000003,4.0999999999999996,{"$f":"_xll.Interp3D($B$18:$B$134,$C$18:$C$134,$D$18:$D$134,E303,F303)","v":50.952640000466722}]
[null,null,null,null,0.40000000010000003,4.2,{"$f":"_xll.Interp3D($B$18:$B$134,$C$18:$C$134,$D$18:$D$134,E304,F304)","v":49.678720000226562}]
[null,null,null,null,0.40000000010000003,4.3,{"$f":"_xll.Interp3D($B$18:$B$134,$C$18:$C$134,$D$18:$D$134,E305,F305)","v":48.140479999959041}]
[null,null,null,null,0.40000000010000003,4.4000000000000004,{"$f":"_xll.Interp3D($B$18:$B$134,$C$18:$C$134,$D$18:$D$134,E306,F306)","v":46.86015999972367}]
[null,null,null,null,0.40000000010000003,4.5,{"$f":"_xll.Interp3D($B$18:$B$134,$C$18:$C$134,$D$18:$D$134,E307,F307)","v":46.359999999579998}]
[null,null,null,null,0.40000000010000003,4.5999999999999996,{"$f":"_xll.Interp3D($B$18:$B$134,$C$18:$C$134,$D$18:$D$134,E308,F308)","v":46.904319999552953}]
[null,null,null,null,0.40000000010000003,4.7,{"$f":"_xll.Interp3D($B$18:$B$134,$C$18:$C$134,$D$18:$D$134,E309,F309)","v":48.144959999602889}]
[null,null,null,null,0.40000000010000003,4.8,{"$f":"_xll.Interp3D($B$18:$B$134,$C$18:$C$134,$D$18:$D$134,E310,F310)","v":49.685439999692321}]
[null,null,null,null,0.40000000010000003,4.9000000000000004,{"$f":"_xll.Interp3D($B$18:$B$134,$C$18:$C$134,$D$18:$D$134,E311,F311)","v":51.12927999978384}]
[null,null,null,null,0.40000000010000003,5,{"$f":"_xll.Interp3D($B$18:$B$134,$C$18:$C$134,$D$18:$D$134,E312,F312)","v":52.079999999839998}]
[null,null,null,null,0.40000000010000003,5.0999999999999996,{"$f":"_xll.Interp3D($B$18:$B$134,$C$18:$C$134,$D$18:$D$134,E313,F313)","v":52.446079999856636}]
[null,null,null,null,0.40000000010000003,5.2,{"$f":"_xll.Interp3D($B$18:$B$134,$C$18:$C$134,$D$18:$D$134,E314,F314)","v":52.491839999858726}]
[null,null,null,null,0.40000000010000003,5.3,{"$f":"_xll.Interp3D($B$18:$B$134,$C$18:$C$134,$D$18:$D$134,E315,F315)","v":52.354559999852484}]
[null,null,null,null,0.40000000010000003,5.4,{"$f":"_xll.Interp3D($B$18:$B$134,$C$18:$C$134,$D$18:$D$134,E316,F316)","v":52.171519999844158}]
[null,null,null,null,0.40000000010000003,5.5,{"$f":"_xll.Interp3D($B$18:$B$134,$C$18:$C$134,$D$18:$D$134,E317,F317)","v":52.079999999839998}]
[null,null,null,null,0.40000000010000003,5.6,{"$f":"_xll.Interp3D($B$18:$B$134,$C$18:$C$134,$D$18:$D$134,E318,F318)","v":52.079999999839998}]
[null,null,null,null,0.40000000010000003,5.7,{"$f":"_xll.Interp3D($B$18:$B$134,$C$18:$C$134,$D$18:$D$134,E319,F319)","v":52.079999999839998}]
[null,null,null,null,0.40000000010000003,5.8,{"$f":"_xll.Interp3D($B$18:$B$134,$C$18:$C$134,$D$18:$D$134,E320,F320)","v":52.079999999839998}]
[null,null,null,null,0.40000000010000003,5.9,{"$f":"_xll.Interp3D($B$18:$B$134,$C$18:$C$134,$D$18:$D$134,E321,F321)","v":52.079999999839998}]
[null,null,null,null,0.40000000010000003,6,{"$f":"_xll.Interp3D($B$18:$B$134,$C$18:$C$134,$D$18:$D$134,E322,F322)","v":52.079999999839998}]
[null,null,null,null,0.50000000010000001,0,{"$f":"_xll.Interp3D($B$18:$B$134,$C$18:$C$134,$D$18:$D$134,E323,F323)","v":64.000000000100002}]
[null,null,null,null,0.50000000010000001,0.1,{"$f":"_xll.Interp3D($B$18:$B$134,$C$18:$C$134,$D$18:$D$134,E324,F324)","v":62.800000000467996}]
[null,null,null,null,0.50000000010000001,0.2,{"$f":"_xll.Interp3D($B$18:$B$134,$C$18:$C$134,$D$18:$D$134,E325,F325)","v":61.600000000751997}]
[null,null,null,null,0.50000000010000001,0.3,{"$f":"_xll.Interp3D($B$18:$B$134,$C$18:$C$134,$D$18:$D$134,E326,F326)","v":60.400000000951991}]
[null,null,null,null,0.50000000010000001,0.4,{"$f":"_xll.Interp3D($B$18:$B$134,$C$18:$C$134,$D$18:$D$134,E327,F327)","v":59.200000001068005}]
[null,null,null,null,0.50000000010000001,0.5,{"$f":"_xll.Interp3D($B$18:$B$134,$C$18:$C$134,$D$18:$D$134,E328,F328)","v":58.000000001100005}]
[null,null,null,null,0.50000000010000001,0.6,{"$f":"_xll.Interp3D($B$18:$B$134,$C$18:$C$134,$D$18:$D$134,E329,F329)","v":56.784000000987191}]
[null,null,null,null,0.50000000010000001,0.7,{"$f":"_xll.Interp3D($B$18:$B$134,$C$18:$C$134,$D$18:$D$134,E330,F330)","v":55.552000000729606}]
[null,null,null,null,0.50000000010000001,0.8,{"$f":"_xll.Interp3D($B$18:$B$134,$C$18:$C$134,$D$18:$D$134,E331,F331)","v":54.328000000418399}]
[null,null,null,null,0.50000000010000001,0.9,{"$f":"_xll.Interp3D($B$18:$B$134,$C$18:$C$134,$D$18:$D$134,E332,F332)","v":53.136000000144811}]
[null,null,null,null,0.50000000010000001,1,{"$f":"_xll.Interp3D($B$18:$B$134,$C$18:$C$134,$D$18:$D$134,E333,F333)","v":52}]
[null,null,null,null,0.50000000010000001,1.1000000000000001,{"$f":"_xll.Interp3D($B$18:$B$134,$C$18:$C$134,$D$18:$D$134,E334,F334)","v":50.936000000031996}]
[null,null,null,null,0.50000000010000001,1.2,{"$f":"_xll.Interp3D($B$18:$B$134,$C$18:$C$134,$D$18:$D$134,E335,F335)","v":49.928000000179992}]
[null,null,null,null,{"$f":"E275+0.1","v":0.50000000010000001},{"$f":"F275","v":1.3},{"$f":"_xll.Interp3D($B$18:$B$134,$C$18:$C$134,$D$18:$D$134,E336,F336)","v":48.952000000371996}]
[null,null,null,null,0.50000000010000001,1.4,{"$f":"_xll.Interp3D($B$18:$B$134,$C$18:$C$134,$D$18:$D$134,E337,F337)","v":47.984000000536}]
[null,null,null,null,0.50000000010000001,1.5,{"$f":"_xll.Interp3D($B$18:$B$134,$C$18:$C$134,$D$18:$D$134,E338,F338)","v":47.000000000600004}]
[null,null,null,null,0.50000000010000001,1.6,{"$f":"_xll.Interp3D($B$18:$B$134,$C$18:$C$134,$D$18:$D$134,E339,F339)","v":45.936000000527201}]
[null,null,null,null,0.50000000010000001,1.7,{"$f":"_xll.Interp3D($B$18:$B$134,$C$18:$C$134,$D$18:$D$134,E340,F340)","v":44.808000000365595}]
[null,null,null,null,0.50000000010000001,1.8,{"$f":"_xll.Interp3D($B$18:$B$134,$C$18:$C$134,$D$18:$D$134,E341,F341)","v":43.712000000170391}]
[null,null,null,null,0.50000000010000001,1.9,{"$f":"_xll.Interp3D($B$18:$B$134,$C$18:$C$134,$D$18:$D$134,E342,F342)","v":42.743999999996802}]
[null,null,null,null,0.50000000010000001,2,{"$f":"_xll.Interp3D($B$18:$B$134,$C$18:$C$134,$D$18:$D$134,E343,F343)","v":41.999999999899998}]
[null,null,null,null,0.50000000010000001,2.1,{"$f":"_xll.Interp3D($B$18:$B$134,$C$18:$C$134,$D$18:$D$134,E344,F344)","v":41.527999999907195}]
[null,null,null,null,0.50000000010000001,2.2000000000000002,{"$f":"_xll.Interp3D($B$18:$B$134,$C$18:$C$134,$D$18:$D$134,E345,F345)","v":41.2639999999816}]
[null,null,null,null,0.50000000010000001,2.2999999999999998,{"$f":"_xll.Interp3D($B$18:$B$134,$C$18:$C$134,$D$18:$D$134,E346,F346)","v":41.13600000008239}]
[null,null,null,null,0.50000000010000001,2.4,{"$f":"_xll.Interp3D($B$18:$B$134,$C$18:$C$134,$D$18:$D$134,E347,F347)","v":41.072000000168799}]
[null,null,null,null,0.50000000010000001,2.5,{"$f":"_xll.Interp3D($B$18:$B$134,$C$18:$C$134,$D$18:$D$134,E348,F348)","v":41.000000000200004}]
[null,null,null,null,0.50000000010000001,2.6,{"$f":"_xll.Interp3D($B$18:$B$134,$C$18:$C$134,$D$18:$D$134,E349,F349)","v":40.856000000148811}]
[null,null,null,null,0.50000000010000001,2.7,{"$f":"_xll.Interp3D($B$18:$B$134,$C$18:$C$134,$D$18:$D$134,E350,F350)","v":40.6880000000424}]
[null,null,null,null,0.50000000010000001,2.8,{"$f":"_xll.Interp3D($B$18:$B$134,$C$18:$C$134,$D$18:$D$134,E351,F351)","v":40.591999999921597}]
[null,null,null,null,0.50000000010000001,2.9,{"$f":"_xll.Interp3D($B$18:$B$134,$C$18:$C$134,$D$18:$D$134,E352,F352)","v":40.663999999827197}]
[null,null,null,null,0.50000000010000001,3,{"$f":"_xll.Interp3D($B$18:$B$134,$C$18:$C$134,$D$18:$D$134,E353,F353)","v":40.999999999799996}]
[null,null,null,null,0.50000000010000001,3.1,{"$f":"_xll.Interp3D($B$18:$B$134,$C$18:$C$134,$D$18:$D$134,E354,F354)","v":41.663999999863989}]
[null,null,null,null,0.50000000010000001,3.2,{"$f":"_xll.Interp3D($B$18:$B$134,$C$18:$C$134,$D$18:$D$134,E355,F355)","v":42.591999999991998}]
[null,null,null,null,0.50000000010000001,3.3,{"$f":"_xll.Interp3D($B$18:$B$134,$C$18:$C$134,$D$18:$D$134,E356,F356)","v":43.688000000147994}]
[null,null,null,null,0.50000000010000001,3.4,{"$f":"_xll.Interp3D($B$18:$B$134,$C$18:$C$134,$D$18:$D$134,E357,F357)","v":44.856000000296007}]
[null,null,null,null,0.50000000010000001,3.5,{"$f":"_xll.Interp3D($B$18:$B$134,$C$18:$C$134,$D$18:$D$134,E358,F358)","v":46.0000000004}]
[null,null,null,null,0.50000000010000001,3.6,{"$f":"_xll.Interp3D($B$18:$B$134,$C$18:$C$134,$D$18:$D$134,E359,F359)","v":47.328000000466403}]
[null,null,null,null,0.50000000010000001,3.7,{"$f":"_xll.Interp3D($B$18:$B$134,$C$18:$C$134,$D$18:$D$134,E360,F360)","v":48.90400000051919}]
[null,null,null,null,0.50000000010000001,3.8,{"$f":"_xll.Interp3D($B$18:$B$134,$C$18:$C$134,$D$18:$D$134,E361,F361)","v":50.416000000548792}]
[null,null,null,null,0.50000000010000001,3.9,{"$f":"_xll.Interp3D($B$18:$B$134,$C$18:$C$134,$D$18:$D$134,E362,F362)","v":51.552000000545604}]
[null,null,null,null,0.50000000010000001,4,{"$f":"_xll.Interp3D($B$18:$B$134,$C$18:$C$134,$D$18:$D$134,E363,F363)","v":52.000000000500002}]
[null,null,null,null,0.50000000010000001,4.0999999999999996,{"$f":"_xll.Interp3D($B$18:$B$134,$C$18:$C$134,$D$18:$D$134,E364,F364)","v":51.376000000380003}]
[null,null,null,null,0.50000000010000001,4.2,{"$f":"_xll.Interp3D($B$18:$B$134,$C$18:$C$134,$D$18:$D$134,E365,F365)","v":49.888000000191994}]
[null,null,null,null,0.50000000010000001,4.3,{"$f":"_xll.Interp3D($B$18:$B$134,$C$18:$C$134,$D$18:$D$134,E366,F366)","v":48.111999999984}]
[null,null,null,null,0.50000000010000001,4.4000000000000004,{"$f":"_xll.Interp3D($B$18:$B$134,$C$18:$C$134,$D$18:$D$134,E367,F367)","v":46.623999999803985}]
[null,null,null,null,0.50000000010000001,4.5,{"$f":"_xll.Interp3D($B$18:$B$134,$C$18:$C$134,$D$18:$D$134,E368,F368)","v":45.999999999700002}]
[null,null,null,null,0.50000000010000001,4.5999999999999996,{"$f":"_xll.Interp3D($B$18:$B$134,$C$18:$C$134,$D$18:$D$134,E369,F369)","v":46.527999999694387}]
[null,null,null,null,0.50000000010000001,4.7,{"$f":"_xll.Interp3D($B$18:$B$134,$C$18:$C$134,$D$18:$D$134,E370,F370)","v":47.823999999755202}]
[null,null,null,null,0.50000000010000001,4.8,{"$f":"_xll.Interp3D($B$18:$B$134,$C$18:$C$134,$D$18:$D$134,E371,F371)","v":49.4559999998488}]
[null,null,null,null,0.50000000010000001,4.9000000000000004,{"$f":"_xll.Interp3D($B$18:$B$134,$C$18:$C$134,$D$18:$D$134,E372,F372)","v":50.991999999941605}]
[null,null,null,null,0.50000000010000001,5,{"$f":"_xll.Interp3D($B$18:$B$134,$C$18:$C$134,$D$18:$D$134,E373,F373)","v":52}]
[null,null,null,null,0.50000000010000001,5.0999999999999996,{"$f":"_xll.Interp3D($B$18:$B$134,$C$18:$C$134,$D$18:$D$134,E374,F374)","v":52.384000000019199}]
[null,null,null,null,0.50000000010000001,5.2,{"$f":"_xll.Interp3D($B$18:$B$134,$C$18:$C$134,$D$18:$D$134,E375,F375)","v":52.432000000021603}]
[null,null,null,null,0.50000000010000001,5.3,{"$f":"_xll.Interp3D($B$18:$B$134,$C$18:$C$134,$D$18:$D$134,E376,F376)","v":52.288000000014392}]
[null,null,null,null,0.50000000010000001,5.4,{"$f":"_xll.Interp3D($B$18:$B$134,$C$18:$C$134,$D$18:$D$134,E377,F377)","v":52.096000000004793}]
[null,null,null,null,0.50000000010000001,5.5,{"$f":"_xll.Interp3D($B$18:$B$134,$C$18:$C$134,$D$18:$D$134,E378,F378)","v":52}]
[null,null,null,null,0.50000000010000001,5.6,{"$f":"_xll.Interp3D($B$18:$B$134,$C$18:$C$134,$D$18:$D$134,E379,F379)","v":52}]
[null,null,null,null,0.50000000010000001,5.7,{"$f":"_xll.Interp3D($B$18:$B$134,$C$18:$C$134,$D$18:$D$134,E380,F380)","v":52}]
[null,null,null,null,0.50000000010000001,5.8,{"$f":"_xll.Interp3D($B$18:$B$134,$C$18:$C$134,$D$18:$D$134,E381,F381)","v":52}]
[null,null,null,null,0.50000000010000001,5.9,{"$f":"_xll.Interp3D($B$18:$B$134,$C$18:$C$134,$D$18:$D$134,E382,F382)","v":52}]
[null,null,null,null,0.50000000010000001,6,{"$f":"_xll.Interp3D($B$18:$B$134,$C$18:$C$134,$D$18:$D$134,E383,F383)","v":52}]
[null,null,null,null,0.60000000009999999,0,{"$f":"_xll.Interp3D($B$18:$B$134,$C$18:$C$134,$D$18:$D$134,E384,F384)","v":63.631999999236001}]
[null,null,null,null,0.60000000009999999,0.1,{"$f":"_xll.Interp3D($B$18:$B$134,$C$18:$C$134,$D$18:$D$134,E385,F385)","v":62.978879999928637}]
[null,null,null,null,0.60000000009999999,0.2,{"$f":"_xll.Interp3D($B$18:$B$134,$C$18:$C$134,$D$18:$D$134,E386,F386)","v":62.205120000471354}]
[null,null,null,null,0.60000000009999999,0.3,{"$f":"_xll.Interp3D($B$18:$B$134,$C$18:$C$134,$D$18:$D$134,E387,F387)","v":61.310720000864151}]
[null,null,null,null,0.60000000009999999,0.4,{"$f":"_xll.Interp3D($B$18:$B$134,$C$18:$C$134,$D$18:$D$134,E388,F388)","v":60.295680001107044}]
[null,null,null,null,0.60000000009999999,0.5,{"$f":"_xll.Interp3D($B$18:$B$134,$C$18:$C$134,$D$18:$D$134,E389,F389)","v":59.16000000119999}]
[null,null,null,null,0.60000000009999999,0.6,{"$f":"_xll.Interp3D($B$18:$B$134,$C$18:$C$134,$D$18:$D$134,E390,F390)","v":57.798976001032123}]
[null,null,null,null,0.60000000009999999,0.7,{"$f":"_xll.Interp3D($B$18:$B$134,$C$18:$C$134,$D$18:$D$134,E391,F391)","v":56.212608000603424}]
[null,null,null,null,0.60000000009999999,0.8,{"$f":"_xll.Interp3D($B$18:$B$134,$C$18:$C$134,$D$18:$D$134,E392,F392)","v":54.557952000080256}]
[null,null,null,null,0.60000000009999999,0.9,{"$f":"_xll.Interp3D($B$18:$B$134,$C$18:$C$134,$D$18:$D$134,E393,F393)","v":52.992063999629011}]
[null,null,null,null,0.60000000009999999,1,{"$f":"_xll.Interp3D($B$18:$B$134,$C$18:$C$134,$D$18:$D$134,E394,F394)","v":51.671999999416002}]
[null,null,null,null,0.60000000009999999,1.1000000000000001,{"$f":"_xll.Interp3D($B$18:$B$134,$C$18:$C$134,$D$18:$D$134,E395,F395)","v":50.689151999538822}]
[null,null,null,null,0.60000000009999999,1.2,{"$f":"_xll.Interp3D($B$18:$B$134,$C$18:$C$134,$D$18:$D$134,E396,F396)","v":49.938815999886522}]
[null,null,null,null,0.60000000009999999,1.3,{"$f":"_xll.Interp3D($B$18:$B$134,$C$18:$C$134,$D$18:$D$134,E397,F397)","v":49.28390400031283}]
[null,null,null,null,0.60000000009999999,1.4,{"$f":"_xll.Interp3D($B$18:$B$134,$C$18:$C$134,$D$18:$D$134,E398,F398)","v":48.587328000671427}]
[null,null,null,null,0.60000000009999999,1.5,{"$f":"_xll.Interp3D($B$18:$B$134,$C$18:$C$134,$D$18:$D$134,E399,F399)","v":47.712000000815998}]
[null,null,null,null,{"$f":"E339+0.1","v":0.60000000009999999},{"$f":"F339","v":1.6},{"$f":"_xll.Interp3D($B$18:$B$134,$C$18:$C$134,$D$18:$D$134,E400,F400)","v":46.527744000655872}]
[null,null,null,null,0.60000000009999999,1.7,{"$f":"_xll.Interp3D($B$18:$B$134,$C$18:$C$134,$D$18:$D$134,E401,F401)","v":45.125952000288571}]
[null,null,null,null,0.60000000009999999,1.8,{"$f":"_xll.Interp3D($B$18:$B$134,$C$18:$C$134,$D$18:$D$134,E402,F402)","v":43.701887999850136}]
[null,null,null,null,0.60000000009999999,1.9,{"$f":"_xll.Interp3D($B$18:$B$134,$C$18:$C$134,$D$18:$D$134,E403,F403)","v":42.450815999476625}]
[null,null,null,null,0.60000000009999999,2,{"$f":"_xll.Interp3D($B$18:$B$134,$C$18:$C$134,$D$18:$D$134,E404,F404)","v":41.567999999304}]
[null,null,null,null,0.60000000009999999,2.1,{"$f":"_xll.Interp3D($B$18:$B$134,$C$18:$C$134,$D$18:$D$134,E405,F405)","v":41.158527999414943}]
[null,null,null,null,0.60000000009999999,2.2000000000000002,{"$f":"_xll.Interp3D($B$18:$B$134,$C$18:$C$134,$D$18:$D$134,E406,F406)","v":41.092223999718755}]
[null,null,null,null,0.60000000009999999,2.2999999999999998,{"$f":"_xll.Interp3D($B$18:$B$134,$C$18:$C$134,$D$18:$D$134,E407,F407)","v":41.211456000091481}]
[null,null,null,null,0.60000000009999999,2.4,{"$f":"_xll.Interp3D($B$18:$B$134,$C$18:$C$134,$D$18:$D$134,E408,F408)","v":41.358592000409217}]
[null,null,null,null,0.60000000009999999,2.5,{"$f":"_xll.Interp3D($B$18:$B$134,$C$18:$C$134,$D$18:$D$134,E409,F409)","v":41.376000000547997}]
[null,null,null,null,0.60000000009999999,2.6,{"$f":"_xll.Interp3D($B$18:$B$134,$C$18:$C$134,$D$18:$D$134,E410,F410)","v":41.150016000438853}]
[null,null,null,null,0.60000000009999999,2.7,{"$f":"_xll.Interp3D($B$18:$B$134,$C$18:$C$134,$D$18:$D$134,E411,F411)","v":40.785728000164376}]
[null,null,null,null,0.60000000009999999,2.8,{"$f":"_xll.Interp3D($B$18:$B$134,$C$18:$C$134,$D$18:$D$134,E412,F412)","v":40.453631999828097}]
[null,null,null,null,0.60000000009999999,2.9,{"$f":"_xll.Interp3D($B$18:$B$134,$C$18:$C$134,$D$18:$D$134,E413,F413)","v":40.324223999533473}]
[null,null,null,null,0.60000000009999999,3,{"$f":"_xll.Interp3D($B$18:$B$134,$C$18:$C$134,$D$18:$D$134,E414,F414)","v":40.567999999384007}]
[null,null,null,null,0.60000000009999999,3.1,{"$f":"_xll.Interp3D($B$18:$B$134,$C$18:$C$134,$D$18:$D$134,E415,F415)","v":41.281599999419676}]
[null,null,null,null,0.60000000009999999,3.2,{"$f":"_xll.Interp3D($B$18:$B$134,$C$18:$C$134,$D$18:$D$134,E416,F416)","v":42.351359999571514}]
[null,null,null,null,0.60000000009999999,3.3,{"$f":"_xll.Interp3D($B$18:$B$134,$C$18:$C$134,$D$18:$D$134,E417,F417)","v":43.632319999779511}]
[null,null,null,null,0.60000000009999999,3.4,{"$f":"_xll.Interp3D($B$18:$B$134,$C$18:$C$134,$D$18:$D$134,E418,F418)","v":44.979519999983687}]
[null,null,null,null,0.60000000009999999,3.5,{"$f":"_xll.Interp3D($B$18:$B$134,$C$18:$C$134,$D$18:$D$134,E419,F419)","v":46.248000000124001}]
[null,null,null,null,0.60000000009999999,3.6,{"$f":"_xll.Interp3D($B$18:$B$134,$C$18:$C$134,$D$18:$D$134,E420,F420)","v":47.649856000202206}]
[null,null,null,null,0.60000000009999999,3.7,{"$f":"_xll.Interp3D($B$18:$B$134,$C$18:$C$134,$D$18:$D$134,E421,F421)","v":49.281728000258298}]
[null,null,null,null,0.60000000009999999,3.8,{"$f":"_xll.Interp3D($B$18:$B$134,$C$18:$C$134,$D$18:$D$134,E422,F422)","v":50.825472000289693}]
[null,null,null,null,0.60000000009999999,3.9,{"$f":"_xll.Interp3D($B$18:$B$134,$C$18:$C$134,$D$18:$D$134,E423,F423)","v":51.962944000293803}]
[null,null,null,null,0.60000000009999999,4,{"$f":"_xll.Interp3D($B$18:$B$134,$C$18:$C$134,$D$18:$D$134,E424,F424)","v":52.376000000267993}]
[null,null,null,null,0.60000000009999999,4.0999999999999996,{"$f":"_xll.Interp3D($B$18:$B$134,$C$18:$C$134,$D$18:$D$134,E425,F425)","v":51.650432000184423}]
[null,null,null,null,0.60000000009999999,4.2,{"$f":"_xll.Interp3D($B$18:$B$134,$C$18:$C$134,$D$18:$D$134,E426,F426)","v":49.998336000044766}]
[null,null,null,null,0.60000000009999999,4.3,{"$f":"_xll.Interp3D($B$18:$B$134,$C$18:$C$134,$D$18:$D$134,E427,F427)","v":48.041023999890911}]
[null,null,null,null,0.60000000009999999,4.4000000000000004,{"$f":"_xll.Interp3D($B$18:$B$134,$C$18:$C$134,$D$18:$D$134,E428,F428)","v":46.399807999764697}]
[null,null,null,null,0.60000000009999999,4.5,{"$f":"_xll.Interp3D($B$18:$B$134,$C$18:$C$134,$D$18:$D$134,E429,F429)","v":45.695999999707993}]
[null,null,null,null,0.60000000009999999,4.5999999999999996,{"$f":"_xll.Interp3D($B$18:$B$134,$C$18:$C$134,$D$18:$D$134,E430,F430)","v":46.24127999974511}]
[null,null,null,null,0.60000000009999999,4.7,{"$f":"_xll.Interp3D($B$18:$B$134,$C$18:$C$134,$D$18:$D$134,E431,F431)","v":47.621439999848171}]
[null,null,null,null,0.60000000009999999,4.8,{"$f":"_xll.Interp3D($B$18:$B$134,$C$18:$C$134,$D$18:$D$134,E432,F432)","v":49.368959999980639}]
[null,null,null,null,0.60000000009999999,4.9000000000000004,{"$f":"_xll.Interp3D($B$18:$B$134,$C$18:$C$134,$D$18:$D$134,E433,F433)","v":51.016320000106084}]
[null,null,null,null,0.60000000009999999,5,{"$f":"_xll.Interp3D($B$18:$B$134,$C$18:$C$134,$D$18:$D$134,E434,F434)","v":52.096000000187999}]
[null,null,null,null,0.60000000009999999,5.0999999999999996,{"$f":"_xll.Interp3D($B$18:$B$134,$C$18:$C$134,$D$18:$D$134,E435,F435)","v":52.505600000218713}]
[null,null,null,null,0.60000000009999999,5.2,{"$f":"_xll.Interp3D($B$18:$B$134,$C$18:$C$134,$D$18:$D$134,E436,F436)","v":52.556800000222559}]
[null,null,null,null,0.60000000009999999,5.3,{"$f":"_xll.Interp3D($B$18:$B$134,$C$18:$C$134,$D$18:$D$134,E437,F437)","v":52.403200000211037}]
[null,null,null,null,0.60000000009999999,5.4,{"$f":"_xll.Interp3D($B$18:$B$134,$C$18:$C$134,$D$18:$D$134,E438,F438)","v":52.198400000195676}]
[null,null,null,null,0.60000000009999999,5.5,{"$f":"_xll.Interp3D($B$18:$B$134,$C$18:$C$134,$D$18:$D$134,E439,F439)","v":52.096000000187999}]
[null,null,null,null,0.60000000009999999,5.6,{"$f":"_xll.Interp3D($B$18:$B$134,$C$18:$C$134,$D$18:$D$134,E440,F440)","v":52.096000000187999}]
[null,null,null,null,0.60000000009999999,5.7,{"$f":"_xll.Interp3D($B$18:$B$134,$C$18:$C$134,$D$18:$D$134,E441,F441)","v":52.096000000187999}]
[null,null,null,null,0.60000000009999999,5.8,{"$f":"_xll.Interp3D($B$18:$B$134,$C$18:$C$134,$D$18:$D$134,E442,F442)","v":52.096000000187999}]
[null,null,null,null,0.60000000009999999,5.9,{"$f":"_xll.Interp3D($B$18:$B$134,$C$18:$C$134,$D$18:$D$134,E443,F443)","v":52.096000000187999}]
[null,null,null,null,0.60000000009999999,6,{"$f":"_xll.Interp3D($B$18:$B$134,$C$18:$C$134,$D$18:$D$134,E444,F444)","v":52.096000000187999}]
[null,null,null,null,0.70000000009999996,0,{"$f":"_xll.Interp3D($B$18:$B$134,$C$18:$C$134,$D$18:$D$134,E445,F445)","v":62.615999998804}]
[null,null,null,null,0.70000000009999996,0.1,{"$f":"_xll.Interp3D($B$18:$B$134,$C$18:$C$134,$D$18:$D$134,E446,F446)","v":62.735039999622558}]
[null,null,null,null,0.70000000009999996,0.2,{"$f":"_xll.Interp3D($B$18:$B$134,$C$18:$C$134,$D$18:$D$134,E447,F447)","v":62.568960000269442}]
[null,null,null,null,0.70000000009999996,0.3,{"$f":"_xll.Interp3D($B$18:$B$134,$C$18:$C$134,$D$18:$D$134,E448,F448)","v":62.117760000744632}]
[null,null,null,null,0.70000000009999996,0.4,{"$f":"_xll.Interp3D($B$18:$B$134,$C$18:$C$134,$D$18:$D$134,E449,F449)","v":61.381440001048162}]
[null,null,null,null,0.70000000009999996,0.5,{"$f":"_xll.Interp3D($B$18:$B$134,$C$18:$C$134,$D$18:$D$134,E450,F450)","v":60.360000001179998}]
[null,null,null,null,0.70000000009999996,0.6,{"$f":"_xll.Interp3D($B$18:$B$134,$C$18:$C$134,$D$18:$D$134,E451,F451)","v":58.827008001013311}]
[null,null,null,null,0.70000000009999996,0.7,{"$f":"_xll.Interp3D($B$18:$B$134,$C$18:$C$134,$D$18:$D$134,E452,F452)","v":56.782464000548103}]
[null,null,null,null,0.70000000009999996,0.8,{"$f":"_xll.Interp3D($B$18:$B$134,$C$18:$C$134,$D$18:$D$134,E453,F453)","v":54.566015999974624}]
[null,null,null,null,0.70000000009999996,0.9,{"$f":"_xll.Interp3D($B$18:$B$134,$C$18:$C$134,$D$18:$D$134,E454,F454)","v":52.517311999483177}]
[null,null,null,null,0.70000000009999996,1,{"$f":"_xll.Interp3D($B$18:$B$134,$C$18:$C$134,$D$18:$D$134,E455,F455)","v":50.975999999263991}]
[null,null,null,null,0.70000000009999996,1.1000000000000001,{"$f":"_xll.Interp3D($B$18:$B$134,$C$18:$C$134,$D$18:$D$134,E456,F456)","v":50.142655999432705}]
[null,null,null,null,0.70000000009999996,1.2,{"$f":"_xll.Interp3D($B$18:$B$134,$C$18:$C$134,$D$18:$D$134,E457,F457)","v":49.790847999862422}]
[null,null,null,null,0.70000000009999996,1.3,{"$f":"_xll.Interp3D($B$18:$B$134,$C$18:$C$134,$D$18:$D$134,E458,F458)","v":49.619712000379806}]
[null,null,null,null,0.70000000009999996,1.4,{"$f":"_xll.Interp3D($B$18:$B$134,$C$18:$C$134,$D$18:$D$134,E459,F459)","v":49.328384000811454}]
[null,null,null,null,0.70000000009999996,1.5,{"$f":"_xll.Interp3D($B$18:$B$134,$C$18:$C$134,$D$18:$D$134,E460,F460)","v":48.616000000984002}]
[null,null,null,null,0.70000000009999996,1.6,{"$f":"_xll.Interp3D($B$18:$B$134,$C$18:$C$134,$D$18:$D$134,E461,F461)","v":47.246912000782046}]
[null,null,null,null,0.70000000009999996,1.7,{"$f":"_xll.Interp3D($B$18:$B$134,$C$18:$C$134,$D$18:$D$134,E462,F462)","v":45.421696000321177}]
[null,null,null,null,0.70000000009999996,1.8,{"$f":"_xll.Interp3D($B$18:$B$134,$C$18:$C$134,$D$18:$D$134,E463,F463)","v":43.493823999774492}]
[null,null,null,null,{"$f":"E403+0.1","v":0.70000000009999996},{"$f":"F403","v":1.9},{"$f":"_xll.Interp3D($B$18:$B$134,$C$18:$C$134,$D$18:$D$134,E464,F464)","v":41.816767999315076}]
[null,null,null,null,0.70000000009999996,2,{"$f":"_xll.Interp3D($B$18:$B$134,$C$18:$C$134,$D$18:$D$134,E465,F465)","v":40.743999999115999}]
[null,null,null,null,0.70000000009999996,2.1,{"$f":"_xll.Interp3D($B$18:$B$134,$C$18:$C$134,$D$18:$D$134,E466,F466)","v":40.480063999289214}]
[null,null,null,null,0.70000000009999996,2.2000000000000002,{"$f":"_xll.Interp3D($B$18:$B$134,$C$18:$C$134,$D$18:$D$134,E467,F467)","v":40.789311999719338}]
[null,null,null,null,0.70000000009999996,2.2999999999999998,{"$f":"_xll.Interp3D($B$18:$B$134,$C$18:$C$134,$D$18:$D$134,E468,F468)","v":41.364928000238429}]
[null,null,null,null,0.70000000009999996,2.4,{"$f":"_xll.Interp3D($B$18:$B$134,$C$18:$C$134,$D$18:$D$134,E469,F469)","v":41.90009600067863}]
[null,null,null,null,0.70000000009999996,2.5,{"$f":"_xll.Interp3D($B$18:$B$134,$C$18:$C$134,$D$18:$D$134,E470,F470)","v":42.088000000872}]
[null,null,null,null,0.70000000009999996,2.6,{"$f":"_xll.Interp3D($B$18:$B$134,$C$18:$C$134,$D$18:$D$134,E471,F471)","v":41.732928000726602}]
[null,null,null,null,0.70000000009999996,2.7,{"$f":"_xll.Interp3D($B$18:$B$134,$C$18:$C$134,$D$18:$D$134,E472,F472)","v":41.039424000354344}]
[null,null,null,null,0.70000000009999996,2.8,{"$f":"_xll.Interp3D($B$18:$B$134,$C$18:$C$134,$D$18:$D$134,E473,F473)","v":40.301055999893187}]
[null,null,null,null,0.70000000009999996,2.9,{"$f":"_xll.Interp3D($B$18:$B$134,$C$18:$C$134,$D$18:$D$134,E474,F474)","v":39.811391999481089}]
[null,null,null,null,0.70000000009999996,3,{"$f":"_xll.Interp3D($B$18:$B$134,$C$18:$C$134,$D$18:$D$134,E475,F475)","v":39.863999999256002}]
[null,null,null,null,0.70000000009999996,3.1,{"$f":"_xll.Interp3D($B$18:$B$134,$C$18:$C$134,$D$18:$D$134,E476,F476)","v":40.600319999266233}]
[null,null,null,null,0.70000000009999996,3.2,{"$f":"_xll.Interp3D($B$18:$B$134,$C$18:$C$134,$D$18:$D$134,E477,F477)","v":41.824639999419844}]
[null,null,null,null,0.70000000009999996,3.3,{"$f":"_xll.Interp3D($B$18:$B$134,$C$18:$C$134,$D$18:$D$134,E478,F478)","v":43.324799999644313}]
[null,null,null,null,0.70000000009999996,3.4,{"$f":"_xll.Interp3D($B$18:$B$134,$C$18:$C$134,$D$18:$D$134,E479,F479)","v":44.888639999867202}]
[null,null,null,null,0.70000000009999996,3.5,{"$f":"_xll.Interp3D($B$18:$B$134,$C$18:$C$134,$D$18:$D$134,E480,F480)","v":46.304000000016003}]
[null,null,null,null,0.70000000009999996,3.6,{"$f":"_xll.Interp3D($B$18:$B$134,$C$18:$C$134,$D$18:$D$134,E481,F481)","v":47.782208000087394}]
[null,null,null,null,0.70000000009999996,3.7,{"$f":"_xll.Interp3D($B$18:$B$134,$C$18:$C$134,$D$18:$D$134,E482,F482)","v":49.4647040001297}]
[null,null,null,null,0.70000000009999996,3.8,{"$f":"_xll.Interp3D($B$18:$B$134,$C$18:$C$134,$D$18:$D$134,E483,F483)","v":51.034496000147904}]
[null,null,null,null,0.70000000009999996,3.9,{"$f":"_xll.Interp3D($B$18:$B$134,$C$18:$C$134,$D$18:$D$134,E484,F484)","v":52.174592000147008}]
[null,null,null,null,0.70000000009999996,4,{"$f":"_xll.Interp3D($B$18:$B$134,$C$18:$C$134,$D$18:$D$134,E485,F485)","v":52.568000000132002}]
[null,null,null,null,0.70000000009999996,4.0999999999999996,{"$f":"_xll.Interp3D($B$18:$B$134,$C$18:$C$134,$D$18:$D$134,E486,F486)","v":51.775936000082154}]
[null,null,null,null,0.70000000009999996,4.2,{"$f":"_xll.Interp3D($B$18:$B$134,$C$18:$C$134,$D$18:$D$134,E487,F487)","v":50.009727999994112}]
[null,null,null,null,0.70000000009999996,4.3,{"$f":"_xll.Interp3D($B$18:$B$134,$C$18:$C$134,$D$18:$D$134,E488,F488)","v":47.927551999899009}]
[null,null,null,null,0.70000000009999996,4.4000000000000004,{"$f":"_xll.Interp3D($B$18:$B$134,$C$18:$C$134,$D$18:$D$134,E489,F489)","v":46.187583999827922}]
[null,null,null,null,0.70000000009999996,4.5,{"$f":"_xll.Interp3D($B$18:$B$134,$C$18:$C$134,$D$18:$D$134,E490,F490)","v":45.447999999811998}]
[null,null,null,null,0.70000000009999996,4.5999999999999996,{"$f":"_xll.Interp3D($B$18:$B$134,$C$18:$C$134,$D$18:$D$134,E491,F491)","v":46.044159999873585}]
[null,null,null,null,0.70000000009999996,4.7,{"$f":"_xll.Interp3D($B$18:$B$134,$C$18:$C$134,$D$18:$D$134,E492,F492)","v":47.537279999992002}]
[null,null,null,null,0.70000000009999996,4.8,{"$f":"_xll.Interp3D($B$18:$B$134,$C$18:$C$134,$D$18:$D$134,E493,F493)","v":49.424320000133591}]
[null,null,null,null,0.70000000009999996,4.9000000000000004,{"$f":"_xll.Interp3D($B$18:$B$134,$C$18:$C$134,$D$18:$D$134,E494,F494)","v":51.202240000264808}]
[null,null,null,null,0.70000000009999996,5,{"$f":"_xll.Interp3D($B$18:$B$134,$C$18:$C$134,$D$18:$D$134,E495,F495)","v":52.368000000351998}]
[null,null,null,null,0.70000000009999996,5.0999999999999996,{"$f":"_xll.Interp3D($B$18:$B$134,$C$18:$C$134,$D$18:$D$134,E496,F496)","v":52.810880000386554}]
[null,null,null,null,0.70000000009999996,5.2,{"$f":"_xll.Interp3D($B$18:$B$134,$C$18:$C$134,$D$18:$D$134,E497,F497)","v":52.866240000390874}]
[null,null,null,null,0.70000000009999996,5.3,{"$f":"_xll.Interp3D($B$18:$B$134,$C$18:$C$134,$D$18:$D$134,E498,F498)","v":52.70016000037792}]
[null,null,null,null,0.70000000009999996,5.4,{"$f":"_xll.Interp3D($B$18:$B$134,$C$18:$C$134,$D$18:$D$134,E499,F499)","v":52.478720000360639}]
[null,null,null,null,0.70000000009999996,5.5,{"$f":"_xll.Interp3D($B$18:$B$134,$C$18:$C$134,$D$18:$D$134,E500,F500)","v":52.368000000351998}]
[null,null,null,null,0.70000000009999996,5.6,{"$f":"_xll.Interp3D($B$18:$B$134,$C$18:$C$134,$D$18:$D$134,E501,F501)","v":52.368000000351998}]
[null,null,null,null,0.70000000009999996,5.7,{"$f":"_xll.Interp3D($B$18:$B$134,$C$18:$C$134,$D$18:$D$134,E502,F502)","v":52.368000000351998}]
[null,null,null,null,0.70000000009999996,5.8,{"$f":"_xll.Interp3D($B$18:$B$134,$C$18:$C$134,$D$18:$D$134,E503,F503)","v":52.368000000351998}]
[null,null,null,null,0.70000000009999996,5.9,{"$f":"_xll.Interp3D($B$18:$B$134,$C$18:$C$134,$D$18:$D$134,E504,F504)","v":52.368000000351998}]
[null,null,null,null,0.70000000009999996,6,{"$f":"_xll.Interp3D($B$18:$B$134,$C$18:$C$134,$D$18:$D$134,E505,F505)","v":52.368000000351998}]
[null,null,null,null,0.80000000009999994,0,{"$f":"_xll.Interp3D($B$18:$B$134,$C$18:$C$134,$D$18:$D$134,E506,F506)","v":61.383999998804001}]
[null,null,null,null,0.80000000009999994,0.1,{"$f":"_xll.Interp3D($B$18:$B$134,$C$18:$C$134,$D$18:$D$134,E507,F507)","v":62.301759999549759}]
[null,null,null,null,0.80000000009999994,0.2,{"$f":"_xll.Interp3D($B$18:$B$134,$C$18:$C$134,$D$18:$D$134,E508,F508)","v":62.770240000146245}]
[null,null,null,null,0.80000000009999994,0.3,{"$f":"_xll.Interp3D($B$18:$B$134,$C$18:$C$134,$D$18:$D$134,E509,F509)","v":62.789440000593437}]
[null,null,null,null,0.80000000009999994,0.4,{"$f":"_xll.Interp3D($B$18:$B$134,$C$18:$C$134,$D$18:$D$134,E510,F510)","v":62.359360000891371}]
[null,null,null,null,0.80000000009999994,0.5,{"$f":"_xll.Interp3D($B$18:$B$134,$C$18:$C$134,$D$18:$D$134,E511,F511)","v":61.480000001039997}]
[null,null,null,null,0.80000000009999994,0.6,{"$f":"_xll.Interp3D($B$18:$B$134,$C$18:$C$134,$D$18:$D$134,E512,F512)","v":59.804352000930741}]
[null,null,null,null,0.80000000009999994,0.7,{"$f":"_xll.Interp3D($B$18:$B$134,$C$18:$C$134,$D$18:$D$134,E513,F513)","v":57.332416000563626}]
[null,null,null,null,0.80000000009999994,0.8,{"$f":"_xll.Interp3D($B$18:$B$134,$C$18:$C$134,$D$18:$D$134,E514,F514)","v":54.584704000101496}]
[null,null,null,null,0.80000000009999994,0.9,{"$f":"_xll.Interp3D($B$18:$B$134,$C$18:$C$134,$D$18:$D$134,E515,F515)","v":52.08172799970734}]
[null,null,null,null,0.80000000009999994,1,{"$f":"_xll.Interp3D($B$18:$B$134,$C$18:$C$134,$D$18:$D$134,E516,F516)","v":50.343999999543996}]
[null,null,null,null,0.80000000009999994,1.1000000000000001,{"$f":"_xll.Interp3D($B$18:$B$134,$C$18:$C$134,$D$18:$D$134,E517,F517)","v":49.683583999713662}]
[null,null,null,null,0.80000000009999994,1.2,{"$f":"_xll.Interp3D($B$18:$B$134,$C$18:$C$134,$D$18:$D$134,E518,F518)","v":49.753472000107713}]
[null,null,null,null,0.80000000009999994,1.3,{"$f":"_xll.Interp3D($B$18:$B$134,$C$18:$C$134,$D$18:$D$134,E519,F519)","v":50.085568000572927}]
[null,null,null,null,0.80000000009999994,1.4,{"$f":"_xll.Interp3D($B$18:$B$134,$C$18:$C$134,$D$18:$D$134,E520,F520)","v":50.211776000956093}]
[null,null,null,null,0.80000000009999994,1.5,{"$f":"_xll.Interp3D($B$18:$B$134,$C$18:$C$134,$D$18:$D$134,E521,F521)","v":49.664000001104}]
[null,null,null,null,0.80000000009999994,1.6,{"$f":"_xll.Interp3D($B$18:$B$134,$C$18:$C$134,$D$18:$D$134,E522,F522)","v":48.091008000905731}]
[null,null,null,null,0.80000000009999994,1.7,{"$f":"_xll.Interp3D($B$18:$B$134,$C$18:$C$134,$D$18:$D$134,E523,F523)","v":45.804864000463425}]
[null,null,null,null,0.80000000009999994,1.8,{"$f":"_xll.Interp3D($B$18:$B$134,$C$18:$C$134,$D$18:$D$134,E524,F524)","v":43.332415999943464}]
[null,null,null,null,0.80000000009999994,1.9,{"$f":"_xll.Interp3D($B$18:$B$134,$C$18:$C$134,$D$18:$D$134,E525,F525)","v":41.200511999512202}]
[null,null,null,null,0.80000000009999994,2,{"$f":"_xll.Interp3D($B$18:$B$134,$C$18:$C$134,$D$18:$D$134,E526,F526)","v":39.935999999336005}]
[null,null,null,null,0.80000000009999994,2.1,{"$f":"_xll.Interp3D($B$18:$B$134,$C$18:$C$134,$D$18:$D$134,E527,F527)","v":39.859135999530011}]
[null,null,null,null,{"$f":"E467+0.1","v":0.80000000009999994},{"$f":"F467","v":2.2000000000000002},{"$f":"_xll.Interp3D($B$18:$B$134,$C$18:$C$134,$D$18:$D$134,E528,F528)","v":40.618687999983337}]
[null,null,null,null,0.80000000009999994,2.2999999999999998,{"$f":"_xll.Interp3D($B$18:$B$134,$C$18:$C$134,$D$18:$D$134,E529,F529)","v":41.734272000523227}]
[null,null,null,null,0.80000000009999994,2.4,{"$f":"_xll.Interp3D($B$18:$B$134,$C$18:$C$134,$D$18:$D$134,E530,F530)","v":42.725504000977025}]
[null,null,null,null,0.80000000009999994,2.5,{"$f":"_xll.Interp3D($B$18:$B$134,$C$18:$C$134,$D$18:$D$134,E531,F531)","v":43.112000001171992}]
[null,null,null,null,0.80000000009999994,2.6,{"$f":"_xll.Interp3D($B$18:$B$134,$C$18:$C$134,$D$18:$D$134,E532,F532)","v":42.602432001012033}]
[null,null,null,null,0.80000000009999994,2.7,{"$f":"_xll.Interp3D($B$18:$B$134,$C$18:$C$134,$D$18:$D$134,E533,F533)","v":41.517056000612257}]
[null,null,null,null,0.80000000009999994,2.8,{"$f":"_xll.Interp3D($B$18:$B$134,$C$18:$C$134,$D$18:$D$134,E534,F534)","v":40.292864000116872}]
[null,null,null,null,0.80000000009999994,2.9,{"$f":"_xll.Interp3D($B$18:$B$134,$C$18:$C$134,$D$18:$D$134,E535,F535)","v":39.36684799967005}]
[null,null,null,null,0.80000000009999994,3,{"$f":"_xll.Interp3D($B$18:$B$134,$C$18:$C$134,$D$18:$D$134,E536,F536)","v":39.175999999415993}]
[null,null,null,null,0.80000000009999994,3.1,{"$f":"_xll.Interp3D($B$18:$B$134,$C$18:$C$134,$D$18:$D$134,E537,F537)","v":39.91103999940367}]
[null,null,null,null,0.80000000009999994,3.2,{"$f":"_xll.Interp3D($B$18:$B$134,$C$18:$C$134,$D$18:$D$134,E538,F538)","v":41.280639999536959}]
[null,null,null,null,0.80000000009999994,3.3,{"$f":"_xll.Interp3D($B$18:$B$134,$C$18:$C$134,$D$18:$D$134,E539,F539)","v":42.998719999742399}]
[null,null,null,null,0.80000000009999994,3.4,{"$f":"_xll.Interp3D($B$18:$B$134,$C$18:$C$134,$D$18:$D$134,E540,F540)","v":44.779199999946556}]
[null,null,null,null,0.80000000009999994,3.5,{"$f":"_xll.Interp3D($B$18:$B$134,$C$18:$C$134,$D$18:$D$134,E541,F541)","v":46.336000000075998}]
[null,null,null,null,0.80000000009999994,3.6,{"$f":"_xll.Interp3D($B$18:$B$134,$C$18:$C$134,$D$18:$D$134,E542,F542)","v":47.874432000121956}]
[null,null,null,null,0.80000000009999994,3.7,{"$f":"_xll.Interp3D($B$18:$B$134,$C$18:$C$134,$D$18:$D$134,E543,F543)","v":49.585216000133386}]
[null,null,null,null,0.80000000009999994,3.8,{"$f":"_xll.Interp3D($B$18:$B$134,$C$18:$C$134,$D$18:$D$134,E544,F544)","v":51.160384000123415}]
[null,null,null,null,0.80000000009999994,3.9,{"$f":"_xll.Interp3D($B$18:$B$134,$C$18:$C$134,$D$18:$D$134,E545,F545)","v":52.29196800010525}]
[null,null,null,null,0.80000000009999994,4,{"$f":"_xll.Interp3D($B$18:$B$134,$C$18:$C$134,$D$18:$D$134,E546,F546)","v":52.672000000091998}]
[null,null,null,null,0.80000000009999994,4.0999999999999996,{"$f":"_xll.Interp3D($B$18:$B$134,$C$18:$C$134,$D$18:$D$134,E547,F547)","v":51.845824000073186}]
[null,null,null,null,0.80000000009999994,4.2,{"$f":"_xll.Interp3D($B$18:$B$134,$C$18:$C$134,$D$18:$D$134,E548,F548)","v":50.018752000040038}]
[null,null,null,null,0.80000000009999994,4.3,{"$f":"_xll.Interp3D($B$18:$B$134,$C$18:$C$134,$D$18:$D$134,E549,F549)","v":47.872768000008286}]
[null,null,null,null,0.80000000009999994,4.4000000000000004,{"$f":"_xll.Interp3D($B$18:$B$134,$C$18:$C$134,$D$18:$D$134,E550,F550)","v":46.089855999993688}]
[null,null,null,null,0.80000000009999994,4.5,{"$f":"_xll.Interp3D($B$18:$B$134,$C$18:$C$134,$D$18:$D$134,E551,F551)","v":45.352000000011998}]
[null,null,null,null,0.80000000009999994,4.5999999999999996,{"$f":"_xll.Interp3D($B$18:$B$134,$C$18:$C$134,$D$18:$D$134,E552,F552)","v":46.014400000079831}]
[null,null,null,null,0.80000000009999994,4.7,{"$f":"_xll.Interp3D($B$18:$B$134,$C$18:$C$134,$D$18:$D$134,E553,F553)","v":47.622400000186722}]
[null,null,null,null,0.80000000009999994,4.8,{"$f":"_xll.Interp3D($B$18:$B$134,$C$18:$C$134,$D$18:$D$134,E554,F554)","v":49.643200000307672}]
[null,null,null,null,0.80000000009999994,4.9000000000000004,{"$f":"_xll.Interp3D($B$18:$B$134,$C$18:$C$134,$D$18:$D$134,E555,F555)","v":51.544000000417768}]
[null,null,null,null,0.80000000009999994,5,{"$f":"_xll.Interp3D($B$18:$B$134,$C$18:$C$134,$D$18:$D$134,E556,F556)","v":52.792000000491996}]
[null,null,null,null,0.80000000009999994,5.0999999999999996,{"$f":"_xll.Interp3D($B$18:$B$134,$C$18:$C$134,$D$18:$D$134,E557,F557)","v":53.268160000522712}]
[null,null,null,null,0.80000000009999994,5.2,{"$f":"_xll.Interp3D($B$18:$B$134,$C$18:$C$134,$D$18:$D$134,E558,F558)","v":53.327680000526556}]
[null,null,null,null,0.80000000009999994,5.3,{"$f":"_xll.Interp3D($B$18:$B$134,$C$18:$C$134,$D$18:$D$134,E559,F559)","v":53.14912000051504}]
[null,null,null,null,0.80000000009999994,5.4,{"$f":"_xll.Interp3D($B$18:$B$134,$C$18:$C$134,$D$18:$D$134,E560,F560)","v":52.911040000499682}]
[null,null,null,null,0.80000000009999994,5.5,{"$f":"_xll.Interp3D($B$18:$B$134,$C$18:$C$134,$D$18:$D$134,E561,F561)","v":52.792000000491996}]
[null,null,null,null,0.80000000009999994,5.6,{"$f":"_xll.Interp3D($B$18:$B$134,$C$18:$C$134,$D$18:$D$134,E562,F562)","v":52.792000000491996}]
[null,null,null,null,0.80000000009999994,5.7,{"$f":"_xll.Interp3D($B$18:$B$134,$C$18:$C$134,$D$18:$D$134,E563,F563)","v":52.792000000491996}]
[null,null,null,null,0.80000000009999994,5.8,{"$f":"_xll.Interp3D($B$18:$B$134,$C$18:$C$134,$D$18:$D$134,E564,F564)","v":52.792000000491996}]
[null,null,null,null,0.80000000009999994,5.9,{"$f":"_xll.Interp3D($B$18:$B$134,$C$18:$C$134,$D$18:$D$134,E565,F565)","v":52.792000000491996}]
[null,null,null,null,0.80000000009999994,6,{"$f":"_xll.Interp3D($B$18:$B$134,$C$18:$C$134,$D$18:$D$134,E566,F566)","v":52.792000000491996}]
[null,null,null,null,0.90000000009999992,0,{"$f":"_xll.Interp3D($B$18:$B$134,$C$18:$C$134,$D$18:$D$134,E567,F567)","v":60.367999999235991}]
[null,null,null,null,0.90000000009999992,0.1,{"$f":"_xll.Interp3D($B$18:$B$134,$C$18:$C$134,$D$18:$D$134,E568,F568)","v":61.912319999710235}]
[null,null,null,null,0.90000000009999992,0.2,{"$f":"_xll.Interp3D($B$18:$B$134,$C$18:$C$134,$D$18:$D$134,E569,F569)","v":62.887680000101767}]
[null,null,null,null,0.90000000009999992,0.3,{"$f":"_xll.Interp3D($B$18:$B$134,$C$18:$C$134,$D$18:$D$134,E570,F570)","v":63.29408000041056}]
[null,null,null,null,0.90000000009999992,0.4,{"$f":"_xll.Interp3D($B$18:$B$134,$C$18:$C$134,$D$18:$D$134,E571,F571)","v":63.131520000636641}]
[null,null,null,null,0.90000000009999992,0.5,{"$f":"_xll.Interp3D($B$18:$B$134,$C$18:$C$134,$D$18:$D$134,E572,F572)","v":62.400000000779997}]
[null,null,null,null,0.90000000009999992,0.6,{"$f":"_xll.Interp3D($B$18:$B$134,$C$18:$C$134,$D$18:$D$134,E573,F573)","v":60.667264000784442}]
[null,null,null,null,0.90000000009999992,0.7,{"$f":"_xll.Interp3D($B$18:$B$134,$C$18:$C$134,$D$18:$D$134,E574,F574)","v":57.933312000649991}]
[null,null,null,null,0.90000000009999992,0.8,{"$f":"_xll.Interp3D($B$18:$B$134,$C$18:$C$134,$D$18:$D$134,E575,F575)","v":54.846528000460893}]
[null,null,null,null,0.90000000009999992,0.9,{"$f":"_xll.Interp3D($B$18:$B$134,$C$18:$C$134,$D$18:$D$134,E576,F576)","v":52.055296000301475}]
[null,null,null,null,0.90000000009999992,1,{"$f":"_xll.Interp3D($B$18:$B$134,$C$18:$C$134,$D$18:$D$134,E577,F577)","v":50.208000000256}]
[null,null,null,null,0.90000000009999992,1.1000000000000001,{"$f":"_xll.Interp3D($B$18:$B$134,$C$18:$C$134,$D$18:$D$134,E578,F578)","v":49.699008000381689}]
[null,null,null,null,0.90000000009999992,1.2,{"$f":"_xll.Interp3D($B$18:$B$134,$C$18:$C$134,$D$18:$D$134,E579,F579)","v":50.096064000622363}]
[null,null,null,null,0.90000000009999992,1.3,{"$f":"_xll.Interp3D($B$18:$B$134,$C$18:$C$134,$D$18:$D$134,E580,F580)","v":50.807616000892189}]
[null,null,null,null,0.90000000009999992,1.4,{"$f":"_xll.Interp3D($B$18:$B$134,$C$18:$C$134,$D$18:$D$134,E581,F581)","v":51.24211200110534}]
[null,null,null,null,0.90000000009999992,1.5,{"$f":"_xll.Interp3D($B$18:$B$134,$C$18:$C$134,$D$18:$D$134,E582,F582)","v":50.808000001175991}]
[null,null,null,null,0.90000000009999992,1.6,{"$f":"_xll.Interp3D($B$18:$B$134,$C$18:$C$134,$D$18:$D$134,E583,F583)","v":49.057536001026918}]
[null,null,null,null,0.90000000009999992,1.7,{"$f":"_xll.Interp3D($B$18:$B$134,$C$18:$C$134,$D$18:$D$134,E584,F584)","v":46.385088000715299}]
[null,null,null,null,0.90000000009999992,1.8,{"$f":"_xll.Interp3D($B$18:$B$134,$C$18:$C$134,$D$18:$D$134,E585,F585)","v":43.462272000357025}]
[null,null,null,null,0.90000000009999992,1.9,{"$f":"_xll.Interp3D($B$18:$B$134,$C$18:$C$134,$D$18:$D$134,E586,F586)","v":40.96070400006797}]
[null,null,null,null,0.90000000009999992,2,{"$f":"_xll.Interp3D($B$18:$B$134,$C$18:$C$134,$D$18:$D$134,E587,F587)","v":39.551999999963996}]
[null,null,null,null,0.90000000009999992,2.1,{"$f":"_xll.Interp3D($B$18:$B$134,$C$18:$C$134,$D$18:$D$134,E588,F588)","v":39.662272000137349}]
[null,null,null,null,0.90000000009999992,2.2000000000000002,{"$f":"_xll.Interp3D($B$18:$B$134,$C$18:$C$134,$D$18:$D$134,E589,F589)","v":40.843776000510765}]
[null,null,null,null,0.90000000009999992,2.2999999999999998,{"$f":"_xll.Interp3D($B$18:$B$134,$C$18:$C$134,$D$18:$D$134,E590,F590)","v":42.457344000945888}]
[null,null,null,null,0.90000000009999992,2.4,{"$f":"_xll.Interp3D($B$18:$B$134,$C$18:$C$134,$D$18:$D$134,E591,F591)","v":43.863808001304406}]
[null,null,null,null,{"$f":"E531+0.1","v":0.90000000009999992},{"$f":"F531","v":2.5},{"$f":"_xll.Interp3D($B$18:$B$134,$C$18:$C$134,$D$18:$D$134,E592,F592)","v":44.424000001447993}]
[null,null,null,null,0.90000000009999992,2.6,{"$f":"_xll.Interp3D($B$18:$B$134,$C$18:$C$134,$D$18:$D$134,E593,F593)","v":43.756224001295173}]
[null,null,null,null,0.90000000009999992,2.7,{"$f":"_xll.Interp3D($B$18:$B$134,$C$18:$C$134,$D$18:$D$134,E594,F594)","v":42.286592000938143}]
[null,null,null,null,0.90000000009999992,2.8,{"$f":"_xll.Interp3D($B$18:$B$134,$C$18:$C$134,$D$18:$D$134,E595,F595)","v":40.587648000499144}]
[null,null,null,null,0.90000000009999992,2.9,{"$f":"_xll.Interp3D($B$18:$B$134,$C$18:$C$134,$D$18:$D$134,E596,F596)","v":39.231936000100347}]
[null,null,null,null,0.90000000009999992,3,{"$f":"_xll.Interp3D($B$18:$B$134,$C$18:$C$134,$D$18:$D$134,E597,F597)","v":38.791999999863997}]
[null,null,null,null,0.90000000009999992,3.1,{"$f":"_xll.Interp3D($B$18:$B$134,$C$18:$C$134,$D$18:$D$134,E598,F598)","v":39.504639999832001}]
[null,null,null,null,0.90000000009999992,3.2,{"$f":"_xll.Interp3D($B$18:$B$134,$C$18:$C$134,$D$18:$D$134,E599,F599)","v":40.988159999922885}]
[null,null,null,null,0.90000000009999992,3.3,{"$f":"_xll.Interp3D($B$18:$B$134,$C$18:$C$134,$D$18:$D$134,E600,F600)","v":42.88736000007377}]
[null,null,null,null,0.90000000009999992,3.4,{"$f":"_xll.Interp3D($B$18:$B$134,$C$18:$C$134,$D$18:$D$134,E601,F601)","v":44.847040000221753}]
[null,null,null,null,0.90000000009999992,3.5,{"$f":"_xll.Interp3D($B$18:$B$134,$C$18:$C$134,$D$18:$D$134,E602,F602)","v":46.512000000303999}]
[null,null,null,null,0.90000000009999992,3.6,{"$f":"_xll.Interp3D($B$18:$B$134,$C$18:$C$134,$D$18:$D$134,E603,F603)","v":48.075904000305883}]
[null,null,null,null,0.90000000009999992,3.7,{"$f":"_xll.Interp3D($B$18:$B$134,$C$18:$C$134,$D$18:$D$134,E604,F604)","v":49.77555200026935}]
[null,null,null,null,0.90000000009999992,3.8,{"$f":"_xll.Interp3D($B$18:$B$134,$C$18:$C$134,$D$18:$D$134,E605,F605)","v":51.320448000216253}]
[null,null,null,null,0.90000000009999992,3.9,{"$f":"_xll.Interp3D($B$18:$B$134,$C$18:$C$134,$D$18:$D$134,E606,F606)","v":52.420096000168499}]
[null,null,null,null,0.90000000009999992,4,{"$f":"_xll.Interp3D($B$18:$B$134,$C$18:$C$134,$D$18:$D$134,E607,F607)","v":52.784000000147998}]
[null,null,null,null,0.90000000009999992,4.0999999999999996,{"$f":"_xll.Interp3D($B$18:$B$134,$C$18:$C$134,$D$18:$D$134,E608,F608)","v":51.953408000157545}]
[null,null,null,null,0.90000000009999992,4.2,{"$f":"_xll.Interp3D($B$18:$B$134,$C$18:$C$134,$D$18:$D$134,E609,F609)","v":50.121984000182529}]
[null,null,null,null,0.90000000009999992,4.3,{"$f":"_xll.Interp3D($B$18:$B$134,$C$18:$C$134,$D$18:$D$134,E610,F610)","v":47.97785600021875}]
[null,null,null,null,0.90000000009999992,4.4000000000000004,{"$f":"_xll.Interp3D($B$18:$B$134,$C$18:$C$134,$D$18:$D$134,E611,F611)","v":46.20915200026198}]
[null,null,null,null,0.90000000009999992,4.5,{"$f":"_xll.Interp3D($B$18:$B$134,$C$18:$C$134,$D$18:$D$134,E612,F612)","v":45.504000000307997}]
[null,null,null,null,0.90000000009999992,4.5999999999999996,{"$f":"_xll.Interp3D($B$18:$B$134,$C$18:$C$134,$D$18:$D$134,E613,F613)","v":46.229760000363839}]
[null,null,null,null,0.90000000009999992,4.7,{"$f":"_xll.Interp3D($B$18:$B$134,$C$18:$C$134,$D$18:$D$134,E614,F614)","v":47.927680000432325}]
[null,null,null,null,0.90000000009999992,4.8,{"$f":"_xll.Interp3D($B$18:$B$134,$C$18:$C$134,$D$18:$D$134,E615,F615)","v":50.046720000502866}]
[null,null,null,null,0.90000000009999992,4.9000000000000004,{"$f":"_xll.Interp3D($B$18:$B$134,$C$18:$C$134,$D$18:$D$134,E616,F616)","v":52.035840000564967}]
[null,null,null,null,0.90000000009999992,5,{"$f":"_xll.Interp3D($B$18:$B$134,$C$18:$C$134,$D$18:$D$134,E617,F617)","v":53.344000000607998}]
[null,null,null,null,0.90000000009999992,5.0999999999999996,{"$f":"_xll.Interp3D($B$18:$B$134,$C$18:$C$134,$D$18:$D$134,E618,F618)","v":53.845760000627195}]
[null,null,null,null,0.90000000009999992,5.2,{"$f":"_xll.Interp3D($B$18:$B$134,$C$18:$C$134,$D$18:$D$134,E619,F619)","v":53.908480000629595}]
[null,null,null,null,0.90000000009999992,5.3,{"$f":"_xll.Interp3D($B$18:$B$134,$C$18:$C$134,$D$18:$D$134,E620,F620)","v":53.720320000622401}]
[null,null,null,null,0.90000000009999992,5.4,{"$f":"_xll.Interp3D($B$18:$B$134,$C$18:$C$134,$D$18:$D$134,E621,F621)","v":53.469440000612806}]
[null,null,null,null,0.90000000009999992,5.5,{"$f":"_xll.Interp3D($B$18:$B$134,$C$18:$C$134,$D$18:$D$134,E622,F622)","v":53.344000000607998}]
[null,null,null,null,0.90000000009999992,5.6,{"$f":"_xll.Interp3D($B$18:$B$134,$C$18:$C$134,$D$18:$D$134,E623,F623)","v":53.344000000607998}]
[null,null,null,null,0.90000000009999992,5.7,{"$f":"_xll.Interp3D($B$18:$B$134,$C$18:$C$134,$D$18:$D$134,E624,F624)","v":53.344000000607998}]
[null,null,null,null,0.90000000009999992,5.8,{"$f":"_xll.Interp3D($B$18:$B$134,$C$18:$C$134,$D$18:$D$134,E625,F625)","v":53.344000000607998}]
[null,null,null,null,0.90000000009999992,5.9,{"$f":"_xll.Interp3D($B$18:$B$134,$C$18:$C$134,$D$18:$D$134,E626,F626)","v":53.344000000607998}]
[null,null,null,null,0.90000000009999992,6,{"$f":"_xll.Interp3D($B$18:$B$134,$C$18:$C$134,$D$18:$D$134,E627,F627)","v":53.344000000607998}]
[null,null,null,null,1.0000000001,0,{"$f":"_xll.Interp3D($B$18:$B$134,$C$18:$C$134,$D$18:$D$134,E628,F628)","v":60.000000000100002}]
[null,null,null,null,1.0000000001,0.1,{"$f":"_xll.Interp3D($B$18:$B$134,$C$18:$C$134,$D$18:$D$134,E629,F629)","v":61.800000000103999}]
[null,null,null,null,1.0000000001,0.2,{"$f":"_xll.Interp3D($B$18:$B$134,$C$18:$C$134,$D$18:$D$134,E630,F630)","v":63.000000000136005}]
[null,null,null,null,1.0000000001,0.3,{"$f":"_xll.Interp3D($B$18:$B$134,$C$18:$C$134,$D$18:$D$134,E631,F631)","v":63.600000000196005}]
[null,null,null,null,1.0000000001,0.4,{"$f":"_xll.Interp3D($B$18:$B$134,$C$18:$C$134,$D$18:$D$134,E632,F632)","v":63.600000000283998}]
[null,null,null,null,1.0000000001,0.5,{"$f":"_xll.Interp3D($B$18:$B$134,$C$18:$C$134,$D$18:$D$134,E633,F633)","v":63.000000000399993}]
[null,null,null,null,1.0000000001,0.6,{"$f":"_xll.Interp3D($B$18:$B$134,$C$18:$C$134,$D$18:$D$134,E634,F634)","v":61.352000000574392}]
[null,null,null,null,1.0000000001,0.7,{"$f":"_xll.Interp3D($B$18:$B$134,$C$18:$C$134,$D$18:$D$134,E635,F635)","v":58.656000000807211}]
[null,null,null,null,1.0000000001,0.8,{"$f":"_xll.Interp3D($B$18:$B$134,$C$18:$C$134,$D$18:$D$134,E636,F636)","v":55.5840000010528}]
[null,null,null,null,1.0000000001,0.9,{"$f":"_xll.Interp3D($B$18:$B$134,$C$18:$C$134,$D$18:$D$134,E637,F637)","v":52.808000001265611}]
[null,null,null,null,1.0000000001,1,{"$f":"_xll.Interp3D($B$18:$B$134,$C$18:$C$134,$D$18:$D$134,E638,F638)","v":51.000000001399997}]
[null,null,null,null,1.0000000001,1.1000000000000001,{"$f":"_xll.Interp3D($B$18:$B$134,$C$18:$C$134,$D$18:$D$134,E639,F639)","v":50.576000001436796}]
[null,null,null,null,1.0000000001,1.2,{"$f":"_xll.Interp3D($B$18:$B$134,$C$18:$C$134,$D$18:$D$134,E640,F640)","v":51.0880000014064}]
[null,null,null,null,1.0000000001,1.3,{"$f":"_xll.Interp3D($B$18:$B$134,$C$18:$C$134,$D$18:$D$134,E641,F641)","v":51.912000001337603}]
[null,null,null,null,1.0000000001,1.4,{"$f":"_xll.Interp3D($B$18:$B$134,$C$18:$C$134,$D$18:$D$134,E642,F642)","v":52.424000001259202}]
[null,null,null,null,1.0000000001,1.5,{"$f":"_xll.Interp3D($B$18:$B$134,$C$18:$C$134,$D$18:$D$134,E643,F643)","v":52.0000000012}]
[null,null,null,null,1.0000000001,1.6,{"$f":"_xll.Interp3D($B$18:$B$134,$C$18:$C$134,$D$18:$D$134,E644,F644)","v":50.144000001145606}]
[null,null,null,null,1.0000000001,1.7,{"$f":"_xll.Interp3D($B$18:$B$134,$C$18:$C$134,$D$18:$D$134,E645,F645)","v":47.272000001076805}]
[null,null,null,null,1.0000000001,1.8,{"$f":"_xll.Interp3D($B$18:$B$134,$C$18:$C$134,$D$18:$D$134,E646,F646)","v":44.128000001015195}]
[null,null,null,null,1.0000000001,1.9,{"$f":"_xll.Interp3D($B$18:$B$134,$C$18:$C$134,$D$18:$D$134,E647,F647)","v":41.456000000982414}]
[null,null,null,null,1.0000000001,2,{"$f":"_xll.Interp3D($B$18:$B$134,$C$18:$C$134,$D$18:$D$134,E648,F648)","v":40.000000001000004}]
[null,null,null,null,1.0000000001,2.1,{"$f":"_xll.Interp3D($B$18:$B$134,$C$18:$C$134,$D$18:$D$134,E649,F649)","v":40.256000001111204}]
[null,null,null,null,1.0000000001,2.2000000000000002,{"$f":"_xll.Interp3D($B$18:$B$134,$C$18:$C$134,$D$18:$D$134,E650,F650)","v":41.728000001301609}]
[null,null,null,null,1.0000000001,2.2999999999999998,{"$f":"_xll.Interp3D($B$18:$B$134,$C$18:$C$134,$D$18:$D$134,E651,F651)","v":43.672000001506397}]
[null,null,null,null,1.0000000001,2.4,{"$f":"_xll.Interp3D($B$18:$B$134,$C$18:$C$134,$D$18:$D$134,E652,F652)","v":45.344000001660795}]
[null,null,null,null,1.0000000001,2.5,{"$f":"_xll.Interp3D($B$18:$B$134,$C$18:$C$134,$D$18:$D$134,E653,F653)","v":46.000000001700002}]
[null,null,null,null,1.0000000001,2.6,{"$f":"_xll.Interp3D($B$18:$B$134,$C$18:$C$134,$D$18:$D$134,E654,F654)","v":45.192000001575998}]
[null,null,null,null,1.0000000001,2.7,{"$f":"_xll.Interp3D($B$18:$B$134,$C$18:$C$134,$D$18:$D$134,E655,F655)","v":43.416000001331994}]
[null,null,null,null,{"$f":"E595+0.1","v":1.0000000001},{"$f":"F595","v":2.8},{"$f":"_xll.Interp3D($B$18:$B$134,$C$18:$C$134,$D$18:$D$134,E656,F656)","v":41.344000001040008}]
[null,null,null,null,1.0000000001,2.9,{"$f":"_xll.Interp3D($B$18:$B$134,$C$18:$C$134,$D$18:$D$134,E657,F657)","v":39.648000000772001}]
[null,null,null,null,1.0000000001,3,{"$f":"_xll.Interp3D($B$18:$B$134,$C$18:$C$134,$D$18:$D$134,E658,F658)","v":39.000000000600004}]
[null,null,null,null,1.0000000001,3.1,{"$f":"_xll.Interp3D($B$18:$B$134,$C$18:$C$134,$D$18:$D$134,E659,F659)","v":39.672000000551193}]
[null,null,null,null,1.0000000001,3.2,{"$f":"_xll.Interp3D($B$18:$B$134,$C$18:$C$134,$D$18:$D$134,E660,F660)","v":41.216000000577608}]
[null,null,null,null,1.0000000001,3.3,{"$f":"_xll.Interp3D($B$18:$B$134,$C$18:$C$134,$D$18:$D$134,E661,F661)","v":43.224000000638405}]
[null,null,null,null,1.0000000001,3.4,{"$f":"_xll.Interp3D($B$18:$B$134,$C$18:$C$134,$D$18:$D$134,E662,F662)","v":45.288000000692797}]
[null,null,null,null,1.0000000001,3.5,{"$f":"_xll.Interp3D($B$18:$B$134,$C$18:$C$134,$D$18:$D$134,E663,F663)","v":47.000000000699998}]
[null,null,null,null,1.0000000001,3.6,{"$f":"_xll.Interp3D($B$18:$B$134,$C$18:$C$134,$D$18:$D$134,E664,F664)","v":48.536000000639206}]
[null,null,null,null,1.0000000001,3.7,{"$f":"_xll.Interp3D($B$18:$B$134,$C$18:$C$134,$D$18:$D$134,E665,F665)","v":50.168000000537603}]
[null,null,null,null,1.0000000001,3.8,{"$f":"_xll.Interp3D($B$18:$B$134,$C$18:$C$134,$D$18:$D$134,E666,F666)","v":51.632000000426387}]
[null,null,null,null,1.0000000001,3.9,{"$f":"_xll.Interp3D($B$18:$B$134,$C$18:$C$134,$D$18:$D$134,E667,F667)","v":52.664000000336799}]
[null,null,null,null,1.0000000001,4,{"$f":"_xll.Interp3D($B$18:$B$134,$C$18:$C$134,$D$18:$D$134,E668,F668)","v":53.000000000299998}]
[null,null,null,null,1.0000000001,4.0999999999999996,{"$f":"_xll.Interp3D($B$18:$B$134,$C$18:$C$134,$D$18:$D$134,E669,F669)","v":52.192000000335206}]
[null,null,null,null,1.0000000001,4.2,{"$f":"_xll.Interp3D($B$18:$B$134,$C$18:$C$134,$D$18:$D$134,E670,F670)","v":50.416000000421597}]
[null,null,null,null,1.0000000001,4.3,{"$f":"_xll.Interp3D($B$18:$B$134,$C$18:$C$134,$D$18:$D$134,E671,F671)","v":48.344000000530393}]
[null,null,null,null,1.0000000001,4.4000000000000004,{"$f":"_xll.Interp3D($B$18:$B$134,$C$18:$C$134,$D$18:$D$134,E672,F672)","v":46.648000000632798}]
[null,null,null,null,1.0000000001,4.5,{"$f":"_xll.Interp3D($B$18:$B$134,$C$18:$C$134,$D$18:$D$134,E673,F673)","v":46.000000000699998}]
[null,null,null,null,1.0000000001,4.5999999999999996,{"$f":"_xll.Interp3D($B$18:$B$134,$C$18:$C$134,$D$18:$D$134,E674,F674)","v":46.7680000007256}]
[null,null,null,null,1.0000000001,4.7,{"$f":"_xll.Interp3D($B$18:$B$134,$C$18:$C$134,$D$18:$D$134,E675,F675)","v":48.504000000728809}]
[null,null,null,null,1.0000000001,4.8,{"$f":"_xll.Interp3D($B$18:$B$134,$C$18:$C$134,$D$18:$D$134,E676,F676)","v":50.656000000719189}]
[null,null,null,null,1.0000000001,4.9000000000000004,{"$f":"_xll.Interp3D($B$18:$B$134,$C$18:$C$134,$D$18:$D$134,E677,F677)","v":52.672000000706412}]
[null,null,null,null,1.0000000001,5,{"$f":"_xll.Interp3D($B$18:$B$134,$C$18:$C$134,$D$18:$D$134,E678,F678)","v":54.000000000699998}]
[null,null,null,null,1.0000000001,5.0999999999999996,{"$f":"_xll.Interp3D($B$18:$B$134,$C$18:$C$134,$D$18:$D$134,E679,F679)","v":54.512000000699999}]
[null,null,null,null,1.0000000001,5.2,{"$f":"_xll.Interp3D($B$18:$B$134,$C$18:$C$134,$D$18:$D$134,E680,F680)","v":54.576000000699992}]
[null,null,null,null,1.0000000001,5.3,{"$f":"_xll.Interp3D($B$18:$B$134,$C$18:$C$134,$D$18:$D$134,E681,F681)","v":54.384000000699999}]
[null,null,null,null,1.0000000001,5.4,{"$f":"_xll.Interp3D($B$18:$B$134,$C$18:$C$134,$D$18:$D$134,E682,F682)","v":54.128000000699998}]
[null,null,null,null,1.0000000001,5.5,{"$f":"_xll.Interp3D($B$18:$B$134,$C$18:$C$134,$D$18:$D$134,E683,F683)","v":54.000000000699998}]
[null,null,null,null,1.0000000001,5.6,{"$f":"_xll.Interp3D($B$18:$B$134,$C$18:$C$134,$D$18:$D$134,E684,F684)","v":54.000000000699998}]
[null,null,null,null,1.0000000001,5.7,{"$f":"_xll.Interp3D($B$18:$B$134,$C$18:$C$134,$D$18:$D$134,E685,F685)","v":54.000000000699998}]
[null,null,null,null,1.0000000001,5.8,{"$f":"_xll.Interp3D($B$18:$B$134,$C$18:$C$134,$D$18:$D$134,E686,F686)","v":54.000000000699998}]
[null,null,null,null,1.0000000001,5.9,{"$f":"_xll.Interp3D($B$18:$B$134,$C$18:$C$134,$D$18:$D$134,E687,F687)","v":54.000000000699998}]
[null,null,null,null,1.0000000001,6,{"$f":"_xll.Interp3D($B$18:$B$134,$C$18:$C$134,$D$18:$D$134,E688,F688)","v":54.000000000699998}]
[null,null,null,null,1.1000000001000001,0,{"$f":"_xll.Interp3D($B$18:$B$134,$C$18:$C$134,$D$18:$D$134,E689,F689)","v":60.568000000964005}]
[null,null,null,null,1.1000000001000001,0.1,{"$f":"_xll.Interp3D($B$18:$B$134,$C$18:$C$134,$D$18:$D$134,E690,F690)","v":62.113920000486559}]
[null,null,null,null,1.1000000001000001,0.2,{"$f":"_xll.Interp3D($B$18:$B$134,$C$18:$C$134,$D$18:$D$134,E691,F691)","v":63.15328000015905}]
[null,null,null,null,1.1000000001000001,0.3,{"$f":"_xll.Interp3D($B$18:$B$134,$C$18:$C$134,$D$18:$D$134,E692,F692)","v":63.686079999981445}]
[null,null,null,null,1.1000000001000001,0.4,{"$f":"_xll.Interp3D($B$18:$B$134,$C$18:$C$134,$D$18:$D$134,E693,F693)","v":63.712319999953763}]
[null,null,null,null,1.1000000001000001,0.5,{"$f":"_xll.Interp3D($B$18:$B$134,$C$18:$C$134,$D$18:$D$134,E694,F694)","v":63.232000000075999}]
[null,null,null,null,1.1000000001000001,0.6,{"$f":"_xll.Interp3D($B$18:$B$134,$C$18:$C$134,$D$18:$D$134,E695,F695)","v":61.880832000477689}]
[null,null,null,null,1.1000000001000001,0.7,{"$f":"_xll.Interp3D($B$18:$B$134,$C$18:$C$134,$D$18:$D$134,E696,F696)","v":59.658816001158854}]
[null,null,null,null,1.1000000001000001,0.8,{"$f":"_xll.Interp3D($B$18:$B$134,$C$18:$C$134,$D$18:$D$134,E697,F697)","v":57.112384001925143}]
[null,null,null,null,1.1000000001000001,0.9,{"$f":"_xll.Interp3D($B$18:$B$134,$C$18:$C$134,$D$18:$D$134,E698,F698)","v":54.787968002582311}]
[null,null,null,null,1.1000000001000001,1,{"$f":"_xll.Interp3D($B$18:$B$134,$C$18:$C$134,$D$18:$D$134,E699,F699)","v":53.232000002936005}]
[null,null,null,null,1.1000000001000001,1.1000000000000001,{"$f":"_xll.Interp3D($B$18:$B$134,$C$18:$C$134,$D$18:$D$134,E700,F700)","v":52.794304002879869}]
[null,null,null,null,1.1000000001000001,1.2,{"$f":"_xll.Interp3D($B$18:$B$134,$C$18:$C$134,$D$18:$D$134,E701,F701)","v":53.110592002543456}]
[null,null,null,null,1.1000000001000001,1.3,{"$f":"_xll.Interp3D($B$18:$B$134,$C$18:$C$134,$D$18:$D$134,E702,F702)","v":53.656128002086298}]
[null,null,null,null,1.1000000001000001,1.4,{"$f":"_xll.Interp3D($B$18:$B$134,$C$18:$C$134,$D$18:$D$134,E703,F703)","v":53.906176001667973}]
[null,null,null,null,1.1000000001000001,1.5,{"$f":"_xll.Interp3D($B$18:$B$134,$C$18:$C$134,$D$18:$D$134,E704,F704)","v":53.336000001448006}]
[null,null,null,null,1.1000000001000001,1.6,{"$f":"_xll.Interp3D($B$18:$B$134,$C$18:$C$134,$D$18:$D$134,E705,F705)","v":51.467008001471271}]
[null,null,null,null,1.1000000001000001,1.7,{"$f":"_xll.Interp3D($B$18:$B$134,$C$18:$C$134,$D$18:$D$134,E706,F706)","v":48.649024001631403}]
[null,null,null,null,1.1000000001000001,1.8,{"$f":"_xll.Interp3D($B$18:$B$134,$C$18:$C$134,$D$18:$D$134,E707,F707)","v":45.599936001861089}]
[null,null,null,null,1.1000000001000001,1.9,{"$f":"_xll.Interp3D($B$18:$B$134,$C$18:$C$134,$D$18:$D$134,E708,F708)","v":43.037632002093062}]
[null,null,null,null,1.1000000001000001,2,{"$f":"_xll.Interp3D($B$18:$B$134,$C$18:$C$134,$D$18:$D$134,E709,F709)","v":41.680000002260009}]
[null,null,null,null,1.1000000001000001,2.1,{"$f":"_xll.Interp3D($B$18:$B$134,$C$18:$C$134,$D$18:$D$134,E710,F710)","v":42.052864002379394}]
[null,null,null,null,1.1000000001000001,2.2000000000000002,{"$f":"_xll.Interp3D($B$18:$B$134,$C$18:$C$134,$D$18:$D$134,E711,F711)","v":43.677632002496104}]
[null,null,null,null,1.1000000001000001,2.2999999999999998,{"$f":"_xll.Interp3D($B$18:$B$134,$C$18:$C$134,$D$18:$D$134,E712,F712)","v":45.765568002583905}]
[null,null,null,null,1.1000000001000001,2.4,{"$f":"_xll.Interp3D($B$18:$B$134,$C$18:$C$134,$D$18:$D$134,E713,F713)","v":47.527936002616599}]
[null,null,null,null,1.1000000001000001,2.5,{"$f":"_xll.Interp3D($B$18:$B$134,$C$18:$C$134,$D$18:$D$134,E714,F714)","v":48.176000002568003}]
[null,null,null,null,1.1000000001000001,2.6,{"$f":"_xll.Interp3D($B$18:$B$134,$C$18:$C$134,$D$18:$D$134,E715,F715)","v":47.216960002397123}]
[null,null,null,null,1.1000000001000001,2.7,{"$f":"_xll.Interp3D($B$18:$B$134,$C$18:$C$134,$D$18:$D$134,E716,F716)","v":45.176640002121438}]
[null,null,null,null,1.1000000001000001,2.8,{"$f":"_xll.Interp3D($B$18:$B$134,$C$18:$C$134,$D$18:$D$134,E717,F717)","v":42.794240001802407}]
[null,null,null,null,1.1000000001000001,2.9,{"$f":"_xll.Interp3D($B$18:$B$134,$C$18:$C$134,$D$18:$D$134,E718,F718)","v":40.80896000150144}]
[null,null,null,null,1.1000000001000001,3,{"$f":"_xll.Interp3D($B$18:$B$134,$C$18:$C$134,$D$18:$D$134,E719,F719)","v":39.960000001280001}]
[null,null,null,null,{"$f":"E659+0.1","v":1.1000000001000001},{"$f":"F659","v":3.1},{"$f":"_xll.Interp3D($B$18:$B$134,$C$18:$C$134,$D$18:$D$134,E720,F720)","v":40.54393600115997}]
[null,null,null,null,1.1000000001000001,3.2,{"$f":"_xll.Interp3D($B$18:$B$134,$C$18:$C$134,$D$18:$D$134,E721,F721)","v":42.06796800110039}]
[null,null,null,null,1.1000000001000001,3.3,{"$f":"_xll.Interp3D($B$18:$B$134,$C$18:$C$134,$D$18:$D$134,E722,F722)","v":44.087232001068415}]
[null,null,null,null,1.1000000001000001,3.4,{"$f":"_xll.Interp3D($B$18:$B$134,$C$18:$C$134,$D$18:$D$134,E723,F723)","v":46.156864001031238}]
[null,null,null,null,1.1000000001000001,3.5,{"$f":"_xll.Interp3D($B$18:$B$134,$C$18:$C$134,$D$18:$D$134,E724,F724)","v":47.832000000956}]
[null,null,null,null,1.1000000001000001,3.6,{"$f":"_xll.Interp3D($B$18:$B$134,$C$18:$C$134,$D$18:$D$134,E725,F725)","v":49.260352000808098}]
[null,null,null,null,1.1000000001000001,3.7,{"$f":"_xll.Interp3D($B$18:$B$134,$C$18:$C$134,$D$18:$D$134,E726,F726)","v":50.738496000609416}]
[null,null,null,null,1.1000000001000001,3.8,{"$f":"_xll.Interp3D($B$18:$B$134,$C$18:$C$134,$D$18:$D$134,E727,F727)","v":52.044864000411863}]
[null,null,null,null,1.1000000001000001,3.9,{"$f":"_xll.Interp3D($B$18:$B$134,$C$18:$C$134,$D$18:$D$134,E728,F728)","v":52.957888000267417}]
[null,null,null,null,1.1000000001000001,4,{"$f":"_xll.Interp3D($B$18:$B$134,$C$18:$C$134,$D$18:$D$134,E729,F729)","v":53.256000000227999}]
[null,null,null,null,1.1000000001000001,4.0999999999999996,{"$f":"_xll.Interp3D($B$18:$B$134,$C$18:$C$134,$D$18:$D$134,E730,F730)","v":52.528064000345324}]
[null,null,null,null,1.1000000001000001,4.2,{"$f":"_xll.Interp3D($B$18:$B$134,$C$18:$C$134,$D$18:$D$134,E731,F731)","v":50.92179200058473}]
[null,null,null,null,1.1000000001000001,4.3,{"$f":"_xll.Interp3D($B$18:$B$134,$C$18:$C$134,$D$18:$D$134,E732,F732)","v":49.053888000868703}]
[null,null,null,null,1.1000000001000001,4.4000000000000004,{"$f":"_xll.Interp3D($B$18:$B$134,$C$18:$C$134,$D$18:$D$134,E733,F733)","v":47.541056001119649}]
[null,null,null,null,1.1000000001000001,4.5,{"$f":"_xll.Interp3D($B$18:$B$134,$C$18:$C$134,$D$18:$D$134,E734,F734)","v":47.000000001260005}]
[null,null,null,null,1.1000000001000001,4.5999999999999996,{"$f":"_xll.Interp3D($B$18:$B$134,$C$18:$C$134,$D$18:$D$134,E735,F735)","v":47.779136001259161}]
[null,null,null,null,1.1000000001000001,4.7,{"$f":"_xll.Interp3D($B$18:$B$134,$C$18:$C$134,$D$18:$D$134,E736,F736)","v":49.467328001168866}]
[null,null,null,null,1.1000000001000001,4.8,{"$f":"_xll.Interp3D($B$18:$B$134,$C$18:$C$134,$D$18:$D$134,E737,F737)","v":51.541952001034971}]
[null,null,null,null,1.1000000001000001,4.9000000000000004,{"$f":"_xll.Interp3D($B$18:$B$134,$C$18:$C$134,$D$18:$D$134,E738,F738)","v":53.480384000903399}]
[null,null,null,null,1.1000000001000001,5,{"$f":"_xll.Interp3D($B$18:$B$134,$C$18:$C$134,$D$18:$D$134,E739,F739)","v":54.76000000082}]
[null,null,null,null,1.1000000001000001,5.0999999999999996,{"$f":"_xll.Interp3D($B$18:$B$134,$C$18:$C$134,$D$18:$D$134,E740,F740)","v":55.25664000079184}]
[null,null,null,null,1.1000000001000001,5.2,{"$f":"_xll.Interp3D($B$18:$B$134,$C$18:$C$134,$D$18:$D$134,E741,F741)","v":55.318720000788311}]
[null,null,null,null,1.1000000001000001,5.3,{"$f":"_xll.Interp3D($B$18:$B$134,$C$18:$C$134,$D$18:$D$134,E742,F742)","v":55.132480000798878}]
[null,null,null,null,1.1000000001000001,5.4,{"$f":"_xll.Interp3D($B$18:$B$134,$C$18:$C$134,$D$18:$D$134,E743,F743)","v":54.884160000812962}]
[null,null,null,null,1.1000000001000001,5.5,{"$f":"_xll.Interp3D($B$18:$B$134,$C$18:$C$134,$D$18:$D$134,E744,F744)","v":54.76000000082}]
[null,null,null,null,1.1000000001000001,5.6,{"$f":"_xll.Interp3D($B$18:$B$134,$C$18:$C$134,$D$18:$D$134,E745,F745)","v":54.76000000082}]
[null,null,null,null,1.1000000001000001,5.7,{"$f":"_xll.Interp3D($B$18:$B$134,$C$18:$C$134,$D$18:$D$134,E746,F746)","v":54.76000000082}]
[null,null,null,null,1.1000000001000001,5.8,{"$f":"_xll.Interp3D($B$18:$B$134,$C$18:$C$134,$D$18:$D$134,E747,F747)","v":54.76000000082}]
[null,null,null,null,1.1000000001000001,5.9,{"$f":"_xll.Interp3D($B$18:$B$134,$C$18:$C$134,$D$18:$D$134,E748,F748)","v":54.76000000082}]
[null,null,null,null,1.1000000001000001,6,{"$f":"_xll.Interp3D($B$18:$B$134,$C$18:$C$134,$D$18:$D$134,E749,F749)","v":54.76000000082}]
[null,null,null,null,1.2000000001000002,0,{"$f":"_xll.Interp3D($B$18:$B$134,$C$18:$C$134,$D$18:$D$134,E750,F750)","v":61.784000001396002}]
[null,null,null,null,1.2000000001000002,0.1,{"$f":"_xll.Interp3D($B$18:$B$134,$C$18:$C$134,$D$18:$D$134,E751,F751)","v":62.698560000645443}]
[null,null,null,null,1.2000000001000002,0.2,{"$f":"_xll.Interp3D($B$18:$B$134,$C$18:$C$134,$D$18:$D$134,E752,F752)","v":63.295040000112969}]
[null,null,null,null,1.2000000001000002,0.3,{"$f":"_xll.Interp3D($B$18:$B$134,$C$18:$C$134,$D$18:$D$134,E753,F753)","v":63.573439999798559}]
[null,null,null,null,1.2000000001000002,0.4,{"$f":"_xll.Interp3D($B$18:$B$134,$C$18:$C$134,$D$18:$D$134,E754,F754)","v":63.533759999702241}]
[null,null,null,null,1.2000000001000002,0.5,{"$f":"_xll.Interp3D($B$18:$B$134,$C$18:$C$134,$D$18:$D$134,E755,F755)","v":63.175999999824}]
[null,null,null,null,1.2000000001000002,0.6,{"$f":"_xll.Interp3D($B$18:$B$134,$C$18:$C$134,$D$18:$D$134,E756,F756)","v":62.296256000347583}]
[null,null,null,null,1.2000000001000002,0.7,{"$f":"_xll.Interp3D($B$18:$B$134,$C$18:$C$134,$D$18:$D$134,E757,F757)","v":60.894528001272995}]
[null,null,null,null,1.2000000001000002,0.8,{"$f":"_xll.Interp3D($B$18:$B$134,$C$18:$C$134,$D$18:$D$134,E758,F758)","v":59.276672002324609}]
[null,null,null,null,1.2000000001000002,0.9,{"$f":"_xll.Interp3D($B$18:$B$134,$C$18:$C$134,$D$18:$D$134,E759,F759)","v":57.748544003226826}]
[null,null,null,null,1.2000000001000002,1,{"$f":"_xll.Interp3D($B$18:$B$134,$C$18:$C$134,$D$18:$D$134,E760,F760)","v":56.616000003704002}]
[null,null,null,null,1.2000000001000002,1.1000000000000001,{"$f":"_xll.Interp3D($B$18:$B$134,$C$18:$C$134,$D$18:$D$134,E761,F761)","v":56.095872003603333}]
[null,null,null,null,1.2000000001000002,1.2,{"$f":"_xll.Interp3D($B$18:$B$134,$C$18:$C$134,$D$18:$D$134,E762,F762)","v":55.984256003108555}]
[null,null,null,null,1.2000000001000002,1.3,{"$f":"_xll.Interp3D($B$18:$B$134,$C$18:$C$134,$D$18:$D$134,E763,F763)","v":55.955904002448904}]
[null,null,null,null,1.2000000001000002,1.4,{"$f":"_xll.Interp3D($B$18:$B$134,$C$18:$C$134,$D$18:$D$134,E764,F764)","v":55.685568001853625}]
[null,null,null,null,1.2000000001000002,1.5,{"$f":"_xll.Interp3D($B$18:$B$134,$C$18:$C$134,$D$18:$D$134,E765,F765)","v":54.848000001552002}]
[null,null,null,null,1.2000000001000002,1.6,{"$f":"_xll.Interp3D($B$18:$B$134,$C$18:$C$134,$D$18:$D$134,E766,F766)","v":53.028224001622021}]
[null,null,null,null,1.2000000001000002,1.7,{"$f":"_xll.Interp3D($B$18:$B$134,$C$18:$C$134,$D$18:$D$134,E767,F767)","v":50.443072001910863}]
[null,null,null,null,1.2000000001000002,1.8,{"$f":"_xll.Interp3D($B$18:$B$134,$C$18:$C$134,$D$18:$D$134,E768,F768)","v":47.715008002301474}]
[null,null,null,null,1.2000000001000002,1.9,{"$f":"_xll.Interp3D($B$18:$B$134,$C$18:$C$134,$D$18:$D$134,E769,F769)","v":45.466496002676877}]
[null,null,null,null,1.2000000001000002,2,{"$f":"_xll.Interp3D($B$18:$B$134,$C$18:$C$134,$D$18:$D$134,E770,F770)","v":44.320000002920004}]
[null,null,null,null,1.2000000001000002,2.1,{"$f":"_xll.Interp3D($B$18:$B$134,$C$18:$C$134,$D$18:$D$134,E771,F771)","v":44.808512003028781}]
[null,null,null,null,1.2000000001000002,2.2000000000000002,{"$f":"_xll.Interp3D($B$18:$B$134,$C$18:$C$134,$D$18:$D$134,E772,F772)","v":46.517056003081194}]
[null,null,null,null,1.2000000001000002,2.2999999999999998,{"$f":"_xll.Interp3D($B$18:$B$134,$C$18:$C$134,$D$18:$D$134,E773,F773)","v":48.646144003080423}]
[null,null,null,null,1.2000000001000002,2.4,{"$f":"_xll.Interp3D($B$18:$B$134,$C$18:$C$134,$D$18:$D$134,E774,F774)","v":50.396288003029639}]
[null,null,null,null,1.2000000001000002,2.5,{"$f":"_xll.Interp3D($B$18:$B$134,$C$18:$C$134,$D$18:$D$134,E775,F775)","v":50.968000002932008}]
[null,null,null,null,1.2000000001000002,2.6,{"$f":"_xll.Interp3D($B$18:$B$134,$C$18:$C$134,$D$18:$D$134,E776,F776)","v":49.832640002757444}]
[null,null,null,null,1.2000000001000002,2.7,{"$f":"_xll.Interp3D($B$18:$B$134,$C$18:$C$134,$D$18:$D$134,E777,F777)","v":47.523200002503842}]
[null,null,null,null,1.2000000001000002,2.8,{"$f":"_xll.Interp3D($B$18:$B$134,$C$18:$C$134,$D$18:$D$134,E778,F778)","v":44.832640002216337}]
[null,null,null,null,1.2000000001000002,2.9,{"$f":"_xll.Interp3D($B$18:$B$134,$C$18:$C$134,$D$18:$D$134,E779,F779)","v":42.55392000194}]
[null,null,null,null,1.2000000001000002,3,{"$f":"_xll.Interp3D($B$18:$B$134,$C$18:$C$134,$D$18:$D$134,E780,F780)","v":41.480000001720001}]
[null,null,null,null,1.2000000001000002,3.1,{"$f":"_xll.Interp3D($B$18:$B$134,$C$18:$C$134,$D$18:$D$134,E781,F781)","v":41.926528001572514}]
[null,null,null,null,1.2000000001000002,3.2,{"$f":"_xll.Interp3D($B$18:$B$134,$C$18:$C$134,$D$18:$D$134,E782,F782)","v":43.36486400146746}]
[null,null,null,null,1.2000000001000002,3.3,{"$f":"_xll.Interp3D($B$18:$B$134,$C$18:$C$134,$D$18:$D$134,E783,F783)","v":45.321536001380551}]
[null,null,null,null,{"$f":"E723+0.1","v":1.2000000001000002},{"$f":"F723","v":3.4},{"$f":"_xll.Interp3D($B$18:$B$134,$C$18:$C$134,$D$18:$D$134,E784,F784)","v":47.323072001287485}]
[null,null,null,null,1.2000000001000002,3.5,{"$f":"_xll.Interp3D($B$18:$B$134,$C$18:$C$134,$D$18:$D$134,E785,F785)","v":48.896000001164005}]
[null,null,null,null,1.2000000001000002,3.6,{"$f":"_xll.Interp3D($B$18:$B$134,$C$18:$C$134,$D$18:$D$134,E786,F786)","v":50.149376000968545}]
[null,null,null,null,1.2000000001000002,3.7,{"$f":"_xll.Interp3D($B$18:$B$134,$C$18:$C$134,$D$18:$D$134,E787,F787)","v":51.398848000717322}]
[null,null,null,null,1.2000000001000002,3.8,{"$f":"_xll.Interp3D($B$18:$B$134,$C$18:$C$134,$D$18:$D$134,E788,F788)","v":52.480832000472603}]
[null,null,null,null,1.2000000001000002,3.9,{"$f":"_xll.Interp3D($B$18:$B$134,$C$18:$C$134,$D$18:$D$134,E789,F789)","v":53.231744000296729}]
[null,null,null,null,1.2000000001000002,4,{"$f":"_xll.Interp3D($B$18:$B$134,$C$18:$C$134,$D$18:$D$134,E790,F790)","v":53.488000000252001}]
[null,null,null,null,1.2000000001000002,4.0999999999999996,{"$f":"_xll.Interp3D($B$18:$B$134,$C$18:$C$134,$D$18:$D$134,E791,F791)","v":52.89939200040574}]
[null,null,null,null,1.2000000001000002,4.2,{"$f":"_xll.Interp3D($B$18:$B$134,$C$18:$C$134,$D$18:$D$134,E792,F792)","v":51.574976000716383}]
[null,null,null,null,1.2000000001000002,4.3,{"$f":"_xll.Interp3D($B$18:$B$134,$C$18:$C$134,$D$18:$D$134,E793,F793)","v":50.040064001082975}]
[null,null,null,null,1.2000000001000002,4.4000000000000004,{"$f":"_xll.Interp3D($B$18:$B$134,$C$18:$C$134,$D$18:$D$134,E794,F794)","v":48.819968001404519}]
[null,null,null,null,1.2000000001000002,4.5,{"$f":"_xll.Interp3D($B$18:$B$134,$C$18:$C$134,$D$18:$D$134,E795,F795)","v":48.440000001580003}]
[null,null,null,null,1.2000000001000002,4.5999999999999996,{"$f":"_xll.Interp3D($B$18:$B$134,$C$18:$C$134,$D$18:$D$134,E796,F796)","v":49.211328001567708}]
[null,null,null,null,1.2000000001000002,4.7,{"$f":"_xll.Interp3D($B$18:$B$134,$C$18:$C$134,$D$18:$D$134,E797,F797)","v":50.783744001434982}]
[null,null,null,null,1.2000000001000002,4.8,{"$f":"_xll.Interp3D($B$18:$B$134,$C$18:$C$134,$D$18:$D$134,E798,F798)","v":52.690496001244384}]
[null,null,null,null,1.2000000001000002,4.9000000000000004,{"$f":"_xll.Interp3D($B$18:$B$134,$C$18:$C$134,$D$18:$D$134,E799,F799)","v":54.464832001058532}]
[null,null,null,null,1.2000000001000002,5,{"$f":"_xll.Interp3D($B$18:$B$134,$C$18:$C$134,$D$18:$D$134,E800,F800)","v":55.640000000940006}]
[null,null,null,null,1.2000000001000002,5.0999999999999996,{"$f":"_xll.Interp3D($B$18:$B$134,$C$18:$C$134,$D$18:$D$134,E801,F801)","v":56.100800000899028}]
[null,null,null,null,1.2000000001000002,5.2,{"$f":"_xll.Interp3D($B$18:$B$134,$C$18:$C$134,$D$18:$D$134,E802,F802)","v":56.15840000089392}]
[null,null,null,null,1.2000000001000002,5.3,{"$f":"_xll.Interp3D($B$18:$B$134,$C$18:$C$134,$D$18:$D$134,E803,F803)","v":55.985600000909287}]
[null,null,null,null,1.2000000001000002,5.4,{"$f":"_xll.Interp3D($B$18:$B$134,$C$18:$C$134,$D$18:$D$134,E804,F804)","v":55.755200000929761}]
[null,null,null,null,1.2000000001000002,5.5,{"$f":"_xll.Interp3D($B$18:$B$134,$C$18:$C$134,$D$18:$D$134,E805,F805)","v":55.640000000940006}]
[null,null,null,null,1.2000000001000002,5.6,{"$f":"_xll.Interp3D($B$18:$B$134,$C$18:$C$134,$D$18:$D$134,E806,F806)","v":55.640000000940006}]
[null,null,null,null,1.2000000001000002,5.7,{"$f":"_xll.Interp3D($B$18:$B$134,$C$18:$C$134,$D$18:$D$134,E807,F807)","v":55.640000000940006}]
[null,null,null,null,1.2000000001000002,5.8,{"$f":"_xll.Interp3D($B$18:$B$134,$C$18:$C$134,$D$18:$D$134,E808,F808)","v":55.640000000940006}]
[null,null,null,null,1.2000000001000002,5.9,{"$f":"_xll.Interp3D($B$18:$B$134,$C$18:$C$134,$D$18:$D$134,E809,F809)","v":55.640000000940006}]
[null,null,null,null,1.2000000001000002,6,{"$f":"_xll.Interp3D($B$18:$B$134,$C$18:$C$134,$D$18:$D$134,E810,F810)","v":55.640000000940006}]
[null,null,null,null,1.3000000001000003,0,{"$f":"_xll.Interp3D($B$18:$B$134,$C$18:$C$134,$D$18:$D$134,E811,F811)","v":63.216000001396004}]
[null,null,null,null,1.3000000001000003,0.1,{"$f":"_xll.Interp3D($B$18:$B$134,$C$18:$C$134,$D$18:$D$134,E812,F812)","v":63.330240000580645}]
[null,null,null,null,1.3000000001000003,0.2,{"$f":"_xll.Interp3D($B$18:$B$134,$C$18:$C$134,$D$18:$D$134,E813,F813)","v":63.356159999997757}]
[null,null,null,null,1.3000000001000003,0.3,{"$f":"_xll.Interp3D($B$18:$B$134,$C$18:$C$134,$D$18:$D$134,E814,F814)","v":63.293759999647357}]
[null,null,null,null,1.3000000001000003,0.4,{"$f":"_xll.Interp3D($B$18:$B$134,$C$18:$C$134,$D$18:$D$134,E815,F815)","v":63.143039999529435}]
[null,null,null,null,1.3000000001000003,0.5,{"$f":"_xll.Interp3D($B$18:$B$134,$C$18:$C$134,$D$18:$D$134,E816,F816)","v":62.903999999644}]
[null,null,null,null,1.3000000001000003,0.6,{"$f":"_xll.Interp3D($B$18:$B$134,$C$18:$C$134,$D$18:$D$134,E817,F817)","v":62.564864000184059}]
[null,null,null,null,1.3000000001000003,0.7,{"$f":"_xll.Interp3D($B$18:$B$134,$C$18:$C$134,$D$18:$D$134,E818,F818)","v":62.12563200114964}]
[null,null,null,null,1.3000000001000003,0.8,{"$f":"_xll.Interp3D($B$18:$B$134,$C$18:$C$134,$D$18:$D$134,E819,F819)","v":61.603968002251172}]
[null,null,null,null,1.3000000001000003,0.9,{"$f":"_xll.Interp3D($B$18:$B$134,$C$18:$C$134,$D$18:$D$134,E820,F820)","v":61.017536003199154}]
[null,null,null,null,1.3000000001000003,1,{"$f":"_xll.Interp3D($B$18:$B$134,$C$18:$C$134,$D$18:$D$134,E821,F821)","v":60.384000003704017}]
[null,null,null,null,1.3000000001000003,1.1000000000000001,{"$f":"_xll.Interp3D($B$18:$B$134,$C$18:$C$134,$D$18:$D$134,E822,F822)","v":59.761088003607171}]
[null,null,null,null,1.3000000001000003,1.2,{"$f":"_xll.Interp3D($B$18:$B$134,$C$18:$C$134,$D$18:$D$134,E823,F823)","v":59.137024003101679}]
[null,null,null,null,1.3000000001000003,1.3,{"$f":"_xll.Interp3D($B$18:$B$134,$C$18:$C$134,$D$18:$D$134,E824,F824)","v":58.425216002425387}]
[null,null,null,null,1.3000000001000003,1.4,{"$f":"_xll.Interp3D($B$18:$B$134,$C$18:$C$134,$D$18:$D$134,E825,F825)","v":57.539072001816187}]
[null,null,null,null,1.3000000001000003,1.5,{"$f":"_xll.Interp3D($B$18:$B$134,$C$18:$C$134,$D$18:$D$134,E826,F826)","v":56.392000001512002}]
[null,null,null,null,1.3000000001000003,1.6,{"$f":"_xll.Interp3D($B$18:$B$134,$C$18:$C$134,$D$18:$D$134,E827,F827)","v":54.652736001597873}]
[null,null,null,null,1.3000000001000003,1.7,{"$f":"_xll.Interp3D($B$18:$B$134,$C$18:$C$134,$D$18:$D$134,E828,F828)","v":52.379008001915182}]
[null,null,null,null,1.3000000001000003,1.8,{"$f":"_xll.Interp3D($B$18:$B$134,$C$18:$C$134,$D$18:$D$134,E829,F829)","v":50.067712002336364}]
[null,null,null,null,1.3000000001000003,1.9,{"$f":"_xll.Interp3D($B$18:$B$134,$C$18:$C$134,$D$18:$D$134,E830,F830)","v":48.215744002733835}]
[null,null,null,null,1.3000000001000003,2,{"$f":"_xll.Interp3D($B$18:$B$134,$C$18:$C$134,$D$18:$D$134,E831,F831)","v":47.320000002980002}]
[null,null,null,null,1.3000000001000003,2.1,{"$f":"_xll.Interp3D($B$18:$B$134,$C$18:$C$134,$D$18:$D$134,E832,F832)","v":47.904128003059341}]
[null,null,null,null,1.3000000001000003,2.2000000000000002,{"$f":"_xll.Interp3D($B$18:$B$134,$C$18:$C$134,$D$18:$D$134,E833,F833)","v":49.636864003056871}]
[null,null,null,null,1.3000000001000003,2.2999999999999998,{"$f":"_xll.Interp3D($B$18:$B$134,$C$18:$C$134,$D$18:$D$134,E834,F834)","v":51.732736002995949}]
[null,null,null,null,1.3000000001000003,2.4,{"$f":"_xll.Interp3D($B$18:$B$134,$C$18:$C$134,$D$18:$D$134,E835,F835)","v":53.406272002899875}]
[null,null,null,null,1.3000000001000003,2.5,{"$f":"_xll.Interp3D($B$18:$B$134,$C$18:$C$134,$D$18:$D$134,E836,F836)","v":53.872000002792007}]
[null,null,null,null,1.3000000001000003,2.6,{"$f":"_xll.Interp3D($B$18:$B$134,$C$18:$C$134,$D$18:$D$134,E837,F837)","v":52.578240002656962}]
[null,null,null,null,1.3000000001000003,2.7,{"$f":"_xll.Interp3D($B$18:$B$134,$C$18:$C$134,$D$18:$D$134,E838,F838)","v":50.048640002479203}]
[null,null,null,null,1.3000000001000003,2.8,{"$f":"_xll.Interp3D($B$18:$B$134,$C$18:$C$134,$D$18:$D$134,E839,F839)","v":47.110720002281774}]
[null,null,null,null,1.3000000001000003,2.9,{"$f":"_xll.Interp3D($B$18:$B$134,$C$18:$C$134,$D$18:$D$134,E840,F840)","v":44.592000002087687}]
[null,null,null,null,1.3000000001000003,3,{"$f":"_xll.Interp3D($B$18:$B$134,$C$18:$C$134,$D$18:$D$134,E841,F841)","v":43.320000001920008}]
[null,null,null,null,1.3000000001000003,3.1,{"$f":"_xll.Interp3D($B$18:$B$134,$C$18:$C$134,$D$18:$D$134,E842,F842)","v":43.623552001788838}]
[null,null,null,null,1.3000000001000003,3.2,{"$f":"_xll.Interp3D($B$18:$B$134,$C$18:$C$134,$D$18:$D$134,E843,F843)","v":44.950976001678825}]
[null,null,null,null,1.3000000001000003,3.3,{"$f":"_xll.Interp3D($B$18:$B$134,$C$18:$C$134,$D$18:$D$134,E844,F844)","v":46.809024001574784}]
[null,null,null,null,1.3000000001000003,3.4,{"$f":"_xll.Interp3D($B$18:$B$134,$C$18:$C$134,$D$18:$D$134,E845,F845)","v":48.704448001461564}]
[null,null,null,null,1.3000000001000003,3.5,{"$f":"_xll.Interp3D($B$18:$B$134,$C$18:$C$134,$D$18:$D$134,E846,F846)","v":50.144000001324002}]
[null,null,null,null,1.3000000001000003,3.6,{"$f":"_xll.Interp3D($B$18:$B$134,$C$18:$C$134,$D$18:$D$134,E847,F847)","v":51.194624001120545}]
[null,null,null,null,{"$f":"E787+0.1","v":1.3000000001000003},{"$f":"F787","v":3.7},{"$f":"_xll.Interp3D($B$18:$B$134,$C$18:$C$134,$D$18:$D$134,E848,F848)","v":52.185152000861322}]
[null,null,null,null,1.3000000001000003,3.8,{"$f":"_xll.Interp3D($B$18:$B$134,$C$18:$C$134,$D$18:$D$134,E849,F849)","v":53.015168000608597}]
[null,null,null,null,1.3000000001000003,3.9,{"$f":"_xll.Interp3D($B$18:$B$134,$C$18:$C$134,$D$18:$D$134,E850,F850)","v":53.584256000424745}]
[null,null,null,null,1.3000000001000003,4,{"$f":"_xll.Interp3D($B$18:$B$134,$C$18:$C$134,$D$18:$D$134,E851,F851)","v":53.792000000371999}]
[null,null,null,null,1.3000000001000003,4.0999999999999996,{"$f":"_xll.Interp3D($B$18:$B$134,$C$18:$C$134,$D$18:$D$134,E852,F852)","v":53.356288000516457}]
[null,null,null,null,1.3000000001000003,4.2,{"$f":"_xll.Interp3D($B$18:$B$134,$C$18:$C$134,$D$18:$D$134,E853,F853)","v":52.344064000816545}]
[null,null,null,null,1.3000000001000003,4.3,{"$f":"_xll.Interp3D($B$18:$B$134,$C$18:$C$134,$D$18:$D$134,E854,F854)","v":51.178496001173215}]
[null,null,null,null,1.3000000001000003,4.4000000000000004,{"$f":"_xll.Interp3D($B$18:$B$134,$C$18:$C$134,$D$18:$D$134,E855,F855)","v":50.282752001487395}]
[null,null,null,null,1.3000000001000003,4.5,{"$f":"_xll.Interp3D($B$18:$B$134,$C$18:$C$134,$D$18:$D$134,E856,F856)","v":50.080000001660004}]
[null,null,null,null,1.3000000001000003,4.5999999999999996,{"$f":"_xll.Interp3D($B$18:$B$134,$C$18:$C$134,$D$18:$D$134,E857,F857)","v":50.839552001651228}]
[null,null,null,null,1.3000000001000003,4.7,{"$f":"_xll.Interp3D($B$18:$B$134,$C$18:$C$134,$D$18:$D$134,E858,F858)","v":52.279296001527143}]
[null,null,null,null,1.3000000001000003,4.8,{"$f":"_xll.Interp3D($B$18:$B$134,$C$18:$C$134,$D$18:$D$134,E859,F859)","v":53.995264001347422}]
[null,null,null,null,1.3000000001000003,4.9000000000000004,{"$f":"_xll.Interp3D($B$18:$B$134,$C$18:$C$134,$D$18:$D$134,E860,F860)","v":55.58348800117183}]
[null,null,null,null,1.3000000001000003,5,{"$f":"_xll.Interp3D($B$18:$B$134,$C$18:$C$134,$D$18:$D$134,E861,F861)","v":56.640000001060002}]
[null,null,null,null,1.3000000001000003,5.0999999999999996,{"$f":"_xll.Interp3D($B$18:$B$134,$C$18:$C$134,$D$18:$D$134,E862,F862)","v":57.059840001021598}]
[null,null,null,null,1.3000000001000003,5.2,{"$f":"_xll.Interp3D($B$18:$B$134,$C$18:$C$134,$D$18:$D$134,E863,F863)","v":57.112320001016812}]
[null,null,null,null,1.3000000001000003,5.3,{"$f":"_xll.Interp3D($B$18:$B$134,$C$18:$C$134,$D$18:$D$134,E864,F864)","v":56.954880001031199}]
[null,null,null,null,1.3000000001000003,5.4,{"$f":"_xll.Interp3D($B$18:$B$134,$C$18:$C$134,$D$18:$D$134,E865,F865)","v":56.744960001050401}]
[null,null,null,null,1.3000000001000003,5.5,{"$f":"_xll.Interp3D($B$18:$B$134,$C$18:$C$134,$D$18:$D$134,E866,F866)","v":56.640000001060002}]
[null,null,null,null,1.3000000001000003,5.6,{"$f":"_xll.Interp3D($B$18:$B$134,$C$18:$C$134,$D$18:$D$134,E867,F867)","v":56.640000001060002}]
[null,null,null,null,1.3000000001000003,5.7,{"$f":"_xll.Interp3D($B$18:$B$134,$C$18:$C$134,$D$18:$D$134,E868,F868)","v":56.640000001060002}]
[null,null,null,null,1.3000000001000003,5.8,{"$f":"_xll.Interp3D($B$18:$B$134,$C$18:$C$134,$D$18:$D$134,E869,F869)","v":56.640000001060002}]
[null,null,null,null,1.3000000001000003,5.9,{"$f":"_xll.Interp3D($B$18:$B$134,$C$18:$C$134,$D$18:$D$134,E870,F870)","v":56.640000001060002}]
[null,null,null,null,1.3000000001000003,6,{"$f":"_xll.Interp3D($B$18:$B$134,$C$18:$C$134,$D$18:$D$134,E871,F871)","v":56.640000001060002}]
[null,null,null,null,1.4000000001000004,0,{"$f":"_xll.Interp3D($B$18:$B$134,$C$18:$C$134,$D$18:$D$134,E872,F872)","v":64.43200000096401}]
[null,null,null,null,1.4000000001000004,0.1,{"$f":"_xll.Interp3D($B$18:$B$134,$C$18:$C$134,$D$18:$D$134,E873,F873)","v":63.785280000292161}]
[null,null,null,null,1.4000000001000004,0.2,{"$f":"_xll.Interp3D($B$18:$B$134,$C$18:$C$134,$D$18:$D$134,E874,F874)","v":63.26751999981343}]
[null,null,null,null,1.4000000001000004,0.3,{"$f":"_xll.Interp3D($B$18:$B$134,$C$18:$C$134,$D$18:$D$134,E875,F875)","v":62.878719999527831}]
[null,null,null,null,1.4000000001000004,0.4,{"$f":"_xll.Interp3D($B$18:$B$134,$C$18:$C$134,$D$18:$D$134,E876,F876)","v":62.618879999435364}]
[null,null,null,null,1.4000000001000004,0.5,{"$f":"_xll.Interp3D($B$18:$B$134,$C$18:$C$134,$D$18:$D$134,E877,F877)","v":62.487999999536001}]
[null,null,null,null,1.4000000001000004,0.6,{"$f":"_xll.Interp3D($B$18:$B$134,$C$18:$C$134,$D$18:$D$134,E878,F878)","v":62.65324799998713}]
[null,null,null,null,1.4000000001000004,0.7,{"$f":"_xll.Interp3D($B$18:$B$134,$C$18:$C$134,$D$18:$D$134,E879,F879)","v":63.114624000788773}]
[null,null,null,null,1.4000000001000004,0.8,{"$f":"_xll.Interp3D($B$18:$B$134,$C$18:$C$134,$D$18:$D$134,E880,F880)","v":63.621376001704839}]
[null,null,null,null,1.4000000001000004,0.9,{"$f":"_xll.Interp3D($B$18:$B$134,$C$18:$C$134,$D$18:$D$134,E881,F881)","v":63.92275200249928}]
[null,null,null,null,1.4000000001000004,1,{"$f":"_xll.Interp3D($B$18:$B$134,$C$18:$C$134,$D$18:$D$134,E882,F882)","v":63.768000002936006}]
[null,null,null,null,1.4000000001000004,1.1000000000000001,{"$f":"_xll.Interp3D($B$18:$B$134,$C$18:$C$134,$D$18:$D$134,E883,F883)","v":63.070336002891395}]
[null,null,null,null,1.4000000001000004,1.2,{"$f":"_xll.Interp3D($B$18:$B$134,$C$18:$C$134,$D$18:$D$134,E884,F884)","v":61.996928002522829}]
[null,null,null,null,1.4000000001000004,1.3,{"$f":"_xll.Interp3D($B$18:$B$134,$C$18:$C$134,$D$18:$D$134,E885,F885)","v":60.677952002015758}]
[null,null,null,null,1.4000000001000004,1.4,{"$f":"_xll.Interp3D($B$18:$B$134,$C$18:$C$134,$D$18:$D$134,E886,F886)","v":59.243584001555647}]
[null,null,null,null,1.4000000001000004,1.5,{"$f":"_xll.Interp3D($B$18:$B$134,$C$18:$C$134,$D$18:$D$134,E887,F887)","v":57.824000001328002}]
[null,null,null,null,1.4000000001000004,1.6,{"$f":"_xll.Interp3D($B$18:$B$134,$C$18:$C$134,$D$18:$D$134,E888,F888)","v":56.165632001398784}]
[null,null,null,null,1.4000000001000004,1.7,{"$f":"_xll.Interp3D($B$18:$B$134,$C$18:$C$134,$D$18:$D$134,E889,F889)","v":54.181696001644369}]
[null,null,null,null,1.4000000001000004,1.8,{"$f":"_xll.Interp3D($B$18:$B$134,$C$18:$C$134,$D$18:$D$134,E890,F890)","v":52.252544001965731}]
[null,null,null,null,1.4000000001000004,1.9,{"$f":"_xll.Interp3D($B$18:$B$134,$C$18:$C$134,$D$18:$D$134,E891,F891)","v":50.758528002263951}]
[null,null,null,null,1.4000000001000004,2,{"$f":"_xll.Interp3D($B$18:$B$134,$C$18:$C$134,$D$18:$D$134,E892,F892)","v":50.080000002440009}]
[null,null,null,null,1.4000000001000004,2.1,{"$f":"_xll.Interp3D($B$18:$B$134,$C$18:$C$134,$D$18:$D$134,E893,F893)","v":50.720896002471079}]
[null,null,null,null,1.4000000001000004,2.2000000000000002,{"$f":"_xll.Interp3D($B$18:$B$134,$C$18:$C$134,$D$18:$D$134,E894,F894)","v":52.427648002423147}]
[null,null,null,null,1.4000000001000004,2.2999999999999998,{"$f":"_xll.Interp3D($B$18:$B$134,$C$18:$C$134,$D$18:$D$134,E895,F895)","v":54.444352002330476}]
[null,null,null,null,1.4000000001000004,2.4,{"$f":"_xll.Interp3D($B$18:$B$134,$C$18:$C$134,$D$18:$D$134,E896,F896)","v":56.015104002227325}]
[null,null,null,null,1.4000000001000004,2.5,{"$f":"_xll.Interp3D($B$18:$B$134,$C$18:$C$134,$D$18:$D$134,E897,F897)","v":56.384000002148014}]
[null,null,null,null,1.4000000001000004,2.6,{"$f":"_xll.Interp3D($B$18:$B$134,$C$18:$C$134,$D$18:$D$134,E898,F898)","v":54.992960002095685}]
[null,null,null,null,1.4000000001000004,2.7,{"$f":"_xll.Interp3D($B$18:$B$134,$C$18:$C$134,$D$18:$D$134,E899,F899)","v":52.345920002047521}]
[null,null,null,null,1.4000000001000004,2.8,{"$f":"_xll.Interp3D($B$18:$B$134,$C$18:$C$134,$D$18:$D$134,E900,F900)","v":49.280000001998737}]
[null,null,null,null,1.4000000001000004,2.9,{"$f":"_xll.Interp3D($B$18:$B$134,$C$18:$C$134,$D$18:$D$134,E901,F901)","v":46.632320001944493}]
[null,null,null,null,1.4000000001000004,3,{"$f":"_xll.Interp3D($B$18:$B$134,$C$18:$C$134,$D$18:$D$134,E902,F902)","v":45.240000001880006}]
[null,null,null,null,1.4000000001000004,3.1,{"$f":"_xll.Interp3D($B$18:$B$134,$C$18:$C$134,$D$18:$D$134,E903,F903)","v":45.438784001808941}]
[null,null,null,null,1.4000000001000004,3.2,{"$f":"_xll.Interp3D($B$18:$B$134,$C$18:$C$134,$D$18:$D$134,E904,F904)","v":46.670592001734477}]
[null,null,null,null,1.4000000001000004,3.3,{"$f":"_xll.Interp3D($B$18:$B$134,$C$18:$C$134,$D$18:$D$134,E905,F905)","v":48.431808001651135}]
[null,null,null,null,1.4000000001000004,3.4,{"$f":"_xll.Interp3D($B$18:$B$134,$C$18:$C$134,$D$18:$D$134,E906,F906)","v":50.218816001553485}]
[null,null,null,null,1.4000000001000004,3.5,{"$f":"_xll.Interp3D($B$18:$B$134,$C$18:$C$134,$D$18:$D$134,E907,F907)","v":51.528000001435998}]
[null,null,null,null,1.4000000001000004,3.6,{"$f":"_xll.Interp3D($B$18:$B$134,$C$18:$C$134,$D$18:$D$134,E908,F908)","v":52.387648001264097}]
[null,null,null,null,1.4000000001000004,3.7,{"$f":"_xll.Interp3D($B$18:$B$134,$C$18:$C$134,$D$18:$D$134,E909,F909)","v":53.133504001041409}]
[null,null,null,null,1.4000000001000004,3.8,{"$f":"_xll.Interp3D($B$18:$B$134,$C$18:$C$134,$D$18:$D$134,E910,F910)","v":53.723136000819871}]
[null,null,null,null,1.4000000001000004,3.9,{"$f":"_xll.Interp3D($B$18:$B$134,$C$18:$C$134,$D$18:$D$134,E911,F911)","v":54.114112000651431}]
[null,null,null,null,{"$f":"E851+0.1","v":1.4000000001000004},{"$f":"F851","v":4},{"$f":"_xll.Interp3D($B$18:$B$134,$C$18:$C$134,$D$18:$D$134,E912,F912)","v":54.264000000587998}]
[null,null,null,null,1.4000000001000004,4.0999999999999996,{"$f":"_xll.Interp3D($B$18:$B$134,$C$18:$C$134,$D$18:$D$134,E913,F913)","v":53.949056000677487}]
[null,null,null,null,1.4000000001000004,4.2,{"$f":"_xll.Interp3D($B$18:$B$134,$C$18:$C$134,$D$18:$D$134,E914,F914)","v":53.197568000885212}]
[null,null,null,null,1.4000000001000004,4.3,{"$f":"_xll.Interp3D($B$18:$B$134,$C$18:$C$134,$D$18:$D$134,E915,F915)","v":52.345152001139425}]
[null,null,null,null,1.4000000001000004,4.4000000000000004,{"$f":"_xll.Interp3D($B$18:$B$134,$C$18:$C$134,$D$18:$D$134,E916,F916)","v":51.727424001368284}]
[null,null,null,null,1.4000000001000004,4.5,{"$f":"_xll.Interp3D($B$18:$B$134,$C$18:$C$134,$D$18:$D$134,E917,F917)","v":51.680000001500005}]
[null,null,null,null,1.4000000001000004,4.5999999999999996,{"$f":"_xll.Interp3D($B$18:$B$134,$C$18:$C$134,$D$18:$D$134,E918,F918)","v":52.438784001509731}]
[null,null,null,null,1.4000000001000004,4.7,{"$f":"_xll.Interp3D($B$18:$B$134,$C$18:$C$134,$D$18:$D$134,E919,F919)","v":53.780032001445349}]
[null,null,null,null,1.4000000001000004,4.8,{"$f":"_xll.Interp3D($B$18:$B$134,$C$18:$C$134,$D$18:$D$134,E920,F920)","v":55.349888001344098}]
[null,null,null,null,1.4000000001000004,4.9000000000000004,{"$f":"_xll.Interp3D($B$18:$B$134,$C$18:$C$134,$D$18:$D$134,E921,F921)","v":56.794496001243246}]
[null,null,null,null,1.4000000001000004,5,{"$f":"_xll.Interp3D($B$18:$B$134,$C$18:$C$134,$D$18:$D$134,E922,F922)","v":57.760000001180003}]
[null,null,null,null,1.4000000001000004,5.0999999999999996,{"$f":"_xll.Interp3D($B$18:$B$134,$C$18:$C$134,$D$18:$D$134,E923,F923)","v":58.149120001159524}]
[null,null,null,null,1.4000000001000004,5.2,{"$f":"_xll.Interp3D($B$18:$B$134,$C$18:$C$134,$D$18:$D$134,E924,F924)","v":58.197760001156965}]
[null,null,null,null,1.4000000001000004,5.3,{"$f":"_xll.Interp3D($B$18:$B$134,$C$18:$C$134,$D$18:$D$134,E925,F925)","v":58.051840001164649}]
[null,null,null,null,1.4000000001000004,5.4,{"$f":"_xll.Interp3D($B$18:$B$134,$C$18:$C$134,$D$18:$D$134,E926,F926)","v":57.857280001174892}]
[null,null,null,null,1.4000000001000004,5.5,{"$f":"_xll.Interp3D($B$18:$B$134,$C$18:$C$134,$D$18:$D$134,E927,F927)","v":57.760000001180003}]
[null,null,null,null,1.4000000001000004,5.6,{"$f":"_xll.Interp3D($B$18:$B$134,$C$18:$C$134,$D$18:$D$134,E928,F928)","v":57.760000001180003}]
[null,null,null,null,1.4000000001000004,5.7,{"$f":"_xll.Interp3D($B$18:$B$134,$C$18:$C$134,$D$18:$D$134,E929,F929)","v":57.760000001180003}]
[null,null,null,null,1.4000000001000004,5.8,{"$f":"_xll.Interp3D($B$18:$B$134,$C$18:$C$134,$D$18:$D$134,E930,F930)","v":57.760000001180003}]
[null,null,null,null,1.4000000001000004,5.9,{"$f":"_xll.Interp3D($B$18:$B$134,$C$18:$C$134,$D$18:$D$134,E931,F931)","v":57.760000001180003}]
[null,null,null,null,1.4000000001000004,6,{"$f":"_xll.Interp3D($B$18:$B$134,$C$18:$C$134,$D$18:$D$134,E932,F932)","v":57.760000001180003}]
[null,null,null,null,1.5000000001000005,0,{"$f":"_xll.Interp3D($B$18:$B$134,$C$18:$C$134,$D$18:$D$134,E933,F933)","v":65.000000000100002}]
[null,null,null,null,1.5000000001000005,0.1,{"$f":"_xll.Interp3D($B$18:$B$134,$C$18:$C$134,$D$18:$D$134,E934,F934)","v":63.839999999780005}]
[null,null,null,null,1.5000000001000005,0.2,{"$f":"_xll.Interp3D($B$18:$B$134,$C$18:$C$134,$D$18:$D$134,E935,F935)","v":62.95999999955999}]
[null,null,null,null,1.5000000001000005,0.3,{"$f":"_xll.Interp3D($B$18:$B$134,$C$18:$C$134,$D$18:$D$134,E936,F936)","v":62.359999999439992}]
[null,null,null,null,1.5000000001000005,0.4,{"$f":"_xll.Interp3D($B$18:$B$134,$C$18:$C$134,$D$18:$D$134,E937,F937)","v":62.039999999420004}]
[null,null,null,null,1.5000000001000005,0.5,{"$f":"_xll.Interp3D($B$18:$B$134,$C$18:$C$134,$D$18:$D$134,E938,F938)","v":61.999999999499998}]
[null,null,null,null,1.5000000001000005,0.6,{"$f":"_xll.Interp3D($B$18:$B$134,$C$18:$C$134,$D$18:$D$134,E939,F939)","v":62.527999999756801}]
[null,null,null,null,1.5000000001000005,0.7,{"$f":"_xll.Interp3D($B$18:$B$134,$C$18:$C$134,$D$18:$D$134,E940,F940)","v":63.624000000190406}]
[null,null,null,null,1.5000000001000005,0.8,{"$f":"_xll.Interp3D($B$18:$B$134,$C$18:$C$134,$D$18:$D$134,E941,F941)","v":64.856000000685597}]
[null,null,null,null,1.5000000001000005,0.9,{"$f":"_xll.Interp3D($B$18:$B$134,$C$18:$C$134,$D$18:$D$134,E942,F942)","v":65.792000001127207}]
[null,null,null,null,1.5000000001000005,1,{"$f":"_xll.Interp3D($B$18:$B$134,$C$18:$C$134,$D$18:$D$134,E943,F943)","v":66.000000001399997}]
[null,null,null,null,1.5000000001000005,1.1000000000000001,{"$f":"_xll.Interp3D($B$18:$B$134,$C$18:$C$134,$D$18:$D$134,E944,F944)","v":65.304000001455989}]
[null,null,null,null,1.5000000001000005,1.2,{"$f":"_xll.Interp3D($B$18:$B$134,$C$18:$C$134,$D$18:$D$134,E945,F945)","v":63.992000001372006}]
[null,null,null,null,1.5000000001000005,1.3,{"$f":"_xll.Interp3D($B$18:$B$134,$C$18:$C$134,$D$18:$D$134,E946,F946)","v":62.328000001220005}]
[null,null,null,null,1.5000000001000005,1.4,{"$f":"_xll.Interp3D($B$18:$B$134,$C$18:$C$134,$D$18:$D$134,E947,F947)","v":60.576000001072003}]
[null,null,null,null,1.5000000001000005,1.5,{"$f":"_xll.Interp3D($B$18:$B$134,$C$18:$C$134,$D$18:$D$134,E948,F948)","v":59.000000001000004}]
[null,null,null,null,1.5000000001000005,1.6,{"$f":"_xll.Interp3D($B$18:$B$134,$C$18:$C$134,$D$18:$D$134,E949,F949)","v":57.392000001024812}]
[null,null,null,null,1.5000000001000005,1.7,{"$f":"_xll.Interp3D($B$18:$B$134,$C$18:$C$134,$D$18:$D$134,E950,F950)","v":55.576000001098414}]
[null,null,null,null,1.5000000001000005,1.8,{"$f":"_xll.Interp3D($B$18:$B$134,$C$18:$C$134,$D$18:$D$134,E951,F951)","v":53.864000001189602}]
[null,null,null,null,1.5000000001000005,1.9,{"$f":"_xll.Interp3D($B$18:$B$134,$C$18:$C$134,$D$18:$D$134,E952,F952)","v":52.568000001267201}]
[null,null,null,null,1.5000000001000005,2,{"$f":"_xll.Interp3D($B$18:$B$134,$C$18:$C$134,$D$18:$D$134,E953,F953)","v":52.000000001300002}]
[null,null,null,null,1.5000000001000005,2.1,{"$f":"_xll.Interp3D($B$18:$B$134,$C$18:$C$134,$D$18:$D$134,E954,F954)","v":52.640000001264006}]
[null,null,null,null,1.5000000001000005,2.2000000000000002,{"$f":"_xll.Interp3D($B$18:$B$134,$C$18:$C$134,$D$18:$D$134,E955,F955)","v":54.280000001180007}]
[null,null,null,null,1.5000000001000005,2.2999999999999998,{"$f":"_xll.Interp3D($B$18:$B$134,$C$18:$C$134,$D$18:$D$134,E956,F956)","v":56.200000001084007}]
[null,null,null,null,1.5000000001000005,2.4,{"$f":"_xll.Interp3D($B$18:$B$134,$C$18:$C$134,$D$18:$D$134,E957,F957)","v":57.680000001011997}]
[null,null,null,null,1.5000000001000005,2.5,{"$f":"_xll.Interp3D($B$18:$B$134,$C$18:$C$134,$D$18:$D$134,E958,F958)","v":58.000000001000004}]
[null,null,null,null,1.5000000001000005,2.6,{"$f":"_xll.Interp3D($B$18:$B$134,$C$18:$C$134,$D$18:$D$134,E959,F959)","v":56.616000001073601}]
[null,null,null,null,1.5000000001000005,2.7,{"$f":"_xll.Interp3D($B$18:$B$134,$C$18:$C$134,$D$18:$D$134,E960,F960)","v":54.008000001208799}]
[null,null,null,null,1.5000000001000005,2.8,{"$f":"_xll.Interp3D($B$18:$B$134,$C$18:$C$134,$D$18:$D$134,E961,F961)","v":50.992000001367209}]
[null,null,null,null,1.5000000001000005,2.9,{"$f":"_xll.Interp3D($B$18:$B$134,$C$18:$C$134,$D$18:$D$134,E962,F962)","v":48.384000001510408}]
[null,null,null,null,1.5000000001000005,3,{"$f":"_xll.Interp3D($B$18:$B$134,$C$18:$C$134,$D$18:$D$134,E963,F963)","v":47.000000001600007}]
[null,null,null,null,1.5000000001000005,3.1,{"$f":"_xll.Interp3D($B$18:$B$134,$C$18:$C$134,$D$18:$D$134,E964,F964)","v":47.176000001632815}]
[null,null,null,null,1.5000000001000005,3.2,{"$f":"_xll.Interp3D($B$18:$B$134,$C$18:$C$134,$D$18:$D$134,E965,F965)","v":48.368000001634414}]
[null,null,null,null,1.5000000001000005,3.3,{"$f":"_xll.Interp3D($B$18:$B$134,$C$18:$C$134,$D$18:$D$134,E966,F966)","v":50.072000001609595}]
[null,null,null,null,1.5000000001000005,3.4,{"$f":"_xll.Interp3D($B$18:$B$134,$C$18:$C$134,$D$18:$D$134,E967,F967)","v":51.784000001563207}]
[null,null,null,null,1.5000000001000005,3.5,{"$f":"_xll.Interp3D($B$18:$B$134,$C$18:$C$134,$D$18:$D$134,E968,F968)","v":53.000000001500013}]
[null,null,null,null,1.5000000001000005,3.6,{"$f":"_xll.Interp3D($B$18:$B$134,$C$18:$C$134,$D$18:$D$134,E969,F969)","v":53.7200000013992}]
[null,null,null,null,1.5000000001000005,3.7,{"$f":"_xll.Interp3D($B$18:$B$134,$C$18:$C$134,$D$18:$D$134,E970,F970)","v":54.280000001257605}]
[null,null,null,null,1.5000000001000005,3.8,{"$f":"_xll.Interp3D($B$18:$B$134,$C$18:$C$134,$D$18:$D$134,E971,F971)","v":54.680000001106393}]
[null,null,null,null,1.5000000001000005,3.9,{"$f":"_xll.Interp3D($B$18:$B$134,$C$18:$C$134,$D$18:$D$134,E972,F972)","v":54.920000000976806}]
[null,null,null,null,1.5000000001000005,4,{"$f":"_xll.Interp3D($B$18:$B$134,$C$18:$C$134,$D$18:$D$134,E973,F973)","v":55.000000000900002}]
[null,null,null,null,1.5000000001000005,4.0999999999999996,{"$f":"_xll.Interp3D($B$18:$B$134,$C$18:$C$134,$D$18:$D$134,E974,F974)","v":54.728000000888812}]
[null,null,null,null,1.5000000001000005,4.2,{"$f":"_xll.Interp3D($B$18:$B$134,$C$18:$C$134,$D$18:$D$134,E975,F975)","v":54.104000000922397}]
[null,null,null,null,{"$f":"E915+0.1","v":1.5000000001000005},{"$f":"F915","v":4.3},{"$f":"_xll.Interp3D($B$18:$B$134,$C$18:$C$134,$D$18:$D$134,E976,F976)","v":53.416000000981597}]
[null,null,null,null,1.5000000001000005,4.4000000000000004,{"$f":"_xll.Interp3D($B$18:$B$134,$C$18:$C$134,$D$18:$D$134,E977,F977)","v":52.952000001047203}]
[null,null,null,null,1.5000000001000005,4.5,{"$f":"_xll.Interp3D($B$18:$B$134,$C$18:$C$134,$D$18:$D$134,E978,F978)","v":53.000000001100005}]
[null,null,null,null,1.5000000001000005,4.5999999999999996,{"$f":"_xll.Interp3D($B$18:$B$134,$C$18:$C$134,$D$18:$D$134,E979,F979)","v":53.784000001143198}]
[null,null,null,null,1.5000000001000005,4.7,{"$f":"_xll.Interp3D($B$18:$B$134,$C$18:$C$134,$D$18:$D$134,E980,F980)","v":55.112000001189607}]
[null,null,null,null,1.5000000001000005,4.8,{"$f":"_xll.Interp3D($B$18:$B$134,$C$18:$C$134,$D$18:$D$134,E981,F981)","v":56.648000001234408}]
[null,null,null,null,1.5000000001000005,4.9000000000000004,{"$f":"_xll.Interp3D($B$18:$B$134,$C$18:$C$134,$D$18:$D$134,E982,F982)","v":58.056000001272807}]
[null,null,null,null,1.5000000001000005,5,{"$f":"_xll.Interp3D($B$18:$B$134,$C$18:$C$134,$D$18:$D$134,E983,F983)","v":59.000000001300009}]
[null,null,null,null,1.5000000001000005,5.0999999999999996,{"$f":"_xll.Interp3D($B$18:$B$134,$C$18:$C$134,$D$18:$D$134,E984,F984)","v":59.384000001312806}]
[null,null,null,null,1.5000000001000005,5.2,{"$f":"_xll.Interp3D($B$18:$B$134,$C$18:$C$134,$D$18:$D$134,E985,F985)","v":59.432000001314407}]
[null,null,null,null,1.5000000001000005,5.3,{"$f":"_xll.Interp3D($B$18:$B$134,$C$18:$C$134,$D$18:$D$134,E986,F986)","v":59.288000001309598}]
[null,null,null,null,1.5000000001000005,5.4,{"$f":"_xll.Interp3D($B$18:$B$134,$C$18:$C$134,$D$18:$D$134,E987,F987)","v":59.09600000130321}]
[null,null,null,null,1.5000000001000005,5.5,{"$f":"_xll.Interp3D($B$18:$B$134,$C$18:$C$134,$D$18:$D$134,E988,F988)","v":59.000000001300009}]
[null,null,null,null,1.5000000001000005,5.6,{"$f":"_xll.Interp3D($B$18:$B$134,$C$18:$C$134,$D$18:$D$134,E989,F989)","v":59.000000001300009}]
[null,null,null,null,1.5000000001000005,5.7,{"$f":"_xll.Interp3D($B$18:$B$134,$C$18:$C$134,$D$18:$D$134,E990,F990)","v":59.000000001300009}]
[null,null,null,null,1.5000000001000005,5.8,{"$f":"_xll.Interp3D($B$18:$B$134,$C$18:$C$134,$D$18:$D$134,E991,F991)","v":59.000000001300009}]
[null,null,null,null,1.5000000001000005,5.9,{"$f":"_xll.Interp3D($B$18:$B$134,$C$18:$C$134,$D$18:$D$134,E992,F992)","v":59.000000001300009}]
[null,null,null,null,1.5000000001000005,6,{"$f":"_xll.Interp3D($B$18:$B$134,$C$18:$C$134,$D$18:$D$134,E993,F993)","v":59.000000001300009}]
[null,null,null,null,1.6000000001000005,0,{"$f":"_xll.Interp3D($B$18:$B$134,$C$18:$C$134,$D$18:$D$134,E994,F994)","v":64.679999999320003}]
[null,null,null,null,1.6000000001000005,0.1,{"$f":"_xll.Interp3D($B$18:$B$134,$C$18:$C$134,$D$18:$D$134,E995,F995)","v":63.313279999211844}]
[null,null,null,null,1.6000000001000005,0.2,{"$f":"_xll.Interp3D($B$18:$B$134,$C$18:$C$134,$D$18:$D$134,E996,F996)","v":62.297919999149748}]
[null,null,null,null,1.6000000001000005,0.3,{"$f":"_xll.Interp3D($B$18:$B$134,$C$18:$C$134,$D$18:$D$134,E997,F997)","v":61.633919999133752}]
[null,null,null,null,1.6000000001000005,0.4,{"$f":"_xll.Interp3D($B$18:$B$134,$C$18:$C$134,$D$18:$D$134,E998,F998)","v":61.321279999163842}]
[null,null,null,null,1.6000000001000005,0.5,{"$f":"_xll.Interp3D($B$18:$B$134,$C$18:$C$134,$D$18:$D$134,E999,F999)","v":61.359999999239996}]
[null,null,null,null,1.6000000001000005,0.6,{"$f":"_xll.Interp3D($B$18:$B$134,$C$18:$C$134,$D$18:$D$134,E1000,F1000)","v":62.089791999391608}]
[null,null,null,null,1.6000000001000005,0.7,{"$f":"_xll.Interp3D($B$18:$B$134,$C$18:$C$134,$D$18:$D$134,E1001,F1001)","v":63.510655999618685}]
[null,null,null,null,1.6000000001000005,0.8,{"$f":"_xll.Interp3D($B$18:$B$134,$C$18:$C$134,$D$18:$D$134,E1002,F1002)","v":65.113023999877157}]
[null,null,null,null,1.6000000001000005,0.9,{"$f":"_xll.Interp3D($B$18:$B$134,$C$18:$C$134,$D$18:$D$134,E1003,F1003)","v":66.387328000122949}]
[null,null,null,null,1.6000000001000005,1,{"$f":"_xll.Interp3D($B$18:$B$134,$C$18:$C$134,$D$18:$D$134,E1004,F1004)","v":66.824000000312012}]
[null,null,null,null,1.6000000001000005,1.1000000000000001,{"$f":"_xll.Interp3D($B$18:$B$134,$C$18:$C$134,$D$18:$D$134,E1005,F1005)","v":66.224384000444175}]
[null,null,null,null,1.6000000001000005,1.2,{"$f":"_xll.Interp3D($B$18:$B$134,$C$18:$C$134,$D$18:$D$134,E1006,F1006)","v":64.928192000548904}]
[null,null,null,null,1.6000000001000005,1.3,{"$f":"_xll.Interp3D($B$18:$B$134,$C$18:$C$134,$D$18:$D$134,E1007,F1007)","v":63.233408000626312}]
[null,null,null,null,1.6000000001000005,1.4,{"$f":"_xll.Interp3D($B$18:$B$134,$C$18:$C$134,$D$18:$D$134,E1008,F1008)","v":61.438016000676605}]
[null,null,null,null,1.6000000001000005,1.5,{"$f":"_xll.Interp3D($B$18:$B$134,$C$18:$C$134,$D$18:$D$134,E1009,F1009)","v":59.840000000700002}]
[null,null,null,null,1.6000000001000005,1.6,{"$f":"_xll.Interp3D($B$18:$B$134,$C$18:$C$134,$D$18:$D$134,E1010,F1010)","v":58.237120000689124}]
[null,null,null,null,1.6000000001000005,1.7,{"$f":"_xll.Interp3D($B$18:$B$134,$C$18:$C$134,$D$18:$D$134,E1011,F1011)","v":56.430720000643852}]
[null,null,null,null,1.6000000001000005,1.8,{"$f":"_xll.Interp3D($B$18:$B$134,$C$18:$C$134,$D$18:$D$134,E1012,F1012)","v":54.724160000575196}]
[null,null,null,null,1.6000000001000005,1.9,{"$f":"_xll.Interp3D($B$18:$B$134,$C$18:$C$134,$D$18:$D$134,E1013,F1013)","v":53.420800000494246}]
[null,null,null,null,1.6000000001000005,2,{"$f":"_xll.Interp3D($B$18:$B$134,$C$18:$C$134,$D$18:$D$134,E1014,F1014)","v":52.824000000411999}]
[null,null,null,null,1.6000000001000005,2.1,{"$f":"_xll.Interp3D($B$18:$B$134,$C$18:$C$134,$D$18:$D$134,E1015,F1015)","v":53.380992000288103}]
[null,null,null,null,1.6000000001000005,2.2000000000000002,{"$f":"_xll.Interp3D($B$18:$B$134,$C$18:$C$134,$D$18:$D$134,E1016,F1016)","v":54.889536000115172}]
[null,null,null,null,1.6000000001000005,2.2999999999999998,{"$f":"_xll.Interp3D($B$18:$B$134,$C$18:$C$134,$D$18:$D$134,E1017,F1017)","v":56.678783999953794}]
[null,null,null,null,1.6000000001000005,2.4,{"$f":"_xll.Interp3D($B$18:$B$134,$C$18:$C$134,$D$18:$D$134,E1018,F1018)","v":58.077887999864544}]
[null,null,null,null,1.6000000001000005,2.5,{"$f":"_xll.Interp3D($B$18:$B$134,$C$18:$C$134,$D$18:$D$134,E1019,F1019)","v":58.415999999907996}]
[null,null,null,null,1.6000000001000005,2.6,{"$f":"_xll.Interp3D($B$18:$B$134,$C$18:$C$134,$D$18:$D$134,E1020,F1020)","v":57.195200000147835}]
[null,null,null,null,1.6000000001000005,2.7,{"$f":"_xll.Interp3D($B$18:$B$134,$C$18:$C$134,$D$18:$D$134,E1021,F1021)","v":54.862720000543682}]
[null,null,null,null,1.6000000001000005,2.8,{"$f":"_xll.Interp3D($B$18:$B$134,$C$18:$C$134,$D$18:$D$134,E1022,F1022)","v":52.165440001000015}]
[null,null,null,null,1.6000000001000005,2.9,{"$f":"_xll.Interp3D($B$18:$B$134,$C$18:$C$134,$D$18:$D$134,E1023,F1023)","v":49.850240001421291}]
[null,null,null,null,1.6000000001000005,3,{"$f":"_xll.Interp3D($B$18:$B$134,$C$18:$C$134,$D$18:$D$134,E1024,F1024)","v":48.664000001712012}]
[null,null,null,null,1.6000000001000005,3.1,{"$f":"_xll.Interp3D($B$18:$B$134,$C$18:$C$134,$D$18:$D$134,E1025,F1025)","v":48.932480001855843}]
[null,null,null,null,1.6000000001000005,3.2,{"$f":"_xll.Interp3D($B$18:$B$134,$C$18:$C$134,$D$18:$D$134,E1026,F1026)","v":50.157760001916493}]
[null,null,null,null,1.6000000001000005,3.3,{"$f":"_xll.Interp3D($B$18:$B$134,$C$18:$C$134,$D$18:$D$134,E1027,F1027)","v":51.851200001918393}]
[null,null,null,null,1.6000000001000005,3.4,{"$f":"_xll.Interp3D($B$18:$B$134,$C$18:$C$134,$D$18:$D$134,E1028,F1028)","v":53.524160001886088}]
[null,null,null,null,1.6000000001000005,3.5,{"$f":"_xll.Interp3D($B$18:$B$134,$C$18:$C$134,$D$18:$D$134,E1029,F1029)","v":54.688000001844017}]
[null,null,null,null,1.6000000001000005,3.6,{"$f":"_xll.Interp3D($B$18:$B$134,$C$18:$C$134,$D$18:$D$134,E1030,F1030)","v":55.327872001782502}]
[null,null,null,null,1.6000000001000005,3.7,{"$f":"_xll.Interp3D($B$18:$B$134,$C$18:$C$134,$D$18:$D$134,E1031,F1031)","v":55.769536001685253}]
[null,null,null,null,1.6000000001000005,3.8,{"$f":"_xll.Interp3D($B$18:$B$134,$C$18:$C$134,$D$18:$D$134,E1032,F1032)","v":56.035264001566752}]
[null,null,null,null,1.6000000001000005,3.9,{"$f":"_xll.Interp3D($B$18:$B$134,$C$18:$C$134,$D$18:$D$134,E1033,F1033)","v":56.147328001441508}]
[null,null,null,null,1.6000000001000005,4,{"$f":"_xll.Interp3D($B$18:$B$134,$C$18:$C$134,$D$18:$D$134,E1034,F1034)","v":56.128000001324011}]
[null,null,null,null,1.6000000001000005,4.0999999999999996,{"$f":"_xll.Interp3D($B$18:$B$134,$C$18:$C$134,$D$18:$D$134,E1035,F1035)","v":55.779136001191972}]
[null,null,null,null,1.6000000001000005,4.2,{"$f":"_xll.Interp3D($B$18:$B$134,$C$18:$C$134,$D$18:$D$134,E1036,F1036)","v":55.085888001035748}]
[null,null,null,null,1.6000000001000005,4.3,{"$f":"_xll.Interp3D($B$18:$B$134,$C$18:$C$134,$D$18:$D$134,E1037,F1037)","v":54.345472000888741}]
[null,null,null,null,1.6000000001000005,4.4000000000000004,{"$f":"_xll.Interp3D($B$18:$B$134,$C$18:$C$134,$D$18:$D$134,E1038,F1038)","v":53.855104000784351}]
[null,null,null,null,1.6000000001000005,4.5,{"$f":"_xll.Interp3D($B$18:$B$134,$C$18:$C$134,$D$18:$D$134,E1039,F1039)","v":53.912000000755995}]
[null,null,null,null,{"$f":"E979+0.1","v":1.6000000001000005},{"$f":"F979","v":4.5999999999999996},{"$f":"_xll.Interp3D($B$18:$B$134,$C$18:$C$134,$D$18:$D$134,E1040,F1040)","v":54.760000000837593}]
[null,null,null,null,1.6000000001000005,4.7,{"$f":"_xll.Interp3D($B$18:$B$134,$C$18:$C$134,$D$18:$D$134,E1041,F1041)","v":56.200960001006891}]
[null,null,null,null,1.6000000001000005,4.8,{"$f":"_xll.Interp3D($B$18:$B$134,$C$18:$C$134,$D$18:$D$134,E1042,F1042)","v":57.86912000121297}]
[null,null,null,null,1.6000000001000005,4.9000000000000004,{"$f":"_xll.Interp3D($B$18:$B$134,$C$18:$C$134,$D$18:$D$134,E1043,F1043)","v":59.398720001404975}]
[null,null,null,null,1.6000000001000005,5,{"$f":"_xll.Interp3D($B$18:$B$134,$C$18:$C$134,$D$18:$D$134,E1044,F1044)","v":60.424000001532008}]
[null,null,null,null,1.6000000001000005,5.0999999999999996,{"$f":"_xll.Interp3D($B$18:$B$134,$C$18:$C$134,$D$18:$D$134,E1045,F1045)","v":60.840768001581679}]
[null,null,null,null,1.6000000001000005,5.2,{"$f":"_xll.Interp3D($B$18:$B$134,$C$18:$C$134,$D$18:$D$134,E1046,F1046)","v":60.892864001587881}]
[null,null,null,null,1.6000000001000005,5.3,{"$f":"_xll.Interp3D($B$18:$B$134,$C$18:$C$134,$D$18:$D$134,E1047,F1047)","v":60.736576001569247}]
[null,null,null,null,1.6000000001000005,5.4,{"$f":"_xll.Interp3D($B$18:$B$134,$C$18:$C$134,$D$18:$D$134,E1048,F1048)","v":60.528192001544426}]
[null,null,null,null,1.6000000001000005,5.5,{"$f":"_xll.Interp3D($B$18:$B$134,$C$18:$C$134,$D$18:$D$134,E1049,F1049)","v":60.424000001532008}]
[null,null,null,null,1.6000000001000005,5.6,{"$f":"_xll.Interp3D($B$18:$B$134,$C$18:$C$134,$D$18:$D$134,E1050,F1050)","v":60.424000001532008}]
[null,null,null,null,1.6000000001000005,5.7,{"$f":"_xll.Interp3D($B$18:$B$134,$C$18:$C$134,$D$18:$D$134,E1051,F1051)","v":60.424000001532008}]
[null,null,null,null,1.6000000001000005,5.8,{"$f":"_xll.Interp3D($B$18:$B$134,$C$18:$C$134,$D$18:$D$134,E1052,F1052)","v":60.424000001532008}]
[null,null,null,null,1.6000000001000005,5.9,{"$f":"_xll.Interp3D($B$18:$B$134,$C$18:$C$134,$D$18:$D$134,E1053,F1053)","v":60.424000001532008}]
[null,null,null,null,1.6000000001000005,6,{"$f":"_xll.Interp3D($B$18:$B$134,$C$18:$C$134,$D$18:$D$134,E1054,F1054)","v":60.424000001532008}]
[null,null,null,null,1.7000000001000006,0,{"$f":"_xll.Interp3D($B$18:$B$134,$C$18:$C$134,$D$18:$D$134,E1055,F1055)","v":63.7599999989}]
[null,null,null,null,1.7000000001000006,0.1,{"$f":"_xll.Interp3D($B$18:$B$134,$C$18:$C$134,$D$18:$D$134,E1056,F1056)","v":62.354239998915347}]
[null,null,null,null,1.7000000001000006,0.2,{"$f":"_xll.Interp3D($B$18:$B$134,$C$18:$C$134,$D$18:$D$134,E1057,F1057)","v":61.327359998943031}]
[null,null,null,null,1.7000000001000006,0.3,{"$f":"_xll.Interp3D($B$18:$B$134,$C$18:$C$134,$D$18:$D$134,E1058,F1058)","v":60.679359998983024}]
[null,null,null,null,1.7000000001000006,0.4,{"$f":"_xll.Interp3D($B$18:$B$134,$C$18:$C$134,$D$18:$D$134,E1059,F1059)","v":60.410239999035355}]
[null,null,null,null,1.7000000001000006,0.5,{"$f":"_xll.Interp3D($B$18:$B$134,$C$18:$C$134,$D$18:$D$134,E1060,F1060)","v":60.519999999099987}]
[null,null,null,null,1.7000000001000006,0.6,{"$f":"_xll.Interp3D($B$18:$B$134,$C$18:$C$134,$D$18:$D$134,E1061,F1061)","v":61.360895999175412}]
[null,null,null,null,1.7000000001000006,0.7,{"$f":"_xll.Interp3D($B$18:$B$134,$C$18:$C$134,$D$18:$D$134,E1062,F1062)","v":62.932927999261629}]
[null,null,null,null,1.7000000001000006,0.8,{"$f":"_xll.Interp3D($B$18:$B$134,$C$18:$C$134,$D$18:$D$134,E1063,F1063)","v":64.707711999360924}]
[null,null,null,null,1.7000000001000006,0.9,{"$f":"_xll.Interp3D($B$18:$B$134,$C$18:$C$134,$D$18:$D$134,E1064,F1064)","v":66.156863999475604}]
[null,null,null,null,1.7000000001000006,1,{"$f":"_xll.Interp3D($B$18:$B$134,$C$18:$C$134,$D$18:$D$134,E1065,F1065)","v":66.751999999608003}]
[null,null,null,null,1.7000000001000006,1.1000000000000001,{"$f":"_xll.Interp3D($B$18:$B$134,$C$18:$C$134,$D$18:$D$134,E1066,F1066)","v":66.311231999788916}]
[null,null,null,null,1.7000000001000006,1.2,{"$f":"_xll.Interp3D($B$18:$B$134,$C$18:$C$134,$D$18:$D$134,E1067,F1067)","v":65.186816000016861}]
[null,null,null,null,1.7000000001000006,1.3,{"$f":"_xll.Interp3D($B$18:$B$134,$C$18:$C$134,$D$18:$D$134,E1068,F1068)","v":63.651584000245535}]
[null,null,null,null,1.7000000001000006,1.4,{"$f":"_xll.Interp3D($B$18:$B$134,$C$18:$C$134,$D$18:$D$134,E1069,F1069)","v":61.978368000428674}]
[null,null,null,null,1.7000000001000006,1.5,{"$f":"_xll.Interp3D($B$18:$B$134,$C$18:$C$134,$D$18:$D$134,E1070,F1070)","v":60.440000000520001}]
[null,null,null,null,1.7000000001000006,1.6,{"$f":"_xll.Interp3D($B$18:$B$134,$C$18:$C$134,$D$18:$D$134,E1071,F1071)","v":58.817600000495524}]
[null,null,null,null,1.7000000001000006,1.7,{"$f":"_xll.Interp3D($B$18:$B$134,$C$18:$C$134,$D$18:$D$134,E1072,F1072)","v":56.929280000386086}]
[null,null,null,null,1.7000000001000006,1.8,{"$f":"_xll.Interp3D($B$18:$B$134,$C$18:$C$134,$D$18:$D$134,E1073,F1073)","v":55.103360000227681}]
[null,null,null,null,1.7000000001000006,1.9,{"$f":"_xll.Interp3D($B$18:$B$134,$C$18:$C$134,$D$18:$D$134,E1074,F1074)","v":53.668160000056325}]
[null,null,null,null,1.7000000001000006,2,{"$f":"_xll.Interp3D($B$18:$B$134,$C$18:$C$134,$D$18:$D$134,E1075,F1075)","v":52.951999999907997}]
[null,null,null,null,1.7000000001000006,2.1,{"$f":"_xll.Interp3D($B$18:$B$134,$C$18:$C$134,$D$18:$D$134,E1076,F1076)","v":53.35641599973286}]
[null,null,null,null,1.7000000001000006,2.2000000000000002,{"$f":"_xll.Interp3D($B$18:$B$134,$C$18:$C$134,$D$18:$D$134,E1077,F1077)","v":54.662527999506906}]
[null,null,null,null,1.7000000001000006,2.2999999999999998,{"$f":"_xll.Interp3D($B$18:$B$134,$C$18:$C$134,$D$18:$D$134,E1078,F1078)","v":56.268031999304924}]
[null,null,null,null,1.7000000001000006,2.4,{"$f":"_xll.Interp3D($B$18:$B$134,$C$18:$C$134,$D$18:$D$134,E1079,F1079)","v":57.570623999201679}]
[null,null,null,null,1.7000000001000006,2.5,{"$f":"_xll.Interp3D($B$18:$B$134,$C$18:$C$134,$D$18:$D$134,E1080,F1080)","v":57.967999999271996}]
[null,null,null,null,1.7000000001000006,2.6,{"$f":"_xll.Interp3D($B$18:$B$134,$C$18:$C$134,$D$18:$D$134,E1081,F1081)","v":57.037759999600311}]
[null,null,null,null,1.7000000001000006,2.7,{"$f":"_xll.Interp3D($B$18:$B$134,$C$18:$C$134,$D$18:$D$134,E1082,F1082)","v":55.181440000136796}]
[null,null,null,null,1.7000000001000006,2.8,{"$f":"_xll.Interp3D($B$18:$B$134,$C$18:$C$134,$D$18:$D$134,E1083,F1083)","v":53.032640000754725}]
[null,null,null,null,1.7000000001000006,2.9,{"$f":"_xll.Interp3D($B$18:$B$134,$C$18:$C$134,$D$18:$D$134,E1084,F1084)","v":51.224960001327375}]
[null,null,null,null,1.7000000001000006,3,{"$f":"_xll.Interp3D($B$18:$B$134,$C$18:$C$134,$D$18:$D$134,E1085,F1085)","v":50.392000001728022}]
[null,null,null,null,1.7000000001000006,3.1,{"$f":"_xll.Interp3D($B$18:$B$134,$C$18:$C$134,$D$18:$D$134,E1086,F1086)","v":50.839040001932979}]
[null,null,null,null,1.7000000001000006,3.2,{"$f":"_xll.Interp3D($B$18:$B$134,$C$18:$C$134,$D$18:$D$134,E1087,F1087)","v":52.143680002026734}]
[null,null,null,null,1.7000000001000006,3.3,{"$f":"_xll.Interp3D($B$18:$B$134,$C$18:$C$134,$D$18:$D$134,E1088,F1088)","v":53.848000002044799}]
[null,null,null,null,1.7000000001000006,3.4,{"$f":"_xll.Interp3D($B$18:$B$134,$C$18:$C$134,$D$18:$D$134,E1089,F1089)","v":55.494080002022734}]
[null,null,null,null,1.7000000001000006,3.5,{"$f":"_xll.Interp3D($B$18:$B$134,$C$18:$C$134,$D$18:$D$134,E1090,F1090)","v":56.624000001996016}]
[null,null,null,null,1.7000000001000006,3.6,{"$f":"_xll.Interp3D($B$18:$B$134,$C$18:$C$134,$D$18:$D$134,E1091,F1091)","v":57.216896001961516}]
[null,null,null,null,1.7000000001000006,3.7,{"$f":"_xll.Interp3D($B$18:$B$134,$C$18:$C$134,$D$18:$D$134,E1092,F1092)","v":57.578048001895567}]
[null,null,null,null,1.7000000001000006,3.8,{"$f":"_xll.Interp3D($B$18:$B$134,$C$18:$C$134,$D$18:$D$134,E1093,F1093)","v":57.738752001802851}]
[null,null,null,null,1.7000000001000006,3.9,{"$f":"_xll.Interp3D($B$18:$B$134,$C$18:$C$134,$D$18:$D$134,E1094,F1094)","v":57.730304001688118}]
[null,null,null,null,1.7000000001000006,4,{"$f":"_xll.Interp3D($B$18:$B$134,$C$18:$C$134,$D$18:$D$134,E1095,F1095)","v":57.584000001556014}]
[null,null,null,null,1.7000000001000006,4.0999999999999996,{"$f":"_xll.Interp3D($B$18:$B$134,$C$18:$C$134,$D$18:$D$134,E1096,F1096)","v":57.068928001366132}]
[null,null,null,null,1.7000000001000006,4.2,{"$f":"_xll.Interp3D($B$18:$B$134,$C$18:$C$134,$D$18:$D$134,E1097,F1097)","v":56.164224001115308}]
[null,null,null,null,1.7000000001000006,4.3,{"$f":"_xll.Interp3D($B$18:$B$134,$C$18:$C$134,$D$18:$D$134,E1098,F1098)","v":55.216256000864227}]
[null,null,null,null,1.7000000001000006,4.4000000000000004,{"$f":"_xll.Interp3D($B$18:$B$134,$C$18:$C$134,$D$18:$D$134,E1099,F1099)","v":54.571392000673569}]
[null,null,null,null,1.7000000001000006,4.5,{"$f":"_xll.Interp3D($B$18:$B$134,$C$18:$C$134,$D$18:$D$134,E1100,F1100)","v":54.576000000604004}]
[null,null,null,null,1.7000000001000006,4.5999999999999996,{"$f":"_xll.Interp3D($B$18:$B$134,$C$18:$C$134,$D$18:$D$134,E1101,F1101)","v":55.516800000704798}]
[null,null,null,null,1.7000000001000006,4.7,{"$f":"_xll.Interp3D($B$18:$B$134,$C$18:$C$134,$D$18:$D$134,E1102,F1102)","v":57.16288000093553}]
[null,null,null,null,1.7000000001000006,4.8,{"$f":"_xll.Interp3D($B$18:$B$134,$C$18:$C$134,$D$18:$D$134,E1103,F1103)","v":59.084160001222244}]
[null,null,null,null,{"$f":"E1043+0.1","v":1.7000000001000006},{"$f":"F1043","v":4.9000000000000004},{"$f":"_xll.Interp3D($B$18:$B$134,$C$18:$C$134,$D$18:$D$134,E1104,F1104)","v":60.850560001491054}]
[null,null,null,null,1.7000000001000006,5,{"$f":"_xll.Interp3D($B$18:$B$134,$C$18:$C$134,$D$18:$D$134,E1105,F1105)","v":62.03200000166801}]
[null,null,null,null,1.7000000001000006,5.0999999999999996,{"$f":"_xll.Interp3D($B$18:$B$134,$C$18:$C$134,$D$18:$D$134,E1106,F1106)","v":62.509184001736109}]
[null,null,null,null,1.7000000001000006,5.2,{"$f":"_xll.Interp3D($B$18:$B$134,$C$18:$C$134,$D$18:$D$134,E1107,F1107)","v":62.56883200174461}]
[null,null,null,null,1.7000000001000006,5.3,{"$f":"_xll.Interp3D($B$18:$B$134,$C$18:$C$134,$D$18:$D$134,E1108,F1108)","v":62.389888001719086}]
[null,null,null,null,1.7000000001000006,5.4,{"$f":"_xll.Interp3D($B$18:$B$134,$C$18:$C$134,$D$18:$D$134,E1109,F1109)","v":62.151296001685033}]
[null,null,null,null,1.7000000001000006,5.5,{"$f":"_xll.Interp3D($B$18:$B$134,$C$18:$C$134,$D$18:$D$134,E1110,F1110)","v":62.03200000166801}]
[null,null,null,null,1.7000000001000006,5.6,{"$f":"_xll.Interp3D($B$18:$B$134,$C$18:$C$134,$D$18:$D$134,E1111,F1111)","v":62.03200000166801}]
[null,null,null,null,1.7000000001000006,5.7,{"$f":"_xll.Interp3D($B$18:$B$134,$C$18:$C$134,$D$18:$D$134,E1112,F1112)","v":62.03200000166801}]
[null,null,null,null,1.7000000001000006,5.8,{"$f":"_xll.Interp3D($B$18:$B$134,$C$18:$C$134,$D$18:$D$134,E1113,F1113)","v":62.03200000166801}]
[null,null,null,null,1.7000000001000006,5.9,{"$f":"_xll.Interp3D($B$18:$B$134,$C$18:$C$134,$D$18:$D$134,E1114,F1114)","v":62.03200000166801}]
[null,null,null,null,1.7000000001000006,6,{"$f":"_xll.Interp3D($B$18:$B$134,$C$18:$C$134,$D$18:$D$134,E1115,F1115)","v":62.03200000166801}]
[null,null,null,null,1.8000000001000007,0,{"$f":"_xll.Interp3D($B$18:$B$134,$C$18:$C$134,$D$18:$D$134,E1116,F1116)","v":62.599999998839991}]
[null,null,null,null,1.8000000001000007,0.1,{"$f":"_xll.Interp3D($B$18:$B$134,$C$18:$C$134,$D$18:$D$134,E1117,F1117)","v":61.234559998890546}]
[null,null,null,null,1.8000000001000007,0.2,{"$f":"_xll.Interp3D($B$18:$B$134,$C$18:$C$134,$D$18:$D$134,E1118,F1118)","v":60.251839998939829}]
[null,null,null,null,1.8000000001000007,0.3,{"$f":"_xll.Interp3D($B$18:$B$134,$C$18:$C$134,$D$18:$D$134,E1119,F1119)","v":59.651839998987839}]
[null,null,null,null,1.8000000001000007,0.4,{"$f":"_xll.Interp3D($B$18:$B$134,$C$18:$C$134,$D$18:$D$134,E1120,F1120)","v":59.434559999034562}]
[null,null,null,null,1.8000000001000007,0.5,{"$f":"_xll.Interp3D($B$18:$B$134,$C$18:$C$134,$D$18:$D$134,E1121,F1121)","v":59.599999999079984}]
[null,null,null,null,1.8000000001000007,0.6,{"$f":"_xll.Interp3D($B$18:$B$134,$C$18:$C$134,$D$18:$D$134,E1122,F1122)","v":60.490303999108221}]
[null,null,null,null,1.8000000001000007,0.7,{"$f":"_xll.Interp3D($B$18:$B$134,$C$18:$C$134,$D$18:$D$134,E1123,F1123)","v":62.105471999119217}]
[null,null,null,null,1.8000000001000007,0.8,{"$f":"_xll.Interp3D($B$18:$B$134,$C$18:$C$134,$D$18:$D$134,E1124,F1124)","v":63.932287999136918}]
[null,null,null,null,1.8000000001000007,0.9,{"$f":"_xll.Interp3D($B$18:$B$134,$C$18:$C$134,$D$18:$D$134,E1125,F1125)","v":65.457535999185211}]
[null,null,null,null,1.8000000001000007,1,{"$f":"_xll.Interp3D($B$18:$B$134,$C$18:$C$134,$D$18:$D$134,E1126,F1126)","v":66.167999999288}]
[null,null,null,null,1.8000000001000007,1.1000000000000001,{"$f":"_xll.Interp3D($B$18:$B$134,$C$18:$C$134,$D$18:$D$134,E1127,F1127)","v":65.921087999490197}]
[null,null,null,null,1.8000000001000007,1.2,{"$f":"_xll.Interp3D($B$18:$B$134,$C$18:$C$134,$D$18:$D$134,E1128,F1128)","v":65.058943999775892}]
[null,null,null,null,1.8000000001000007,1.3,{"$f":"_xll.Interp3D($B$18:$B$134,$C$18:$C$134,$D$18:$D$134,E1129,F1129)","v":63.795456000077692}]
[null,null,null,null,1.8000000001000007,1.4,{"$f":"_xll.Interp3D($B$18:$B$134,$C$18:$C$134,$D$18:$D$134,E1130,F1130)","v":62.344512000328194}]
[null,null,null,null,1.8000000001000007,1.5,{"$f":"_xll.Interp3D($B$18:$B$134,$C$18:$C$134,$D$18:$D$134,E1131,F1131)","v":60.920000000460007}]
[null,null,null,null,1.8000000001000007,1.6,{"$f":"_xll.Interp3D($B$18:$B$134,$C$18:$C$134,$D$18:$D$134,E1132,F1132)","v":59.275520000444004}]
[null,null,null,null,1.8000000001000007,1.7,{"$f":"_xll.Interp3D($B$18:$B$134,$C$18:$C$134,$D$18:$D$134,E1133,F1133)","v":57.26848000032512}]
[null,null,null,null,1.8000000001000007,1.8,{"$f":"_xll.Interp3D($B$18:$B$134,$C$18:$C$134,$D$18:$D$134,E1134,F1134)","v":55.268480000147036}]
[null,null,null,null,1.8000000001000007,1.9,{"$f":"_xll.Interp3D($B$18:$B$134,$C$18:$C$134,$D$18:$D$134,E1135,F1135)","v":53.645119999953444}]
[null,null,null,null,1.8000000001000007,2,{"$f":"_xll.Interp3D($B$18:$B$134,$C$18:$C$134,$D$18:$D$134,E1136,F1136)","v":52.767999999787996}]
[null,null,null,null,1.8000000001000007,2.1,{"$f":"_xll.Interp3D($B$18:$B$134,$C$18:$C$134,$D$18:$D$134,E1137,F1137)","v":52.986943999598303}]
[null,null,null,null,1.8000000001000007,2.2000000000000002,{"$f":"_xll.Interp3D($B$18:$B$134,$C$18:$C$134,$D$18:$D$134,E1138,F1138)","v":54.055551999355231}]
[null,null,null,null,1.8000000001000007,2.2999999999999998,{"$f":"_xll.Interp3D($B$18:$B$134,$C$18:$C$134,$D$18:$D$134,E1139,F1139)","v":55.449087999137404}]
[null,null,null,null,1.8000000001000007,2.4,{"$f":"_xll.Interp3D($B$18:$B$134,$C$18:$C$134,$D$18:$D$134,E1140,F1140)","v":56.642815999023441}]
[null,null,null,null,1.8000000001000007,2.5,{"$f":"_xll.Interp3D($B$18:$B$134,$C$18:$C$134,$D$18:$D$134,E1141,F1141)","v":57.111999999091992}]
[null,null,null,null,1.8000000001000007,2.6,{"$f":"_xll.Interp3D($B$18:$B$134,$C$18:$C$134,$D$18:$D$134,E1142,F1142)","v":56.521919999431034}]
[null,null,null,null,1.8000000001000007,2.7,{"$f":"_xll.Interp3D($B$18:$B$134,$C$18:$C$134,$D$18:$D$134,E1143,F1143)","v":55.222399999988163}]
[null,null,null,null,1.8000000001000007,2.8,{"$f":"_xll.Interp3D($B$18:$B$134,$C$18:$C$134,$D$18:$D$134,E1144,F1144)","v":53.715520000631365}]
[null,null,null,null,1.8000000001000007,2.9,{"$f":"_xll.Interp3D($B$18:$B$134,$C$18:$C$134,$D$18:$D$134,E1145,F1145)","v":52.503360001228643}]
[null,null,null,null,1.8000000001000007,3,{"$f":"_xll.Interp3D($B$18:$B$134,$C$18:$C$134,$D$18:$D$134,E1146,F1146)","v":52.088000001648012}]
[null,null,null,null,1.8000000001000007,3.1,{"$f":"_xll.Interp3D($B$18:$B$134,$C$18:$C$134,$D$18:$D$134,E1147,F1147)","v":52.749760001864175}]
[null,null,null,null,1.8000000001000007,3.2,{"$f":"_xll.Interp3D($B$18:$B$134,$C$18:$C$134,$D$18:$D$134,E1148,F1148)","v":54.15392000196514}]
[null,null,null,null,1.8000000001000007,3.3,{"$f":"_xll.Interp3D($B$18:$B$134,$C$18:$C$134,$D$18:$D$134,E1149,F1149)","v":55.880000001988805}]
[null,null,null,null,1.8000000001000007,3.4,{"$f":"_xll.Interp3D($B$18:$B$134,$C$18:$C$134,$D$18:$D$134,E1150,F1150)","v":57.507520001973134}]
[null,null,null,null,1.8000000001000007,3.5,{"$f":"_xll.Interp3D($B$18:$B$134,$C$18:$C$134,$D$18:$D$134,E1151,F1151)","v":58.61600000195601}]
[null,null,null,null,1.8000000001000007,3.6,{"$f":"_xll.Interp3D($B$18:$B$134,$C$18:$C$134,$D$18:$D$134,E1152,F1152)","v":59.182784001936241}]
[null,null,null,null,1.8000000001000007,3.7,{"$f":"_xll.Interp3D($B$18:$B$134,$C$18:$C$134,$D$18:$D$134,E1153,F1153)","v":59.488192001888528}]
[null,null,null,null,1.8000000001000007,3.8,{"$f":"_xll.Interp3D($B$18:$B$134,$C$18:$C$134,$D$18:$D$134,E1154,F1154)","v":59.566208001814701}]
[null,null,null,null,1.8000000001000007,3.9,{"$f":"_xll.Interp3D($B$18:$B$134,$C$18:$C$134,$D$18:$D$134,E1155,F1155)","v":59.450816001716589}]
[null,null,null,null,1.8000000001000007,4,{"$f":"_xll.Interp3D($B$18:$B$134,$C$18:$C$134,$D$18:$D$134,E1156,F1156)","v":59.176000001596016}]
[null,null,null,null,1.8000000001000007,4.0999999999999996,{"$f":"_xll.Interp3D($B$18:$B$134,$C$18:$C$134,$D$18:$D$134,E1157,F1157)","v":58.468352001411247}]
[null,null,null,null,1.8000000001000007,4.2,{"$f":"_xll.Interp3D($B$18:$B$134,$C$18:$C$134,$D$18:$D$134,E1158,F1158)","v":57.305216001161057}]
[null,null,null,null,1.8000000001000007,4.3,{"$f":"_xll.Interp3D($B$18:$B$134,$C$18:$C$134,$D$18:$D$134,E1159,F1159)","v":56.096704000908062}]
[null,null,null,null,1.8000000001000007,4.4000000000000004,{"$f":"_xll.Interp3D($B$18:$B$134,$C$18:$C$134,$D$18:$D$134,E1160,F1160)","v":55.252928000714846}]
[null,null,null,null,1.8000000001000007,4.5,{"$f":"_xll.Interp3D($B$18:$B$134,$C$18:$C$134,$D$18:$D$134,E1161,F1161)","v":55.184000000644005}]
[null,null,null,null,1.8000000001000007,4.5999999999999996,{"$f":"_xll.Interp3D($B$18:$B$134,$C$18:$C$134,$D$18:$D$134,E1162,F1162)","v":56.227200000744801}]
[null,null,null,null,1.8000000001000007,4.7,{"$f":"_xll.Interp3D($B$18:$B$134,$C$18:$C$134,$D$18:$D$134,E1163,F1163)","v":58.109120000975523}]
[null,null,null,null,1.8000000001000007,4.8,{"$f":"_xll.Interp3D($B$18:$B$134,$C$18:$C$134,$D$18:$D$134,E1164,F1164)","v":60.323840001262241}]
[null,null,null,null,1.8000000001000007,4.9000000000000004,{"$f":"_xll.Interp3D($B$18:$B$134,$C$18:$C$134,$D$18:$D$134,E1165,F1165)","v":62.365440001531056}]
[null,null,null,null,1.8000000001000007,5,{"$f":"_xll.Interp3D($B$18:$B$134,$C$18:$C$134,$D$18:$D$134,E1166,F1166)","v":63.728000001708011}]
[null,null,null,null,1.8000000001000007,5.0999999999999996,{"$f":"_xll.Interp3D($B$18:$B$134,$C$18:$C$134,$D$18:$D$134,E1167,F1167)","v":64.274816001776117}]
[null,null,null,null,{"$f":"E1107+0.1","v":1.8000000001000007},{"$f":"F1107","v":5.2},{"$f":"_xll.Interp3D($B$18:$B$134,$C$18:$C$134,$D$18:$D$134,E1168,F1168)","v":64.343168001784619}]
[null,null,null,null,1.8000000001000007,5.3,{"$f":"_xll.Interp3D($B$18:$B$134,$C$18:$C$134,$D$18:$D$134,E1169,F1169)","v":64.138112001759083}]
[null,null,null,null,1.8000000001000007,5.4,{"$f":"_xll.Interp3D($B$18:$B$134,$C$18:$C$134,$D$18:$D$134,E1170,F1170)","v":63.86470400172503}]
[null,null,null,null,1.8000000001000007,5.5,{"$f":"_xll.Interp3D($B$18:$B$134,$C$18:$C$134,$D$18:$D$134,E1171,F1171)","v":63.728000001708011}]
[null,null,null,null,1.8000000001000007,5.6,{"$f":"_xll.Interp3D($B$18:$B$134,$C$18:$C$134,$D$18:$D$134,E1172,F1172)","v":63.728000001708011}]
[null,null,null,null,1.8000000001000007,5.7,{"$f":"_xll.Interp3D($B$18:$B$134,$C$18:$C$134,$D$18:$D$134,E1173,F1173)","v":63.728000001708011}]
[null,null,null,null,1.8000000001000007,5.8,{"$f":"_xll.Interp3D($B$18:$B$134,$C$18:$C$134,$D$18:$D$134,E1174,F1174)","v":63.728000001708011}]
[null,null,null,null,1.8000000001000007,5.9,{"$f":"_xll.Interp3D($B$18:$B$134,$C$18:$C$134,$D$18:$D$134,E1175,F1175)","v":63.728000001708011}]
[null,null,null,null,1.8000000001000007,6,{"$f":"_xll.Interp3D($B$18:$B$134,$C$18:$C$134,$D$18:$D$134,E1176,F1176)","v":63.728000001708011}]
[null,null,null,null,1.9000000001000008,0,{"$f":"_xll.Interp3D($B$18:$B$134,$C$18:$C$134,$D$18:$D$134,E1177,F1177)","v":61.559999999139997}]
[null,null,null,null,1.9000000001000008,0.1,{"$f":"_xll.Interp3D($B$18:$B$134,$C$18:$C$134,$D$18:$D$134,E1178,F1178)","v":60.225919999137425}]
[null,null,null,null,1.9000000001000008,0.2,{"$f":"_xll.Interp3D($B$18:$B$134,$C$18:$C$134,$D$18:$D$134,E1179,F1179)","v":59.274879999140154}]
[null,null,null,null,1.9000000001000008,0.3,{"$f":"_xll.Interp3D($B$18:$B$134,$C$18:$C$134,$D$18:$D$134,E1180,F1180)","v":58.706879999148157}]
[null,null,null,null,1.9000000001000008,0.4,{"$f":"_xll.Interp3D($B$18:$B$134,$C$18:$C$134,$D$18:$D$134,E1181,F1181)","v":58.521919999161433}]
[null,null,null,null,1.9000000001000008,0.5,{"$f":"_xll.Interp3D($B$18:$B$134,$C$18:$C$134,$D$18:$D$134,E1182,F1182)","v":58.719999999179997}]
[null,null,null,null,1.9000000001000008,0.6,{"$f":"_xll.Interp3D($B$18:$B$134,$C$18:$C$134,$D$18:$D$134,E1183,F1183)","v":59.627007999190013}]
[null,null,null,null,1.9000000001000008,0.7,{"$f":"_xll.Interp3D($B$18:$B$134,$C$18:$C$134,$D$18:$D$134,E1184,F1184)","v":61.242943999191475}]
[null,null,null,null,1.9000000001000008,0.8,{"$f":"_xll.Interp3D($B$18:$B$134,$C$18:$C$134,$D$18:$D$134,E1185,F1185)","v":63.078975999205156}]
[null,null,null,null,1.9000000001000008,0.9,{"$f":"_xll.Interp3D($B$18:$B$134,$C$18:$C$134,$D$18:$D$134,E1186,F1186)","v":64.646271999251724}]
[null,null,null,null,1.9000000001000008,1,{"$f":"_xll.Interp3D($B$18:$B$134,$C$18:$C$134,$D$18:$D$134,E1187,F1187)","v":65.455999999351988}]
[null,null,null,null,1.9000000001000008,1.1000000000000001,{"$f":"_xll.Interp3D($B$18:$B$134,$C$18:$C$134,$D$18:$D$134,E1188,F1188)","v":65.410495999548019}]
[null,null,null,null,1.9000000001000008,1.2,{"$f":"_xll.Interp3D($B$18:$B$134,$C$18:$C$134,$D$18:$D$134,E1189,F1189)","v":64.835647999826008}]
[null,null,null,null,1.9000000001000008,1.3,{"$f":"_xll.Interp3D($B$18:$B$134,$C$18:$C$134,$D$18:$D$134,E1190,F1190)","v":63.877952000122782}]
[null,null,null,null,1.9000000001000008,1.4,{"$f":"_xll.Interp3D($B$18:$B$134,$C$18:$C$134,$D$18:$D$134,E1191,F1191)","v":62.683904000375179}]
[null,null,null,null,1.9000000001000008,1.5,{"$f":"_xll.Interp3D($B$18:$B$134,$C$18:$C$134,$D$18:$D$134,E1192,F1192)","v":61.400000000519995}]
[null,null,null,null,1.9000000001000008,1.6,{"$f":"_xll.Interp3D($B$18:$B$134,$C$18:$C$134,$D$18:$D$134,E1193,F1193)","v":59.752960000534571}]
[null,null,null,null,1.9000000001000008,1.7,{"$f":"_xll.Interp3D($B$18:$B$134,$C$18:$C$134,$D$18:$D$134,E1194,F1194)","v":57.645120000460963}]
[null,null,null,null,1.9000000001000008,1.8,{"$f":"_xll.Interp3D($B$18:$B$134,$C$18:$C$134,$D$18:$D$134,E1195,F1195)","v":55.486400000333283}]
[null,null,null,null,1.9000000001000008,1.9,{"$f":"_xll.Interp3D($B$18:$B$134,$C$18:$C$134,$D$18:$D$134,E1196,F1196)","v":53.686720000185609}]
[null,null,null,null,1.9000000001000008,2,{"$f":"_xll.Interp3D($B$18:$B$134,$C$18:$C$134,$D$18:$D$134,E1197,F1197)","v":52.656000000052003}]
[null,null,null,null,1.9000000001000008,2.1,{"$f":"_xll.Interp3D($B$18:$B$134,$C$18:$C$134,$D$18:$D$134,E1198,F1198)","v":52.69324799988442}]
[null,null,null,null,1.9000000001000008,2.2000000000000002,{"$f":"_xll.Interp3D($B$18:$B$134,$C$18:$C$134,$D$18:$D$134,E1199,F1199)","v":53.525183999660129}]
[null,null,null,null,1.9000000001000008,2.2999999999999998,{"$f":"_xll.Interp3D($B$18:$B$134,$C$18:$C$134,$D$18:$D$134,E1200,F1200)","v":54.703295999451221}]
[null,null,null,null,1.9000000001000008,2.4,{"$f":"_xll.Interp3D($B$18:$B$134,$C$18:$C$134,$D$18:$D$134,E1201,F1201)","v":55.779071999329815}]
[null,null,null,null,1.9000000001000008,2.5,{"$f":"_xll.Interp3D($B$18:$B$134,$C$18:$C$134,$D$18:$D$134,E1202,F1202)","v":56.303999999367996}]
[null,null,null,null,1.9000000001000008,2.6,{"$f":"_xll.Interp3D($B$18:$B$134,$C$18:$C$134,$D$18:$D$134,E1203,F1203)","v":56.025919999639996}]
[null,null,null,null,1.9000000001000008,2.7,{"$f":"_xll.Interp3D($B$18:$B$134,$C$18:$C$134,$D$18:$D$134,E1204,F1204)","v":55.243840000097769}]
[null,null,null,null,1.9000000001000008,2.8,{"$f":"_xll.Interp3D($B$18:$B$134,$C$18:$C$134,$D$18:$D$134,E1205,F1205)","v":54.336000000629923}]
[null,null,null,null,1.9000000001000008,2.9,{"$f":"_xll.Interp3D($B$18:$B$134,$C$18:$C$134,$D$18:$D$134,E1206,F1206)","v":53.680640001125127}]
[null,null,null,null,1.9000000001000008,3,{"$f":"_xll.Interp3D($B$18:$B$134,$C$18:$C$134,$D$18:$D$134,E1207,F1207)","v":53.656000001472009}]
[null,null,null,null,1.9000000001000008,3.1,{"$f":"_xll.Interp3D($B$18:$B$134,$C$18:$C$134,$D$18:$D$134,E1208,F1208)","v":54.518720001649456}]
[null,null,null,null,1.9000000001000008,3.2,{"$f":"_xll.Interp3D($B$18:$B$134,$C$18:$C$134,$D$18:$D$134,E1209,F1209)","v":56.016640001731709}]
[null,null,null,null,1.9000000001000008,3.3,{"$f":"_xll.Interp3D($B$18:$B$134,$C$18:$C$134,$D$18:$D$134,E1210,F1210)","v":57.764800001750402}]
[null,null,null,null,1.9000000001000008,3.4,{"$f":"_xll.Interp3D($B$18:$B$134,$C$18:$C$134,$D$18:$D$134,E1211,F1211)","v":59.378240001737289}]
[null,null,null,null,1.9000000001000008,3.5,{"$f":"_xll.Interp3D($B$18:$B$134,$C$18:$C$134,$D$18:$D$134,E1212,F1212)","v":60.472000001724005}]
[null,null,null,null,1.9000000001000008,3.6,{"$f":"_xll.Interp3D($B$18:$B$134,$C$18:$C$134,$D$18:$D$134,E1213,F1213)","v":61.021248001706667}]
[null,null,null,null,1.9000000001000008,3.7,{"$f":"_xll.Interp3D($B$18:$B$134,$C$18:$C$134,$D$18:$D$134,E1214,F1214)","v":61.282624001664139}]
[null,null,null,null,1.9000000001000008,3.8,{"$f":"_xll.Interp3D($B$18:$B$134,$C$18:$C$134,$D$18:$D$134,E1215,F1215)","v":61.293376001602283}]
[null,null,null,null,1.9000000001000008,3.9,{"$f":"_xll.Interp3D($B$18:$B$134,$C$18:$C$134,$D$18:$D$134,E1216,F1216)","v":61.090752001526965}]
[null,null,null,null,1.9000000001000008,4,{"$f":"_xll.Interp3D($B$18:$B$134,$C$18:$C$134,$D$18:$D$134,E1217,F1217)","v":60.712000001444011}]
[null,null,null,null,1.9000000001000008,4.0999999999999996,{"$f":"_xll.Interp3D($B$18:$B$134,$C$18:$C$134,$D$18:$D$134,E1218,F1218)","v":59.848384001327354}]
[null,null,null,null,1.9000000001000008,4.2,{"$f":"_xll.Interp3D($B$18:$B$134,$C$18:$C$134,$D$18:$D$134,E1219,F1219)","v":58.475072001173032}]
[null,null,null,null,1.9000000001000008,4.3,{"$f":"_xll.Interp3D($B$18:$B$134,$C$18:$C$134,$D$18:$D$134,E1220,F1220)","v":57.05516800102027}]
[null,null,null,null,1.9000000001000008,4.4000000000000004,{"$f":"_xll.Interp3D($B$18:$B$134,$C$18:$C$134,$D$18:$D$134,E1221,F1221)","v":56.051776000908198}]
[null,null,null,null,1.9000000001000008,4.5,{"$f":"_xll.Interp3D($B$18:$B$134,$C$18:$C$134,$D$18:$D$134,E1222,F1222)","v":55.928000000875997}]
[null,null,null,null,1.9000000001000008,4.5999999999999996,{"$f":"_xll.Interp3D($B$18:$B$134,$C$18:$C$134,$D$18:$D$134,E1223,F1223)","v":57.064000000957599}]
[null,null,null,null,1.9000000001000008,4.7,{"$f":"_xll.Interp3D($B$18:$B$134,$C$18:$C$134,$D$18:$D$134,E1224,F1224)","v":59.151040001126894}]
[null,null,null,null,1.9000000001000008,4.8,{"$f":"_xll.Interp3D($B$18:$B$134,$C$18:$C$134,$D$18:$D$134,E1225,F1225)","v":61.618880001332961}]
[null,null,null,null,1.9000000001000008,4.9000000000000004,{"$f":"_xll.Interp3D($B$18:$B$134,$C$18:$C$134,$D$18:$D$134,E1226,F1226)","v":63.897280001524976}]
[null,null,null,null,1.9000000001000008,5,{"$f":"_xll.Interp3D($B$18:$B$134,$C$18:$C$134,$D$18:$D$134,E1227,F1227)","v":65.416000001652009}]
[null,null,null,null,1.9000000001000008,5.0999999999999996,{"$f":"_xll.Interp3D($B$18:$B$134,$C$18:$C$134,$D$18:$D$134,E1228,F1228)","v":66.023232001701672}]
[null,null,null,null,1.9000000001000008,5.2,{"$f":"_xll.Interp3D($B$18:$B$134,$C$18:$C$134,$D$18:$D$134,E1229,F1229)","v":66.09913600170789}]
[null,null,null,null,1.9000000001000008,5.3,{"$f":"_xll.Interp3D($B$18:$B$134,$C$18:$C$134,$D$18:$D$134,E1230,F1230)","v":65.871424001689249}]
[null,null,null,null,1.9000000001000008,5.4,{"$f":"_xll.Interp3D($B$18:$B$134,$C$18:$C$134,$D$18:$D$134,E1231,F1231)","v":65.567808001664417}]
[null,null,null,null,{"$f":"E1171+0.1","v":1.9000000001000008},{"$f":"F1171","v":5.5},{"$f":"_xll.Interp3D($B$18:$B$134,$C$18:$C$134,$D$18:$D$134,E1232,F1232)","v":65.416000001652009}]
[null,null,null,null,1.9000000001000008,5.6,{"$f":"_xll.Interp3D($B$18:$B$134,$C$18:$C$134,$D$18:$D$134,E1233,F1233)","v":65.416000001652009}]
[null,null,null,null,1.9000000001000008,5.7,{"$f":"_xll.Interp3D($B$18:$B$134,$C$18:$C$134,$D$18:$D$134,E1234,F1234)","v":65.416000001652009}]
[null,null,null,null,1.9000000001000008,5.8,{"$f":"_xll.Interp3D($B$18:$B$134,$C$18:$C$134,$D$18:$D$134,E1235,F1235)","v":65.416000001652009}]
[null,null,null,null,1.9000000001000008,5.9,{"$f":"_xll.Interp3D($B$18:$B$134,$C$18:$C$134,$D$18:$D$134,E1236,F1236)","v":65.416000001652009}]
[null,null,null,null,1.9000000001000008,6,{"$f":"_xll.Interp3D($B$18:$B$134,$C$18:$C$134,$D$18:$D$134,E1237,F1237)","v":65.416000001652009}]
[null,null,null,null,2.0000000001000009,0,{"$f":"_xll.Interp3D($B$18:$B$134,$C$18:$C$134,$D$18:$D$134,E1238,F1238)","v":60.999999999799996}]
[null,null,null,null,2.0000000001000009,0.1,{"$f":"_xll.Interp3D($B$18:$B$134,$C$18:$C$134,$D$18:$D$134,E1239,F1239)","v":59.599999999655992}]
[null,null,null,null,2.0000000001000009,0.2,{"$f":"_xll.Interp3D($B$18:$B$134,$C$18:$C$134,$D$18:$D$134,E1240,F1240)","v":58.599999999543996}]
[null,null,null,null,2.0000000001000009,0.3,{"$f":"_xll.Interp3D($B$18:$B$134,$C$18:$C$134,$D$18:$D$134,E1241,F1241)","v":57.999999999463995}]
[null,null,null,null,2.0000000001000009,0.4,{"$f":"_xll.Interp3D($B$18:$B$134,$C$18:$C$134,$D$18:$D$134,E1242,F1242)","v":57.799999999415995}]
[null,null,null,null,2.0000000001000009,0.5,{"$f":"_xll.Interp3D($B$18:$B$134,$C$18:$C$134,$D$18:$D$134,E1243,F1243)","v":57.999999999399989}]
[null,null,null,null,2.0000000001000009,0.6,{"$f":"_xll.Interp3D($B$18:$B$134,$C$18:$C$134,$D$18:$D$134,E1244,F1244)","v":58.919999999420796}]
[null,null,null,null,2.0000000001000009,0.7,{"$f":"_xll.Interp3D($B$18:$B$134,$C$18:$C$134,$D$18:$D$134,E1245,F1245)","v":60.559999999478393}]
[null,null,null,null,2.0000000001000009,0.8,{"$f":"_xll.Interp3D($B$18:$B$134,$C$18:$C$134,$D$18:$D$134,E1246,F1246)","v":62.439999999565593}]
[null,null,null,null,2.0000000001000009,0.9,{"$f":"_xll.Interp3D($B$18:$B$134,$C$18:$C$134,$D$18:$D$134,E1247,F1247)","v":64.079999999675209}]
[null,null,null,null,2.0000000001000009,1,{"$f":"_xll.Interp3D($B$18:$B$134,$C$18:$C$134,$D$18:$D$134,E1248,F1248)","v":64.999999999799996}]
[null,null,null,null,2.0000000001000009,1.1000000000000001,{"$f":"_xll.Interp3D($B$18:$B$134,$C$18:$C$134,$D$18:$D$134,E1249,F1249)","v":65.135999999962394}]
[null,null,null,null,2.0000000001000009,1.2,{"$f":"_xll.Interp3D($B$18:$B$134,$C$18:$C$134,$D$18:$D$134,E1250,F1250)","v":64.808000000167198}]
[null,null,null,null,2.0000000001000009,1.3,{"$f":"_xll.Interp3D($B$18:$B$134,$C$18:$C$134,$D$18:$D$134,E1251,F1251)","v":64.112000000380803}]
[null,null,null,null,2.0000000001000009,1.4,{"$f":"_xll.Interp3D($B$18:$B$134,$C$18:$C$134,$D$18:$D$134,E1252,F1252)","v":63.144000000569605}]
[null,null,null,null,2.0000000001000009,1.5,{"$f":"_xll.Interp3D($B$18:$B$134,$C$18:$C$134,$D$18:$D$134,E1253,F1253)","v":62.000000000700005}]
[null,null,null,null,2.0000000001000009,1.6,{"$f":"_xll.Interp3D($B$18:$B$134,$C$18:$C$134,$D$18:$D$134,E1254,F1254)","v":60.392000000767197}]
[null,null,null,null,2.0000000001000009,1.7,{"$f":"_xll.Interp3D($B$18:$B$134,$C$18:$C$134,$D$18:$D$134,E1255,F1255)","v":58.256000000793605}]
[null,null,null,null,2.0000000001000009,1.8,{"$f":"_xll.Interp3D($B$18:$B$134,$C$18:$C$134,$D$18:$D$134,E1256,F1256)","v":56.024000000786408}]
[null,null,null,null,2.0000000001000009,1.9,{"$f":"_xll.Interp3D($B$18:$B$134,$C$18:$C$134,$D$18:$D$134,E1257,F1257)","v":54.12800000075282}]
[null,null,null,null,2.0000000001000009,2,{"$f":"_xll.Interp3D($B$18:$B$134,$C$18:$C$134,$D$18:$D$134,E1258,F1258)","v":53.000000000700005}]
[null,null,null,null,2.0000000001000009,2.1,{"$f":"_xll.Interp3D($B$18:$B$134,$C$18:$C$134,$D$18:$D$134,E1259,F1259)","v":52.896000000591208}]
[null,null,null,null,2.0000000001000009,2.2000000000000002,{"$f":"_xll.Interp3D($B$18:$B$134,$C$18:$C$134,$D$18:$D$134,E1260,F1260)","v":53.528000000421613}]
[null,null,null,null,2.0000000001000009,2.2999999999999998,{"$f":"_xll.Interp3D($B$18:$B$134,$C$18:$C$134,$D$18:$D$134,E1261,F1261)","v":54.512000000246402}]
[null,null,null,null,2.0000000001000009,2.4,{"$f":"_xll.Interp3D($B$18:$B$134,$C$18:$C$134,$D$18:$D$134,E1262,F1262)","v":55.464000000120805}]
[null,null,null,null,2.0000000001000009,2.5,{"$f":"_xll.Interp3D($B$18:$B$134,$C$18:$C$134,$D$18:$D$134,E1263,F1263)","v":56.000000000100002}]
[null,null,null,null,2.0000000001000009,2.6,{"$f":"_xll.Interp3D($B$18:$B$134,$C$18:$C$134,$D$18:$D$134,E1264,F1264)","v":55.9280000002272}]
[null,null,null,null,2.0000000001000009,2.7,{"$f":"_xll.Interp3D($B$18:$B$134,$C$18:$C$134,$D$18:$D$134,E1265,F1265)","v":55.504000000465609}]
[null,null,null,null,2.0000000001000009,2.8,{"$f":"_xll.Interp3D($B$18:$B$134,$C$18:$C$134,$D$18:$D$134,E1266,F1266)","v":55.01600000075041}]
[null,null,null,null,2.0000000001000009,2.9,{"$f":"_xll.Interp3D($B$18:$B$134,$C$18:$C$134,$D$18:$D$134,E1267,F1267)","v":54.752000001016803}]
[null,null,null,null,2.0000000001000009,3,{"$f":"_xll.Interp3D($B$18:$B$134,$C$18:$C$134,$D$18:$D$134,E1268,F1268)","v":55.000000001200007}]
[null,null,null,null,2.0000000001000009,3.1,{"$f":"_xll.Interp3D($B$18:$B$134,$C$18:$C$134,$D$18:$D$134,E1269,F1269)","v":56.000000001288811}]
[null,null,null,null,2.0000000001000009,3.2,{"$f":"_xll.Interp3D($B$18:$B$134,$C$18:$C$134,$D$18:$D$134,E1270,F1270)","v":57.560000001326422}]
[null,null,null,null,2.0000000001000009,3.3,{"$f":"_xll.Interp3D($B$18:$B$134,$C$18:$C$134,$D$18:$D$134,E1271,F1271)","v":59.320000001329603}]
[null,null,null,null,2.0000000001000009,3.4,{"$f":"_xll.Interp3D($B$18:$B$134,$C$18:$C$134,$D$18:$D$134,E1272,F1272)","v":60.920000001315202}]
[null,null,null,null,2.0000000001000009,3.5,{"$f":"_xll.Interp3D($B$18:$B$134,$C$18:$C$134,$D$18:$D$134,E1273,F1273)","v":62.000000001300009}]
[null,null,null,null,2.0000000001000009,3.6,{"$f":"_xll.Interp3D($B$18:$B$134,$C$18:$C$134,$D$18:$D$134,E1274,F1274)","v":62.528000001272808}]
[null,null,null,null,2.0000000001000009,3.7,{"$f":"_xll.Interp3D($B$18:$B$134,$C$18:$C$134,$D$18:$D$134,E1275,F1275)","v":62.74400000122241}]
[null,null,null,null,2.0000000001000009,3.8,{"$f":"_xll.Interp3D($B$18:$B$134,$C$18:$C$134,$D$18:$D$134,E1276,F1276)","v":62.696000001165615}]
[null,null,null,null,2.0000000001000009,3.9,{"$f":"_xll.Interp3D($B$18:$B$134,$C$18:$C$134,$D$18:$D$134,E1277,F1277)","v":62.432000001119214}]
[null,null,null,null,2.0000000001000009,4,{"$f":"_xll.Interp3D($B$18:$B$134,$C$18:$C$134,$D$18:$D$134,E1278,F1278)","v":62.000000001100005}]
[null,null,null,null,2.0000000001000009,4.0999999999999996,{"$f":"_xll.Interp3D($B$18:$B$134,$C$18:$C$134,$D$18:$D$134,E1279,F1279)","v":61.080000001114414}]
[null,null,null,null,2.0000000001000009,4.2,{"$f":"_xll.Interp3D($B$18:$B$134,$C$18:$C$134,$D$18:$D$134,E1280,F1280)","v":59.640000001151208}]
[null,null,null,null,2.0000000001000009,4.3,{"$f":"_xll.Interp3D($B$18:$B$134,$C$18:$C$134,$D$18:$D$134,E1281,F1281)","v":58.160000001200807}]
[null,null,null,null,2.0000000001000009,4.4000000000000004,{"$f":"_xll.Interp3D($B$18:$B$134,$C$18:$C$134,$D$18:$D$134,E1282,F1282)","v":57.120000001253608}]
[null,null,null,null,2.0000000001000009,4.5,{"$f":"_xll.Interp3D($B$18:$B$134,$C$18:$C$134,$D$18:$D$134,E1283,F1283)","v":57.000000001300009}]
[null,null,null,null,2.0000000001000009,4.5999999999999996,{"$f":"_xll.Interp3D($B$18:$B$134,$C$18:$C$134,$D$18:$D$134,E1284,F1284)","v":58.200000001343199}]
[null,null,null,null,2.0000000001000009,4.7,{"$f":"_xll.Interp3D($B$18:$B$134,$C$18:$C$134,$D$18:$D$134,E1285,F1285)","v":60.400000001389614}]
[null,null,null,null,2.0000000001000009,4.8,{"$f":"_xll.Interp3D($B$18:$B$134,$C$18:$C$134,$D$18:$D$134,E1286,F1286)","v":63.000000001434401}]
[null,null,null,null,2.0000000001000009,4.9000000000000004,{"$f":"_xll.Interp3D($B$18:$B$134,$C$18:$C$134,$D$18:$D$134,E1287,F1287)","v":65.400000001472819}]
[null,null,null,null,2.0000000001000009,5,{"$f":"_xll.Interp3D($B$18:$B$134,$C$18:$C$134,$D$18:$D$134,E1288,F1288)","v":67.000000001500013}]
[null,null,null,null,2.0000000001000009,5.0999999999999996,{"$f":"_xll.Interp3D($B$18:$B$134,$C$18:$C$134,$D$18:$D$134,E1289,F1289)","v":67.640000001512817}]
[null,null,null,null,2.0000000001000009,5.2,{"$f":"_xll.Interp3D($B$18:$B$134,$C$18:$C$134,$D$18:$D$134,E1290,F1290)","v":67.720000001514407}]
[null,null,null,null,2.0000000001000009,5.3,{"$f":"_xll.Interp3D($B$18:$B$134,$C$18:$C$134,$D$18:$D$134,E1291,F1291)","v":67.480000001509609}]
[null,null,null,null,2.0000000001000009,5.4,{"$f":"_xll.Interp3D($B$18:$B$134,$C$18:$C$134,$D$18:$D$134,E1292,F1292)","v":67.160000001503221}]
[null,null,null,null,2.0000000001000009,5.5,{"$f":"_xll.Interp3D($B$18:$B$134,$C$18:$C$134,$D$18:$D$134,E1293,F1293)","v":67.000000001500013}]
[null,null,null,null,2.0000000001000009,5.6,{"$f":"_xll.Interp3D($B$18:$B$134,$C$18:$C$134,$D$18:$D$134,E1294,F1294)","v":67.000000001500013}]
[null,null,null,null,2.0000000001000009,5.7,{"$f":"_xll.Interp3D($B$18:$B$134,$C$18:$C$134,$D$18:$D$134,E1295,F1295)","v":67.000000001500013}]
[null,null,null,null,{"$f":"E1235+0.1","v":2.0000000001000009},{"$f":"F1235","v":5.8},{"$f":"_xll.Interp3D($B$18:$B$134,$C$18:$C$134,$D$18:$D$134,E1296,F1296)","v":67.000000001500013}]
[null,null,null,null,2.0000000001000009,5.9,{"$f":"_xll.Interp3D($B$18:$B$134,$C$18:$C$134,$D$18:$D$134,E1297,F1297)","v":67.000000001500013}]
[null,null,null,null,2.0000000001000009,6,{"$f":"_xll.Interp3D($B$18:$B$134,$C$18:$C$134,$D$18:$D$134,E1298,F1298)","v":67.000000001500013}]
[null,null,null,null,2.100000000100001,0,{"$f":"_xll.Interp3D($B$18:$B$134,$C$18:$C$134,$D$18:$D$134,E1299,F1299)","v":61.01600000020801}]
[null,null,null,null,2.100000000100001,0.1,{"$f":"_xll.Interp3D($B$18:$B$134,$C$18:$C$134,$D$18:$D$134,E1300,F1300)","v":59.400959999934877}]
[null,null,null,null,2.100000000100001,0.2,{"$f":"_xll.Interp3D($B$18:$B$134,$C$18:$C$134,$D$18:$D$134,E1301,F1301)","v":58.22783999971152}]
[null,null,null,null,2.100000000100001,0.3,{"$f":"_xll.Interp3D($B$18:$B$134,$C$18:$C$134,$D$18:$D$134,E1302,F1302)","v":57.496639999537919}]
[null,null,null,null,2.100000000100001,0.4,{"$f":"_xll.Interp3D($B$18:$B$134,$C$18:$C$134,$D$18:$D$134,E1303,F1303)","v":57.207359999414066}]
[null,null,null,null,2.100000000100001,0.5,{"$f":"_xll.Interp3D($B$18:$B$134,$C$18:$C$134,$D$18:$D$134,E1304,F1304)","v":57.359999999339998}]
[null,null,null,null,2.100000000100001,0.6,{"$f":"_xll.Interp3D($B$18:$B$134,$C$18:$C$134,$D$18:$D$134,E1305,F1305)","v":58.281087999323418}]
[null,null,null,null,2.100000000100001,0.7,{"$f":"_xll.Interp3D($B$18:$B$134,$C$18:$C$134,$D$18:$D$134,E1306,F1306)","v":59.970623999364342}]
[null,null,null,null,2.100000000100001,0.8,{"$f":"_xll.Interp3D($B$18:$B$134,$C$18:$C$134,$D$18:$D$134,E1307,F1307)","v":61.938815999451165}]
[null,null,null,null,2.100000000100001,0.9,{"$f":"_xll.Interp3D($B$18:$B$134,$C$18:$C$134,$D$18:$D$134,E1308,F1308)","v":63.695871999572248}]
[null,null,null,null,2.100000000100001,1,{"$f":"_xll.Interp3D($B$18:$B$134,$C$18:$C$134,$D$18:$D$134,E1309,F1309)","v":64.751999999715991}]
[null,null,null,null,2.100000000100001,1.1000000000000001,{"$f":"_xll.Interp3D($B$18:$B$134,$C$18:$C$134,$D$18:$D$134,E1310,F1310)","v":65.06687999990703}]
[null,null,null,null,2.100000000100001,1.2,{"$f":"_xll.Interp3D($B$18:$B$134,$C$18:$C$134,$D$18:$D$134,E1311,F1311)","v":64.967040000153119}]
[null,null,null,null,2.100000000100001,1.3,{"$f":"_xll.Interp3D($B$18:$B$134,$C$18:$C$134,$D$18:$D$134,E1312,F1312)","v":64.51296000041728}]
[null,null,null,null,2.100000000100001,1.4,{"$f":"_xll.Interp3D($B$18:$B$134,$C$18:$C$134,$D$18:$D$134,E1313,F1313)","v":63.76512000066257}]
[null,null,null,null,2.100000000100001,1.5,{"$f":"_xll.Interp3D($B$18:$B$134,$C$18:$C$134,$D$18:$D$134,E1314,F1314)","v":62.784000000852011}]
[null,null,null,null,2.100000000100001,1.6,{"$f":"_xll.Interp3D($B$18:$B$134,$C$18:$C$134,$D$18:$D$134,E1315,F1315)","v":61.282368000991113}]
[null,null,null,null,2.100000000100001,1.7,{"$f":"_xll.Interp3D($B$18:$B$134,$C$18:$C$134,$D$18:$D$134,E1316,F1316)","v":59.219904001104517}]
[null,null,null,null,2.100000000100001,1.8,{"$f":"_xll.Interp3D($B$18:$B$134,$C$18:$C$134,$D$18:$D$134,E1317,F1317)","v":57.027456001183985}]
[null,null,null,null,2.100000000100001,1.9,{"$f":"_xll.Interp3D($B$18:$B$134,$C$18:$C$134,$D$18:$D$134,E1318,F1318)","v":55.13587200122123}]
[null,null,null,null,2.100000000100001,2,{"$f":"_xll.Interp3D($B$18:$B$134,$C$18:$C$134,$D$18:$D$134,E1319,F1319)","v":53.976000001208014}]
[null,null,null,null,2.100000000100001,2.1,{"$f":"_xll.Interp3D($B$18:$B$134,$C$18:$C$134,$D$18:$D$134,E1320,F1320)","v":53.765568001105358}]
[null,null,null,null,2.100000000100001,2.2000000000000002,{"$f":"_xll.Interp3D($B$18:$B$134,$C$18:$C$134,$D$18:$D$134,E1321,F1321)","v":54.217344000918764}]
[null,null,null,null,2.100000000100001,2.2999999999999998,{"$f":"_xll.Interp3D($B$18:$B$134,$C$18:$C$134,$D$18:$D$134,E1322,F1322)","v":55.004736000706693}]
[null,null,null,null,2.100000000100001,2.4,{"$f":"_xll.Interp3D($B$18:$B$134,$C$18:$C$134,$D$18:$D$134,E1323,F1323)","v":55.801152000527615}]
[null,null,null,null,2.100000000100001,2.5,{"$f":"_xll.Interp3D($B$18:$B$134,$C$18:$C$134,$D$18:$D$134,E1324,F1324)","v":56.280000000440012}]
[null,null,null,null,2.100000000100001,2.6,{"$f":"_xll.Interp3D($B$18:$B$134,$C$18:$C$134,$D$18:$D$134,E1325,F1325)","v":56.28473600047213}]
[null,null,null,null,2.100000000100001,2.7,{"$f":"_xll.Interp3D($B$18:$B$134,$C$18:$C$134,$D$18:$D$134,E1326,F1326)","v":56.033088000585039}]
[null,null,null,null,2.100000000100001,2.8,{"$f":"_xll.Interp3D($B$18:$B$134,$C$18:$C$134,$D$18:$D$134,E1327,F1327)","v":55.759872000736266}]
[null,null,null,null,2.100000000100001,2.9,{"$f":"_xll.Interp3D($B$18:$B$134,$C$18:$C$134,$D$18:$D$134,E1328,F1328)","v":55.699904000883393}]
[null,null,null,null,2.100000000100001,3,{"$f":"_xll.Interp3D($B$18:$B$134,$C$18:$C$134,$D$18:$D$134,E1329,F1329)","v":56.088000000984017}]
[null,null,null,null,2.100000000100001,3.1,{"$f":"_xll.Interp3D($B$18:$B$134,$C$18:$C$134,$D$18:$D$134,E1330,F1330)","v":57.157632001035466}]
[null,null,null,null,2.100000000100001,3.2,{"$f":"_xll.Interp3D($B$18:$B$134,$C$18:$C$134,$D$18:$D$134,E1331,F1331)","v":58.752256001066073}]
[null,null,null,null,2.100000000100001,3.3,{"$f":"_xll.Interp3D($B$18:$B$134,$C$18:$C$134,$D$18:$D$134,E1332,F1332)","v":60.521664001079714}]
[null,null,null,null,2.100000000100001,3.4,{"$f":"_xll.Interp3D($B$18:$B$134,$C$18:$C$134,$D$18:$D$134,E1333,F1333)","v":62.115648001080395}]
[null,null,null,null,2.100000000100001,3.5,{"$f":"_xll.Interp3D($B$18:$B$134,$C$18:$C$134,$D$18:$D$134,E1334,F1334)","v":63.184000001072008}]
[null,null,null,null,2.100000000100001,3.6,{"$f":"_xll.Interp3D($B$18:$B$134,$C$18:$C$134,$D$18:$D$134,E1335,F1335)","v":63.676928001031598}]
[null,null,null,null,2.100000000100001,3.7,{"$f":"_xll.Interp3D($B$18:$B$134,$C$18:$C$134,$D$18:$D$134,E1336,F1336)","v":63.827904000956522}]
[null,null,null,null,2.100000000100001,3.8,{"$f":"_xll.Interp3D($B$18:$B$134,$C$18:$C$134,$D$18:$D$134,E1337,F1337)","v":63.711616000881264}]
[null,null,null,null,2.100000000100001,3.9,{"$f":"_xll.Interp3D($B$18:$B$134,$C$18:$C$134,$D$18:$D$134,E1338,F1338)","v":63.402752000840266}]
[null,null,null,null,2.100000000100001,4,{"$f":"_xll.Interp3D($B$18:$B$134,$C$18:$C$134,$D$18:$D$134,E1339,F1339)","v":62.976000000868012}]
[null,null,null,null,2.100000000100001,4.0999999999999996,{"$f":"_xll.Interp3D($B$18:$B$134,$C$18:$C$134,$D$18:$D$134,E1340,F1340)","v":62.134912001002505}]
[null,null,null,null,2.100000000100001,4.2,{"$f":"_xll.Interp3D($B$18:$B$134,$C$18:$C$134,$D$18:$D$134,E1341,F1341)","v":60.829696001220782}]
[null,null,null,null,2.100000000100001,4.3,{"$f":"_xll.Interp3D($B$18:$B$134,$C$18:$C$134,$D$18:$D$134,E1342,F1342)","v":59.505024001465799}]
[null,null,null,null,2.100000000100001,4.4000000000000004,{"$f":"_xll.Interp3D($B$18:$B$134,$C$18:$C$134,$D$18:$D$134,E1343,F1343)","v":58.605568001680552}]
[null,null,null,null,2.100000000100001,4.5,{"$f":"_xll.Interp3D($B$18:$B$134,$C$18:$C$134,$D$18:$D$134,E1344,F1344)","v":58.576000001808019}]
[null,null,null,null,2.100000000100001,4.5999999999999996,{"$f":"_xll.Interp3D($B$18:$B$134,$C$18:$C$134,$D$18:$D$134,E1345,F1345)","v":59.804672001823782}]
[null,null,null,null,2.100000000100001,4.7,{"$f":"_xll.Interp3D($B$18:$B$134,$C$18:$C$134,$D$18:$D$134,E1346,F1346)","v":61.995136001765907}]
[null,null,null,null,2.100000000100001,4.8,{"$f":"_xll.Interp3D($B$18:$B$134,$C$18:$C$134,$D$18:$D$134,E1347,F1347)","v":64.564864001670912}]
[null,null,null,null,2.100000000100001,4.9000000000000004,{"$f":"_xll.Interp3D($B$18:$B$134,$C$18:$C$134,$D$18:$D$134,E1348,F1348)","v":66.931328001575451}]
[null,null,null,null,2.100000000100001,5,{"$f":"_xll.Interp3D($B$18:$B$134,$C$18:$C$134,$D$18:$D$134,E1349,F1349)","v":68.512000001516014}]
[null,null,null,null,2.100000000100001,5.0999999999999996,{"$f":"_xll.Interp3D($B$18:$B$134,$C$18:$C$134,$D$18:$D$134,E1350,F1350)","v":69.147904001497324}]
[null,null,null,null,2.100000000100001,5.2,{"$f":"_xll.Interp3D($B$18:$B$134,$C$18:$C$134,$D$18:$D$134,E1351,F1351)","v":69.227392001494991}]
[null,null,null,null,2.100000000100001,5.3,{"$f":"_xll.Interp3D($B$18:$B$134,$C$18:$C$134,$D$18:$D$134,E1352,F1352)","v":68.988928001502018}]
[null,null,null,null,2.100000000100001,5.4,{"$f":"_xll.Interp3D($B$18:$B$134,$C$18:$C$134,$D$18:$D$134,E1353,F1353)","v":68.670976001511335}]
[null,null,null,null,2.100000000100001,5.5,{"$f":"_xll.Interp3D($B$18:$B$134,$C$18:$C$134,$D$18:$D$134,E1354,F1354)","v":68.512000001516014}]
[null,null,null,null,2.100000000100001,5.6,{"$f":"_xll.Interp3D($B$18:$B$134,$C$18:$C$134,$D$18:$D$134,E1355,F1355)","v":68.512000001516014}]
[null,null,null,null,2.100000000100001,5.7,{"$f":"_xll.Interp3D($B$18:$B$134,$C$18:$C$134,$D$18:$D$134,E1356,F1356)","v":68.512000001516014}]
[null,null,null,null,2.100000000100001,5.8,{"$f":"_xll.Interp3D($B$18:$B$134,$C$18:$C$134,$D$18:$D$134,E1357,F1357)","v":68.512000001516014}]
[null,null,null,null,2.100000000100001,5.9,{"$f":"_xll.Interp3D($B$18:$B$134,$C$18:$C$134,$D$18:$D$134,E1358,F1358)","v":68.512000001516014}]
[null,null,null,null,2.100000000100001,6,{"$f":"_xll.Interp3D($B$18:$B$134,$C$18:$C$134,$D$18:$D$134,E1359,F1359)","v":68.512000001516014}]
[null,null,null,null,{"$f":"E1299+0.1","v":2.2000000001000011},{"$f":"F1299","v":0},{"$f":"_xll.Interp3D($B$18:$B$134,$C$18:$C$134,$D$18:$D$134,E1360,F1360)","v":61.368000000472009}]
[null,null,null,null,2.2000000001000011,0.1,{"$f":"_xll.Interp3D($B$18:$B$134,$C$18:$C$134,$D$18:$D$134,E1361,F1361)","v":59.447680000147521}]
[null,null,null,null,2.2000000001000011,0.2,{"$f":"_xll.Interp3D($B$18:$B$134,$C$18:$C$134,$D$18:$D$134,E1362,F1362)","v":58.022719999878078}]
[null,null,null,null,2.2000000001000011,0.3,{"$f":"_xll.Interp3D($B$18:$B$134,$C$18:$C$134,$D$18:$D$134,E1363,F1363)","v":57.093119999663671}]
[null,null,null,null,2.2000000001000011,0.4,{"$f":"_xll.Interp3D($B$18:$B$134,$C$18:$C$134,$D$18:$D$134,E1364,F1364)","v":56.658879999504315}]
[null,null,null,null,2.2000000001000011,0.5,{"$f":"_xll.Interp3D($B$18:$B$134,$C$18:$C$134,$D$18:$D$134,E1365,F1365)","v":56.719999999399995}]
[null,null,null,null,2.2000000001000011,0.6,{"$f":"_xll.Interp3D($B$18:$B$134,$C$18:$C$134,$D$18:$D$134,E1366,F1366)","v":57.610943999358327}]
[null,null,null,null,2.2000000001000011,0.7,{"$f":"_xll.Interp3D($B$18:$B$134,$C$18:$C$134,$D$18:$D$134,E1367,F1367)","v":59.331711999379323}]
[null,null,null,null,2.2000000001000011,0.8,{"$f":"_xll.Interp3D($B$18:$B$134,$C$18:$C$134,$D$18:$D$134,E1368,F1368)","v":61.380607999451541}]
[null,null,null,null,2.2000000001000011,0.9,{"$f":"_xll.Interp3D($B$18:$B$134,$C$18:$C$134,$D$18:$D$134,E1369,F1369)","v":63.255935999563576}]
[null,null,null,null,2.2000000001000011,1,{"$f":"_xll.Interp3D($B$18:$B$134,$C$18:$C$134,$D$18:$D$134,E1370,F1370)","v":64.455999999703991}]
[null,null,null,null,2.2000000001000011,1.1000000000000001,{"$f":"_xll.Interp3D($B$18:$B$134,$C$18:$C$134,$D$18:$D$134,E1371,F1371)","v":64.965439999897754}]
[null,null,null,null,2.2000000001000011,1.2,{"$f":"_xll.Interp3D($B$18:$B$134,$C$18:$C$134,$D$18:$D$134,E1372,F1372)","v":65.118720000152479}]
[null,null,null,null,2.2000000001000011,1.3,{"$f":"_xll.Interp3D($B$18:$B$134,$C$18:$C$134,$D$18:$D$134,E1373,F1373)","v":64.938880000430714}]
[null,null,null,null,2.2000000001000011,1.4,{"$f":"_xll.Interp3D($B$18:$B$134,$C$18:$C$134,$D$18:$D$134,E1374,F1374)","v":64.448960000695052}]
[null,null,null,null,2.2000000001000011,1.5,{"$f":"_xll.Interp3D($B$18:$B$134,$C$18:$C$134,$D$18:$D$134,E1375,F1375)","v":63.672000000908014}]
[null,null,null,null,2.2000000001000011,1.6,{"$f":"_xll.Interp3D($B$18:$B$134,$C$18:$C$134,$D$18:$D$134,E1376,F1376)","v":62.329344001080415}]
[null,null,null,null,2.2000000001000011,1.7,{"$f":"_xll.Interp3D($B$18:$B$134,$C$18:$C$134,$D$18:$D$134,E1377,F1377)","v":60.405632001237258}]
[null,null,null,null,2.2000000001000011,1.8,{"$f":"_xll.Interp3D($B$18:$B$134,$C$18:$C$134,$D$18:$D$134,E1378,F1378)","v":58.318848001362284}]
[null,null,null,null,2.2000000001000011,1.9,{"$f":"_xll.Interp3D($B$18:$B$134,$C$18:$C$134,$D$18:$D$134,E1379,F1379)","v":56.486976001439288}]
[null,null,null,null,2.2000000001000011,2,{"$f":"_xll.Interp3D($B$18:$B$134,$C$18:$C$134,$D$18:$D$134,E1380,F1380)","v":55.328000001452011}]
[null,null,null,null,2.2000000001000011,2.1,{"$f":"_xll.Interp3D($B$18:$B$134,$C$18:$C$134,$D$18:$D$134,E1381,F1381)","v":55.021504001363951}]
[null,null,null,null,2.2000000001000011,2.2000000000000002,{"$f":"_xll.Interp3D($B$18:$B$134,$C$18:$C$134,$D$18:$D$134,E1382,F1382)","v":55.288832001185909}]
[null,null,null,null,2.2000000001000011,2.2999999999999998,{"$f":"_xll.Interp3D($B$18:$B$134,$C$18:$C$134,$D$18:$D$134,E1383,F1383)","v":55.860608000972675}]
[null,null,null,null,2.2000000001000011,2.4,{"$f":"_xll.Interp3D($B$18:$B$134,$C$18:$C$134,$D$18:$D$134,E1384,F1384)","v":56.467456000779109}]
[null,null,null,null,2.2000000001000011,2.5,{"$f":"_xll.Interp3D($B$18:$B$134,$C$18:$C$134,$D$18:$D$134,E1385,F1385)","v":56.840000000660005}]
[null,null,null,null,2.2000000001000011,2.6,{"$f":"_xll.Interp3D($B$18:$B$134,$C$18:$C$134,$D$18:$D$134,E1386,F1386)","v":56.843968000632195}]
[null,null,null,null,2.2000000001000011,2.7,{"$f":"_xll.Interp3D($B$18:$B$134,$C$18:$C$134,$D$18:$D$134,E1387,F1387)","v":56.65894400065914}]
[null,null,null,null,2.2000000001000011,2.8,{"$f":"_xll.Interp3D($B$18:$B$134,$C$18:$C$134,$D$18:$D$134,E1388,F1388)","v":56.486336000715582}]
[null,null,null,null,2.2000000001000011,2.9,{"$f":"_xll.Interp3D($B$18:$B$134,$C$18:$C$134,$D$18:$D$134,E1389,F1389)","v":56.527552000776289}]
[null,null,null,null,2.2000000001000011,3,{"$f":"_xll.Interp3D($B$18:$B$134,$C$18:$C$134,$D$18:$D$134,E1390,F1390)","v":56.98400000081601}]
[null,null,null,null,2.2000000001000011,3.1,{"$f":"_xll.Interp3D($B$18:$B$134,$C$18:$C$134,$D$18:$D$134,E1391,F1391)","v":58.088896000836073}]
[null,null,null,null,2.2000000001000011,3.2,{"$f":"_xll.Interp3D($B$18:$B$134,$C$18:$C$134,$D$18:$D$134,E1392,F1392)","v":59.707968000853327}]
[null,null,null,null,2.2000000001000011,3.3,{"$f":"_xll.Interp3D($B$18:$B$134,$C$18:$C$134,$D$18:$D$134,E1393,F1393)","v":61.49139200086573}]
[null,null,null,null,2.2000000001000011,3.4,{"$f":"_xll.Interp3D($B$18:$B$134,$C$18:$C$134,$D$18:$D$134,E1394,F1394)","v":63.089344000871293}]
[null,null,null,null,2.2000000001000011,3.5,{"$f":"_xll.Interp3D($B$18:$B$134,$C$18:$C$134,$D$18:$D$134,E1395,F1395)","v":64.152000000868}]
[null,null,null,null,2.2000000001000011,3.6,{"$f":"_xll.Interp3D($B$18:$B$134,$C$18:$C$134,$D$18:$D$134,E1396,F1396)","v":64.604224000829561}]
[null,null,null,null,2.2000000001000011,3.7,{"$f":"_xll.Interp3D($B$18:$B$134,$C$18:$C$134,$D$18:$D$134,E1397,F1397)","v":64.679232000757267}]
[null,null,null,null,2.2000000001000011,3.8,{"$f":"_xll.Interp3D($B$18:$B$134,$C$18:$C$134,$D$18:$D$134,E1398,F1398)","v":64.489728000690604}]
[null,null,null,null,2.2000000001000011,3.9,{"$f":"_xll.Interp3D($B$18:$B$134,$C$18:$C$134,$D$18:$D$134,E1399,F1399)","v":64.14841600066903}]
[null,null,null,null,2.2000000001000011,4,{"$f":"_xll.Interp3D($B$18:$B$134,$C$18:$C$134,$D$18:$D$134,E1400,F1400)","v":63.768000000732002}]
[null,null,null,null,2.2000000001000011,4.0999999999999996,{"$f":"_xll.Interp3D($B$18:$B$134,$C$18:$C$134,$D$18:$D$134,E1401,F1401)","v":63.099136000933036}]
[null,null,null,null,2.2000000001000011,4.2,{"$f":"_xll.Interp3D($B$18:$B$134,$C$18:$C$134,$D$18:$D$134,E1402,F1402)","v":62.066688001245808}]
[null,null,null,null,2.2000000001000011,4.3,{"$f":"_xll.Interp3D($B$18:$B$134,$C$18:$C$134,$D$18:$D$134,E1403,F1403)","v":61.044672001590058}]
[null,null,null,null,2.2000000001000011,4.4000000000000004,{"$f":"_xll.Interp3D($B$18:$B$134,$C$18:$C$134,$D$18:$D$134,E1404,F1404)","v":60.407104001885557}]
[null,null,null,null,2.2000000001000011,4.5,{"$f":"_xll.Interp3D($B$18:$B$134,$C$18:$C$134,$D$18:$D$134,E1405,F1405)","v":60.528000002052025}]
[null,null,null,null,2.2000000001000011,4.5999999999999996,{"$f":"_xll.Interp3D($B$18:$B$134,$C$18:$C$134,$D$18:$D$134,E1406,F1406)","v":61.762816002050158}]
[null,null,null,null,2.2000000001000011,4.7,{"$f":"_xll.Interp3D($B$18:$B$134,$C$18:$C$134,$D$18:$D$134,E1407,F1407)","v":63.862208001933496}]
[null,null,null,null,2.2000000001000011,4.8,{"$f":"_xll.Interp3D($B$18:$B$134,$C$18:$C$134,$D$18:$D$134,E1408,F1408)","v":66.292992001760936}]
[null,null,null,null,2.2000000001000011,4.9000000000000004,{"$f":"_xll.Interp3D($B$18:$B$134,$C$18:$C$134,$D$18:$D$134,E1409,F1409)","v":68.521984001591477}]
[null,null,null,null,2.2000000001000011,5,{"$f":"_xll.Interp3D($B$18:$B$134,$C$18:$C$134,$D$18:$D$134,E1410,F1410)","v":70.016000001484002}]
[null,null,null,null,2.2000000001000011,5.0999999999999996,{"$f":"_xll.Interp3D($B$18:$B$134,$C$18:$C$134,$D$18:$D$134,E1411,F1411)","v":70.623232001447676}]
[null,null,null,null,2.2000000001000011,5.2,{"$f":"_xll.Interp3D($B$18:$B$134,$C$18:$C$134,$D$18:$D$134,E1412,F1412)","v":70.699136001443122}]
[null,null,null,null,2.2000000001000011,5.3,{"$f":"_xll.Interp3D($B$18:$B$134,$C$18:$C$134,$D$18:$D$134,E1413,F1413)","v":70.471424001456754}]
[null,null,null,null,2.2000000001000011,5.4,{"$f":"_xll.Interp3D($B$18:$B$134,$C$18:$C$134,$D$18:$D$134,E1414,F1414)","v":70.167808001474924}]
[null,null,null,null,2.2000000001000011,5.5,{"$f":"_xll.Interp3D($B$18:$B$134,$C$18:$C$134,$D$18:$D$134,E1415,F1415)","v":70.016000001484002}]
[null,null,null,null,2.2000000001000011,5.6,{"$f":"_xll.Interp3D($B$18:$B$134,$C$18:$C$134,$D$18:$D$134,E1416,F1416)","v":70.016000001484002}]
[null,null,null,null,2.2000000001000011,5.7,{"$f":"_xll.Interp3D($B$18:$B$134,$C$18:$C$134,$D$18:$D$134,E1417,F1417)","v":70.016000001484002}]
[null,null,null,null,2.2000000001000011,5.8,{"$f":"_xll.Interp3D($B$18:$B$134,$C$18:$C$134,$D$18:$D$134,E1418,F1418)","v":70.016000001484002}]
[null,null,null,null,2.2000000001000011,5.9,{"$f":"_xll.Interp3D($B$18:$B$134,$C$18:$C$134,$D$18:$D$134,E1419,F1419)","v":70.016000001484002}]
[null,null,null,null,2.2000000001000011,6,{"$f":"_xll.Interp3D($B$18:$B$134,$C$18:$C$134,$D$18:$D$134,E1420,F1420)","v":70.016000001484002}]
[null,null,null,null,2.3000000001000012,0,{"$f":"_xll.Interp3D($B$18:$B$134,$C$18:$C$134,$D$18:$D$134,E1421,F1421)","v":61.912000000592016}]
[null,null,null,null,2.3000000001000012,0.1,{"$f":"_xll.Interp3D($B$18:$B$134,$C$18:$C$134,$D$18:$D$134,E1422,F1422)","v":59.673920000293933}]
[null,null,null,null,2.3000000001000012,0.2,{"$f":"_xll.Interp3D($B$18:$B$134,$C$18:$C$134,$D$18:$D$134,E1423,F1423)","v":57.983680000043691}]
[null,null,null,null,{"$f":"E1363+0.1","v":2.3000000001000012},{"$f":"F1363","v":0.3},{"$f":"_xll.Interp3D($B$18:$B$134,$C$18:$C$134,$D$18:$D$134,E1424,F1424)","v":56.841279999841277}]
[null,null,null,null,2.3000000001000012,0.4,{"$f":"_xll.Interp3D($B$18:$B$134,$C$18:$C$134,$D$18:$D$134,E1425,F1425)","v":56.246719999686718}]
[null,null,null,null,2.3000000001000012,0.5,{"$f":"_xll.Interp3D($B$18:$B$134,$C$18:$C$134,$D$18:$D$134,E1426,F1426)","v":56.199999999579987}]
[null,null,null,null,2.3000000001000012,0.6,{"$f":"_xll.Interp3D($B$18:$B$134,$C$18:$C$134,$D$18:$D$134,E1427,F1427)","v":57.041855999525538}]
[null,null,null,null,2.3000000001000012,0.7,{"$f":"_xll.Interp3D($B$18:$B$134,$C$18:$C$134,$D$18:$D$134,E1428,F1428)","v":58.772287999523314}]
[null,null,null,null,2.3000000001000012,0.8,{"$f":"_xll.Interp3D($B$18:$B$134,$C$18:$C$134,$D$18:$D$134,E1429,F1429)","v":60.880191999566748}]
[null,null,null,null,2.3000000001000012,0.9,{"$f":"_xll.Interp3D($B$18:$B$134,$C$18:$C$134,$D$18:$D$134,E1430,F1430)","v":62.854463999649184}]
[null,null,null,null,2.3000000001000012,1,{"$f":"_xll.Interp3D($B$18:$B$134,$C$18:$C$134,$D$18:$D$134,E1431,F1431)","v":64.183999999763998}]
[null,null,null,null,2.3000000001000012,1.1000000000000001,{"$f":"_xll.Interp3D($B$18:$B$134,$C$18:$C$134,$D$18:$D$134,E1432,F1432)","v":64.877759999934554}]
[null,null,null,null,2.3000000001000012,1.2,{"$f":"_xll.Interp3D($B$18:$B$134,$C$18:$C$134,$D$18:$D$134,E1433,F1433)","v":65.276480000165279}]
[null,null,null,null,2.3000000001000012,1.3,{"$f":"_xll.Interp3D($B$18:$B$134,$C$18:$C$134,$D$18:$D$134,E1434,F1434)","v":65.366720000421125}]
[null,null,null,null,2.3000000001000012,1.4,{"$f":"_xll.Interp3D($B$18:$B$134,$C$18:$C$134,$D$18:$D$134,E1435,F1435)","v":65.135040000667047}]
[null,null,null,null,2.3000000001000012,1.5,{"$f":"_xll.Interp3D($B$18:$B$134,$C$18:$C$134,$D$18:$D$134,E1436,F1436)","v":64.568000000868011}]
[null,null,null,null,2.3000000001000012,1.6,{"$f":"_xll.Interp3D($B$18:$B$134,$C$18:$C$134,$D$18:$D$134,E1437,F1437)","v":63.398336001035148}]
[null,null,null,null,2.3000000001000012,1.7,{"$f":"_xll.Interp3D($B$18:$B$134,$C$18:$C$134,$D$18:$D$134,E1438,F1438)","v":61.635008001191814}]
[null,null,null,null,2.3000000001000012,1.8,{"$f":"_xll.Interp3D($B$18:$B$134,$C$18:$C$134,$D$18:$D$134,E1439,F1439)","v":59.678912001321336}]
[null,null,null,null,2.3000000001000012,1.9,{"$f":"_xll.Interp3D($B$18:$B$134,$C$18:$C$134,$D$18:$D$134,E1440,F1440)","v":57.930944001406964}]
[null,null,null,null,2.3000000001000012,2,{"$f":"_xll.Interp3D($B$18:$B$134,$C$18:$C$134,$D$18:$D$134,E1441,F1441)","v":56.792000001432015}]
[null,null,null,null,2.3000000001000012,2.1,{"$f":"_xll.Interp3D($B$18:$B$134,$C$18:$C$134,$D$18:$D$134,E1442,F1442)","v":56.408256001366993}]
[null,null,null,null,2.3000000001000012,2.2000000000000002,{"$f":"_xll.Interp3D($B$18:$B$134,$C$18:$C$134,$D$18:$D$134,E1443,F1443)","v":56.512448001223021}]
[null,null,null,null,2.3000000001000012,2.2999999999999998,{"$f":"_xll.Interp3D($B$18:$B$134,$C$18:$C$134,$D$18:$D$134,E1444,F1444)","v":56.885312001044355}]
[null,null,null,null,2.3000000001000012,2.4,{"$f":"_xll.Interp3D($B$18:$B$134,$C$18:$C$134,$D$18:$D$134,E1445,F1445)","v":57.307584000875273}]
[null,null,null,null,2.3000000001000012,2.5,{"$f":"_xll.Interp3D($B$18:$B$134,$C$18:$C$134,$D$18:$D$134,E1446,F1446)","v":57.560000000760013}]
[null,null,null,null,2.3000000001000012,2.6,{"$f":"_xll.Interp3D($B$18:$B$134,$C$18:$C$134,$D$18:$D$134,E1447,F1447)","v":57.520832000707401}]
[null,null,null,null,2.3000000001000012,2.7,{"$f":"_xll.Interp3D($B$18:$B$134,$C$18:$C$134,$D$18:$D$134,E1448,F1448)","v":57.336256000687953}]
[null,null,null,null,2.3000000001000012,2.8,{"$f":"_xll.Interp3D($B$18:$B$134,$C$18:$C$134,$D$18:$D$134,E1449,F1449)","v":57.188864000688397}]
[null,null,null,null,2.3000000001000012,2.9,{"$f":"_xll.Interp3D($B$18:$B$134,$C$18:$C$134,$D$18:$D$134,E1450,F1450)","v":57.261248000695502}]
[null,null,null,null,2.3000000001000012,3,{"$f":"_xll.Interp3D($B$18:$B$134,$C$18:$C$134,$D$18:$D$134,E1451,F1451)","v":57.736000000696009}]
[null,null,null,null,2.3000000001000012,3.1,{"$f":"_xll.Interp3D($B$18:$B$134,$C$18:$C$134,$D$18:$D$134,E1452,F1452)","v":58.847744000690625}]
[null,null,null,null,2.3000000001000012,3.2,{"$f":"_xll.Interp3D($B$18:$B$134,$C$18:$C$134,$D$18:$D$134,E1453,F1453)","v":60.474752000688213}]
[null,null,null,null,2.3000000001000012,3.3,{"$f":"_xll.Interp3D($B$18:$B$134,$C$18:$C$134,$D$18:$D$134,E1454,F1454)","v":62.265088000687641}]
[null,null,null,null,2.3000000001000012,3.4,{"$f":"_xll.Interp3D($B$18:$B$134,$C$18:$C$134,$D$18:$D$134,E1455,F1455)","v":63.866816000687933}]
[null,null,null,null,2.3000000001000012,3.5,{"$f":"_xll.Interp3D($B$18:$B$134,$C$18:$C$134,$D$18:$D$134,E1456,F1456)","v":64.928000000688002}]
[null,null,null,null,2.3000000001000012,3.6,{"$f":"_xll.Interp3D($B$18:$B$134,$C$18:$C$134,$D$18:$D$134,E1457,F1457)","v":65.349056000666664}]
[null,null,null,null,2.3000000001000012,3.7,{"$f":"_xll.Interp3D($B$18:$B$134,$C$18:$C$134,$D$18:$D$134,E1458,F1458)","v":65.364608000624614}]
[null,null,null,null,2.3000000001000012,3.8,{"$f":"_xll.Interp3D($B$18:$B$134,$C$18:$C$134,$D$18:$D$134,E1459,F1459)","v":65.124032000593644}]
[null,null,null,null,2.3000000001000012,3.9,{"$f":"_xll.Interp3D($B$18:$B$134,$C$18:$C$134,$D$18:$D$134,E1460,F1460)","v":64.776704000605505}]
[null,null,null,null,2.3000000001000012,4,{"$f":"_xll.Interp3D($B$18:$B$134,$C$18:$C$134,$D$18:$D$134,E1461,F1461)","v":64.472000000692006}]
[null,null,null,null,2.3000000001000012,4.0999999999999996,{"$f":"_xll.Interp3D($B$18:$B$134,$C$18:$C$134,$D$18:$D$134,E1462,F1462)","v":64.015104000905993}]
[null,null,null,null,2.3000000001000012,4.2,{"$f":"_xll.Interp3D($B$18:$B$134,$C$18:$C$134,$D$18:$D$134,E1463,F1463)","v":63.306432001226298}]
[null,null,null,null,2.3000000001000012,4.3,{"$f":"_xll.Interp3D($B$18:$B$134,$C$18:$C$134,$D$18:$D$134,E1464,F1464)","v":62.638208001573581}]
[null,null,null,null,2.3000000001000012,4.4000000000000004,{"$f":"_xll.Interp3D($B$18:$B$134,$C$18:$C$134,$D$18:$D$134,E1465,F1465)","v":62.302656001868598}]
[null,null,null,null,2.3000000001000012,4.5,{"$f":"_xll.Interp3D($B$18:$B$134,$C$18:$C$134,$D$18:$D$134,E1466,F1466)","v":62.59200000203203}]
[null,null,null,null,2.3000000001000012,4.5999999999999996,{"$f":"_xll.Interp3D($B$18:$B$134,$C$18:$C$134,$D$18:$D$134,E1467,F1467)","v":63.820224002022314}]
[null,null,null,null,2.3000000001000012,4.7,{"$f":"_xll.Interp3D($B$18:$B$134,$C$18:$C$134,$D$18:$D$134,E1468,F1468)","v":65.792512001892391}]
[null,null,null,null,2.3000000001000012,4.8,{"$f":"_xll.Interp3D($B$18:$B$134,$C$18:$C$134,$D$18:$D$134,E1469,F1469)","v":68.037888001704445}]
[null,null,null,null,2.3000000001000012,4.9000000000000004,{"$f":"_xll.Interp3D($B$18:$B$134,$C$18:$C$134,$D$18:$D$134,E1470,F1470)","v":70.085376001520913}]
[null,null,null,null,2.3000000001000012,5,{"$f":"_xll.Interp3D($B$18:$B$134,$C$18:$C$134,$D$18:$D$134,E1471,F1471)","v":71.464000001404017}]
[null,null,null,null,2.3000000001000012,5.0999999999999996,{"$f":"_xll.Interp3D($B$18:$B$134,$C$18:$C$134,$D$18:$D$134,E1472,F1472)","v":72.031808001363828}]
[null,null,null,null,2.3000000001000012,5.2,{"$f":"_xll.Interp3D($B$18:$B$134,$C$18:$C$134,$D$18:$D$134,E1473,F1473)","v":72.102784001358785}]
[null,null,null,null,2.3000000001000012,5.3,{"$f":"_xll.Interp3D($B$18:$B$134,$C$18:$C$134,$D$18:$D$134,E1474,F1474)","v":71.889856001373872}]
[null,null,null,null,2.3000000001000012,5.4,{"$f":"_xll.Interp3D($B$18:$B$134,$C$18:$C$134,$D$18:$D$134,E1475,F1475)","v":71.605952001393973}]
[null,null,null,null,2.3000000001000012,5.5,{"$f":"_xll.Interp3D($B$18:$B$134,$C$18:$C$134,$D$18:$D$134,E1476,F1476)","v":71.464000001404017}]
[null,null,null,null,2.3000000001000012,5.6,{"$f":"_xll.Interp3D($B$18:$B$134,$C$18:$C$134,$D$18:$D$134,E1477,F1477)","v":71.464000001404017}]
[null,null,null,null,2.3000000001000012,5.7,{"$f":"_xll.Interp3D($B$18:$B$134,$C$18:$C$134,$D$18:$D$134,E1478,F1478)","v":71.464000001404017}]
[null,null,null,null,2.3000000001000012,5.8,{"$f":"_xll.Interp3D($B$18:$B$134,$C$18:$C$134,$D$18:$D$134,E1479,F1479)","v":71.464000001404017}]
[null,null,null,null,2.3000000001000012,5.9,{"$f":"_xll.Interp3D($B$18:$B$134,$C$18:$C$134,$D$18:$D$134,E1480,F1480)","v":71.464000001404017}]
[null,null,null,null,2.3000000001000012,6,{"$f":"_xll.Interp3D($B$18:$B$134,$C$18:$C$134,$D$18:$D$134,E1481,F1481)","v":71.464000001404017}]
[null,null,null,null,2.4000000001000013,0,{"$f":"_xll.Interp3D($B$18:$B$134,$C$18:$C$134,$D$18:$D$134,E1482,F1482)","v":62.504000000568006}]
[null,null,null,null,2.4000000001000013,0.1,{"$f":"_xll.Interp3D($B$18:$B$134,$C$18:$C$134,$D$18:$D$134,E1483,F1483)","v":60.013440000374089}]
[null,null,null,null,2.4000000001000013,0.2,{"$f":"_xll.Interp3D($B$18:$B$134,$C$18:$C$134,$D$18:$D$134,E1484,F1484)","v":58.109760000208325}]
[null,null,null,null,2.4000000001000013,0.3,{"$f":"_xll.Interp3D($B$18:$B$134,$C$18:$C$134,$D$18:$D$134,E1485,F1485)","v":56.792960000070721}]
[null,null,null,null,2.4000000001000013,0.4,{"$f":"_xll.Interp3D($B$18:$B$134,$C$18:$C$134,$D$18:$D$134,E1486,F1486)","v":56.063039999961283}]
[null,null,null,null,2.4000000001000013,0.5,{"$f":"_xll.Interp3D($B$18:$B$134,$C$18:$C$134,$D$18:$D$134,E1487,F1487)","v":55.919999999879998}]
[null,null,null,null,{"$f":"E1427+0.1","v":2.4000000001000013},{"$f":"F1427","v":0.6},{"$f":"_xll.Interp3D($B$18:$B$134,$C$18:$C$134,$D$18:$D$134,E1488,F1488)","v":56.706111999825026}]
[null,null,null,null,2.4000000001000013,0.7,{"$f":"_xll.Interp3D($B$18:$B$134,$C$18:$C$134,$D$18:$D$134,E1489,F1489)","v":58.421375999796354}]
[null,null,null,null,2.4000000001000013,0.8,{"$f":"_xll.Interp3D($B$18:$B$134,$C$18:$C$134,$D$18:$D$134,E1490,F1490)","v":60.552383999796767}]
[null,null,null,null,2.4000000001000013,0.9,{"$f":"_xll.Interp3D($B$18:$B$134,$C$18:$C$134,$D$18:$D$134,E1491,F1491)","v":62.585727999829054}]
[null,null,null,null,2.4000000001000013,1,{"$f":"_xll.Interp3D($B$18:$B$134,$C$18:$C$134,$D$18:$D$134,E1492,F1492)","v":64.007999999896001}]
[null,null,null,null,2.4000000001000013,1.1000000000000001,{"$f":"_xll.Interp3D($B$18:$B$134,$C$18:$C$134,$D$18:$D$134,E1493,F1493)","v":64.849920000017434}]
[null,null,null,null,2.4000000001000013,1.2,{"$f":"_xll.Interp3D($B$18:$B$134,$C$18:$C$134,$D$18:$D$134,E1494,F1494)","v":65.453760000191522}]
[null,null,null,null,2.4000000001000013,1.3,{"$f":"_xll.Interp3D($B$18:$B$134,$C$18:$C$134,$D$18:$D$134,E1495,F1495)","v":65.773440000388476}]
[null,null,null,null,2.4000000001000013,1.4,{"$f":"_xll.Interp3D($B$18:$B$134,$C$18:$C$134,$D$18:$D$134,E1496,F1496)","v":65.762880000578562}]
[null,null,null,null,2.4000000001000013,1.5,{"$f":"_xll.Interp3D($B$18:$B$134,$C$18:$C$134,$D$18:$D$134,E1497,F1497)","v":65.376000000732006}]
[null,null,null,null,2.4000000001000013,1.6,{"$f":"_xll.Interp3D($B$18:$B$134,$C$18:$C$134,$D$18:$D$134,E1498,F1498)","v":64.354752000855257}]
[null,null,null,null,2.4000000001000013,1.7,{"$f":"_xll.Interp3D($B$18:$B$134,$C$18:$C$134,$D$18:$D$134,E1499,F1499)","v":62.729856000968198}]
[null,null,null,null,2.4000000001000013,1.8,{"$f":"_xll.Interp3D($B$18:$B$134,$C$18:$C$134,$D$18:$D$134,E1500,F1500)","v":60.888384001061105}]
[null,null,null,null,2.4000000001000013,1.9,{"$f":"_xll.Interp3D($B$18:$B$134,$C$18:$C$134,$D$18:$D$134,E1501,F1501)","v":59.217408001124269}]
[null,null,null,null,2.4000000001000013,2,{"$f":"_xll.Interp3D($B$18:$B$134,$C$18:$C$134,$D$18:$D$134,E1502,F1502)","v":58.104000001148023}]
[null,null,null,null,2.4000000001000013,2.1,{"$f":"_xll.Interp3D($B$18:$B$134,$C$18:$C$134,$D$18:$D$134,E1503,F1503)","v":57.670272001114476}]
[null,null,null,null,2.4000000001000013,2.2000000000000002,{"$f":"_xll.Interp3D($B$18:$B$134,$C$18:$C$134,$D$18:$D$134,E1504,F1504)","v":57.658176001030128}]
[null,null,null,null,2.4000000001000013,2.2999999999999998,{"$f":"_xll.Interp3D($B$18:$B$134,$C$18:$C$134,$D$18:$D$134,E1505,F1505)","v":57.884544000921743}]
[null,null,null,null,2.4000000001000013,2.4,{"$f":"_xll.Interp3D($B$18:$B$134,$C$18:$C$134,$D$18:$D$134,E1506,F1506)","v":58.166208000816106}]
[null,null,null,null,2.4000000001000013,2.5,{"$f":"_xll.Interp3D($B$18:$B$134,$C$18:$C$134,$D$18:$D$134,E1507,F1507)","v":58.320000000740009}]
[null,null,null,null,2.4000000001000013,2.6,{"$f":"_xll.Interp3D($B$18:$B$134,$C$18:$C$134,$D$18:$D$134,E1508,F1508)","v":58.230464000697744}]
[null,null,null,null,2.4000000001000013,2.7,{"$f":"_xll.Interp3D($B$18:$B$134,$C$18:$C$134,$D$18:$D$134,E1509,F1509)","v":58.019712000671433}]
[null,null,null,null,2.4000000001000013,2.8,{"$f":"_xll.Interp3D($B$18:$B$134,$C$18:$C$134,$D$18:$D$134,E1510,F1510)","v":57.860928000654667}]
[null,null,null,null,2.4000000001000013,2.9,{"$f":"_xll.Interp3D($B$18:$B$134,$C$18:$C$134,$D$18:$D$134,E1511,F1511)","v":57.927296000641}]
[null,null,null,null,2.4000000001000013,3,{"$f":"_xll.Interp3D($B$18:$B$134,$C$18:$C$134,$D$18:$D$134,E1512,F1512)","v":58.392000000624009}]
[null,null,null,null,2.4000000001000013,3.1,{"$f":"_xll.Interp3D($B$18:$B$134,$C$18:$C$134,$D$18:$D$134,E1513,F1513)","v":59.488128000599133}]
[null,null,null,null,2.4000000001000013,3.2,{"$f":"_xll.Interp3D($B$18:$B$134,$C$18:$C$134,$D$18:$D$134,E1514,F1514)","v":61.100224000570698}]
[null,null,null,null,2.4000000001000013,3.3,{"$f":"_xll.Interp3D($B$18:$B$134,$C$18:$C$134,$D$18:$D$134,E1515,F1515)","v":62.878656000545476}]
[null,null,null,null,2.4000000001000013,3.4,{"$f":"_xll.Interp3D($B$18:$B$134,$C$18:$C$134,$D$18:$D$134,E1516,F1516)","v":64.47379200053031}]
[null,null,null,null,2.4000000001000013,3.5,{"$f":"_xll.Interp3D($B$18:$B$134,$C$18:$C$134,$D$18:$D$134,E1517,F1517)","v":65.536000000531999}]
[null,null,null,null,2.4000000001000013,3.6,{"$f":"_xll.Interp3D($B$18:$B$134,$C$18:$C$134,$D$18:$D$134,E1518,F1518)","v":65.950592000542954}]
[null,null,null,null,2.4000000001000013,3.7,{"$f":"_xll.Interp3D($B$18:$B$134,$C$18:$C$134,$D$18:$D$134,E1519,F1519)","v":65.950656000558595}]
[null,null,null,null,2.4000000001000013,3.8,{"$f":"_xll.Interp3D($B$18:$B$134,$C$18:$C$134,$D$18:$D$134,E1520,F1520)","v":65.708224000590391}]
[null,null,null,null,2.4000000001000013,3.9,{"$f":"_xll.Interp3D($B$18:$B$134,$C$18:$C$134,$D$18:$D$134,E1521,F1521)","v":65.395328000649698}]
[null,null,null,null,2.4000000001000013,4,{"$f":"_xll.Interp3D($B$18:$B$134,$C$18:$C$134,$D$18:$D$134,E1522,F1522)","v":65.184000000748014}]
[null,null,null,null,2.4000000001000013,4.0999999999999996,{"$f":"_xll.Interp3D($B$18:$B$134,$C$18:$C$134,$D$18:$D$134,E1523,F1523)","v":64.925248000921385}]
[null,null,null,null,2.4000000001000013,4.2,{"$f":"_xll.Interp3D($B$18:$B$134,$C$18:$C$134,$D$18:$D$134,E1524,F1524)","v":64.504384001162236}]
[null,null,null,null,2.4000000001000013,4.3,{"$f":"_xll.Interp3D($B$18:$B$134,$C$18:$C$134,$D$18:$D$134,E1525,F1525)","v":64.14489600141637}]
[null,null,null,null,2.4000000001000013,4.4000000000000004,{"$f":"_xll.Interp3D($B$18:$B$134,$C$18:$C$134,$D$18:$D$134,E1526,F1526)","v":64.070272001629704}]
[null,null,null,null,2.4000000001000013,4.5,{"$f":"_xll.Interp3D($B$18:$B$134,$C$18:$C$134,$D$18:$D$134,E1527,F1527)","v":64.504000001748025}]
[null,null,null,null,2.4000000001000013,4.5999999999999996,{"$f":"_xll.Interp3D($B$18:$B$134,$C$18:$C$134,$D$18:$D$134,E1528,F1528)","v":65.722688001740281}]
[null,null,null,null,2.4000000001000013,4.7,{"$f":"_xll.Interp3D($B$18:$B$134,$C$18:$C$134,$D$18:$D$134,E1529,F1529)","v":67.577344001642558}]
[null,null,null,null,2.4000000001000013,4.8,{"$f":"_xll.Interp3D($B$18:$B$134,$C$18:$C$134,$D$18:$D$134,E1530,F1530)","v":69.653056001501483}]
[null,null,null,null,2.4000000001000013,4.9000000000000004,{"$f":"_xll.Interp3D($B$18:$B$134,$C$18:$C$134,$D$18:$D$134,E1531,F1531)","v":71.534912001363779}]
[null,null,null,null,2.4000000001000013,5,{"$f":"_xll.Interp3D($B$18:$B$134,$C$18:$C$134,$D$18:$D$134,E1532,F1532)","v":72.808000001276028}]
[null,null,null,null,2.4000000001000013,5.0999999999999996,{"$f":"_xll.Interp3D($B$18:$B$134,$C$18:$C$134,$D$18:$D$134,E1533,F1533)","v":73.339456001245821}]
[null,null,null,null,2.4000000001000013,5.2,{"$f":"_xll.Interp3D($B$18:$B$134,$C$18:$C$134,$D$18:$D$134,E1534,F1534)","v":73.405888001242033}]
[null,null,null,null,2.4000000001000013,5.3,{"$f":"_xll.Interp3D($B$18:$B$134,$C$18:$C$134,$D$18:$D$134,E1535,F1535)","v":73.20659200125337}]
[null,null,null,null,2.4000000001000013,5.4,{"$f":"_xll.Interp3D($B$18:$B$134,$C$18:$C$134,$D$18:$D$134,E1536,F1536)","v":72.940864001268466}]
[null,null,null,null,2.4000000001000013,5.5,{"$f":"_xll.Interp3D($B$18:$B$134,$C$18:$C$134,$D$18:$D$134,E1537,F1537)","v":72.808000001276028}]
[null,null,null,null,2.4000000001000013,5.6,{"$f":"_xll.Interp3D($B$18:$B$134,$C$18:$C$134,$D$18:$D$134,E1538,F1538)","v":72.808000001276028}]
[null,null,null,null,2.4000000001000013,5.7,{"$f":"_xll.Interp3D($B$18:$B$134,$C$18:$C$134,$D$18:$D$134,E1539,F1539)","v":72.808000001276028}]
[null,null,null,null,2.4000000001000013,5.8,{"$f":"_xll.Interp3D($B$18:$B$134,$C$18:$C$134,$D$18:$D$134,E1540,F1540)","v":72.808000001276028}]
[null,null,null,null,2.4000000001000013,5.9,{"$f":"_xll.Interp3D($B$18:$B$134,$C$18:$C$134,$D$18:$D$134,E1541,F1541)","v":72.808000001276028}]
[null,null,null,null,2.4000000001000013,6,{"$f":"_xll.Interp3D($B$18:$B$134,$C$18:$C$134,$D$18:$D$134,E1542,F1542)","v":72.808000001276028}]
[null,null,null,null,2.5000000001000013,0,{"$f":"_xll.Interp3D($B$18:$B$134,$C$18:$C$134,$D$18:$D$134,E1543,F1543)","v":63.000000000400007}]
[null,null,null,null,2.5000000001000013,0.1,{"$f":"_xll.Interp3D($B$18:$B$134,$C$18:$C$134,$D$18:$D$134,E1544,F1544)","v":60.400000000388005}]
[null,null,null,null,2.5000000001000013,0.2,{"$f":"_xll.Interp3D($B$18:$B$134,$C$18:$C$134,$D$18:$D$134,E1545,F1545)","v":58.40000000037201}]
[null,null,null,null,2.5000000001000013,0.3,{"$f":"_xll.Interp3D($B$18:$B$134,$C$18:$C$134,$D$18:$D$134,E1546,F1546)","v":57.000000000352003}]
[null,null,null,null,2.5000000001000013,0.4,{"$f":"_xll.Interp3D($B$18:$B$134,$C$18:$C$134,$D$18:$D$134,E1547,F1547)","v":56.200000000328004}]
[null,null,null,null,2.5000000001000013,0.5,{"$f":"_xll.Interp3D($B$18:$B$134,$C$18:$C$134,$D$18:$D$134,E1548,F1548)","v":56.000000000300005}]
[null,null,null,null,2.5000000001000013,0.6,{"$f":"_xll.Interp3D($B$18:$B$134,$C$18:$C$134,$D$18:$D$134,E1549,F1549)","v":56.736000000256809}]
[null,null,null,null,2.5000000001000013,0.7,{"$f":"_xll.Interp3D($B$18:$B$134,$C$18:$C$134,$D$18:$D$134,E1550,F1550)","v":58.408000000198406}]
[null,null,null,null,2.5000000001000013,0.8,{"$f":"_xll.Interp3D($B$18:$B$134,$C$18:$C$134,$D$18:$D$134,E1551,F1551)","v":60.512000000141597}]
[null,null,null,null,{"$f":"E1491+0.1","v":2.5000000001000013},{"$f":"F1491","v":0.9},{"$f":"_xll.Interp3D($B$18:$B$134,$C$18:$C$134,$D$18:$D$134,E1552,F1552)","v":62.544000000103196}]
[null,null,null,null,2.5000000001000013,1,{"$f":"_xll.Interp3D($B$18:$B$134,$C$18:$C$134,$D$18:$D$134,E1553,F1553)","v":64.000000000100002}]
[null,null,null,null,2.5000000001000013,1.1000000000000001,{"$f":"_xll.Interp3D($B$18:$B$134,$C$18:$C$134,$D$18:$D$134,E1554,F1554)","v":64.928000000146397}]
[null,null,null,null,2.5000000001000013,1.2,{"$f":"_xll.Interp3D($B$18:$B$134,$C$18:$C$134,$D$18:$D$134,E1555,F1555)","v":65.664000000231198}]
[null,null,null,null,2.5000000001000013,1.3,{"$f":"_xll.Interp3D($B$18:$B$134,$C$18:$C$134,$D$18:$D$134,E1556,F1556)","v":66.1360000003328}]
[null,null,null,null,2.5000000001000013,1.4,{"$f":"_xll.Interp3D($B$18:$B$134,$C$18:$C$134,$D$18:$D$134,E1557,F1557)","v":66.272000000429585}]
[null,null,null,null,2.5000000001000013,1.5,{"$f":"_xll.Interp3D($B$18:$B$134,$C$18:$C$134,$D$18:$D$134,E1558,F1558)","v":66.000000000500009}]
[null,null,null,null,2.5000000001000013,1.6,{"$f":"_xll.Interp3D($B$18:$B$134,$C$18:$C$134,$D$18:$D$134,E1559,F1559)","v":65.064000000540801}]
[null,null,null,null,2.5000000001000013,1.7,{"$f":"_xll.Interp3D($B$18:$B$134,$C$18:$C$134,$D$18:$D$134,E1560,F1560)","v":63.512000000566402}]
[null,null,null,null,2.5000000001000013,1.8,{"$f":"_xll.Interp3D($B$18:$B$134,$C$18:$C$134,$D$18:$D$134,E1561,F1561)","v":61.728000000581609}]
[null,null,null,null,2.5000000001000013,1.9,{"$f":"_xll.Interp3D($B$18:$B$134,$C$18:$C$134,$D$18:$D$134,E1562,F1562)","v":60.096000000591204}]
[null,null,null,null,2.5000000001000013,2,{"$f":"_xll.Interp3D($B$18:$B$134,$C$18:$C$134,$D$18:$D$134,E1563,F1563)","v":59.000000000600011}]
[null,null,null,null,2.5000000001000013,2.1,{"$f":"_xll.Interp3D($B$18:$B$134,$C$18:$C$134,$D$18:$D$134,E1564,F1564)","v":58.552000000606405}]
[null,null,null,null,2.5000000001000013,2.2000000000000002,{"$f":"_xll.Interp3D($B$18:$B$134,$C$18:$C$134,$D$18:$D$134,E1565,F1565)","v":58.496000000607211}]
[null,null,null,null,2.5000000001000013,2.2999999999999998,{"$f":"_xll.Interp3D($B$18:$B$134,$C$18:$C$134,$D$18:$D$134,E1566,F1566)","v":58.664000000604808}]
[null,null,null,null,2.5000000001000013,2.4,{"$f":"_xll.Interp3D($B$18:$B$134,$C$18:$C$134,$D$18:$D$134,E1567,F1567)","v":58.888000000601608}]
[null,null,null,null,2.5000000001000013,2.5,{"$f":"_xll.Interp3D($B$18:$B$134,$C$18:$C$134,$D$18:$D$134,E1568,F1568)","v":59.000000000600011}]
[null,null,null,null,2.5000000001000013,2.6,{"$f":"_xll.Interp3D($B$18:$B$134,$C$18:$C$134,$D$18:$D$134,E1569,F1569)","v":58.888000000603206}]
[null,null,null,null,2.5000000001000013,2.7,{"$f":"_xll.Interp3D($B$18:$B$134,$C$18:$C$134,$D$18:$D$134,E1570,F1570)","v":58.664000000609605}]
[null,null,null,null,2.5000000001000013,2.8,{"$f":"_xll.Interp3D($B$18:$B$134,$C$18:$C$134,$D$18:$D$134,E1571,F1571)","v":58.496000000614416}]
[null,null,null,null,2.5000000001000013,2.9,{"$f":"_xll.Interp3D($B$18:$B$134,$C$18:$C$134,$D$18:$D$134,E1572,F1572)","v":58.552000000612807}]
[null,null,null,null,2.5000000001000013,3,{"$f":"_xll.Interp3D($B$18:$B$134,$C$18:$C$134,$D$18:$D$134,E1573,F1573)","v":59.000000000600011}]
[null,null,null,null,2.5000000001000013,3.1,{"$f":"_xll.Interp3D($B$18:$B$134,$C$18:$C$134,$D$18:$D$134,E1574,F1574)","v":60.064000000561606}]
[null,null,null,null,2.5000000001000013,3.2,{"$f":"_xll.Interp3D($B$18:$B$134,$C$18:$C$134,$D$18:$D$134,E1575,F1575)","v":61.63200000050081}]
[null,null,null,null,2.5000000001000013,3.3,{"$f":"_xll.Interp3D($B$18:$B$134,$C$18:$C$134,$D$18:$D$134,E1576,F1576)","v":63.368000000439203}]
[null,null,null,null,2.5000000001000013,3.4,{"$f":"_xll.Interp3D($B$18:$B$134,$C$18:$C$134,$D$18:$D$134,E1577,F1577)","v":64.936000000398394}]
[null,null,null,null,2.5000000001000013,3.5,{"$f":"_xll.Interp3D($B$18:$B$134,$C$18:$C$134,$D$18:$D$134,E1578,F1578)","v":66.000000000400007}]
[null,null,null,null,2.5000000001000013,3.6,{"$f":"_xll.Interp3D($B$18:$B$134,$C$18:$C$134,$D$18:$D$134,E1579,F1579)","v":66.448000000458421}]
[null,null,null,null,2.5000000001000013,3.7,{"$f":"_xll.Interp3D($B$18:$B$134,$C$18:$C$134,$D$18:$D$134,E1580,F1580)","v":66.504000000559216}]
[null,null,null,null,2.5000000001000013,3.8,{"$f":"_xll.Interp3D($B$18:$B$134,$C$18:$C$134,$D$18:$D$134,E1581,F1581)","v":66.336000000680826}]
[null,null,null,null,2.5000000001000013,3.9,{"$f":"_xll.Interp3D($B$18:$B$134,$C$18:$C$134,$D$18:$D$134,E1582,F1582)","v":66.112000000801601}]
[null,null,null,null,2.5000000001000013,4,{"$f":"_xll.Interp3D($B$18:$B$134,$C$18:$C$134,$D$18:$D$134,E1583,F1583)","v":66.000000000900016}]
[null,null,null,null,2.5000000001000013,4.0999999999999996,{"$f":"_xll.Interp3D($B$18:$B$134,$C$18:$C$134,$D$18:$D$134,E1584,F1584)","v":65.872000000979213}]
[null,null,null,null,2.5000000001000013,4.2,{"$f":"_xll.Interp3D($B$18:$B$134,$C$18:$C$134,$D$18:$D$134,E1585,F1585)","v":65.616000001053635}]
[null,null,null,null,2.5000000001000013,4.3,{"$f":"_xll.Interp3D($B$18:$B$134,$C$18:$C$134,$D$18:$D$134,E1586,F1586)","v":65.424000001118401}]
[null,null,null,null,2.5000000001000013,4.4000000000000004,{"$f":"_xll.Interp3D($B$18:$B$134,$C$18:$C$134,$D$18:$D$134,E1587,F1587)","v":65.488000001168828}]
[null,null,null,null,2.5000000001000013,4.5,{"$f":"_xll.Interp3D($B$18:$B$134,$C$18:$C$134,$D$18:$D$134,E1588,F1588)","v":66.000000001200021}]
[null,null,null,null,2.5000000001000013,4.5999999999999996,{"$f":"_xll.Interp3D($B$18:$B$134,$C$18:$C$134,$D$18:$D$134,E1589,F1589)","v":67.216000001204009}]
[null,null,null,null,2.5000000001000013,4.7,{"$f":"_xll.Interp3D($B$18:$B$134,$C$18:$C$134,$D$18:$D$134,E1590,F1590)","v":69.00800000118403}]
[null,null,null,null,2.5000000001000013,4.8,{"$f":"_xll.Interp3D($B$18:$B$134,$C$18:$C$134,$D$18:$D$134,E1591,F1591)","v":70.992000001152007}]
[null,null,null,null,2.5000000001000013,4.9000000000000004,{"$f":"_xll.Interp3D($B$18:$B$134,$C$18:$C$134,$D$18:$D$134,E1592,F1592)","v":72.78400000112002}]
[null,null,null,null,2.5000000001000013,5,{"$f":"_xll.Interp3D($B$18:$B$134,$C$18:$C$134,$D$18:$D$134,E1593,F1593)","v":74.00000000110002}]
[null,null,null,null,2.5000000001000013,5.0999999999999996,{"$f":"_xll.Interp3D($B$18:$B$134,$C$18:$C$134,$D$18:$D$134,E1594,F1594)","v":74.512000001093611}]
[null,null,null,null,2.5000000001000013,5.2,{"$f":"_xll.Interp3D($B$18:$B$134,$C$18:$C$134,$D$18:$D$134,E1595,F1595)","v":74.576000001092808}]
[null,null,null,null,2.5000000001000013,5.3,{"$f":"_xll.Interp3D($B$18:$B$134,$C$18:$C$134,$D$18:$D$134,E1596,F1596)","v":74.384000001095217}]
[null,null,null,null,2.5000000001000013,5.4,{"$f":"_xll.Interp3D($B$18:$B$134,$C$18:$C$134,$D$18:$D$134,E1597,F1597)","v":74.128000001098414}]
[null,null,null,null,2.5000000001000013,5.5,{"$f":"_xll.Interp3D($B$18:$B$134,$C$18:$C$134,$D$18:$D$134,E1598,F1598)","v":74.00000000110002}]
[null,null,null,null,2.5000000001000013,5.6,{"$f":"_xll.Interp3D($B$18:$B$134,$C$18:$C$134,$D$18:$D$134,E1599,F1599)","v":74.00000000110002}]
[null,null,null,null,2.5000000001000013,5.7,{"$f":"_xll.Interp3D($B$18:$B$134,$C$18:$C$134,$D$18:$D$134,E1600,F1600)","v":74.00000000110002}]
[null,null,null,null,2.5000000001000013,5.8,{"$f":"_xll.Interp3D($B$18:$B$134,$C$18:$C$134,$D$18:$D$134,E1601,F1601)","v":74.00000000110002}]
[null,null,null,null,2.5000000001000013,5.9,{"$f":"_xll.Interp3D($B$18:$B$134,$C$18:$C$134,$D$18:$D$134,E1602,F1602)","v":74.00000000110002}]
[null,null,null,null,2.5000000001000013,6,{"$f":"_xll.Interp3D($B$18:$B$134,$C$18:$C$134,$D$18:$D$134,E1603,F1603)","v":74.00000000110002}]
[null,null,null,null,2.6000000001000014,0,{"$f":"_xll.Interp3D($B$18:$B$134,$C$18:$C$134,$D$18:$D$134,E1604,F1604)","v":63.336000000288003}]
[null,null,null,null,2.6000000001000014,0.1,{"$f":"_xll.Interp3D($B$18:$B$134,$C$18:$C$134,$D$18:$D$134,E1605,F1605)","v":60.843200000496012}]
[null,null,null,null,2.6000000001000014,0.2,{"$f":"_xll.Interp3D($B$18:$B$134,$C$18:$C$134,$D$18:$D$134,E1606,F1606)","v":58.924800000660014}]
[null,null,null,null,2.6000000001000014,0.3,{"$f":"_xll.Interp3D($B$18:$B$134,$C$18:$C$134,$D$18:$D$134,E1607,F1607)","v":57.580800000780016}]
[null,null,null,null,2.6000000001000014,0.4,{"$f":"_xll.Interp3D($B$18:$B$134,$C$18:$C$134,$D$18:$D$134,E1608,F1608)","v":56.811200000856019}]
[null,null,null,null,2.6000000001000014,0.5,{"$f":"_xll.Interp3D($B$18:$B$134,$C$18:$C$134,$D$18:$D$134,E1609,F1609)","v":56.616000000888015}]
[null,null,null,null,2.6000000001000014,0.6,{"$f":"_xll.Interp3D($B$18:$B$134,$C$18:$C$134,$D$18:$D$134,E1610,F1610)","v":57.312512000850987}]
[null,null,null,null,2.6000000001000014,0.7,{"$f":"_xll.Interp3D($B$18:$B$134,$C$18:$C$134,$D$18:$D$134,E1611,F1611)","v":58.900736000744942}]
[null,null,null,null,2.6000000001000014,0.8,{"$f":"_xll.Interp3D($B$18:$B$134,$C$18:$C$134,$D$18:$D$134,E1612,F1612)","v":60.904704000607396}]
[null,null,null,null,2.6000000001000014,0.9,{"$f":"_xll.Interp3D($B$18:$B$134,$C$18:$C$134,$D$18:$D$134,E1613,F1613)","v":62.848448000475905}]
[null,null,null,null,2.6000000001000014,1,{"$f":"_xll.Interp3D($B$18:$B$134,$C$18:$C$134,$D$18:$D$134,E1614,F1614)","v":64.256000000388013}]
[null,null,null,null,2.6000000001000014,1.1000000000000001,{"$f":"_xll.Interp3D($B$18:$B$134,$C$18:$C$134,$D$18:$D$134,E1615,F1615)","v":65.188416000355318}]
[null,null,null,null,{"$f":"E1555+0.1","v":2.6000000001000014},{"$f":"F1555","v":1.2},{"$f":"_xll.Interp3D($B$18:$B$134,$C$18:$C$134,$D$18:$D$134,E1616,F1616)","v":65.963008000352872}]
[null,null,null,null,2.6000000001000014,1.3,{"$f":"_xll.Interp3D($B$18:$B$134,$C$18:$C$134,$D$18:$D$134,E1617,F1617)","v":66.488192000363128}]
[null,null,null,null,2.6000000001000014,1.4,{"$f":"_xll.Interp3D($B$18:$B$134,$C$18:$C$134,$D$18:$D$134,E1618,F1618)","v":66.67238400036868}]
[null,null,null,null,2.6000000001000014,1.5,{"$f":"_xll.Interp3D($B$18:$B$134,$C$18:$C$134,$D$18:$D$134,E1619,F1619)","v":66.424000000352009}]
[null,null,null,null,2.6000000001000014,1.6,{"$f":"_xll.Interp3D($B$18:$B$134,$C$18:$C$134,$D$18:$D$134,E1620,F1620)","v":65.475776000295326}]
[null,null,null,null,2.6000000001000014,1.7,{"$f":"_xll.Interp3D($B$18:$B$134,$C$18:$C$134,$D$18:$D$134,E1621,F1621)","v":63.888768000210305}]
[null,null,null,null,2.6000000001000014,1.8,{"$f":"_xll.Interp3D($B$18:$B$134,$C$18:$C$134,$D$18:$D$134,E1622,F1622)","v":62.063872000123617}]
[null,null,null,null,2.6000000001000014,1.9,{"$f":"_xll.Interp3D($B$18:$B$134,$C$18:$C$134,$D$18:$D$134,E1623,F1623)","v":60.401984000061944}]
[null,null,null,null,2.6000000001000014,2,{"$f":"_xll.Interp3D($B$18:$B$134,$C$18:$C$134,$D$18:$D$134,E1624,F1624)","v":59.304000000052007}]
[null,null,null,null,2.6000000001000014,2.1,{"$f":"_xll.Interp3D($B$18:$B$134,$C$18:$C$134,$D$18:$D$134,E1625,F1625)","v":58.894208000117821}]
[null,null,null,null,2.6000000001000014,2.2000000000000002,{"$f":"_xll.Interp3D($B$18:$B$134,$C$18:$C$134,$D$18:$D$134,E1626,F1626)","v":58.905344000241648}]
[null,null,null,null,2.6000000001000014,2.2999999999999998,{"$f":"_xll.Interp3D($B$18:$B$134,$C$18:$C$134,$D$18:$D$134,E1627,F1627)","v":59.150976000387338}]
[null,null,null,null,2.6000000001000014,2.4,{"$f":"_xll.Interp3D($B$18:$B$134,$C$18:$C$134,$D$18:$D$134,E1628,F1628)","v":59.444672000518821}]
[null,null,null,null,2.6000000001000014,2.5,{"$f":"_xll.Interp3D($B$18:$B$134,$C$18:$C$134,$D$18:$D$134,E1629,F1629)","v":59.600000000600005}]
[null,null,null,null,2.6000000001000014,2.6,{"$f":"_xll.Interp3D($B$18:$B$134,$C$18:$C$134,$D$18:$D$134,E1630,F1630)","v":59.504576000627182}]
[null,null,null,null,2.6000000001000014,2.7,{"$f":"_xll.Interp3D($B$18:$B$134,$C$18:$C$134,$D$18:$D$134,E1631,F1631)","v":59.28268800062439}]
[null,null,null,null,2.6000000001000014,2.8,{"$f":"_xll.Interp3D($B$18:$B$134,$C$18:$C$134,$D$18:$D$134,E1632,F1632)","v":59.102912000597229}]
[null,null,null,null,2.6000000001000014,2.9,{"$f":"_xll.Interp3D($B$18:$B$134,$C$18:$C$134,$D$18:$D$134,E1633,F1633)","v":59.133824000551243}]
[null,null,null,null,2.6000000001000014,3,{"$f":"_xll.Interp3D($B$18:$B$134,$C$18:$C$134,$D$18:$D$134,E1634,F1634)","v":59.544000000492005}]
[null,null,null,null,2.6000000001000014,3.1,{"$f":"_xll.Interp3D($B$18:$B$134,$C$18:$C$134,$D$18:$D$134,E1635,F1635)","v":60.5331200003872}]
[null,null,null,null,2.6000000001000014,3.2,{"$f":"_xll.Interp3D($B$18:$B$134,$C$18:$C$134,$D$18:$D$134,E1636,F1636)","v":61.988800000233127}]
[null,null,null,null,2.6000000001000014,3.3,{"$f":"_xll.Interp3D($B$18:$B$134,$C$18:$C$134,$D$18:$D$134,E1637,F1637)","v":63.611520000078237}]
[null,null,null,null,2.6000000001000014,3.4,{"$f":"_xll.Interp3D($B$18:$B$134,$C$18:$C$134,$D$18:$D$134,E1638,F1638)","v":65.101759999971037}]
[null,null,null,null,2.6000000001000014,3.5,{"$f":"_xll.Interp3D($B$18:$B$134,$C$18:$C$134,$D$18:$D$134,E1639,F1639)","v":66.159999999960007}]
[null,null,null,null,2.6000000001000014,3.6,{"$f":"_xll.Interp3D($B$18:$B$134,$C$18:$C$134,$D$18:$D$134,E1640,F1640)","v":66.707008000093197}]
[null,null,null,null,2.6000000001000014,3.7,{"$f":"_xll.Interp3D($B$18:$B$134,$C$18:$C$134,$D$18:$D$134,E1641,F1641)","v":66.942464000338276}]
[null,null,null,null,2.6000000001000014,3.8,{"$f":"_xll.Interp3D($B$18:$B$134,$C$18:$C$134,$D$18:$D$134,E1642,F1642)","v":66.985216000623197}]
[null,null,null,null,2.6000000001000014,3.9,{"$f":"_xll.Interp3D($B$18:$B$134,$C$18:$C$134,$D$18:$D$134,E1643,F1643)","v":66.954112000875782}]
[null,null,null,null,2.6000000001000014,4,{"$f":"_xll.Interp3D($B$18:$B$134,$C$18:$C$134,$D$18:$D$134,E1644,F1644)","v":66.968000001024009}]
[null,null,null,null,2.6000000001000014,4.0999999999999996,{"$f":"_xll.Interp3D($B$18:$B$134,$C$18:$C$134,$D$18:$D$134,E1645,F1645)","v":66.883776001037262}]
[null,null,null,null,2.6000000001000014,4.2,{"$f":"_xll.Interp3D($B$18:$B$134,$C$18:$C$134,$D$18:$D$134,E1646,F1646)","v":66.62220800096361}]
[null,null,null,null,2.6000000001000014,4.3,{"$f":"_xll.Interp3D($B$18:$B$134,$C$18:$C$134,$D$18:$D$134,E1647,F1647)","v":66.397952000848903}]
[null,null,null,null,2.6000000001000014,4.4000000000000004,{"$f":"_xll.Interp3D($B$18:$B$134,$C$18:$C$134,$D$18:$D$134,E1648,F1648)","v":66.42566400073909}]
[null,null,null,null,2.6000000001000014,4.5,{"$f":"_xll.Interp3D($B$18:$B$134,$C$18:$C$134,$D$18:$D$134,E1649,F1649)","v":66.920000000680005}]
[null,null,null,null,2.6000000001000014,4.5999999999999996,{"$f":"_xll.Interp3D($B$18:$B$134,$C$18:$C$134,$D$18:$D$134,E1650,F1650)","v":68.13900800068231}]
[null,null,null,null,2.6000000001000014,4.7,{"$f":"_xll.Interp3D($B$18:$B$134,$C$18:$C$134,$D$18:$D$134,E1651,F1651)","v":69.939584000715413}]
[null,null,null,null,2.6000000001000014,4.8,{"$f":"_xll.Interp3D($B$18:$B$134,$C$18:$C$134,$D$18:$D$134,E1652,F1652)","v":71.934656000763326}]
[null,null,null,null,2.6000000001000014,4.9000000000000004,{"$f":"_xll.Interp3D($B$18:$B$134,$C$18:$C$134,$D$18:$D$134,E1653,F1653)","v":73.737152000810184}]
[null,null,null,null,2.6000000001000014,5,{"$f":"_xll.Interp3D($B$18:$B$134,$C$18:$C$134,$D$18:$D$134,E1654,F1654)","v":74.960000000840012}]
[null,null,null,null,2.6000000001000014,5.0999999999999996,{"$f":"_xll.Interp3D($B$18:$B$134,$C$18:$C$134,$D$18:$D$134,E1655,F1655)","v":75.474560000850261}]
[null,null,null,null,2.6000000001000014,5.2,{"$f":"_xll.Interp3D($B$18:$B$134,$C$18:$C$134,$D$18:$D$134,E1656,F1656)","v":75.538880000851535}]
[null,null,null,null,2.6000000001000014,5.3,{"$f":"_xll.Interp3D($B$18:$B$134,$C$18:$C$134,$D$18:$D$134,E1657,F1657)","v":75.345920000847713}]
[null,null,null,null,2.6000000001000014,5.4,{"$f":"_xll.Interp3D($B$18:$B$134,$C$18:$C$134,$D$18:$D$134,E1658,F1658)","v":75.088640000842574}]
[null,null,null,null,2.6000000001000014,5.5,{"$f":"_xll.Interp3D($B$18:$B$134,$C$18:$C$134,$D$18:$D$134,E1659,F1659)","v":74.960000000840012}]
[null,null,null,null,2.6000000001000014,5.6,{"$f":"_xll.Interp3D($B$18:$B$134,$C$18:$C$134,$D$18:$D$134,E1660,F1660)","v":74.960000000840012}]
[null,null,null,null,2.6000000001000014,5.7,{"$f":"_xll.Interp3D($B$18:$B$134,$C$18:$C$134,$D$18:$D$134,E1661,F1661)","v":74.960000000840012}]
[null,null,null,null,2.6000000001000014,5.8,{"$f":"_xll.Interp3D($B$18:$B$134,$C$18:$C$134,$D$18:$D$134,E1662,F1662)","v":74.960000000840012}]
[null,null,null,null,2.6000000001000014,5.9,{"$f":"_xll.Interp3D($B$18:$B$134,$C$18:$C$134,$D$18:$D$134,E1663,F1663)","v":74.960000000840012}]
[null,null,null,null,2.6000000001000014,6,{"$f":"_xll.Interp3D($B$18:$B$134,$C$18:$C$134,$D$18:$D$134,E1664,F1664)","v":74.960000000840012}]
[null,null,null,null,2.7000000001000015,0,{"$f":"_xll.Interp3D($B$18:$B$134,$C$18:$C$134,$D$18:$D$134,E1665,F1665)","v":63.608000000272007}]
[null,null,null,null,2.7000000001000015,0.1,{"$f":"_xll.Interp3D($B$18:$B$134,$C$18:$C$134,$D$18:$D$134,E1666,F1666)","v":61.387200000589615}]
[null,null,null,null,2.7000000001000015,0.2,{"$f":"_xll.Interp3D($B$18:$B$134,$C$18:$C$134,$D$18:$D$134,E1667,F1667)","v":59.684800000842408}]
[null,null,null,null,2.7000000001000015,0.3,{"$f":"_xll.Interp3D($B$18:$B$134,$C$18:$C$134,$D$18:$D$134,E1668,F1668)","v":58.50080000103042}]
[null,null,null,null,2.7000000001000015,0.4,{"$f":"_xll.Interp3D($B$18:$B$134,$C$18:$C$134,$D$18:$D$134,E1669,F1669)","v":57.835200001153616}]
[null,null,null,null,2.7000000001000015,0.5,{"$f":"_xll.Interp3D($B$18:$B$134,$C$18:$C$134,$D$18:$D$134,E1670,F1670)","v":57.688000001212018}]
[null,null,null,null,2.7000000001000015,0.6,{"$f":"_xll.Interp3D($B$18:$B$134,$C$18:$C$134,$D$18:$D$134,E1671,F1671)","v":58.347456001173683}]
[null,null,null,null,2.7000000001000015,0.7,{"$f":"_xll.Interp3D($B$18:$B$134,$C$18:$C$134,$D$18:$D$134,E1672,F1672)","v":59.813568001038618}]
[null,null,null,null,2.7000000001000015,0.8,{"$f":"_xll.Interp3D($B$18:$B$134,$C$18:$C$134,$D$18:$D$134,E1673,F1673)","v":61.653952000854702}]
[null,null,null,null,2.7000000001000015,0.9,{"$f":"_xll.Interp3D($B$18:$B$134,$C$18:$C$134,$D$18:$D$134,E1674,F1674)","v":63.436224000669867}]
[null,null,null,null,2.7000000001000015,1,{"$f":"_xll.Interp3D($B$18:$B$134,$C$18:$C$134,$D$18:$D$134,E1675,F1675)","v":64.728000000532006}]
[null,null,null,null,2.7000000001000015,1.1000000000000001,{"$f":"_xll.Interp3D($B$18:$B$134,$C$18:$C$134,$D$18:$D$134,E1676,F1676)","v":65.600448000449632}]
[null,null,null,null,2.7000000001000015,1.2,{"$f":"_xll.Interp3D($B$18:$B$134,$C$18:$C$134,$D$18:$D$134,E1677,F1677)","v":66.341824000390829}]
[null,null,null,null,2.7000000001000015,1.3,{"$f":"_xll.Interp3D($B$18:$B$134,$C$18:$C$134,$D$18:$D$134,E1678,F1678)","v":66.845376000342782}]
[null,null,null,null,2.7000000001000015,1.4,{"$f":"_xll.Interp3D($B$18:$B$134,$C$18:$C$134,$D$18:$D$134,E1679,F1679)","v":67.004352000292769}]
[null,null,null,null,{"$f":"E1619+0.1","v":2.7000000001000015},{"$f":"F1619","v":1.5},{"$f":"_xll.Interp3D($B$18:$B$134,$C$18:$C$134,$D$18:$D$134,E1680,F1680)","v":66.712000000228016}]
[null,null,null,null,2.7000000001000015,1.6,{"$f":"_xll.Interp3D($B$18:$B$134,$C$18:$C$134,$D$18:$D$134,E1681,F1681)","v":65.67980800012532}]
[null,null,null,null,2.7000000001000015,1.7,{"$f":"_xll.Interp3D($B$18:$B$134,$C$18:$C$134,$D$18:$D$134,E1682,F1682)","v":63.97894399999322}]
[null,null,null,null,2.7000000001000015,1.8,{"$f":"_xll.Interp3D($B$18:$B$134,$C$18:$C$134,$D$18:$D$134,E1683,F1683)","v":62.042175999866458}]
[null,null,null,null,2.7000000001000015,1.9,{"$f":"_xll.Interp3D($B$18:$B$134,$C$18:$C$134,$D$18:$D$134,E1684,F1684)","v":60.302271999779805}]
[null,null,null,null,2.7000000001000015,2,{"$f":"_xll.Interp3D($B$18:$B$134,$C$18:$C$134,$D$18:$D$134,E1685,F1685)","v":59.191999999768001}]
[null,null,null,null,2.7000000001000015,2.1,{"$f":"_xll.Interp3D($B$18:$B$134,$C$18:$C$134,$D$18:$D$134,E1686,F1686)","v":58.867263999868101}]
[null,null,null,null,2.7000000001000015,2.2000000000000002,{"$f":"_xll.Interp3D($B$18:$B$134,$C$18:$C$134,$D$18:$D$134,E1687,F1687)","v":59.039552000056929}]
[null,null,null,null,2.7000000001000015,2.2999999999999998,{"$f":"_xll.Interp3D($B$18:$B$134,$C$18:$C$134,$D$18:$D$134,E1688,F1688)","v":59.475008000278919}]
[null,null,null,null,2.7000000001000015,2.4,{"$f":"_xll.Interp3D($B$18:$B$134,$C$18:$C$134,$D$18:$D$134,E1689,F1689)","v":59.939776000478474}]
[null,null,null,null,2.7000000001000015,2.5,{"$f":"_xll.Interp3D($B$18:$B$134,$C$18:$C$134,$D$18:$D$134,E1690,F1690)","v":60.200000000599999}]
[null,null,null,null,2.7000000001000015,2.6,{"$f":"_xll.Interp3D($B$18:$B$134,$C$18:$C$134,$D$18:$D$134,E1691,F1691)","v":60.13676800063444}]
[null,null,null,null,2.7000000001000015,2.7,{"$f":"_xll.Interp3D($B$18:$B$134,$C$18:$C$134,$D$18:$D$134,E1692,F1692)","v":59.905984000618815}]
[null,null,null,null,2.7000000001000015,2.8,{"$f":"_xll.Interp3D($B$18:$B$134,$C$18:$C$134,$D$18:$D$134,E1693,F1693)","v":59.686016000566795}]
[null,null,null,null,2.7000000001000015,2.9,{"$f":"_xll.Interp3D($B$18:$B$134,$C$18:$C$134,$D$18:$D$134,E1694,F1694)","v":59.655232000491978}]
[null,null,null,null,2.7000000001000015,3,{"$f":"_xll.Interp3D($B$18:$B$134,$C$18:$C$134,$D$18:$D$134,E1695,F1695)","v":59.992000000407998}]
[null,null,null,null,2.7000000001000015,3.1,{"$f":"_xll.Interp3D($B$18:$B$134,$C$18:$C$134,$D$18:$D$134,E1696,F1696)","v":60.859520000276156}]
[null,null,null,null,2.7000000001000015,3.2,{"$f":"_xll.Interp3D($B$18:$B$134,$C$18:$C$134,$D$18:$D$134,E1697,F1697)","v":62.138880000087369}]
[null,null,null,null,2.7000000001000015,3.3,{"$f":"_xll.Interp3D($B$18:$B$134,$C$18:$C$134,$D$18:$D$134,E1698,F1698)","v":63.585279999899669}]
[null,null,null,null,2.7000000001000015,3.4,{"$f":"_xll.Interp3D($B$18:$B$134,$C$18:$C$134,$D$18:$D$134,E1699,F1699)","v":64.953919999771188}]
[null,null,null,null,2.7000000001000015,3.5,{"$f":"_xll.Interp3D($B$18:$B$134,$C$18:$C$134,$D$18:$D$134,E1700,F1700)","v":65.999999999759993}]
[null,null,null,null,2.7000000001000015,3.6,{"$f":"_xll.Interp3D($B$18:$B$134,$C$18:$C$134,$D$18:$D$134,E1701,F1701)","v":66.701503999929386}]
[null,null,null,null,2.7000000001000015,3.7,{"$f":"_xll.Interp3D($B$18:$B$134,$C$18:$C$134,$D$18:$D$134,E1702,F1702)","v":67.221632000240618}]
[null,null,null,null,2.7000000001000015,3.8,{"$f":"_xll.Interp3D($B$18:$B$134,$C$18:$C$134,$D$18:$D$134,E1703,F1703)","v":67.593408000598771}]
[null,null,null,null,2.7000000001000015,3.9,{"$f":"_xll.Interp3D($B$18:$B$134,$C$18:$C$134,$D$18:$D$134,E1704,F1704)","v":67.849856000908872}]
[null,null,null,null,2.7000000001000015,4,{"$f":"_xll.Interp3D($B$18:$B$134,$C$18:$C$134,$D$18:$D$134,E1705,F1705)","v":68.024000001076018}]
[null,null,null,null,2.7000000001000015,4.0999999999999996,{"$f":"_xll.Interp3D($B$18:$B$134,$C$18:$C$134,$D$18:$D$134,E1706,F1706)","v":67.932288001052683}]
[null,null,null,null,2.7000000001000015,4.2,{"$f":"_xll.Interp3D($B$18:$B$134,$C$18:$C$134,$D$18:$D$134,E1707,F1707)","v":67.552704000902196}]
[null,null,null,null,2.7000000001000015,4.3,{"$f":"_xll.Interp3D($B$18:$B$134,$C$18:$C$134,$D$18:$D$134,E1708,F1708)","v":67.160576000695755}]
[null,null,null,null,2.7000000001000015,4.4000000000000004,{"$f":"_xll.Interp3D($B$18:$B$134,$C$18:$C$134,$D$18:$D$134,E1709,F1709)","v":67.031232000504616}]
[null,null,null,null,2.7000000001000015,4.5,{"$f":"_xll.Interp3D($B$18:$B$134,$C$18:$C$134,$D$18:$D$134,E1710,F1710)","v":67.440000000400005}]
[null,null,null,null,2.7000000001000015,4.5999999999999996,{"$f":"_xll.Interp3D($B$18:$B$134,$C$18:$C$134,$D$18:$D$134,E1711,F1711)","v":68.661184000402343}]
[null,null,null,null,2.7000000001000015,4.7,{"$f":"_xll.Interp3D($B$18:$B$134,$C$18:$C$134,$D$18:$D$134,E1712,F1712)","v":70.511232000464148}]
[null,null,null,null,2.7000000001000015,4.8,{"$f":"_xll.Interp3D($B$18:$B$134,$C$18:$C$134,$D$18:$D$134,E1713,F1713)","v":72.578688000554763}]
[null,null,null,null,2.7000000001000015,4.9000000000000004,{"$f":"_xll.Interp3D($B$18:$B$134,$C$18:$C$134,$D$18:$D$134,E1714,F1714)","v":74.452096000643607}]
[null,null,null,null,2.7000000001000015,5,{"$f":"_xll.Interp3D($B$18:$B$134,$C$18:$C$134,$D$18:$D$134,E1715,F1715)","v":75.720000000700011}]
[null,null,null,null,2.7000000001000015,5.0999999999999996,{"$f":"_xll.Interp3D($B$18:$B$134,$C$18:$C$134,$D$18:$D$134,E1716,F1716)","v":76.249920000719214}]
[null,null,null,null,2.7000000001000015,5.2,{"$f":"_xll.Interp3D($B$18:$B$134,$C$18:$C$134,$D$18:$D$134,E1717,F1717)","v":76.316160000721624}]
[null,null,null,null,2.7000000001000015,5.3,{"$f":"_xll.Interp3D($B$18:$B$134,$C$18:$C$134,$D$18:$D$134,E1718,F1718)","v":76.11744000071441}]
[null,null,null,null,2.7000000001000015,5.4,{"$f":"_xll.Interp3D($B$18:$B$134,$C$18:$C$134,$D$18:$D$134,E1719,F1719)","v":75.852480000704816}]
[null,null,null,null,2.7000000001000015,5.5,{"$f":"_xll.Interp3D($B$18:$B$134,$C$18:$C$134,$D$18:$D$134,E1720,F1720)","v":75.720000000700011}]
[null,null,null,null,2.7000000001000015,5.6,{"$f":"_xll.Interp3D($B$18:$B$134,$C$18:$C$134,$D$18:$D$134,E1721,F1721)","v":75.720000000700011}]
[null,null,null,null,2.7000000001000015,5.7,{"$f":"_xll.Interp3D($B$18:$B$134,$C$18:$C$134,$D$18:$D$134,E1722,F1722)","v":75.720000000700011}]
[null,null,null,null,2.7000000001000015,5.8,{"$f":"_xll.Interp3D($B$18:$B$134,$C$18:$C$134,$D$18:$D$134,E1723,F1723)","v":75.720000000700011}]
[null,null,null,null,2.7000000001000015,5.9,{"$f":"_xll.Interp3D($B$18:$B$134,$C$18:$C$134,$D$18:$D$134,E1724,F1724)","v":75.720000000700011}]
[null,null,null,null,2.7000000001000015,6,{"$f":"_xll.Interp3D($B$18:$B$134,$C$18:$C$134,$D$18:$D$134,E1725,F1725)","v":75.720000000700011}]
[null,null,null,null,2.8000000001000016,0,{"$f":"_xll.Interp3D($B$18:$B$134,$C$18:$C$134,$D$18:$D$134,E1726,F1726)","v":63.912000000352009}]
[null,null,null,null,2.8000000001000016,0.1,{"$f":"_xll.Interp3D($B$18:$B$134,$C$18:$C$134,$D$18:$D$134,E1727,F1727)","v":62.017600000668814}]
[null,null,null,null,2.8000000001000016,0.2,{"$f":"_xll.Interp3D($B$18:$B$134,$C$18:$C$134,$D$18:$D$134,E1728,F1728)","v":60.574400000919212}]
[null,null,null,null,2.8000000001000016,0.3,{"$f":"_xll.Interp3D($B$18:$B$134,$C$18:$C$134,$D$18:$D$134,E1729,F1729)","v":59.582400001103224}]
[null,null,null,null,2.8000000001000016,0.4,{"$f":"_xll.Interp3D($B$18:$B$134,$C$18:$C$134,$D$18:$D$134,E1730,F1730)","v":59.041600001220814}]
[null,null,null,null,2.8000000001000016,0.5,{"$f":"_xll.Interp3D($B$18:$B$134,$C$18:$C$134,$D$18:$D$134,E1731,F1731)","v":58.952000001272019}]
[null,null,null,null,2.8000000001000016,0.6,{"$f":"_xll.Interp3D($B$18:$B$134,$C$18:$C$134,$D$18:$D$134,E1732,F1732)","v":59.569344001224891}]
[null,null,null,null,2.8000000001000016,0.7,{"$f":"_xll.Interp3D($B$18:$B$134,$C$18:$C$134,$D$18:$D$134,E1733,F1733)","v":60.893632001079411}]
[null,null,null,null,2.8000000001000016,0.8,{"$f":"_xll.Interp3D($B$18:$B$134,$C$18:$C$134,$D$18:$D$134,E1734,F1734)","v":62.541248000883499}]
[null,null,null,null,2.8000000001000016,0.9,{"$f":"_xll.Interp3D($B$18:$B$134,$C$18:$C$134,$D$18:$D$134,E1735,F1735)","v":64.128576000685058}]
[null,null,null,null,2.8000000001000016,1,{"$f":"_xll.Interp3D($B$18:$B$134,$C$18:$C$134,$D$18:$D$134,E1736,F1736)","v":65.272000000532017}]
[null,null,null,null,2.8000000001000016,1.1000000000000001,{"$f":"_xll.Interp3D($B$18:$B$134,$C$18:$C$134,$D$18:$D$134,E1737,F1737)","v":66.049472000429319}]
[null,null,null,null,2.8000000001000016,1.2,{"$f":"_xll.Interp3D($B$18:$B$134,$C$18:$C$134,$D$18:$D$134,E1738,F1738)","v":66.716736000345065}]
[null,null,null,null,2.8000000001000016,1.3,{"$f":"_xll.Interp3D($B$18:$B$134,$C$18:$C$134,$D$18:$D$134,E1739,F1739)","v":67.156864000271739}]
[null,null,null,null,2.8000000001000016,1.4,{"$f":"_xll.Interp3D($B$18:$B$134,$C$18:$C$134,$D$18:$D$134,E1740,F1740)","v":67.252928000201891}]
[null,null,null,null,2.8000000001000016,1.5,{"$f":"_xll.Interp3D($B$18:$B$134,$C$18:$C$134,$D$18:$D$134,E1741,F1741)","v":66.888000000128002}]
[null,null,null,null,2.8000000001000016,1.6,{"$f":"_xll.Interp3D($B$18:$B$134,$C$18:$C$134,$D$18:$D$134,E1742,F1742)","v":65.751552000030756}]
[null,null,null,null,2.8000000001000016,1.7,{"$f":"_xll.Interp3D($B$18:$B$134,$C$18:$C$134,$D$18:$D$134,E1743,F1743)","v":63.921535999915136}]
[null,null,null,null,{"$f":"E1683+0.1","v":2.8000000001000016},{"$f":"F1683","v":1.8},{"$f":"_xll.Interp3D($B$18:$B$134,$C$18:$C$134,$D$18:$D$134,E1744,F1744)","v":61.863743999810147}]
[null,null,null,null,2.8000000001000016,1.9,{"$f":"_xll.Interp3D($B$18:$B$134,$C$18:$C$134,$D$18:$D$134,E1745,F1745)","v":60.043967999744766}]
[null,null,null,null,2.8000000001000016,2,{"$f":"_xll.Interp3D($B$18:$B$134,$C$18:$C$134,$D$18:$D$134,E1746,F1746)","v":58.927999999747996}]
[null,null,null,null,2.8000000001000016,2.1,{"$f":"_xll.Interp3D($B$18:$B$134,$C$18:$C$134,$D$18:$D$134,E1747,F1747)","v":58.71001599985722}]
[null,null,null,null,2.8000000001000016,2.2000000000000002,{"$f":"_xll.Interp3D($B$18:$B$134,$C$18:$C$134,$D$18:$D$134,E1748,F1748)","v":59.07948800005309}]
[null,null,null,null,2.8000000001000016,2.2999999999999998,{"$f":"_xll.Interp3D($B$18:$B$134,$C$18:$C$134,$D$18:$D$134,E1749,F1749)","v":59.74515200027956}]
[null,null,null,null,2.8000000001000016,2.4,{"$f":"_xll.Interp3D($B$18:$B$134,$C$18:$C$134,$D$18:$D$134,E1750,F1750)","v":60.415744000480558}]
[null,null,null,null,2.8000000001000016,2.5,{"$f":"_xll.Interp3D($B$18:$B$134,$C$18:$C$134,$D$18:$D$134,E1751,F1751)","v":60.800000000600008}]
[null,null,null,null,2.8000000001000016,2.6,{"$f":"_xll.Interp3D($B$18:$B$134,$C$18:$C$134,$D$18:$D$134,E1752,F1752)","v":60.767872000625005}]
[null,null,null,null,2.8000000001000016,2.7,{"$f":"_xll.Interp3D($B$18:$B$134,$C$18:$C$134,$D$18:$D$134,E1753,F1753)","v":60.513536000592907}]
[null,null,null,null,2.8000000001000016,2.8,{"$f":"_xll.Interp3D($B$18:$B$134,$C$18:$C$134,$D$18:$D$134,E1754,F1754)","v":60.232064000523124}]
[null,null,null,null,2.8000000001000016,2.9,{"$f":"_xll.Interp3D($B$18:$B$134,$C$18:$C$134,$D$18:$D$134,E1755,F1755)","v":60.118528000435013}]
[null,null,null,null,2.8000000001000016,3,{"$f":"_xll.Interp3D($B$18:$B$134,$C$18:$C$134,$D$18:$D$134,E1756,F1756)","v":60.368000000348005}]
[null,null,null,null,2.8000000001000016,3.1,{"$f":"_xll.Interp3D($B$18:$B$134,$C$18:$C$134,$D$18:$D$134,E1757,F1757)","v":61.10656000022847}]
[null,null,null,null,2.8000000001000016,3.2,{"$f":"_xll.Interp3D($B$18:$B$134,$C$18:$C$134,$D$18:$D$134,E1758,F1758)","v":62.204160000063531}]
[null,null,null,null,2.8000000001000016,3.3,{"$f":"_xll.Interp3D($B$18:$B$134,$C$18:$C$134,$D$18:$D$134,E1759,F1759)","v":63.471679999903508}]
[null,null,null,null,2.8000000001000016,3.4,{"$f":"_xll.Interp3D($B$18:$B$134,$C$18:$C$134,$D$18:$D$134,E1760,F1760)","v":64.719999999798873}]
[null,null,null,null,2.8000000001000016,3.5,{"$f":"_xll.Interp3D($B$18:$B$134,$C$18:$C$134,$D$18:$D$134,E1761,F1761)","v":65.759999999799987}]
[null,null,null,null,2.8000000001000016,3.6,{"$f":"_xll.Interp3D($B$18:$B$134,$C$18:$C$134,$D$18:$D$134,E1762,F1762)","v":66.632895999966976}]
[null,null,null,null,2.8000000001000016,3.7,{"$f":"_xll.Interp3D($B$18:$B$134,$C$18:$C$134,$D$18:$D$134,E1763,F1763)","v":67.464768000266218}]
[null,null,null,null,2.8000000001000016,3.8,{"$f":"_xll.Interp3D($B$18:$B$134,$C$18:$C$134,$D$18:$D$134,E1764,F1764)","v":68.193792000607559}]
[null,null,null,null,2.8000000001000016,3.9,{"$f":"_xll.Interp3D($B$18:$B$134,$C$18:$C$134,$D$18:$D$134,E1765,F1765)","v":68.75814400090087}]
[null,null,null,null,2.8000000001000016,4,{"$f":"_xll.Interp3D($B$18:$B$134,$C$18:$C$134,$D$18:$D$134,E1766,F1766)","v":69.096000001056012}]
[null,null,null,null,2.8000000001000016,4.0999999999999996,{"$f":"_xll.Interp3D($B$18:$B$134,$C$18:$C$134,$D$18:$D$134,E1767,F1767)","v":68.974912001025487}]
[null,null,null,null,2.8000000001000016,4.2,{"$f":"_xll.Interp3D($B$18:$B$134,$C$18:$C$134,$D$18:$D$134,E1768,F1768)","v":68.436096000869398}]
[null,null,null,null,2.8000000001000016,4.3,{"$f":"_xll.Interp3D($B$18:$B$134,$C$18:$C$134,$D$18:$D$134,E1769,F1769)","v":67.828224000658963}]
[null,null,null,null,2.8000000001000016,4.4000000000000004,{"$f":"_xll.Interp3D($B$18:$B$134,$C$18:$C$134,$D$18:$D$134,E1770,F1770)","v":67.499968000465429}]
[null,null,null,null,2.8000000001000016,4.5,{"$f":"_xll.Interp3D($B$18:$B$134,$C$18:$C$134,$D$18:$D$134,E1771,F1771)","v":67.800000000360001}]
[null,null,null,null,2.8000000001000016,4.5999999999999996,{"$f":"_xll.Interp3D($B$18:$B$134,$C$18:$C$134,$D$18:$D$134,E1772,F1772)","v":69.02425600036409}]
[null,null,null,null,2.8000000001000016,4.7,{"$f":"_xll.Interp3D($B$18:$B$134,$C$18:$C$134,$D$18:$D$134,E1773,F1773)","v":70.940288000430229}]
[null,null,null,null,2.8000000001000016,4.8,{"$f":"_xll.Interp3D($B$18:$B$134,$C$18:$C$134,$D$18:$D$134,E1774,F1774)","v":73.104192000526282}]
[null,null,null,null,2.8000000001000016,4.9000000000000004,{"$f":"_xll.Interp3D($B$18:$B$134,$C$18:$C$134,$D$18:$D$134,E1775,F1775)","v":75.072064000620244}]
[null,null,null,null,2.8000000001000016,5,{"$f":"_xll.Interp3D($B$18:$B$134,$C$18:$C$134,$D$18:$D$134,E1776,F1776)","v":76.400000000680024}]
[null,null,null,null,2.8000000001000016,5.0999999999999996,{"$f":"_xll.Interp3D($B$18:$B$134,$C$18:$C$134,$D$18:$D$134,E1777,F1777)","v":76.950400000700483}]
[null,null,null,null,2.8000000001000016,5.2,{"$f":"_xll.Interp3D($B$18:$B$134,$C$18:$C$134,$D$18:$D$134,E1778,F1778)","v":77.019200000703066}]
[null,null,null,null,2.8000000001000016,5.3,{"$f":"_xll.Interp3D($B$18:$B$134,$C$18:$C$134,$D$18:$D$134,E1779,F1779)","v":76.812800000695376}]
[null,null,null,null,2.8000000001000016,5.4,{"$f":"_xll.Interp3D($B$18:$B$134,$C$18:$C$134,$D$18:$D$134,E1780,F1780)","v":76.537600000685131}]
[null,null,null,null,2.8000000001000016,5.5,{"$f":"_xll.Interp3D($B$18:$B$134,$C$18:$C$134,$D$18:$D$134,E1781,F1781)","v":76.400000000680024}]
[null,null,null,null,2.8000000001000016,5.6,{"$f":"_xll.Interp3D($B$18:$B$134,$C$18:$C$134,$D$18:$D$134,E1782,F1782)","v":76.400000000680024}]
[null,null,null,null,2.8000000001000016,5.7,{"$f":"_xll.Interp3D($B$18:$B$134,$C$18:$C$134,$D$18:$D$134,E1783,F1783)","v":76.400000000680024}]
[null,null,null,null,2.8000000001000016,5.8,{"$f":"_xll.Interp3D($B$18:$B$134,$C$18:$C$134,$D$18:$D$134,E1784,F1784)","v":76.400000000680024}]
[null,null,null,null,2.8000000001000016,5.9,{"$f":"_xll.Interp3D($B$18:$B$134,$C$18:$C$134,$D$18:$D$134,E1785,F1785)","v":76.400000000680024}]
[null,null,null,null,2.8000000001000016,6,{"$f":"_xll.Interp3D($B$18:$B$134,$C$18:$C$134,$D$18:$D$134,E1786,F1786)","v":76.400000000680024}]
[null,null,null,null,2.9000000001000017,0,{"$f":"_xll.Interp3D($B$18:$B$134,$C$18:$C$134,$D$18:$D$134,E1787,F1787)","v":64.344000000527998}]
[null,null,null,null,2.9000000001000017,0.1,{"$f":"_xll.Interp3D($B$18:$B$134,$C$18:$C$134,$D$18:$D$134,E1788,F1788)","v":62.720000000733613}]
[null,null,null,null,2.9000000001000017,0.2,{"$f":"_xll.Interp3D($B$18:$B$134,$C$18:$C$134,$D$18:$D$134,E1789,F1789)","v":61.488000000890409}]
[null,null,null,null,2.9000000001000017,0.3,{"$f":"_xll.Interp3D($B$18:$B$134,$C$18:$C$134,$D$18:$D$134,E1790,F1790)","v":60.648000000998429}]
[null,null,null,null,2.9000000001000017,0.4,{"$f":"_xll.Interp3D($B$18:$B$134,$C$18:$C$134,$D$18:$D$134,E1791,F1791)","v":60.200000001057617}]
[null,null,null,null,2.9000000001000017,0.5,{"$f":"_xll.Interp3D($B$18:$B$134,$C$18:$C$134,$D$18:$D$134,E1792,F1792)","v":60.144000001068022}]
[null,null,null,null,2.9000000001000017,0.6,{"$f":"_xll.Interp3D($B$18:$B$134,$C$18:$C$134,$D$18:$D$134,E1793,F1793)","v":60.706688001004594}]
[null,null,null,null,2.9000000001000017,0.7,{"$f":"_xll.Interp3D($B$18:$B$134,$C$18:$C$134,$D$18:$D$134,E1794,F1794)","v":61.888064000867345}]
[null,null,null,null,2.9000000001000017,0.8,{"$f":"_xll.Interp3D($B$18:$B$134,$C$18:$C$134,$D$18:$D$134,E1795,F1795)","v":63.348096000693801}]
[null,null,null,null,2.9000000001000017,0.9,{"$f":"_xll.Interp3D($B$18:$B$134,$C$18:$C$134,$D$18:$D$134,E1796,F1796)","v":64.746752000521511}]
[null,null,null,null,2.9000000001000017,1,{"$f":"_xll.Interp3D($B$18:$B$134,$C$18:$C$134,$D$18:$D$134,E1797,F1797)","v":65.744000000387999}]
[null,null,null,null,2.9000000001000017,1.1000000000000001,{"$f":"_xll.Interp3D($B$18:$B$134,$C$18:$C$134,$D$18:$D$134,E1798,F1798)","v":66.420864000294358}]
[null,null,null,null,2.9000000001000017,1.2,{"$f":"_xll.Interp3D($B$18:$B$134,$C$18:$C$134,$D$18:$D$134,E1799,F1799)","v":67.004032000215588}]
[null,null,null,null,2.9000000001000017,1.3,{"$f":"_xll.Interp3D($B$18:$B$134,$C$18:$C$134,$D$18:$D$134,E1800,F1800)","v":67.371968000150019}]
[null,null,null,null,2.9000000001000017,1.4,{"$f":"_xll.Interp3D($B$18:$B$134,$C$18:$C$134,$D$18:$D$134,E1801,F1801)","v":67.40313600009604}]
[null,null,null,null,2.9000000001000017,1.5,{"$f":"_xll.Interp3D($B$18:$B$134,$C$18:$C$134,$D$18:$D$134,E1802,F1802)","v":66.976000000051997}]
[null,null,null,null,2.9000000001000017,1.6,{"$f":"_xll.Interp3D($B$18:$B$134,$C$18:$C$134,$D$18:$D$134,E1803,F1803)","v":65.766464000011652}]
[null,null,null,null,2.9000000001000017,1.7,{"$f":"_xll.Interp3D($B$18:$B$134,$C$18:$C$134,$D$18:$D$134,E1804,F1804)","v":63.855551999976065}]
[null,null,null,null,2.9000000001000017,1.8,{"$f":"_xll.Interp3D($B$18:$B$134,$C$18:$C$134,$D$18:$D$134,E1805,F1805)","v":61.72940799995466}]
[null,null,null,null,2.9000000001000017,1.9,{"$f":"_xll.Interp3D($B$18:$B$134,$C$18:$C$134,$D$18:$D$134,E1806,F1806)","v":59.874175999956833}]
[null,null,null,null,2.9000000001000017,2,{"$f":"_xll.Interp3D($B$18:$B$134,$C$18:$C$134,$D$18:$D$134,E1807,F1807)","v":58.775999999992003}]
[null,null,null,null,{"$f":"E1747+0.1","v":2.9000000001000017},{"$f":"F1747","v":2.1},{"$f":"_xll.Interp3D($B$18:$B$134,$C$18:$C$134,$D$18:$D$134,E1808,F1808)","v":58.661312000085189}]
[null,null,null,null,2.9000000001000017,2.2000000000000002,{"$f":"_xll.Interp3D($B$18:$B$134,$C$18:$C$134,$D$18:$D$134,E1809,F1809)","v":59.206016000230115}]
[null,null,null,null,2.9000000001000017,2.2999999999999998,{"$f":"_xll.Interp3D($B$18:$B$134,$C$18:$C$134,$D$18:$D$134,E1810,F1810)","v":60.070464000389265}]
[null,null,null,null,2.9000000001000017,2.4,{"$f":"_xll.Interp3D($B$18:$B$134,$C$18:$C$134,$D$18:$D$134,E1811,F1811)","v":60.915008000525063}]
[null,null,null,null,2.9000000001000017,2.5,{"$f":"_xll.Interp3D($B$18:$B$134,$C$18:$C$134,$D$18:$D$134,E1812,F1812)","v":61.400000000600009}]
[null,null,null,null,2.9000000001000017,2.6,{"$f":"_xll.Interp3D($B$18:$B$134,$C$18:$C$134,$D$18:$D$134,E1813,F1813)","v":61.381184000598857}]
[null,null,null,null,2.9000000001000017,2.7,{"$f":"_xll.Interp3D($B$18:$B$134,$C$18:$C$134,$D$18:$D$134,E1814,F1814)","v":61.08499200054662}]
[null,null,null,null,2.9000000001000017,2.8,{"$f":"_xll.Interp3D($B$18:$B$134,$C$18:$C$134,$D$18:$D$134,E1815,F1815)","v":60.727808000466183}]
[null,null,null,null,2.9000000001000017,2.9,{"$f":"_xll.Interp3D($B$18:$B$134,$C$18:$C$134,$D$18:$D$134,E1816,F1816)","v":60.526016000380352}]
[null,null,null,null,2.9000000001000017,3,{"$f":"_xll.Interp3D($B$18:$B$134,$C$18:$C$134,$D$18:$D$134,E1817,F1817)","v":60.696000000311997}]
[null,null,null,null,2.9000000001000017,3.1,{"$f":"_xll.Interp3D($B$18:$B$134,$C$18:$C$134,$D$18:$D$134,E1818,F1818)","v":61.337600000244159}]
[null,null,null,null,2.9000000001000017,3.2,{"$f":"_xll.Interp3D($B$18:$B$134,$C$18:$C$134,$D$18:$D$134,E1819,F1819)","v":62.30656000016161}]
[null,null,null,null,2.9000000001000017,3.3,{"$f":"_xll.Interp3D($B$18:$B$134,$C$18:$C$134,$D$18:$D$134,E1820,F1820)","v":63.453120000089761}]
[null,null,null,null,2.9000000001000017,3.4,{"$f":"_xll.Interp3D($B$18:$B$134,$C$18:$C$134,$D$18:$D$134,E1821,F1821)","v":64.627520000054076}]
[null,null,null,null,2.9000000001000017,3.5,{"$f":"_xll.Interp3D($B$18:$B$134,$C$18:$C$134,$D$18:$D$134,E1822,F1822)","v":65.68000000008}]
[null,null,null,null,2.9000000001000017,3.6,{"$f":"_xll.Interp3D($B$18:$B$134,$C$18:$C$134,$D$18:$D$134,E1823,F1823)","v":66.702592000205982}]
[null,null,null,null,2.9000000001000017,3.7,{"$f":"_xll.Interp3D($B$18:$B$134,$C$18:$C$134,$D$18:$D$134,E1824,F1824)","v":67.795136000415084}]
[null,null,null,null,2.9000000001000017,3.8,{"$f":"_xll.Interp3D($B$18:$B$134,$C$18:$C$134,$D$18:$D$134,E1825,F1825)","v":68.81958400064957}]
[null,null,null,null,2.9000000001000017,3.9,{"$f":"_xll.Interp3D($B$18:$B$134,$C$18:$C$134,$D$18:$D$134,E1826,F1826)","v":69.637888000851788}]
[null,null,null,null,2.9000000001000017,4,{"$f":"_xll.Interp3D($B$18:$B$134,$C$18:$C$134,$D$18:$D$134,E1827,F1827)","v":70.112000000964017}]
[null,null,null,null,2.9000000001000017,4.0999999999999996,{"$f":"_xll.Interp3D($B$18:$B$134,$C$18:$C$134,$D$18:$D$134,E1828,F1828)","v":69.969024000955656}]
[null,null,null,null,2.9000000001000017,4.2,{"$f":"_xll.Interp3D($B$18:$B$134,$C$18:$C$134,$D$18:$D$134,E1829,F1829)","v":69.300992000865207}]
[null,null,null,null,2.9000000001000017,4.3,{"$f":"_xll.Interp3D($B$18:$B$134,$C$18:$C$134,$D$18:$D$134,E1830,F1830)","v":68.517248000738519}]
[null,null,null,null,2.9000000001000017,4.4000000000000004,{"$f":"_xll.Interp3D($B$18:$B$134,$C$18:$C$134,$D$18:$D$134,E1831,F1831)","v":68.027136000621496}]
[null,null,null,null,2.9000000001000017,4.5,{"$f":"_xll.Interp3D($B$18:$B$134,$C$18:$C$134,$D$18:$D$134,E1832,F1832)","v":68.240000000560016}]
[null,null,null,null,2.9000000001000017,4.5999999999999996,{"$f":"_xll.Interp3D($B$18:$B$134,$C$18:$C$134,$D$18:$D$134,E1833,F1833)","v":69.469952000567588}]
[null,null,null,null,2.9000000001000017,4.7,{"$f":"_xll.Interp3D($B$18:$B$134,$C$18:$C$134,$D$18:$D$134,E1834,F1834)","v":71.444096000613641}]
[null,null,null,null,2.9000000001000017,4.8,{"$f":"_xll.Interp3D($B$18:$B$134,$C$18:$C$134,$D$18:$D$134,E1835,F1835)","v":73.69126400067789}]
[null,null,null,null,2.9000000001000017,4.9000000000000004,{"$f":"_xll.Interp3D($B$18:$B$134,$C$18:$C$134,$D$18:$D$134,E1836,F1836)","v":75.740288000740122}]
[null,null,null,null,2.9000000001000017,5,{"$f":"_xll.Interp3D($B$18:$B$134,$C$18:$C$134,$D$18:$D$134,E1837,F1837)","v":77.12000000078001}]
[null,null,null,null,2.9000000001000017,5.0999999999999996,{"$f":"_xll.Interp3D($B$18:$B$134,$C$18:$C$134,$D$18:$D$134,E1838,F1838)","v":77.688320000794079}]
[null,null,null,null,2.9000000001000017,5.2,{"$f":"_xll.Interp3D($B$18:$B$134,$C$18:$C$134,$D$18:$D$134,E1839,F1839)","v":77.759360000795851}]
[null,null,null,null,2.9000000001000017,5.3,{"$f":"_xll.Interp3D($B$18:$B$134,$C$18:$C$134,$D$18:$D$134,E1840,F1840)","v":77.546240000790561}]
[null,null,null,null,2.9000000001000017,5.4,{"$f":"_xll.Interp3D($B$18:$B$134,$C$18:$C$134,$D$18:$D$134,E1841,F1841)","v":77.262080000783527}]
[null,null,null,null,2.9000000001000017,5.5,{"$f":"_xll.Interp3D($B$18:$B$134,$C$18:$C$134,$D$18:$D$134,E1842,F1842)","v":77.12000000078001}]
[null,null,null,null,2.9000000001000017,5.6,{"$f":"_xll.Interp3D($B$18:$B$134,$C$18:$C$134,$D$18:$D$134,E1843,F1843)","v":77.12000000078001}]
[null,null,null,null,2.9000000001000017,5.7,{"$f":"_xll.Interp3D($B$18:$B$134,$C$18:$C$134,$D$18:$D$134,E1844,F1844)","v":77.12000000078001}]
[null,null,null,null,2.9000000001000017,5.8,{"$f":"_xll.Interp3D($B$18:$B$134,$C$18:$C$134,$D$18:$D$134,E1845,F1845)","v":77.12000000078001}]
[null,null,null,null,2.9000000001000017,5.9,{"$f":"_xll.Interp3D($B$18:$B$134,$C$18:$C$134,$D$18:$D$134,E1846,F1846)","v":77.12000000078001}]
[null,null,null,null,2.9000000001000017,6,{"$f":"_xll.Interp3D($B$18:$B$134,$C$18:$C$134,$D$18:$D$134,E1847,F1847)","v":77.12000000078001}]
[null,null,null,null,3.0000000001000018,0,{"$f":"_xll.Interp3D($B$18:$B$134,$C$18:$C$134,$D$18:$D$134,E1848,F1848)","v":65.000000000800014}]
[null,null,null,null,3.0000000001000018,0.1,{"$f":"_xll.Interp3D($B$18:$B$134,$C$18:$C$134,$D$18:$D$134,E1849,F1849)","v":63.48000000078401}]
[null,null,null,null,3.0000000001000018,0.2,{"$f":"_xll.Interp3D($B$18:$B$134,$C$18:$C$134,$D$18:$D$134,E1850,F1850)","v":62.320000000756011}]
[null,null,null,null,3.0000000001000018,0.3,{"$f":"_xll.Interp3D($B$18:$B$134,$C$18:$C$134,$D$18:$D$134,E1851,F1851)","v":61.520000000716017}]
[null,null,null,null,3.0000000001000018,0.4,{"$f":"_xll.Interp3D($B$18:$B$134,$C$18:$C$134,$D$18:$D$134,E1852,F1852)","v":61.080000000664008}]
[null,null,null,null,3.0000000001000018,0.5,{"$f":"_xll.Interp3D($B$18:$B$134,$C$18:$C$134,$D$18:$D$134,E1853,F1853)","v":61.000000000600011}]
[null,null,null,null,3.0000000001000018,0.6,{"$f":"_xll.Interp3D($B$18:$B$134,$C$18:$C$134,$D$18:$D$134,E1854,F1854)","v":61.488000000512812}]
[null,null,null,null,3.0000000001000018,0.7,{"$f":"_xll.Interp3D($B$18:$B$134,$C$18:$C$134,$D$18:$D$134,E1855,F1855)","v":62.544000000402406}]
[null,null,null,null,3.0000000001000018,0.8,{"$f":"_xll.Interp3D($B$18:$B$134,$C$18:$C$134,$D$18:$D$134,E1856,F1856)","v":63.856000000285604}]
[null,null,null,null,3.0000000001000018,0.9,{"$f":"_xll.Interp3D($B$18:$B$134,$C$18:$C$134,$D$18:$D$134,E1857,F1857)","v":65.112000000179194}]
[null,null,null,null,3.0000000001000018,1,{"$f":"_xll.Interp3D($B$18:$B$134,$C$18:$C$134,$D$18:$D$134,E1858,F1858)","v":66.000000000100002}]
[null,null,null,null,3.0000000001000018,1.1000000000000001,{"$f":"_xll.Interp3D($B$18:$B$134,$C$18:$C$134,$D$18:$D$134,E1859,F1859)","v":66.600000000044787}]
[null,null,null,null,3.0000000001000018,1.2,{"$f":"_xll.Interp3D($B$18:$B$134,$C$18:$C$134,$D$18:$D$134,E1860,F1860)","v":67.120000000002406}]
[null,null,null,null,3.0000000001000018,1.3,{"$f":"_xll.Interp3D($B$18:$B$134,$C$18:$C$134,$D$18:$D$134,E1861,F1861)","v":67.439999999977601}]
[null,null,null,null,3.0000000001000018,1.4,{"$f":"_xll.Interp3D($B$18:$B$134,$C$18:$C$134,$D$18:$D$134,E1862,F1862)","v":67.439999999975186}]
[null,null,null,null,3.0000000001000018,1.5,{"$f":"_xll.Interp3D($B$18:$B$134,$C$18:$C$134,$D$18:$D$134,E1863,F1863)","v":67}]
[null,null,null,null,3.0000000001000018,1.6,{"$f":"_xll.Interp3D($B$18:$B$134,$C$18:$C$134,$D$18:$D$134,E1864,F1864)","v":65.80000000006801}]
[null,null,null,null,3.0000000001000018,1.7,{"$f":"_xll.Interp3D($B$18:$B$134,$C$18:$C$134,$D$18:$D$134,E1865,F1865)","v":63.920000000176003}]
[null,null,null,null,3.0000000001000018,1.8,{"$f":"_xll.Interp3D($B$18:$B$134,$C$18:$C$134,$D$18:$D$134,E1866,F1866)","v":61.840000000300009}]
[null,null,null,null,3.0000000001000018,1.9,{"$f":"_xll.Interp3D($B$18:$B$134,$C$18:$C$134,$D$18:$D$134,E1867,F1867)","v":60.040000000416008}]
[null,null,null,null,3.0000000001000018,2,{"$f":"_xll.Interp3D($B$18:$B$134,$C$18:$C$134,$D$18:$D$134,E1868,F1868)","v":59.000000000500009}]
[null,null,null,null,3.0000000001000018,2.1,{"$f":"_xll.Interp3D($B$18:$B$134,$C$18:$C$134,$D$18:$D$134,E1869,F1869)","v":58.960000000552014}]
[null,null,null,null,3.0000000001000018,2.2000000000000002,{"$f":"_xll.Interp3D($B$18:$B$134,$C$18:$C$134,$D$18:$D$134,E1870,F1870)","v":59.600000000588011}]
[null,null,null,null,3.0000000001000018,2.2999999999999998,{"$f":"_xll.Interp3D($B$18:$B$134,$C$18:$C$134,$D$18:$D$134,E1871,F1871)","v":60.560000000608014}]
[null,null,null,null,{"$f":"E1811+0.1","v":3.0000000001000018},{"$f":"F1811","v":2.4},{"$f":"_xll.Interp3D($B$18:$B$134,$C$18:$C$134,$D$18:$D$134,E1872,F1872)","v":61.480000000612016}]
[null,null,null,null,3.0000000001000018,2.5,{"$f":"_xll.Interp3D($B$18:$B$134,$C$18:$C$134,$D$18:$D$134,E1873,F1873)","v":62.000000000600011}]
[null,null,null,null,3.0000000001000018,2.6,{"$f":"_xll.Interp3D($B$18:$B$134,$C$18:$C$134,$D$18:$D$134,E1874,F1874)","v":61.960000000556008}]
[null,null,null,null,3.0000000001000018,2.7,{"$f":"_xll.Interp3D($B$18:$B$134,$C$18:$C$134,$D$18:$D$134,E1875,F1875)","v":61.600000000480001}]
[null,null,null,null,3.0000000001000018,2.8,{"$f":"_xll.Interp3D($B$18:$B$134,$C$18:$C$134,$D$18:$D$134,E1876,F1876)","v":61.16000000039601}]
[null,null,null,null,3.0000000001000018,2.9,{"$f":"_xll.Interp3D($B$18:$B$134,$C$18:$C$134,$D$18:$D$134,E1877,F1877)","v":60.880000000328003}]
[null,null,null,null,3.0000000001000018,3,{"$f":"_xll.Interp3D($B$18:$B$134,$C$18:$C$134,$D$18:$D$134,E1878,F1878)","v":61.000000000300005}]
[null,null,null,null,3.0000000001000018,3.1,{"$f":"_xll.Interp3D($B$18:$B$134,$C$18:$C$134,$D$18:$D$134,E1879,F1879)","v":61.616000000323211}]
[null,null,null,null,3.0000000001000018,3.2,{"$f":"_xll.Interp3D($B$18:$B$134,$C$18:$C$134,$D$18:$D$134,E1880,F1880)","v":62.568000000381616}]
[null,null,null,null,3.0000000001000018,3.3,{"$f":"_xll.Interp3D($B$18:$B$134,$C$18:$C$134,$D$18:$D$134,E1881,F1881)","v":63.712000000458417}]
[null,null,null,null,3.0000000001000018,3.4,{"$f":"_xll.Interp3D($B$18:$B$134,$C$18:$C$134,$D$18:$D$134,E1882,F1882)","v":64.904000000536811}]
[null,null,null,null,3.0000000001000018,3.5,{"$f":"_xll.Interp3D($B$18:$B$134,$C$18:$C$134,$D$18:$D$134,E1883,F1883)","v":66.000000000600011}]
[null,null,null,null,3.0000000001000018,3.6,{"$f":"_xll.Interp3D($B$18:$B$134,$C$18:$C$134,$D$18:$D$134,E1884,F1884)","v":67.112000000646404}]
[null,null,null,null,3.0000000001000018,3.7,{"$f":"_xll.Interp3D($B$18:$B$134,$C$18:$C$134,$D$18:$D$134,E1885,F1885)","v":68.336000000687221}]
[null,null,null,null,3.0000000001000018,3.8,{"$f":"_xll.Interp3D($B$18:$B$134,$C$18:$C$134,$D$18:$D$134,E1886,F1886)","v":69.504000000724801}]
[null,null,null,null,3.0000000001000018,3.9,{"$f":"_xll.Interp3D($B$18:$B$134,$C$18:$C$134,$D$18:$D$134,E1887,F1887)","v":70.44800000076161}]
[null,null,null,null,3.0000000001000018,4,{"$f":"_xll.Interp3D($B$18:$B$134,$C$18:$C$134,$D$18:$D$134,E1888,F1888)","v":71.000000000800014}]
[null,null,null,null,3.0000000001000018,4.0999999999999996,{"$f":"_xll.Interp3D($B$18:$B$134,$C$18:$C$134,$D$18:$D$134,E1889,F1889)","v":70.872000000843215}]
[null,null,null,null,3.0000000001000018,4.2,{"$f":"_xll.Interp3D($B$18:$B$134,$C$18:$C$134,$D$18:$D$134,E1890,F1890)","v":70.176000000889616}]
[null,null,null,null,3.0000000001000018,4.3,{"$f":"_xll.Interp3D($B$18:$B$134,$C$18:$C$134,$D$18:$D$134,E1891,F1891)","v":69.344000000934415}]
[null,null,null,null,3.0000000001000018,4.4000000000000004,{"$f":"_xll.Interp3D($B$18:$B$134,$C$18:$C$134,$D$18:$D$134,E1892,F1892)","v":68.808000000972825}]
[null,null,null,null,3.0000000001000018,4.5,{"$f":"_xll.Interp3D($B$18:$B$134,$C$18:$C$134,$D$18:$D$134,E1893,F1893)","v":69.000000001000018}]
[null,null,null,null,3.0000000001000018,4.5999999999999996,{"$f":"_xll.Interp3D($B$18:$B$134,$C$18:$C$134,$D$18:$D$134,E1894,F1894)","v":70.240000001012817}]
[null,null,null,null,3.0000000001000018,4.7,{"$f":"_xll.Interp3D($B$18:$B$134,$C$18:$C$134,$D$18:$D$134,E1895,F1895)","v":72.240000001014423}]
[null,null,null,null,3.0000000001000018,4.8,{"$f":"_xll.Interp3D($B$18:$B$134,$C$18:$C$134,$D$18:$D$134,E1896,F1896)","v":74.520000001009606}]
[null,null,null,null,3.0000000001000018,4.9000000000000004,{"$f":"_xll.Interp3D($B$18:$B$134,$C$18:$C$134,$D$18:$D$134,E1897,F1897)","v":76.600000001003224}]
[null,null,null,null,3.0000000001000018,5,{"$f":"_xll.Interp3D($B$18:$B$134,$C$18:$C$134,$D$18:$D$134,E1898,F1898)","v":78.000000001000018}]
[null,null,null,null,3.0000000001000018,5.0999999999999996,{"$f":"_xll.Interp3D($B$18:$B$134,$C$18:$C$134,$D$18:$D$134,E1899,F1899)","v":78.576000001000011}]
[null,null,null,null,3.0000000001000018,5.2,{"$f":"_xll.Interp3D($B$18:$B$134,$C$18:$C$134,$D$18:$D$134,E1900,F1900)","v":78.648000001000028}]
[null,null,null,null,3.0000000001000018,5.3,{"$f":"_xll.Interp3D($B$18:$B$134,$C$18:$C$134,$D$18:$D$134,E1901,F1901)","v":78.432000001000006}]
[null,null,null,null,3.0000000001000018,5.4,{"$f":"_xll.Interp3D($B$18:$B$134,$C$18:$C$134,$D$18:$D$134,E1902,F1902)","v":78.144000001000023}]
[null,null,null,null,3.0000000001000018,5.5,{"$f":"_xll.Interp3D($B$18:$B$134,$C$18:$C$134,$D$18:$D$134,E1903,F1903)","v":78.000000001000018}]
[null,null,null,null,3.0000000001000018,5.6,{"$f":"_xll.Interp3D($B$18:$B$134,$C$18:$C$134,$D$18:$D$134,E1904,F1904)","v":78.000000001000018}]
[null,null,null,null,3.0000000001000018,5.7,{"$f":"_xll.Interp3D($B$18:$B$134,$C$18:$C$134,$D$18:$D$134,E1905,F1905)","v":78.000000001000018}]
[null,null,null,null,3.0000000001000018,5.8,{"$f":"_xll.Interp3D($B$18:$B$134,$C$18:$C$134,$D$18:$D$134,E1906,F1906)","v":78.000000001000018}]
[null,null,null,null,3.0000000001000018,5.9,{"$f":"_xll.Interp3D($B$18:$B$134,$C$18:$C$134,$D$18:$D$134,E1907,F1907)","v":78.000000001000018}]
[null,null,null,null,3.0000000001000018,6,{"$f":"_xll.Interp3D($B$18:$B$134,$C$18:$C$134,$D$18:$D$134,E1908,F1908)","v":78.000000001000018}]
[null,null,null,null,3.1000000001000019,0,{"$f":"_xll.Interp3D($B$18:$B$134,$C$18:$C$134,$D$18:$D$134,E1909,F1909)","v":66.104000001352034}]
[null,null,null,null,3.1000000001000019,0.1,{"$f":"_xll.Interp3D($B$18:$B$134,$C$18:$C$134,$D$18:$D$134,E1910,F1910)","v":64.390400001013617}]
[null,null,null,null,3.1000000001000019,0.2,{"$f":"_xll.Interp3D($B$18:$B$134,$C$18:$C$134,$D$18:$D$134,E1911,F1911)","v":63.054400000716811}]
[null,null,null,null,3.1000000001000019,0.3,{"$f":"_xll.Interp3D($B$18:$B$134,$C$18:$C$134,$D$18:$D$134,E1912,F1912)","v":62.096000000461615}]
[null,null,null,null,3.1000000001000019,0.4,{"$f":"_xll.Interp3D($B$18:$B$134,$C$18:$C$134,$D$18:$D$134,E1913,F1913)","v":61.515200000248001}]
[null,null,null,null,3.1000000001000019,0.5,{"$f":"_xll.Interp3D($B$18:$B$134,$C$18:$C$134,$D$18:$D$134,E1914,F1914)","v":61.312000000076004}]
[null,null,null,null,3.1000000001000019,0.6,{"$f":"_xll.Interp3D($B$18:$B$134,$C$18:$C$134,$D$18:$D$134,E1915,F1915)","v":61.697599999960318}]
[null,null,null,null,3.1000000001000019,0.7,{"$f":"_xll.Interp3D($B$18:$B$134,$C$18:$C$134,$D$18:$D$134,E1916,F1916)","v":62.671999999900969}]
[null,null,null,null,3.1000000001000019,0.8,{"$f":"_xll.Interp3D($B$18:$B$134,$C$18:$C$134,$D$18:$D$134,E1917,F1917)","v":63.918399999875831}]
[null,null,null,null,3.1000000001000019,0.9,{"$f":"_xll.Interp3D($B$18:$B$134,$C$18:$C$134,$D$18:$D$134,E1918,F1918)","v":65.11999999986287}]
[null,null,null,null,3.1000000001000019,1,{"$f":"_xll.Interp3D($B$18:$B$134,$C$18:$C$134,$D$18:$D$134,E1919,F1919)","v":65.959999999839994}]
[null,null,null,null,3.1000000001000019,1.1000000000000001,{"$f":"_xll.Interp3D($B$18:$B$134,$C$18:$C$134,$D$18:$D$134,E1920,F1920)","v":66.508159999791189}]
[null,null,null,null,3.1000000001000019,1.2,{"$f":"_xll.Interp3D($B$18:$B$134,$C$18:$C$134,$D$18:$D$134,E1921,F1921)","v":66.975679999731199}]
[null,null,null,null,3.1000000001000019,1.3,{"$f":"_xll.Interp3D($B$18:$B$134,$C$18:$C$134,$D$18:$D$134,E1922,F1922)","v":67.257919999683992}]
[null,null,null,null,3.1000000001000019,1.4,{"$f":"_xll.Interp3D($B$18:$B$134,$C$18:$C$134,$D$18:$D$134,E1923,F1923)","v":67.250239999673596}]
[null,null,null,null,3.1000000001000019,1.5,{"$f":"_xll.Interp3D($B$18:$B$134,$C$18:$C$134,$D$18:$D$134,E1924,F1924)","v":66.847999999723996}]
[null,null,null,null,3.1000000001000019,1.6,{"$f":"_xll.Interp3D($B$18:$B$134,$C$18:$C$134,$D$18:$D$134,E1925,F1925)","v":65.759359999873936}]
[null,null,null,null,3.1000000001000019,1.7,{"$f":"_xll.Interp3D($B$18:$B$134,$C$18:$C$134,$D$18:$D$134,E1926,F1926)","v":64.054080000107362}]
[null,null,null,null,3.1000000001000019,1.8,{"$f":"_xll.Interp3D($B$18:$B$134,$C$18:$C$134,$D$18:$D$134,E1927,F1927)","v":62.169920000366247}]
[null,null,null,null,3.1000000001000019,1.9,{"$f":"_xll.Interp3D($B$18:$B$134,$C$18:$C$134,$D$18:$D$134,E1928,F1928)","v":60.544640000592487}]
[null,null,null,null,3.1000000001000019,2,{"$f":"_xll.Interp3D($B$18:$B$134,$C$18:$C$134,$D$18:$D$134,E1929,F1929)","v":59.616000000728008}]
[null,null,null,null,3.1000000001000019,2.1,{"$f":"_xll.Interp3D($B$18:$B$134,$C$18:$C$134,$D$18:$D$134,E1930,F1930)","v":59.615296000756302}]
[null,null,null,null,3.1000000001000019,2.2000000000000002,{"$f":"_xll.Interp3D($B$18:$B$134,$C$18:$C$134,$D$18:$D$134,E1931,F1931)","v":60.250688000716082}]
[null,null,null,null,3.1000000001000019,2.2999999999999998,{"$f":"_xll.Interp3D($B$18:$B$134,$C$18:$C$134,$D$18:$D$134,E1932,F1932)","v":61.175232000632114}]
[null,null,null,null,3.1000000001000019,2.4,{"$f":"_xll.Interp3D($B$18:$B$134,$C$18:$C$134,$D$18:$D$134,E1933,F1933)","v":62.041984000529169}]
[null,null,null,null,3.1000000001000019,2.5,{"$f":"_xll.Interp3D($B$18:$B$134,$C$18:$C$134,$D$18:$D$134,E1934,F1934)","v":62.504000000432001}]
[null,null,null,null,3.1000000001000019,2.6,{"$f":"_xll.Interp3D($B$18:$B$134,$C$18:$C$134,$D$18:$D$134,E1935,F1935)","v":62.376576000309093}]
[null,null,null,null,{"$f":"E1875+0.1","v":3.1000000001000019},{"$f":"F1875","v":2.7},{"$f":"_xll.Interp3D($B$18:$B$134,$C$18:$C$134,$D$18:$D$134,E1936,F1936)","v":61.891008000143898}]
[null,null,null,null,3.1000000001000019,2.8,{"$f":"_xll.Interp3D($B$18:$B$134,$C$18:$C$134,$D$18:$D$134,E1937,F1937)","v":61.324351999983776}]
[null,null,null,null,3.1000000001000019,2.9,{"$f":"_xll.Interp3D($B$18:$B$134,$C$18:$C$134,$D$18:$D$134,E1938,F1938)","v":60.953663999876028}]
[null,null,null,null,3.1000000001000019,3,{"$f":"_xll.Interp3D($B$18:$B$134,$C$18:$C$134,$D$18:$D$134,E1939,F1939)","v":61.055999999868}]
[null,null,null,null,3.1000000001000019,3.1,{"$f":"_xll.Interp3D($B$18:$B$134,$C$18:$C$134,$D$18:$D$134,E1940,F1940)","v":61.76051200001114}]
[null,null,null,null,3.1000000001000019,3.2,{"$f":"_xll.Interp3D($B$18:$B$134,$C$18:$C$134,$D$18:$D$134,E1941,F1941)","v":62.882496000273896}]
[null,null,null,null,3.1000000001000019,3.3,{"$f":"_xll.Interp3D($B$18:$B$134,$C$18:$C$134,$D$18:$D$134,E1942,F1942)","v":64.22822400057909}]
[null,null,null,null,3.1000000001000019,3.4,{"$f":"_xll.Interp3D($B$18:$B$134,$C$18:$C$134,$D$18:$D$134,E1943,F1943)","v":65.60396800084952}]
[null,null,null,null,3.1000000001000019,3.5,{"$f":"_xll.Interp3D($B$18:$B$134,$C$18:$C$134,$D$18:$D$134,E1944,F1944)","v":66.816000001008021}]
[null,null,null,null,3.1000000001000019,3.6,{"$f":"_xll.Interp3D($B$18:$B$134,$C$18:$C$134,$D$18:$D$134,E1945,F1945)","v":67.952896001012462}]
[null,null,null,null,3.1000000001000019,3.7,{"$f":"_xll.Interp3D($B$18:$B$134,$C$18:$C$134,$D$18:$D$134,E1946,F1946)","v":69.143808000914319}]
[null,null,null,null,3.1000000001000019,3.8,{"$f":"_xll.Interp3D($B$18:$B$134,$C$18:$C$134,$D$18:$D$134,E1947,F1947)","v":70.255872000776733}]
[null,null,null,null,3.1000000001000019,3.9,{"$f":"_xll.Interp3D($B$18:$B$134,$C$18:$C$134,$D$18:$D$134,E1948,F1948)","v":71.156224000662917}]
[null,null,null,null,3.1000000001000019,4,{"$f":"_xll.Interp3D($B$18:$B$134,$C$18:$C$134,$D$18:$D$134,E1949,F1949)","v":71.71200000063601}]
[null,null,null,null,3.1000000001000019,4.0999999999999996,{"$f":"_xll.Interp3D($B$18:$B$134,$C$18:$C$134,$D$18:$D$134,E1950,F1950)","v":71.65312000072673}]
[null,null,null,null,3.1000000001000019,4.2,{"$f":"_xll.Interp3D($B$18:$B$134,$C$18:$C$134,$D$18:$D$134,E1951,F1951)","v":71.068160000892988}]
[null,null,null,null,3.1000000001000019,4.3,{"$f":"_xll.Interp3D($B$18:$B$134,$C$18:$C$134,$D$18:$D$134,E1952,F1952)","v":70.362240001088679}]
[null,null,null,null,3.1000000001000019,4.4000000000000004,{"$f":"_xll.Interp3D($B$18:$B$134,$C$18:$C$134,$D$18:$D$134,E1953,F1953)","v":69.940480001267701}]
[null,null,null,null,3.1000000001000019,4.5,{"$f":"_xll.Interp3D($B$18:$B$134,$C$18:$C$134,$D$18:$D$134,E1954,F1954)","v":70.208000001384022}]
[null,null,null,null,3.1000000001000019,4.5999999999999996,{"$f":"_xll.Interp3D($B$18:$B$134,$C$18:$C$134,$D$18:$D$134,E1955,F1955)","v":71.476096001423997}]
[null,null,null,null,3.1000000001000019,4.7,{"$f":"_xll.Interp3D($B$18:$B$134,$C$18:$C$134,$D$18:$D$134,E1956,F1956)","v":73.474688001418329}]
[null,null,null,null,3.1000000001000019,4.8,{"$f":"_xll.Interp3D($B$18:$B$134,$C$18:$C$134,$D$18:$D$134,E1957,F1957)","v":75.736832001387484}]
[null,null,null,null,3.1000000001000019,4.9000000000000004,{"$f":"_xll.Interp3D($B$18:$B$134,$C$18:$C$134,$D$18:$D$134,E1958,F1958)","v":77.795584001351898}]
[null,null,null,null,3.1000000001000019,5,{"$f":"_xll.Interp3D($B$18:$B$134,$C$18:$C$134,$D$18:$D$134,E1959,F1959)","v":79.184000001332024}]
[null,null,null,null,3.1000000001000019,5.0999999999999996,{"$f":"_xll.Interp3D($B$18:$B$134,$C$18:$C$134,$D$18:$D$134,E1960,F1960)","v":79.75846400132869}]
[null,null,null,null,3.1000000001000019,5.2,{"$f":"_xll.Interp3D($B$18:$B$134,$C$18:$C$134,$D$18:$D$134,E1961,F1961)","v":79.830272001328282}]
[null,null,null,null,3.1000000001000019,5.3,{"$f":"_xll.Interp3D($B$18:$B$134,$C$18:$C$134,$D$18:$D$134,E1962,F1962)","v":79.61484800132952}]
[null,null,null,null,3.1000000001000019,5.4,{"$f":"_xll.Interp3D($B$18:$B$134,$C$18:$C$134,$D$18:$D$134,E1963,F1963)","v":79.327616001331194}]
[null,null,null,null,3.1000000001000019,5.5,{"$f":"_xll.Interp3D($B$18:$B$134,$C$18:$C$134,$D$18:$D$134,E1964,F1964)","v":79.184000001332024}]
[null,null,null,null,3.1000000001000019,5.6,{"$f":"_xll.Interp3D($B$18:$B$134,$C$18:$C$134,$D$18:$D$134,E1965,F1965)","v":79.184000001332024}]
[null,null,null,null,3.1000000001000019,5.7,{"$f":"_xll.Interp3D($B$18:$B$134,$C$18:$C$134,$D$18:$D$134,E1966,F1966)","v":79.184000001332024}]
[null,null,null,null,3.1000000001000019,5.8,{"$f":"_xll.Interp3D($B$18:$B$134,$C$18:$C$134,$D$18:$D$134,E1967,F1967)","v":79.184000001332024}]
[null,null,null,null,3.1000000001000019,5.9,{"$f":"_xll.Interp3D($B$18:$B$134,$C$18:$C$134,$D$18:$D$134,E1968,F1968)","v":79.184000001332024}]
[null,null,null,null,3.1000000001000019,6,{"$f":"_xll.Interp3D($B$18:$B$134,$C$18:$C$134,$D$18:$D$134,E1969,F1969)","v":79.184000001332024}]
[null,null,null,null,3.200000000100002,0,{"$f":"_xll.Interp3D($B$18:$B$134,$C$18:$C$134,$D$18:$D$134,E1970,F1970)","v":67.592000001568024}]
[null,null,null,null,3.200000000100002,0.1,{"$f":"_xll.Interp3D($B$18:$B$134,$C$18:$C$134,$D$18:$D$134,E1971,F1971)","v":65.460800001104005}]
[null,null,null,null,3.200000000100002,0.2,{"$f":"_xll.Interp3D($B$18:$B$134,$C$18:$C$134,$D$18:$D$134,E1972,F1972)","v":63.76160000070162}]
[null,null,null,null,3.200000000100002,0.3,{"$f":"_xll.Interp3D($B$18:$B$134,$C$18:$C$134,$D$18:$D$134,E1973,F1973)","v":62.494400000360805}]
[null,null,null,null,3.200000000100002,0.4,{"$f":"_xll.Interp3D($B$18:$B$134,$C$18:$C$134,$D$18:$D$134,E1974,F1974)","v":61.65920000008159}]
[null,null,null,null,3.200000000100002,0.5,{"$f":"_xll.Interp3D($B$18:$B$134,$C$18:$C$134,$D$18:$D$134,E1975,F1975)","v":61.255999999863995}]
[null,null,null,null,3.200000000100002,0.6,{"$f":"_xll.Interp3D($B$18:$B$134,$C$18:$C$134,$D$18:$D$134,E1976,F1976)","v":61.516479999731352}]
[null,null,null,null,3.200000000100002,0.7,{"$f":"_xll.Interp3D($B$18:$B$134,$C$18:$C$134,$D$18:$D$134,E1977,F1977)","v":62.440639999683675}]
[null,null,null,null,3.200000000100002,0.8,{"$f":"_xll.Interp3D($B$18:$B$134,$C$18:$C$134,$D$18:$D$134,E1978,F1978)","v":63.680959999685911}]
[null,null,null,null,3.200000000100002,0.9,{"$f":"_xll.Interp3D($B$18:$B$134,$C$18:$C$134,$D$18:$D$134,E1979,F1979)","v":64.889919999703039}]
[null,null,null,null,3.200000000100002,1,{"$f":"_xll.Interp3D($B$18:$B$134,$C$18:$C$134,$D$18:$D$134,E1980,F1980)","v":65.719999999699994}]
[null,null,null,null,3.200000000100002,1.1000000000000001,{"$f":"_xll.Interp3D($B$18:$B$134,$C$18:$C$134,$D$18:$D$134,E1981,F1981)","v":66.22175999965566}]
[null,null,null,null,3.200000000100002,1.2,{"$f":"_xll.Interp3D($B$18:$B$134,$C$18:$C$134,$D$18:$D$134,E1982,F1982)","v":66.626879999593442}]
[null,null,null,null,3.200000000100002,1.3,{"$f":"_xll.Interp3D($B$18:$B$134,$C$18:$C$134,$D$18:$D$134,E1983,F1983)","v":66.859519999544943}]
[null,null,null,null,3.200000000100002,1.4,{"$f":"_xll.Interp3D($B$18:$B$134,$C$18:$C$134,$D$18:$D$134,E1984,F1984)","v":66.843839999541899}]
[null,null,null,null,3.200000000100002,1.5,{"$f":"_xll.Interp3D($B$18:$B$134,$C$18:$C$134,$D$18:$D$134,E1985,F1985)","v":66.503999999615985}]
[null,null,null,null,3.200000000100002,1.6,{"$f":"_xll.Interp3D($B$18:$B$134,$C$18:$C$134,$D$18:$D$134,E1986,F1986)","v":65.594239999819052}]
[null,null,null,null,3.200000000100002,1.7,{"$f":"_xll.Interp3D($B$18:$B$134,$C$18:$C$134,$D$18:$D$134,E1987,F1987)","v":64.165120000129932}]
[null,null,null,null,3.200000000100002,1.8,{"$f":"_xll.Interp3D($B$18:$B$134,$C$18:$C$134,$D$18:$D$134,E1988,F1988)","v":62.585280000470888}]
[null,null,null,null,3.200000000100002,1.9,{"$f":"_xll.Interp3D($B$18:$B$134,$C$18:$C$134,$D$18:$D$134,E1989,F1989)","v":61.223360000764174}]
[null,null,null,null,3.200000000100002,2,{"$f":"_xll.Interp3D($B$18:$B$134,$C$18:$C$134,$D$18:$D$134,E1990,F1990)","v":60.448000000932019}]
[null,null,null,null,3.200000000100002,2.1,{"$f":"_xll.Interp3D($B$18:$B$134,$C$18:$C$134,$D$18:$D$134,E1991,F1991)","v":60.467968000946776}]
[null,null,null,null,3.200000000100002,2.2000000000000002,{"$f":"_xll.Interp3D($B$18:$B$134,$C$18:$C$134,$D$18:$D$134,E1992,F1992)","v":61.037504000860274}]
[null,null,null,null,3.200000000100002,2.2999999999999998,{"$f":"_xll.Interp3D($B$18:$B$134,$C$18:$C$134,$D$18:$D$134,E1993,F1993)","v":61.843456000713999}]
[null,null,null,null,3.200000000100002,2.4,{"$f":"_xll.Interp3D($B$18:$B$134,$C$18:$C$134,$D$18:$D$134,E1994,F1994)","v":62.572672000549424}]
[null,null,null,null,3.200000000100002,2.5,{"$f":"_xll.Interp3D($B$18:$B$134,$C$18:$C$134,$D$18:$D$134,E1995,F1995)","v":62.912000000408014}]
[null,null,null,null,3.200000000100002,2.6,{"$f":"_xll.Interp3D($B$18:$B$134,$C$18:$C$134,$D$18:$D$134,E1996,F1996)","v":62.642048000253808}]
[null,null,null,null,3.200000000100002,2.7,{"$f":"_xll.Interp3D($B$18:$B$134,$C$18:$C$134,$D$18:$D$134,E1997,F1997)","v":61.971584000059131}]
[null,null,null,null,3.200000000100002,2.8,{"$f":"_xll.Interp3D($B$18:$B$134,$C$18:$C$134,$D$18:$D$134,E1998,F1998)","v":61.22969599987799}]
[null,null,null,null,3.200000000100002,2.9,{"$f":"_xll.Interp3D($B$18:$B$134,$C$18:$C$134,$D$18:$D$134,E1999,F1999)","v":60.745471999764277}]
[null,null,null,null,{"$f":"E1939+0.1","v":3.200000000100002},{"$f":"F1939","v":3},{"$f":"_xll.Interp3D($B$18:$B$134,$C$18:$C$134,$D$18:$D$134,E2000,F2000)","v":60.847999999771993}]
[null,null,null,null,3.200000000100002,3.1,{"$f":"_xll.Interp3D($B$18:$B$134,$C$18:$C$134,$D$18:$D$134,E2001,F2001)","v":61.728895999970945}]
[null,null,null,null,3.200000000100002,3.2,{"$f":"_xll.Interp3D($B$18:$B$134,$C$18:$C$134,$D$18:$D$134,E2002,F2002)","v":63.168768000325159}]
[null,null,null,null,3.200000000100002,3.3,{"$f":"_xll.Interp3D($B$18:$B$134,$C$18:$C$134,$D$18:$D$134,E2003,F2003)","v":64.880192000729892}]
[null,null,null,null,3.200000000100002,3.4,{"$f":"_xll.Interp3D($B$18:$B$134,$C$18:$C$134,$D$18:$D$134,E2004,F2004)","v":66.575744001080437}]
[null,null,null,null,3.200000000100002,3.5,{"$f":"_xll.Interp3D($B$18:$B$134,$C$18:$C$134,$D$18:$D$134,E2005,F2005)","v":67.968000001272031}]
[null,null,null,null,3.200000000100002,3.6,{"$f":"_xll.Interp3D($B$18:$B$134,$C$18:$C$134,$D$18:$D$134,E2006,F2006)","v":69.091008001240866}]
[null,null,null,null,3.200000000100002,3.7,{"$f":"_xll.Interp3D($B$18:$B$134,$C$18:$C$134,$D$18:$D$134,E2007,F2007)","v":70.136384001056754}]
[null,null,null,null,3.200000000100002,3.8,{"$f":"_xll.Interp3D($B$18:$B$134,$C$18:$C$134,$D$18:$D$134,E2008,F2008)","v":71.053056000815431}]
[null,null,null,null,3.200000000100002,3.9,{"$f":"_xll.Interp3D($B$18:$B$134,$C$18:$C$134,$D$18:$D$134,E2009,F2009)","v":71.789952000612601}]
[null,null,null,null,3.200000000100002,4,{"$f":"_xll.Interp3D($B$18:$B$134,$C$18:$C$134,$D$18:$D$134,E2010,F2010)","v":72.296000000544012}]
[null,null,null,null,3.200000000100002,4.0999999999999996,{"$f":"_xll.Interp3D($B$18:$B$134,$C$18:$C$134,$D$18:$D$134,E2011,F2011)","v":72.340800000656344}]
[null,null,null,null,3.200000000100002,4.2,{"$f":"_xll.Interp3D($B$18:$B$134,$C$18:$C$134,$D$18:$D$134,E2012,F2012)","v":71.958400000885774}]
[null,null,null,null,3.200000000100002,4.3,{"$f":"_xll.Interp3D($B$18:$B$134,$C$18:$C$134,$D$18:$D$134,E2013,F2013)","v":71.494400001162276}]
[null,null,null,null,3.200000000100002,4.4000000000000004,{"$f":"_xll.Interp3D($B$18:$B$134,$C$18:$C$134,$D$18:$D$134,E2014,F2014)","v":71.29440000141571}]
[null,null,null,null,3.200000000100002,4.5,{"$f":"_xll.Interp3D($B$18:$B$134,$C$18:$C$134,$D$18:$D$134,E2015,F2015)","v":71.704000001576034}]
[null,null,null,null,3.200000000100002,4.5999999999999996,{"$f":"_xll.Interp3D($B$18:$B$134,$C$18:$C$134,$D$18:$D$134,E2016,F2016)","v":73.017088001622625}]
[null,null,null,null,3.200000000100002,4.7,{"$f":"_xll.Interp3D($B$18:$B$134,$C$18:$C$134,$D$18:$D$134,E2017,F2017)","v":75.003264001602219}]
[null,null,null,null,3.200000000100002,4.8,{"$f":"_xll.Interp3D($B$18:$B$134,$C$18:$C$134,$D$18:$D$134,E2018,F2018)","v":77.221696001545695}]
[null,null,null,null,3.200000000100002,4.9000000000000004,{"$f":"_xll.Interp3D($B$18:$B$134,$C$18:$C$134,$D$18:$D$134,E2019,F2019)","v":79.231552001484005}]
[null,null,null,null,3.200000000100002,5,{"$f":"_xll.Interp3D($B$18:$B$134,$C$18:$C$134,$D$18:$D$134,E2020,F2020)","v":80.592000001448042}]
[null,null,null,null,3.200000000100002,5.0999999999999996,{"$f":"_xll.Interp3D($B$18:$B$134,$C$18:$C$134,$D$18:$D$134,E2021,F2021)","v":81.160832001439829}]
[null,null,null,null,3.200000000100002,5.2,{"$f":"_xll.Interp3D($B$18:$B$134,$C$18:$C$134,$D$18:$D$134,E2022,F2022)","v":81.231936001438811}]
[null,null,null,null,3.200000000100002,5.3,{"$f":"_xll.Interp3D($B$18:$B$134,$C$18:$C$134,$D$18:$D$134,E2023,F2023)","v":81.018624001441879}]
[null,null,null,null,3.200000000100002,5.4,{"$f":"_xll.Interp3D($B$18:$B$134,$C$18:$C$134,$D$18:$D$134,E2024,F2024)","v":80.734208001445978}]
[null,null,null,null,3.200000000100002,5.5,{"$f":"_xll.Interp3D($B$18:$B$134,$C$18:$C$134,$D$18:$D$134,E2025,F2025)","v":80.592000001448042}]
[null,null,null,null,3.200000000100002,5.6,{"$f":"_xll.Interp3D($B$18:$B$134,$C$18:$C$134,$D$18:$D$134,E2026,F2026)","v":80.592000001448042}]
[null,null,null,null,3.200000000100002,5.7,{"$f":"_xll.Interp3D($B$18:$B$134,$C$18:$C$134,$D$18:$D$134,E2027,F2027)","v":80.592000001448042}]
[null,null,null,null,3.200000000100002,5.8,{"$f":"_xll.Interp3D($B$18:$B$134,$C$18:$C$134,$D$18:$D$134,E2028,F2028)","v":80.592000001448042}]
[null,null,null,null,3.200000000100002,5.9,{"$f":"_xll.Interp3D($B$18:$B$134,$C$18:$C$134,$D$18:$D$134,E2029,F2029)","v":80.592000001448042}]
[null,null,null,null,3.200000000100002,6,{"$f":"_xll.Interp3D($B$18:$B$134,$C$18:$C$134,$D$18:$D$134,E2030,F2030)","v":80.592000001448042}]
[null,null,null,null,3.3000000001000021,0,{"$f":"_xll.Interp3D($B$18:$B$134,$C$18:$C$134,$D$18:$D$134,E2031,F2031)","v":69.128000001448044}]
[null,null,null,null,3.3000000001000021,0.1,{"$f":"_xll.Interp3D($B$18:$B$134,$C$18:$C$134,$D$18:$D$134,E2032,F2032)","v":66.55200000105522}]
[null,null,null,null,3.3000000001000021,0.2,{"$f":"_xll.Interp3D($B$18:$B$134,$C$18:$C$134,$D$18:$D$134,E2033,F2033)","v":64.46560000071041}]
[null,null,null,null,3.3000000001000021,0.3,{"$f":"_xll.Interp3D($B$18:$B$134,$C$18:$C$134,$D$18:$D$134,E2034,F2034)","v":62.868800000413614}]
[null,null,null,null,3.3000000001000021,0.4,{"$f":"_xll.Interp3D($B$18:$B$134,$C$18:$C$134,$D$18:$D$134,E2035,F2035)","v":61.761600000164798}]
[null,null,null,null,3.3000000001000021,0.5,{"$f":"_xll.Interp3D($B$18:$B$134,$C$18:$C$134,$D$18:$D$134,E2036,F2036)","v":61.143999999964002}]
[null,null,null,null,3.3000000001000021,0.6,{"$f":"_xll.Interp3D($B$18:$B$134,$C$18:$C$134,$D$18:$D$134,E2037,F2037)","v":61.268159999825912}]
[null,null,null,null,3.3000000001000021,0.7,{"$f":"_xll.Interp3D($B$18:$B$134,$C$18:$C$134,$D$18:$D$134,E2038,F2038)","v":62.134079999750554}]
[null,null,null,null,3.3000000001000021,0.8,{"$f":"_xll.Interp3D($B$18:$B$134,$C$18:$C$134,$D$18:$D$134,E2039,F2039)","v":63.363519999715834}]
[null,null,null,null,3.3000000001000021,0.9,{"$f":"_xll.Interp3D($B$18:$B$134,$C$18:$C$134,$D$18:$D$134,E2040,F2040)","v":64.578239999699662}]
[null,null,null,null,3.3000000001000021,1,{"$f":"_xll.Interp3D($B$18:$B$134,$C$18:$C$134,$D$18:$D$134,E2041,F2041)","v":65.399999999680006}]
[null,null,null,null,3.3000000001000021,1.1000000000000001,{"$f":"_xll.Interp3D($B$18:$B$134,$C$18:$C$134,$D$18:$D$134,E2042,F2042)","v":65.858879999638233}]
[null,null,null,null,3.3000000001000021,1.2,{"$f":"_xll.Interp3D($B$18:$B$134,$C$18:$C$134,$D$18:$D$134,E2043,F2043)","v":66.207039999589128}]
[null,null,null,null,3.3000000001000021,1.3,{"$f":"_xll.Interp3D($B$18:$B$134,$C$18:$C$134,$D$18:$D$134,E2044,F2044)","v":66.39935999956046}]
[null,null,null,null,3.3000000001000021,1.4,{"$f":"_xll.Interp3D($B$18:$B$134,$C$18:$C$134,$D$18:$D$134,E2045,F2045)","v":66.390719999580142}]
[null,null,null,null,3.3000000001000021,1.5,{"$f":"_xll.Interp3D($B$18:$B$134,$C$18:$C$134,$D$18:$D$134,E2046,F2046)","v":66.135999999675988}]
[null,null,null,null,3.3000000001000021,1.6,{"$f":"_xll.Interp3D($B$18:$B$134,$C$18:$C$134,$D$18:$D$134,E2047,F2047)","v":65.443839999903361}]
[null,null,null,null,3.3000000001000021,1.7,{"$f":"_xll.Interp3D($B$18:$B$134,$C$18:$C$134,$D$18:$D$134,E2048,F2048)","v":64.344320000243684}]
[null,null,null,null,3.3000000001000021,1.8,{"$f":"_xll.Interp3D($B$18:$B$134,$C$18:$C$134,$D$18:$D$134,E2049,F2049)","v":63.124480000613929}]
[null,null,null,null,3.3000000001000021,1.9,{"$f":"_xll.Interp3D($B$18:$B$134,$C$18:$C$134,$D$18:$D$134,E2050,F2050)","v":62.071360000931058}]
[null,null,null,null,3.3000000001000021,2,{"$f":"_xll.Interp3D($B$18:$B$134,$C$18:$C$134,$D$18:$D$134,E2051,F2051)","v":61.472000001112022}]
[null,null,null,null,3.3000000001000021,2.1,{"$f":"_xll.Interp3D($B$18:$B$134,$C$18:$C$134,$D$18:$D$134,E2052,F2052)","v":61.504192001123414}]
[null,null,null,null,3.3000000001000021,2.2000000000000002,{"$f":"_xll.Interp3D($B$18:$B$134,$C$18:$C$134,$D$18:$D$134,E2053,F2053)","v":61.976576001020597}]
[null,null,null,null,3.3000000001000021,2.2999999999999998,{"$f":"_xll.Interp3D($B$18:$B$134,$C$18:$C$134,$D$18:$D$134,E2054,F2054)","v":62.622464000853689}]
[null,null,null,null,3.3000000001000021,2.4,{"$f":"_xll.Interp3D($B$18:$B$134,$C$18:$C$134,$D$18:$D$134,E2055,F2055)","v":63.175168000672784}]
[null,null,null,null,3.3000000001000021,2.5,{"$f":"_xll.Interp3D($B$18:$B$134,$C$18:$C$134,$D$18:$D$134,E2056,F2056)","v":63.368000000528014}]
[null,null,null,null,3.3000000001000021,2.6,{"$f":"_xll.Interp3D($B$18:$B$134,$C$18:$C$134,$D$18:$D$134,E2057,F2057)","v":62.948032000390121}]
[null,null,null,null,3.3000000001000021,2.7,{"$f":"_xll.Interp3D($B$18:$B$134,$C$18:$C$134,$D$18:$D$134,E2058,F2058)","v":62.093056000225694}]
[null,null,null,null,3.3000000001000021,2.8,{"$f":"_xll.Interp3D($B$18:$B$134,$C$18:$C$134,$D$18:$D$134,E2059,F2059)","v":61.182464000078625}]
[null,null,null,null,3.3000000001000021,2.9,{"$f":"_xll.Interp3D($B$18:$B$134,$C$18:$C$134,$D$18:$D$134,E2060,F2060)","v":60.595647999992778}]
[null,null,null,null,3.3000000001000021,3,{"$f":"_xll.Interp3D($B$18:$B$134,$C$18:$C$134,$D$18:$D$134,E2061,F2061)","v":60.712000000012004}]
[null,null,null,null,3.3000000001000021,3.1,{"$f":"_xll.Interp3D($B$18:$B$134,$C$18:$C$134,$D$18:$D$134,E2062,F2062)","v":61.793024000202628}]
[null,null,null,null,3.3000000001000021,3.2,{"$f":"_xll.Interp3D($B$18:$B$134,$C$18:$C$134,$D$18:$D$134,E2063,F2063)","v":63.585792000535406}]
[null,null,null,null,{"$f":"E2003+0.1","v":3.3000000001000021},{"$f":"F2003","v":3.3},{"$f":"_xll.Interp3D($B$18:$B$134,$C$18:$C$134,$D$18:$D$134,E2064,F2064)","v":65.698048000910873}]
[null,null,null,null,3.3000000001000021,3.4,{"$f":"_xll.Interp3D($B$18:$B$134,$C$18:$C$134,$D$18:$D$134,E2065,F2065)","v":67.737536001229557}]
[null,null,null,null,3.3000000001000021,3.5,{"$f":"_xll.Interp3D($B$18:$B$134,$C$18:$C$134,$D$18:$D$134,E2066,F2066)","v":69.312000001392036}]
[null,null,null,null,3.3000000001000021,3.6,{"$f":"_xll.Interp3D($B$18:$B$134,$C$18:$C$134,$D$18:$D$134,E2067,F2067)","v":70.388672001331585}]
[null,null,null,null,3.3000000001000021,3.7,{"$f":"_xll.Interp3D($B$18:$B$134,$C$18:$C$134,$D$18:$D$134,E2068,F2068)","v":71.229056001114515}]
[null,null,null,null,3.3000000001000021,3.8,{"$f":"_xll.Interp3D($B$18:$B$134,$C$18:$C$134,$D$18:$D$134,E2069,F2069)","v":71.88230400084089}]
[null,null,null,null,3.3000000001000021,3.9,{"$f":"_xll.Interp3D($B$18:$B$134,$C$18:$C$134,$D$18:$D$134,E2070,F2070)","v":72.397568000610704}]
[null,null,null,null,3.3000000001000021,4,{"$f":"_xll.Interp3D($B$18:$B$134,$C$18:$C$134,$D$18:$D$134,E2071,F2071)","v":72.824000000524009}]
[null,null,null,null,3.3000000001000021,4.0999999999999996,{"$f":"_xll.Interp3D($B$18:$B$134,$C$18:$C$134,$D$18:$D$134,E2072,F2072)","v":72.981120000632032}]
[null,null,null,null,3.3000000001000021,4.2,{"$f":"_xll.Interp3D($B$18:$B$134,$C$18:$C$134,$D$18:$D$134,E2073,F2073)","v":72.836160000868006}]
[null,null,null,null,3.3000000001000021,4.3,{"$f":"_xll.Interp3D($B$18:$B$134,$C$18:$C$134,$D$18:$D$134,E2074,F2074)","v":72.659840001155231}]
[null,null,null,null,3.3000000001000021,4.4000000000000004,{"$f":"_xll.Interp3D($B$18:$B$134,$C$18:$C$134,$D$18:$D$134,E2075,F2075)","v":72.722880001416826}]
[null,null,null,null,3.3000000001000021,4.5,{"$f":"_xll.Interp3D($B$18:$B$134,$C$18:$C$134,$D$18:$D$134,E2076,F2076)","v":73.296000001576033}]
[null,null,null,null,3.3000000001000021,4.5999999999999996,{"$f":"_xll.Interp3D($B$18:$B$134,$C$18:$C$134,$D$18:$D$134,E2077,F2077)","v":74.650432001608721}]
[null,null,null,null,3.3000000001000021,4.7,{"$f":"_xll.Interp3D($B$18:$B$134,$C$18:$C$134,$D$18:$D$134,E2078,F2078)","v":76.605696001566059}]
[null,null,null,null,3.3000000001000021,4.8,{"$f":"_xll.Interp3D($B$18:$B$134,$C$18:$C$134,$D$18:$D$134,E2079,F2079)","v":78.754944001484247}]
[null,null,null,null,3.3000000001000021,4.9000000000000004,{"$f":"_xll.Interp3D($B$18:$B$134,$C$18:$C$134,$D$18:$D$134,E2080,F2080)","v":80.691328001399512}]
[null,null,null,null,3.3000000001000021,5,{"$f":"_xll.Interp3D($B$18:$B$134,$C$18:$C$134,$D$18:$D$134,E2081,F2081)","v":82.008000001348023}]
[null,null,null,null,3.3000000001000021,5.0999999999999996,{"$f":"_xll.Interp3D($B$18:$B$134,$C$18:$C$134,$D$18:$D$134,E2082,F2082)","v":82.565568001333446}]
[null,null,null,null,3.3000000001000021,5.2,{"$f":"_xll.Interp3D($B$18:$B$134,$C$18:$C$134,$D$18:$D$134,E2083,F2083)","v":82.635264001331606}]
[null,null,null,null,3.3000000001000021,5.3,{"$f":"_xll.Interp3D($B$18:$B$134,$C$18:$C$134,$D$18:$D$134,E2084,F2084)","v":82.426176001337083}]
[null,null,null,null,3.3000000001000021,5.4,{"$f":"_xll.Interp3D($B$18:$B$134,$C$18:$C$134,$D$18:$D$134,E2085,F2085)","v":82.1473920013444}]
[null,null,null,null,3.3000000001000021,5.5,{"$f":"_xll.Interp3D($B$18:$B$134,$C$18:$C$134,$D$18:$D$134,E2086,F2086)","v":82.008000001348023}]
[null,null,null,null,3.3000000001000021,5.6,{"$f":"_xll.Interp3D($B$18:$B$134,$C$18:$C$134,$D$18:$D$134,E2087,F2087)","v":82.008000001348023}]
[null,null,null,null,3.3000000001000021,5.7,{"$f":"_xll.Interp3D($B$18:$B$134,$C$18:$C$134,$D$18:$D$134,E2088,F2088)","v":82.008000001348023}]
[null,null,null,null,3.3000000001000021,5.8,{"$f":"_xll.Interp3D($B$18:$B$134,$C$18:$C$134,$D$18:$D$134,E2089,F2089)","v":82.008000001348023}]
[null,null,null,null,3.3000000001000021,5.9,{"$f":"_xll.Interp3D($B$18:$B$134,$C$18:$C$134,$D$18:$D$134,E2090,F2090)","v":82.008000001348023}]
[null,null,null,null,3.3000000001000021,6,{"$f":"_xll.Interp3D($B$18:$B$134,$C$18:$C$134,$D$18:$D$134,E2091,F2091)","v":82.008000001348023}]
[null,null,null,null,3.4000000001000021,0,{"$f":"_xll.Interp3D($B$18:$B$134,$C$18:$C$134,$D$18:$D$134,E2092,F2092)","v":70.376000000992022}]
[null,null,null,null,3.4000000001000021,0.1,{"$f":"_xll.Interp3D($B$18:$B$134,$C$18:$C$134,$D$18:$D$134,E2093,F2093)","v":67.524800000867216}]
[null,null,null,null,3.4000000001000021,0.2,{"$f":"_xll.Interp3D($B$18:$B$134,$C$18:$C$134,$D$18:$D$134,E2094,F2094)","v":65.19040000074321}]
[null,null,null,null,3.4000000001000021,0.3,{"$f":"_xll.Interp3D($B$18:$B$134,$C$18:$C$134,$D$18:$D$134,E2095,F2095)","v":63.372800000620011}]
[null,null,null,null,3.4000000001000021,0.4,{"$f":"_xll.Interp3D($B$18:$B$134,$C$18:$C$134,$D$18:$D$134,E2096,F2096)","v":62.072000000497603}]
[null,null,null,null,3.4000000001000021,0.5,{"$f":"_xll.Interp3D($B$18:$B$134,$C$18:$C$134,$D$18:$D$134,E2097,F2097)","v":61.288000000376009}]
[null,null,null,null,3.4000000001000021,0.6,{"$f":"_xll.Interp3D($B$18:$B$134,$C$18:$C$134,$D$18:$D$134,E2098,F2098)","v":61.276160000244005}]
[null,null,null,null,3.4000000001000021,0.7,{"$f":"_xll.Interp3D($B$18:$B$134,$C$18:$C$134,$D$18:$D$134,E2099,F2099)","v":62.036480000101612}]
[null,null,null,null,3.4000000001000021,0.8,{"$f":"_xll.Interp3D($B$18:$B$134,$C$18:$C$134,$D$18:$D$134,E2100,F2100)","v":63.185919999965591}]
[null,null,null,null,3.4000000001000021,0.9,{"$f":"_xll.Interp3D($B$18:$B$134,$C$18:$C$134,$D$18:$D$134,E2101,F2101)","v":64.341439999852795}]
[null,null,null,null,3.4000000001000021,1,{"$f":"_xll.Interp3D($B$18:$B$134,$C$18:$C$134,$D$18:$D$134,E2102,F2102)","v":65.119999999780006}]
[null,null,null,null,3.4000000001000021,1.1000000000000001,{"$f":"_xll.Interp3D($B$18:$B$134,$C$18:$C$134,$D$18:$D$134,E2103,F2103)","v":65.537599999738887}]
[null,null,null,null,3.4000000001000021,1.2,{"$f":"_xll.Interp3D($B$18:$B$134,$C$18:$C$134,$D$18:$D$134,E2104,F2104)","v":65.849599999718237}]
[null,null,null,null,3.4000000001000021,1.3,{"$f":"_xll.Interp3D($B$18:$B$134,$C$18:$C$134,$D$18:$D$134,E2105,F2105)","v":66.031999999730544}]
[null,null,null,null,3.4000000001000021,1.4,{"$f":"_xll.Interp3D($B$18:$B$134,$C$18:$C$134,$D$18:$D$134,E2106,F2106)","v":66.060799999788316}]
[null,null,null,null,3.4000000001000021,1.5,{"$f":"_xll.Interp3D($B$18:$B$134,$C$18:$C$134,$D$18:$D$134,E2107,F2107)","v":65.911999999903998}]
[null,null,null,null,3.4000000001000021,1.6,{"$f":"_xll.Interp3D($B$18:$B$134,$C$18:$C$134,$D$18:$D$134,E2108,F2108)","v":65.447360000126892}]
[null,null,null,null,3.4000000001000021,1.7,{"$f":"_xll.Interp3D($B$18:$B$134,$C$18:$C$134,$D$18:$D$134,E2109,F2109)","v":64.682880000448648}]
[null,null,null,null,3.4000000001000021,1.8,{"$f":"_xll.Interp3D($B$18:$B$134,$C$18:$C$134,$D$18:$D$134,E2110,F2110)","v":63.825920000795364}]
[null,null,null,null,3.4000000001000021,1.9,{"$f":"_xll.Interp3D($B$18:$B$134,$C$18:$C$134,$D$18:$D$134,E2111,F2111)","v":63.083840001093144}]
[null,null,null,null,3.4000000001000021,2,{"$f":"_xll.Interp3D($B$18:$B$134,$C$18:$C$134,$D$18:$D$134,E2112,F2112)","v":62.664000001268022}]
[null,null,null,null,3.4000000001000021,2.1,{"$f":"_xll.Interp3D($B$18:$B$134,$C$18:$C$134,$D$18:$D$134,E2113,F2113)","v":62.710144001286238}]
[null,null,null,null,3.4000000001000021,2.2000000000000002,{"$f":"_xll.Interp3D($B$18:$B$134,$C$18:$C$134,$D$18:$D$134,E2114,F2114)","v":63.084032001197052}]
[null,null,null,null,3.4000000001000021,2.2999999999999998,{"$f":"_xll.Interp3D($B$18:$B$134,$C$18:$C$134,$D$18:$D$134,E2115,F2115)","v":63.570048001051155}]
[null,null,null,null,3.4000000001000021,2.4,{"$f":"_xll.Interp3D($B$18:$B$134,$C$18:$C$134,$D$18:$D$134,E2116,F2116)","v":63.952576000899256}]
[null,null,null,null,3.4000000001000021,2.5,{"$f":"_xll.Interp3D($B$18:$B$134,$C$18:$C$134,$D$18:$D$134,E2117,F2117)","v":64.016000000792019}]
[null,null,null,null,3.4000000001000021,2.6,{"$f":"_xll.Interp3D($B$18:$B$134,$C$18:$C$134,$D$18:$D$134,E2118,F2118)","v":63.48614400071807}]
[null,null,null,null,3.4000000001000021,2.7,{"$f":"_xll.Interp3D($B$18:$B$134,$C$18:$C$134,$D$18:$D$134,E2119,F2119)","v":62.506752000643587}]
[null,null,null,null,3.4000000001000021,2.8,{"$f":"_xll.Interp3D($B$18:$B$134,$C$18:$C$134,$D$18:$D$134,E2120,F2120)","v":61.48908800058571}]
[null,null,null,null,3.4000000001000021,2.9,{"$f":"_xll.Interp3D($B$18:$B$134,$C$18:$C$134,$D$18:$D$134,E2121,F2121)","v":60.84441600056148}]
[null,null,null,null,3.4000000001000021,3,{"$f":"_xll.Interp3D($B$18:$B$134,$C$18:$C$134,$D$18:$D$134,E2122,F2122)","v":60.984000000588011}]
[null,null,null,null,3.4000000001000021,3.1,{"$f":"_xll.Interp3D($B$18:$B$134,$C$18:$C$134,$D$18:$D$134,E2123,F2123)","v":62.224768000706192}]
[null,null,null,null,3.4000000001000021,3.2,{"$f":"_xll.Interp3D($B$18:$B$134,$C$18:$C$134,$D$18:$D$134,E2124,F2124)","v":64.292544000904641}]
[null,null,null,null,3.4000000001000021,3.3,{"$f":"_xll.Interp3D($B$18:$B$134,$C$18:$C$134,$D$18:$D$134,E2125,F2125)","v":66.71193600112197}]
[null,null,null,null,3.4000000001000021,3.4,{"$f":"_xll.Interp3D($B$18:$B$134,$C$18:$C$134,$D$18:$D$134,E2126,F2126)","v":69.007552001296901}]
[null,null,null,null,3.4000000001000021,3.5,{"$f":"_xll.Interp3D($B$18:$B$134,$C$18:$C$134,$D$18:$D$134,E2127,F2127)","v":70.70400000136803}]
[null,null,null,null,{"$f":"E2067+0.1","v":3.4000000001000021},{"$f":"F2067","v":3.6},{"$f":"_xll.Interp3D($B$18:$B$134,$C$18:$C$134,$D$18:$D$134,E2128,F2128)","v":71.708224001284648}]
[null,null,null,null,3.4000000001000021,3.7,{"$f":"_xll.Interp3D($B$18:$B$134,$C$18:$C$134,$D$18:$D$134,E2129,F2129)","v":72.337152001087617}]
[null,null,null,null,3.4000000001000021,3.8,{"$f":"_xll.Interp3D($B$18:$B$134,$C$18:$C$134,$D$18:$D$134,E2130,F2130)","v":72.730368000853076}]
[null,null,null,null,3.4000000001000021,3.9,{"$f":"_xll.Interp3D($B$18:$B$134,$C$18:$C$134,$D$18:$D$134,E2131,F2131)","v":73.027456000657153}]
[null,null,null,null,3.4000000001000021,4,{"$f":"_xll.Interp3D($B$18:$B$134,$C$18:$C$134,$D$18:$D$134,E2132,F2132)","v":73.368000000576018}]
[null,null,null,null,3.4000000001000021,4.0999999999999996,{"$f":"_xll.Interp3D($B$18:$B$134,$C$18:$C$134,$D$18:$D$134,E2133,F2133)","v":73.620160000653783}]
[null,null,null,null,3.4000000001000021,4.2,{"$f":"_xll.Interp3D($B$18:$B$134,$C$18:$C$134,$D$18:$D$134,E2134,F2134)","v":73.690880000839698}]
[null,null,null,null,3.4000000001000021,4.3,{"$f":"_xll.Interp3D($B$18:$B$134,$C$18:$C$134,$D$18:$D$134,E2135,F2135)","v":73.777920001067542}]
[null,null,null,null,3.4000000001000021,4.4000000000000004,{"$f":"_xll.Interp3D($B$18:$B$134,$C$18:$C$134,$D$18:$D$134,E2136,F2136)","v":74.079040001271068}]
[null,null,null,null,3.4000000001000021,4.5,{"$f":"_xll.Interp3D($B$18:$B$134,$C$18:$C$134,$D$18:$D$134,E2137,F2137)","v":74.792000001384025}]
[null,null,null,null,3.4000000001000021,4.5999999999999996,{"$f":"_xll.Interp3D($B$18:$B$134,$C$18:$C$134,$D$18:$D$134,E2138,F2138)","v":76.163584001382233}]
[null,null,null,null,3.4000000001000021,4.7,{"$f":"_xll.Interp3D($B$18:$B$134,$C$18:$C$134,$D$18:$D$134,E2139,F2139)","v":78.061952001309848}]
[null,null,null,null,3.4000000001000021,4.8,{"$f":"_xll.Interp3D($B$18:$B$134,$C$18:$C$134,$D$18:$D$134,E2140,F2140)","v":80.116928001203163}]
[null,null,null,null,3.4000000001000021,4.9000000000000004,{"$f":"_xll.Interp3D($B$18:$B$134,$C$18:$C$134,$D$18:$D$134,E2141,F2141)","v":81.958336001098445}]
[null,null,null,null,3.4000000001000021,5,{"$f":"_xll.Interp3D($B$18:$B$134,$C$18:$C$134,$D$18:$D$134,E2142,F2142)","v":83.216000001032029}]
[null,null,null,null,3.4000000001000021,5.0999999999999996,{"$f":"_xll.Interp3D($B$18:$B$134,$C$18:$C$134,$D$18:$D$134,E2143,F2143)","v":83.755136001009504}]
[null,null,null,null,3.4000000001000021,5.2,{"$f":"_xll.Interp3D($B$18:$B$134,$C$18:$C$134,$D$18:$D$134,E2144,F2144)","v":83.822528001006688}]
[null,null,null,null,3.4000000001000021,5.3,{"$f":"_xll.Interp3D($B$18:$B$134,$C$18:$C$134,$D$18:$D$134,E2145,F2145)","v":83.620352001015107}]
[null,null,null,null,3.4000000001000021,5.4,{"$f":"_xll.Interp3D($B$18:$B$134,$C$18:$C$134,$D$18:$D$134,E2146,F2146)","v":83.350784001026398}]
[null,null,null,null,3.4000000001000021,5.5,{"$f":"_xll.Interp3D($B$18:$B$134,$C$18:$C$134,$D$18:$D$134,E2147,F2147)","v":83.216000001032029}]
[null,null,null,null,3.4000000001000021,5.6,{"$f":"_xll.Interp3D($B$18:$B$134,$C$18:$C$134,$D$18:$D$134,E2148,F2148)","v":83.216000001032029}]
[null,null,null,null,3.4000000001000021,5.7,{"$f":"_xll.Interp3D($B$18:$B$134,$C$18:$C$134,$D$18:$D$134,E2149,F2149)","v":83.216000001032029}]
[null,null,null,null,3.4000000001000021,5.8,{"$f":"_xll.Interp3D($B$18:$B$134,$C$18:$C$134,$D$18:$D$134,E2150,F2150)","v":83.216000001032029}]
[null,null,null,null,3.4000000001000021,5.9,{"$f":"_xll.Interp3D($B$18:$B$134,$C$18:$C$134,$D$18:$D$134,E2151,F2151)","v":83.216000001032029}]
[null,null,null,null,3.4000000001000021,6,{"$f":"_xll.Interp3D($B$18:$B$134,$C$18:$C$134,$D$18:$D$134,E2152,F2152)","v":83.216000001032029}]
[null,null,null,null,3.5000000001000022,0,{"$f":"_xll.Interp3D($B$18:$B$134,$C$18:$C$134,$D$18:$D$134,E2153,F2153)","v":71.000000000200004}]
[null,null,null,null,3.5000000001000022,0.1,{"$f":"_xll.Interp3D($B$18:$B$134,$C$18:$C$134,$D$18:$D$134,E2154,F2154)","v":68.240000000540007}]
[null,null,null,null,3.5000000001000022,0.2,{"$f":"_xll.Interp3D($B$18:$B$134,$C$18:$C$134,$D$18:$D$134,E2155,F2155)","v":65.960000000800022}]
[null,null,null,null,3.5000000001000022,0.3,{"$f":"_xll.Interp3D($B$18:$B$134,$C$18:$C$134,$D$18:$D$134,E2156,F2156)","v":64.16000000098002}]
[null,null,null,null,3.5000000001000022,0.4,{"$f":"_xll.Interp3D($B$18:$B$134,$C$18:$C$134,$D$18:$D$134,E2157,F2157)","v":62.840000001080021}]
[null,null,null,null,3.5000000001000022,0.5,{"$f":"_xll.Interp3D($B$18:$B$134,$C$18:$C$134,$D$18:$D$134,E2158,F2158)","v":62.00000000110002}]
[null,null,null,null,3.5000000001000022,0.6,{"$f":"_xll.Interp3D($B$18:$B$134,$C$18:$C$134,$D$18:$D$134,E2159,F2159)","v":61.864000000985627}]
[null,null,null,null,3.5000000001000022,0.7,{"$f":"_xll.Interp3D($B$18:$B$134,$C$18:$C$134,$D$18:$D$134,E2160,F2160)","v":62.432000000736821}]
[null,null,null,null,3.5000000001000022,0.8,{"$f":"_xll.Interp3D($B$18:$B$134,$C$18:$C$134,$D$18:$D$134,E2161,F2161)","v":63.368000000435202}]
[null,null,null,null,3.5000000001000022,0.9,{"$f":"_xll.Interp3D($B$18:$B$134,$C$18:$C$134,$D$18:$D$134,E2162,F2162)","v":64.336000000162414}]
[null,null,null,null,3.5000000001000022,1,{"$f":"_xll.Interp3D($B$18:$B$134,$C$18:$C$134,$D$18:$D$134,E2163,F2163)","v":65}]
[null,null,null,null,3.5000000001000022,1.1000000000000001,{"$f":"_xll.Interp3D($B$18:$B$134,$C$18:$C$134,$D$18:$D$134,E2164,F2164)","v":65.3759999999576}]
[null,null,null,null,3.5000000001000022,1.2,{"$f":"_xll.Interp3D($B$18:$B$134,$C$18:$C$134,$D$18:$D$134,E2165,F2165)","v":65.687999999980804}]
[null,null,null,null,3.5000000001000022,1.3,{"$f":"_xll.Interp3D($B$18:$B$134,$C$18:$C$134,$D$18:$D$134,E2166,F2166)","v":65.912000000055201}]
[null,null,null,null,3.5000000001000022,1.4,{"$f":"_xll.Interp3D($B$18:$B$134,$C$18:$C$134,$D$18:$D$134,E2167,F2167)","v":66.024000000166382}]
[null,null,null,null,3.5000000001000022,1.5,{"$f":"_xll.Interp3D($B$18:$B$134,$C$18:$C$134,$D$18:$D$134,E2168,F2168)","v":66.000000000300005}]
[null,null,null,null,3.5000000001000022,1.6,{"$f":"_xll.Interp3D($B$18:$B$134,$C$18:$C$134,$D$18:$D$134,E2169,F2169)","v":65.744000000489621}]
[null,null,null,null,3.5000000001000022,1.7,{"$f":"_xll.Interp3D($B$18:$B$134,$C$18:$C$134,$D$18:$D$134,E2170,F2170)","v":65.272000000744811}]
[null,null,null,null,3.5000000001000022,1.8,{"$f":"_xll.Interp3D($B$18:$B$134,$C$18:$C$134,$D$18:$D$134,E2171,F2171)","v":64.728000001015218}]
[null,null,null,null,3.5000000001000022,1.9,{"$f":"_xll.Interp3D($B$18:$B$134,$C$18:$C$134,$D$18:$D$134,E2172,F2172)","v":64.256000001250428}]
[null,null,null,null,3.5000000001000022,2,{"$f":"_xll.Interp3D($B$18:$B$134,$C$18:$C$134,$D$18:$D$134,E2173,F2173)","v":64.000000001400025}]
[null,null,null,null,3.5000000001000022,2.1,{"$f":"_xll.Interp3D($B$18:$B$134,$C$18:$C$134,$D$18:$D$134,E2174,F2174)","v":64.072000001435242}]
[null,null,null,null,3.5000000001000022,2.2000000000000002,{"$f":"_xll.Interp3D($B$18:$B$134,$C$18:$C$134,$D$18:$D$134,E2175,F2175)","v":64.376000001389627}]
[null,null,null,null,3.5000000001000022,2.2999999999999998,{"$f":"_xll.Interp3D($B$18:$B$134,$C$18:$C$134,$D$18:$D$134,E2176,F2176)","v":64.744000001306432}]
[null,null,null,null,3.5000000001000022,2.4,{"$f":"_xll.Interp3D($B$18:$B$134,$C$18:$C$134,$D$18:$D$134,E2177,F2177)","v":65.008000001228822}]
[null,null,null,null,3.5000000001000022,2.5,{"$f":"_xll.Interp3D($B$18:$B$134,$C$18:$C$134,$D$18:$D$134,E2178,F2178)","v":65.000000001200021}]
[null,null,null,null,3.5000000001000022,2.6,{"$f":"_xll.Interp3D($B$18:$B$134,$C$18:$C$134,$D$18:$D$134,E2179,F2179)","v":64.448000001237631}]
[null,null,null,null,3.5000000001000022,2.7,{"$f":"_xll.Interp3D($B$18:$B$134,$C$18:$C$134,$D$18:$D$134,E2180,F2180)","v":63.464000001312826}]
[null,null,null,null,3.5000000001000022,2.8,{"$f":"_xll.Interp3D($B$18:$B$134,$C$18:$C$134,$D$18:$D$134,E2181,F2181)","v":62.456000001399232}]
[null,null,null,null,3.5000000001000022,2.9,{"$f":"_xll.Interp3D($B$18:$B$134,$C$18:$C$134,$D$18:$D$134,E2182,F2182)","v":61.832000001470433}]
[null,null,null,null,3.5000000001000022,3,{"$f":"_xll.Interp3D($B$18:$B$134,$C$18:$C$134,$D$18:$D$134,E2183,F2183)","v":62.000000001500034}]
[null,null,null,null,3.5000000001000022,3.1,{"$f":"_xll.Interp3D($B$18:$B$134,$C$18:$C$134,$D$18:$D$134,E2184,F2184)","v":63.29600000148163}]
[null,null,null,null,3.5000000001000022,3.2,{"$f":"_xll.Interp3D($B$18:$B$134,$C$18:$C$134,$D$18:$D$134,E2185,F2185)","v":65.448000001432831}]
[null,null,null,null,3.5000000001000022,3.3,{"$f":"_xll.Interp3D($B$18:$B$134,$C$18:$C$134,$D$18:$D$134,E2186,F2186)","v":67.952000001363231}]
[null,null,null,null,3.5000000001000022,3.4,{"$f":"_xll.Interp3D($B$18:$B$134,$C$18:$C$134,$D$18:$D$134,E2187,F2187)","v":70.304000001282432}]
[null,null,null,null,3.5000000001000022,3.5,{"$f":"_xll.Interp3D($B$18:$B$134,$C$18:$C$134,$D$18:$D$134,E2188,F2188)","v":72.000000001200021}]
[null,null,null,null,3.5000000001000022,3.6,{"$f":"_xll.Interp3D($B$18:$B$134,$C$18:$C$134,$D$18:$D$134,E2189,F2189)","v":72.91200000110004}]
[null,null,null,null,3.5000000001000022,3.7,{"$f":"_xll.Interp3D($B$18:$B$134,$C$18:$C$134,$D$18:$D$134,E2190,F2190)","v":73.376000000976035}]
[null,null,null,null,3.5000000001000022,3.8,{"$f":"_xll.Interp3D($B$18:$B$134,$C$18:$C$134,$D$18:$D$134,E2191,F2191)","v":73.584000000852029}]
[null,null,null,null,{"$f":"E2131+0.1","v":3.5000000001000022},{"$f":"F2131","v":3.9},{"$f":"_xll.Interp3D($B$18:$B$134,$C$18:$C$134,$D$18:$D$134,E2192,F2192)","v":73.728000000752019}]
[null,null,null,null,3.5000000001000022,4,{"$f":"_xll.Interp3D($B$18:$B$134,$C$18:$C$134,$D$18:$D$134,E2193,F2193)","v":74.000000000700012}]
[null,null,null,null,3.5000000001000022,4.0999999999999996,{"$f":"_xll.Interp3D($B$18:$B$134,$C$18:$C$134,$D$18:$D$134,E2194,F2194)","v":74.304000000721629}]
[null,null,null,null,3.5000000001000022,4.2,{"$f":"_xll.Interp3D($B$18:$B$134,$C$18:$C$134,$D$18:$D$134,E2195,F2195)","v":74.512000000800811}]
[null,null,null,null,3.5000000001000022,4.3,{"$f":"_xll.Interp3D($B$18:$B$134,$C$18:$C$134,$D$18:$D$134,E2196,F2196)","v":74.768000000899221}]
[null,null,null,null,3.5000000001000022,4.4000000000000004,{"$f":"_xll.Interp3D($B$18:$B$134,$C$18:$C$134,$D$18:$D$134,E2197,F2197)","v":75.216000000978426}]
[null,null,null,null,3.5000000001000022,4.5,{"$f":"_xll.Interp3D($B$18:$B$134,$C$18:$C$134,$D$18:$D$134,E2198,F2198)","v":76.000000001000018}]
[null,null,null,null,3.5000000001000022,4.5999999999999996,{"$f":"_xll.Interp3D($B$18:$B$134,$C$18:$C$134,$D$18:$D$134,E2199,F2199)","v":77.344000000943225}]
[null,null,null,null,3.5000000001000022,4.7,{"$f":"_xll.Interp3D($B$18:$B$134,$C$18:$C$134,$D$18:$D$134,E2200,F2200)","v":79.152000000833624}]
[null,null,null,null,3.5000000001000022,4.8,{"$f":"_xll.Interp3D($B$18:$B$134,$C$18:$C$134,$D$18:$D$134,E2201,F2201)","v":81.088000000702408}]
[null,null,null,null,3.5000000001000022,4.9000000000000004,{"$f":"_xll.Interp3D($B$18:$B$134,$C$18:$C$134,$D$18:$D$134,E2202,F2202)","v":82.816000000580814}]
[null,null,null,null,3.5000000001000022,5,{"$f":"_xll.Interp3D($B$18:$B$134,$C$18:$C$134,$D$18:$D$134,E2203,F2203)","v":84.000000000500009}]
[null,null,null,null,3.5000000001000022,5.0999999999999996,{"$f":"_xll.Interp3D($B$18:$B$134,$C$18:$C$134,$D$18:$D$134,E2204,F2204)","v":84.512000000468021}]
[null,null,null,null,3.5000000001000022,5.2,{"$f":"_xll.Interp3D($B$18:$B$134,$C$18:$C$134,$D$18:$D$134,E2205,F2205)","v":84.576000000464006}]
[null,null,null,null,3.5000000001000022,5.3,{"$f":"_xll.Interp3D($B$18:$B$134,$C$18:$C$134,$D$18:$D$134,E2206,F2206)","v":84.384000000476021}]
[null,null,null,null,3.5000000001000022,5.4,{"$f":"_xll.Interp3D($B$18:$B$134,$C$18:$C$134,$D$18:$D$134,E2207,F2207)","v":84.128000000492008}]
[null,null,null,null,3.5000000001000022,5.5,{"$f":"_xll.Interp3D($B$18:$B$134,$C$18:$C$134,$D$18:$D$134,E2208,F2208)","v":84.000000000500009}]
[null,null,null,null,3.5000000001000022,5.6,{"$f":"_xll.Interp3D($B$18:$B$134,$C$18:$C$134,$D$18:$D$134,E2209,F2209)","v":84.000000000500009}]
[null,null,null,null,3.5000000001000022,5.7,{"$f":"_xll.Interp3D($B$18:$B$134,$C$18:$C$134,$D$18:$D$134,E2210,F2210)","v":84.000000000500009}]
[null,null,null,null,3.5000000001000022,5.8,{"$f":"_xll.Interp3D($B$18:$B$134,$C$18:$C$134,$D$18:$D$134,E2211,F2211)","v":84.000000000500009}]
[null,null,null,null,3.5000000001000022,5.9,{"$f":"_xll.Interp3D($B$18:$B$134,$C$18:$C$134,$D$18:$D$134,E2212,F2212)","v":84.000000000500009}]
[null,null,null,null,3.5000000001000022,6,{"$f":"_xll.Interp3D($B$18:$B$134,$C$18:$C$134,$D$18:$D$134,E2213,F2213)","v":84.000000000500009}]
[null,null,null,null,3.6000000001000023,0,{"$f":"_xll.Interp3D($B$18:$B$134,$C$18:$C$134,$D$18:$D$134,E2214,F2214)","v":70.999999999799996}]
[null,null,null,null,3.6000000001000023,0.1,{"$f":"_xll.Interp3D($B$18:$B$134,$C$18:$C$134,$D$18:$D$134,E2215,F2215)","v":68.697600000375203}]
[null,null,null,null,3.6000000001000023,0.2,{"$f":"_xll.Interp3D($B$18:$B$134,$C$18:$C$134,$D$18:$D$134,E2216,F2216)","v":66.77440000082882}]
[null,null,null,null,3.6000000001000023,0.3,{"$f":"_xll.Interp3D($B$18:$B$134,$C$18:$C$134,$D$18:$D$134,E2217,F2217)","v":65.230400001160817}]
[null,null,null,null,3.6000000001000023,0.4,{"$f":"_xll.Interp3D($B$18:$B$134,$C$18:$C$134,$D$18:$D$134,E2218,F2218)","v":64.065600001371223}]
[null,null,null,null,3.6000000001000023,0.5,{"$f":"_xll.Interp3D($B$18:$B$134,$C$18:$C$134,$D$18:$D$134,E2219,F2219)","v":63.280000001460039}]
[null,null,null,null,3.6000000001000023,0.6,{"$f":"_xll.Interp3D($B$18:$B$134,$C$18:$C$134,$D$18:$D$134,E2220,F2220)","v":63.031680001349798}]
[null,null,null,null,3.6000000001000023,0.7,{"$f":"_xll.Interp3D($B$18:$B$134,$C$18:$C$134,$D$18:$D$134,E2221,F2221)","v":63.320640001040509}]
[null,null,null,null,3.6000000001000023,0.8,{"$f":"_xll.Interp3D($B$18:$B$134,$C$18:$C$134,$D$18:$D$134,E2222,F2222)","v":63.909760000648326}]
[null,null,null,null,3.6000000001000023,0.9,{"$f":"_xll.Interp3D($B$18:$B$134,$C$18:$C$134,$D$18:$D$134,E2223,F2223)","v":64.561920000289447}]
[null,null,null,null,3.6000000001000023,1,{"$f":"_xll.Interp3D($B$18:$B$134,$C$18:$C$134,$D$18:$D$134,E2224,F2224)","v":65.040000000079999}]
[null,null,null,null,3.6000000001000023,1.1000000000000001,{"$f":"_xll.Interp3D($B$18:$B$134,$C$18:$C$134,$D$18:$D$134,E2225,F2225)","v":65.37408000003856}]
[null,null,null,null,3.6000000001000023,1.2,{"$f":"_xll.Interp3D($B$18:$B$134,$C$18:$C$134,$D$18:$D$134,E2226,F2226)","v":65.72224000008768}]
[null,null,null,null,3.6000000001000023,1.3,{"$f":"_xll.Interp3D($B$18:$B$134,$C$18:$C$134,$D$18:$D$134,E2227,F2227)","v":66.039360000199508}]
[null,null,null,null,3.6000000001000023,1.4,{"$f":"_xll.Interp3D($B$18:$B$134,$C$18:$C$134,$D$18:$D$134,E2228,F2228)","v":66.280320000346236}]
[null,null,null,null,3.6000000001000023,1.5,{"$f":"_xll.Interp3D($B$18:$B$134,$C$18:$C$134,$D$18:$D$134,E2229,F2229)","v":66.400000000500015}]
[null,null,null,null,3.6000000001000023,1.6,{"$f":"_xll.Interp3D($B$18:$B$134,$C$18:$C$134,$D$18:$D$134,E2230,F2230)","v":66.333760000689935}]
[null,null,null,null,3.6000000001000023,1.7,{"$f":"_xll.Interp3D($B$18:$B$134,$C$18:$C$134,$D$18:$D$134,E2231,F2231)","v":66.111680000934584}]
[null,null,null,null,3.6000000001000023,1.8,{"$f":"_xll.Interp3D($B$18:$B$134,$C$18:$C$134,$D$18:$D$134,E2232,F2232)","v":65.830720001190258}]
[null,null,null,null,3.6000000001000023,1.9,{"$f":"_xll.Interp3D($B$18:$B$134,$C$18:$C$134,$D$18:$D$134,E2233,F2233)","v":65.587840001413326}]
[null,null,null,null,3.6000000001000023,2,{"$f":"_xll.Interp3D($B$18:$B$134,$C$18:$C$134,$D$18:$D$134,E2234,F2234)","v":65.480000001560029}]
[null,null,null,null,3.6000000001000023,2.1,{"$f":"_xll.Interp3D($B$18:$B$134,$C$18:$C$134,$D$18:$D$134,E2235,F2235)","v":65.589760001600354}]
[null,null,null,null,3.6000000001000023,2.2000000000000002,{"$f":"_xll.Interp3D($B$18:$B$134,$C$18:$C$134,$D$18:$D$134,E2236,F2236)","v":65.852480001563407}]
[null,null,null,null,3.6000000001000023,2.2999999999999998,{"$f":"_xll.Interp3D($B$18:$B$134,$C$18:$C$134,$D$18:$D$134,E2237,F2237)","v":66.144320001494279}]
[null,null,null,null,3.6000000001000023,2.4,{"$f":"_xll.Interp3D($B$18:$B$134,$C$18:$C$134,$D$18:$D$134,E2238,F2238)","v":66.341440001438116}]
[null,null,null,null,3.6000000001000023,2.5,{"$f":"_xll.Interp3D($B$18:$B$134,$C$18:$C$134,$D$18:$D$134,E2239,F2239)","v":66.320000001440036}]
[null,null,null,null,3.6000000001000023,2.6,{"$f":"_xll.Interp3D($B$18:$B$134,$C$18:$C$134,$D$18:$D$134,E2240,F2240)","v":65.83360000153364}]
[null,null,null,null,3.6000000001000023,2.7,{"$f":"_xll.Interp3D($B$18:$B$134,$C$18:$C$134,$D$18:$D$134,E2241,F2241)","v":64.964800001688843}]
[null,null,null,null,3.6000000001000023,2.8,{"$f":"_xll.Interp3D($B$18:$B$134,$C$18:$C$134,$D$18:$D$134,E2242,F2242)","v":64.083200001855246}]
[null,null,null,null,3.6000000001000023,2.9,{"$f":"_xll.Interp3D($B$18:$B$134,$C$18:$C$134,$D$18:$D$134,E2243,F2243)","v":63.558400001982449}]
[null,null,null,null,3.6000000001000023,3,{"$f":"_xll.Interp3D($B$18:$B$134,$C$18:$C$134,$D$18:$D$134,E2244,F2244)","v":63.76000000202005}]
[null,null,null,null,3.6000000001000023,3.1,{"$f":"_xll.Interp3D($B$18:$B$134,$C$18:$C$134,$D$18:$D$134,E2245,F2245)","v":65.006720001939883}]
[null,null,null,null,3.6000000001000023,3.2,{"$f":"_xll.Interp3D($B$18:$B$134,$C$18:$C$134,$D$18:$D$134,E2246,F2246)","v":67.052160001775576}]
[null,null,null,null,3.6000000001000023,3.3,{"$f":"_xll.Interp3D($B$18:$B$134,$C$18:$C$134,$D$18:$D$134,E2247,F2247)","v":69.418240001569316}]
[null,null,null,null,3.6000000001000023,3.4,{"$f":"_xll.Interp3D($B$18:$B$134,$C$18:$C$134,$D$18:$D$134,E2248,F2248)","v":71.626880001363389}]
[null,null,null,null,3.6000000001000023,3.5,{"$f":"_xll.Interp3D($B$18:$B$134,$C$18:$C$134,$D$18:$D$134,E2249,F2249)","v":73.200000001200024}]
[null,null,null,null,3.6000000001000023,3.6,{"$f":"_xll.Interp3D($B$18:$B$134,$C$18:$C$134,$D$18:$D$134,E2250,F2250)","v":74.000000001076032}]
[null,null,null,null,3.6000000001000023,3.7,{"$f":"_xll.Interp3D($B$18:$B$134,$C$18:$C$134,$D$18:$D$134,E2251,F2251)","v":74.345600000963231}]
[null,null,null,null,3.6000000001000023,3.8,{"$f":"_xll.Interp3D($B$18:$B$134,$C$18:$C$134,$D$18:$D$134,E2252,F2252)","v":74.443200000866426}]
[null,null,null,null,3.6000000001000023,3.9,{"$f":"_xll.Interp3D($B$18:$B$134,$C$18:$C$134,$D$18:$D$134,E2253,F2253)","v":74.49920000079041}]
[null,null,null,null,3.6000000001000023,4,{"$f":"_xll.Interp3D($B$18:$B$134,$C$18:$C$134,$D$18:$D$134,E2254,F2254)","v":74.720000000740029}]
[null,null,null,null,3.6000000001000023,4.0999999999999996,{"$f":"_xll.Interp3D($B$18:$B$134,$C$18:$C$134,$D$18:$D$134,E2255,F2255)","v":75.032640000735711}]
[null,null,null,null,{"$f":"E2195+0.1","v":3.6000000001000023},{"$f":"F2195","v":4.2},{"$f":"_xll.Interp3D($B$18:$B$134,$C$18:$C$134,$D$18:$D$134,E2256,F2256)","v":75.299520000774251}]
[null,null,null,null,3.6000000001000023,4.3,{"$f":"_xll.Interp3D($B$18:$B$134,$C$18:$C$134,$D$18:$D$134,E2257,F2257)","v":75.630080000824975}]
[null,null,null,null,3.6000000001000023,4.4000000000000004,{"$f":"_xll.Interp3D($B$18:$B$134,$C$18:$C$134,$D$18:$D$134,E2258,F2258)","v":76.133760000857151}]
[null,null,null,null,3.6000000001000023,4.5,{"$f":"_xll.Interp3D($B$18:$B$134,$C$18:$C$134,$D$18:$D$134,E2259,F2259)","v":76.92000000084002}]
[null,null,null,null,3.6000000001000023,4.5999999999999996,{"$f":"_xll.Interp3D($B$18:$B$134,$C$18:$C$134,$D$18:$D$134,E2260,F2260)","v":78.191680000752186}]
[null,null,null,null,3.6000000001000023,4.7,{"$f":"_xll.Interp3D($B$18:$B$134,$C$18:$C$134,$D$18:$D$134,E2261,F2261)","v":79.87584000061409}]
[null,null,null,null,3.6000000001000023,4.8,{"$f":"_xll.Interp3D($B$18:$B$134,$C$18:$C$134,$D$18:$D$134,E2262,F2262)","v":81.668160000457931}]
[null,null,null,null,3.6000000001000023,4.9000000000000004,{"$f":"_xll.Interp3D($B$18:$B$134,$C$18:$C$134,$D$18:$D$134,E2263,F2263)","v":83.264320000315848}]
[null,null,null,null,3.6000000001000023,5,{"$f":"_xll.Interp3D($B$18:$B$134,$C$18:$C$134,$D$18:$D$134,E2264,F2264)","v":84.360000000219998}]
[null,null,null,null,3.6000000001000023,5.0999999999999996,{"$f":"_xll.Interp3D($B$18:$B$134,$C$18:$C$134,$D$18:$D$134,E2265,F2265)","v":84.836160000180328}]
[null,null,null,null,3.6000000001000023,5.2,{"$f":"_xll.Interp3D($B$18:$B$134,$C$18:$C$134,$D$18:$D$134,E2266,F2266)","v":84.895680000175361}]
[null,null,null,null,3.6000000001000023,5.3,{"$f":"_xll.Interp3D($B$18:$B$134,$C$18:$C$134,$D$18:$D$134,E2267,F2267)","v":84.717120000190249}]
[null,null,null,null,3.6000000001000023,5.4,{"$f":"_xll.Interp3D($B$18:$B$134,$C$18:$C$134,$D$18:$D$134,E2268,F2268)","v":84.479040000210091}]
[null,null,null,null,3.6000000001000023,5.5,{"$f":"_xll.Interp3D($B$18:$B$134,$C$18:$C$134,$D$18:$D$134,E2269,F2269)","v":84.360000000219998}]
[null,null,null,null,3.6000000001000023,5.6,{"$f":"_xll.Interp3D($B$18:$B$134,$C$18:$C$134,$D$18:$D$134,E2270,F2270)","v":84.360000000219998}]
[null,null,null,null,3.6000000001000023,5.7,{"$f":"_xll.Interp3D($B$18:$B$134,$C$18:$C$134,$D$18:$D$134,E2271,F2271)","v":84.360000000219998}]
[null,null,null,null,3.6000000001000023,5.8,{"$f":"_xll.Interp3D($B$18:$B$134,$C$18:$C$134,$D$18:$D$134,E2272,F2272)","v":84.360000000219998}]
[null,null,null,null,3.6000000001000023,5.9,{"$f":"_xll.Interp3D($B$18:$B$134,$C$18:$C$134,$D$18:$D$134,E2273,F2273)","v":84.360000000219998}]
[null,null,null,null,3.6000000001000023,6,{"$f":"_xll.Interp3D($B$18:$B$134,$C$18:$C$134,$D$18:$D$134,E2274,F2274)","v":84.360000000219998}]
[null,null,null,null,3.7000000001000024,0,{"$f":"_xll.Interp3D($B$18:$B$134,$C$18:$C$134,$D$18:$D$134,E2275,F2275)","v":70.599999999399984}]
[null,null,null,null,3.7000000001000024,0.1,{"$f":"_xll.Interp3D($B$18:$B$134,$C$18:$C$134,$D$18:$D$134,E2276,F2276)","v":68.9904000002104}]
[null,null,null,null,3.7000000001000024,0.2,{"$f":"_xll.Interp3D($B$18:$B$134,$C$18:$C$134,$D$18:$D$134,E2277,F2277)","v":67.617600000857635}]
[null,null,null,null,3.7000000001000024,0.3,{"$f":"_xll.Interp3D($B$18:$B$134,$C$18:$C$134,$D$18:$D$134,E2278,F2278)","v":66.481600001341633}]
[null,null,null,null,3.7000000001000024,0.4,{"$f":"_xll.Interp3D($B$18:$B$134,$C$18:$C$134,$D$18:$D$134,E2279,F2279)","v":65.582400001662435}]
[null,null,null,null,3.7000000001000024,0.5,{"$f":"_xll.Interp3D($B$18:$B$134,$C$18:$C$134,$D$18:$D$134,E2280,F2280)","v":64.920000001820043}]
[null,null,null,null,3.7000000001000024,0.6,{"$f":"_xll.Interp3D($B$18:$B$134,$C$18:$C$134,$D$18:$D$134,E2281,F2281)","v":64.563520001713954}]
[null,null,null,null,3.7000000001000024,0.7,{"$f":"_xll.Interp3D($B$18:$B$134,$C$18:$C$134,$D$18:$D$134,E2282,F2282)","v":64.512960001344197}]
[null,null,null,null,3.7000000001000024,0.8,{"$f":"_xll.Interp3D($B$18:$B$134,$C$18:$C$134,$D$18:$D$134,E2283,F2283)","v":64.664640000861453}]
[null,null,null,null,3.7000000001000024,0.9,{"$f":"_xll.Interp3D($B$18:$B$134,$C$18:$C$134,$D$18:$D$134,E2284,F2284)","v":64.914880000416488}]
[null,null,null,null,3.7000000001000024,1,{"$f":"_xll.Interp3D($B$18:$B$134,$C$18:$C$134,$D$18:$D$134,E2285,F2285)","v":65.160000000160011}]
[null,null,null,null,3.7000000001000024,1.1000000000000001,{"$f":"_xll.Interp3D($B$18:$B$134,$C$18:$C$134,$D$18:$D$134,E2286,F2286)","v":65.453120000119526}]
[null,null,null,null,3.7000000001000024,1.2,{"$f":"_xll.Interp3D($B$18:$B$134,$C$18:$C$134,$D$18:$D$134,E2287,F2287)","v":65.863360000194575}]
[null,null,null,null,3.7000000001000024,1.3,{"$f":"_xll.Interp3D($B$18:$B$134,$C$18:$C$134,$D$18:$D$134,E2288,F2288)","v":66.311040000343837}]
[null,null,null,null,3.7000000001000024,1.4,{"$f":"_xll.Interp3D($B$18:$B$134,$C$18:$C$134,$D$18:$D$134,E2289,F2289)","v":66.71648000052609}]
[null,null,null,null,3.7000000001000024,1.5,{"$f":"_xll.Interp3D($B$18:$B$134,$C$18:$C$134,$D$18:$D$134,E2290,F2290)","v":67.000000000700027}]
[null,null,null,null,3.7000000001000024,1.6,{"$f":"_xll.Interp3D($B$18:$B$134,$C$18:$C$134,$D$18:$D$134,E2291,F2291)","v":67.123840000890254}]
[null,null,null,null,3.7000000001000024,1.7,{"$f":"_xll.Interp3D($B$18:$B$134,$C$18:$C$134,$D$18:$D$134,E2292,F2292)","v":67.141120001124349}]
[null,null,null,null,3.7000000001000024,1.8,{"$f":"_xll.Interp3D($B$18:$B$134,$C$18:$C$134,$D$18:$D$134,E2293,F2293)","v":67.108480001365308}]
[null,null,null,null,3.7000000001000024,1.9,{"$f":"_xll.Interp3D($B$18:$B$134,$C$18:$C$134,$D$18:$D$134,E2294,F2294)","v":67.082560001576198}]
[null,null,null,null,3.7000000001000024,2,{"$f":"_xll.Interp3D($B$18:$B$134,$C$18:$C$134,$D$18:$D$134,E2295,F2295)","v":67.120000001720044}]
[null,null,null,null,3.7000000001000024,2.1,{"$f":"_xll.Interp3D($B$18:$B$134,$C$18:$C$134,$D$18:$D$134,E2296,F2296)","v":67.272640001765481}]
[null,null,null,null,3.7000000001000024,2.2000000000000002,{"$f":"_xll.Interp3D($B$18:$B$134,$C$18:$C$134,$D$18:$D$134,E2297,F2297)","v":67.502720001737174}]
[null,null,null,null,3.7000000001000024,2.2999999999999998,{"$f":"_xll.Interp3D($B$18:$B$134,$C$18:$C$134,$D$18:$D$134,E2298,F2298)","v":67.73248000168212}]
[null,null,null,null,3.7000000001000024,2.4,{"$f":"_xll.Interp3D($B$18:$B$134,$C$18:$C$134,$D$18:$D$134,E2299,F2299)","v":67.884160001647402}]
[null,null,null,null,3.7000000001000024,2.5,{"$f":"_xll.Interp3D($B$18:$B$134,$C$18:$C$134,$D$18:$D$134,E2300,F2300)","v":67.880000001680031}]
[null,null,null,null,3.7000000001000024,2.6,{"$f":"_xll.Interp3D($B$18:$B$134,$C$18:$C$134,$D$18:$D$134,E2301,F2301)","v":67.515200001829655}]
[null,null,null,null,3.7000000001000024,2.7,{"$f":"_xll.Interp3D($B$18:$B$134,$C$18:$C$134,$D$18:$D$134,E2302,F2302)","v":66.841600002064851}]
[null,null,null,null,3.7000000001000024,2.8,{"$f":"_xll.Interp3D($B$18:$B$134,$C$18:$C$134,$D$18:$D$134,E2303,F2303)","v":66.166400002311249}]
[null,null,null,null,3.7000000001000024,2.9,{"$f":"_xll.Interp3D($B$18:$B$134,$C$18:$C$134,$D$18:$D$134,E2304,F2304)","v":65.796800002494464}]
[null,null,null,null,3.7000000001000024,3,{"$f":"_xll.Interp3D($B$18:$B$134,$C$18:$C$134,$D$18:$D$134,E2305,F2305)","v":66.040000002540069}]
[null,null,null,null,3.7000000001000024,3.1,{"$f":"_xll.Interp3D($B$18:$B$134,$C$18:$C$134,$D$18:$D$134,E2306,F2306)","v":67.175680002398138}]
[null,null,null,null,3.7000000001000024,3.2,{"$f":"_xll.Interp3D($B$18:$B$134,$C$18:$C$134,$D$18:$D$134,E2307,F2307)","v":68.999040002118292}]
[null,null,null,null,3.7000000001000024,3.3,{"$f":"_xll.Interp3D($B$18:$B$134,$C$18:$C$134,$D$18:$D$134,E2308,F2308)","v":71.090560001775401}]
[null,null,null,null,3.7000000001000024,3.4,{"$f":"_xll.Interp3D($B$18:$B$134,$C$18:$C$134,$D$18:$D$134,E2309,F2309)","v":73.030720001444351}]
[null,null,null,null,3.7000000001000024,3.5,{"$f":"_xll.Interp3D($B$18:$B$134,$C$18:$C$134,$D$18:$D$134,E2310,F2310)","v":74.400000001200027}]
[null,null,null,null,3.7000000001000024,3.6,{"$f":"_xll.Interp3D($B$18:$B$134,$C$18:$C$134,$D$18:$D$134,E2311,F2311)","v":75.064000001052023}]
[null,null,null,null,3.7000000001000024,3.7,{"$f":"_xll.Interp3D($B$18:$B$134,$C$18:$C$134,$D$18:$D$134,E2312,F2312)","v":75.302400000950428}]
[null,null,null,null,3.7000000001000024,3.8,{"$f":"_xll.Interp3D($B$18:$B$134,$C$18:$C$134,$D$18:$D$134,E2313,F2313)","v":75.316800000880818}]
[null,null,null,null,3.7000000001000024,3.9,{"$f":"_xll.Interp3D($B$18:$B$134,$C$18:$C$134,$D$18:$D$134,E2314,F2314)","v":75.308800000828811}]
[null,null,null,null,3.7000000001000024,4,{"$f":"_xll.Interp3D($B$18:$B$134,$C$18:$C$134,$D$18:$D$134,E2315,F2315)","v":75.480000000780024}]
[null,null,null,null,3.7000000001000024,4.0999999999999996,{"$f":"_xll.Interp3D($B$18:$B$134,$C$18:$C$134,$D$18:$D$134,E2316,F2316)","v":75.775360000749799}]
[null,null,null,null,3.7000000001000024,4.2,{"$f":"_xll.Interp3D($B$18:$B$134,$C$18:$C$134,$D$18:$D$134,E2317,F2317)","v":76.060480000747702}]
[null,null,null,null,3.7000000001000024,4.3,{"$f":"_xll.Interp3D($B$18:$B$134,$C$18:$C$134,$D$18:$D$134,E2318,F2318)","v":76.41792000075074}]
[null,null,null,null,3.7000000001000024,4.4000000000000004,{"$f":"_xll.Interp3D($B$18:$B$134,$C$18:$C$134,$D$18:$D$134,E2319,F2319)","v":76.930240000735864}]
[null,null,null,null,{"$f":"E2259+0.1","v":3.7000000001000024},{"$f":"F2259","v":4.5},{"$f":"_xll.Interp3D($B$18:$B$134,$C$18:$C$134,$D$18:$D$134,E2320,F2320)","v":77.680000000680025}]
[null,null,null,null,3.7000000001000024,4.5999999999999996,{"$f":"_xll.Interp3D($B$18:$B$134,$C$18:$C$134,$D$18:$D$134,E2321,F2321)","v":78.848320000561145}]
[null,null,null,null,3.7000000001000024,4.7,{"$f":"_xll.Interp3D($B$18:$B$134,$C$18:$C$134,$D$18:$D$134,E2322,F2322)","v":80.380160000394568}]
[null,null,null,null,3.7000000001000024,4.8,{"$f":"_xll.Interp3D($B$18:$B$134,$C$18:$C$134,$D$18:$D$134,E2323,F2323)","v":82.003840000213444}]
[null,null,null,null,3.7000000001000024,4.9000000000000004,{"$f":"_xll.Interp3D($B$18:$B$134,$C$18:$C$134,$D$18:$D$134,E2324,F2324)","v":83.44768000005088}]
[null,null,null,null,3.7000000001000024,5,{"$f":"_xll.Interp3D($B$18:$B$134,$C$18:$C$134,$D$18:$D$134,E2325,F2325)","v":84.439999999939999}]
[null,null,null,null,3.7000000001000024,5.0999999999999996,{"$f":"_xll.Interp3D($B$18:$B$134,$C$18:$C$134,$D$18:$D$134,E2326,F2326)","v":84.872639999892627}]
[null,null,null,null,3.7000000001000024,5.2,{"$f":"_xll.Interp3D($B$18:$B$134,$C$18:$C$134,$D$18:$D$134,E2327,F2327)","v":84.926719999886714}]
[null,null,null,null,3.7000000001000024,5.3,{"$f":"_xll.Interp3D($B$18:$B$134,$C$18:$C$134,$D$18:$D$134,E2328,F2328)","v":84.764479999904481}]
[null,null,null,null,3.7000000001000024,5.4,{"$f":"_xll.Interp3D($B$18:$B$134,$C$18:$C$134,$D$18:$D$134,E2329,F2329)","v":84.548159999928174}]
[null,null,null,null,3.7000000001000024,5.5,{"$f":"_xll.Interp3D($B$18:$B$134,$C$18:$C$134,$D$18:$D$134,E2330,F2330)","v":84.439999999939999}]
[null,null,null,null,3.7000000001000024,5.6,{"$f":"_xll.Interp3D($B$18:$B$134,$C$18:$C$134,$D$18:$D$134,E2331,F2331)","v":84.439999999939999}]
[null,null,null,null,3.7000000001000024,5.7,{"$f":"_xll.Interp3D($B$18:$B$134,$C$18:$C$134,$D$18:$D$134,E2332,F2332)","v":84.439999999939999}]
[null,null,null,null,3.7000000001000024,5.8,{"$f":"_xll.Interp3D($B$18:$B$134,$C$18:$C$134,$D$18:$D$134,E2333,F2333)","v":84.439999999939999}]
[null,null,null,null,3.7000000001000024,5.9,{"$f":"_xll.Interp3D($B$18:$B$134,$C$18:$C$134,$D$18:$D$134,E2334,F2334)","v":84.439999999939999}]
[null,null,null,null,3.7000000001000024,6,{"$f":"_xll.Interp3D($B$18:$B$134,$C$18:$C$134,$D$18:$D$134,E2335,F2335)","v":84.439999999939999}]
[null,null,null,null,3.8000000001000025,0,{"$f":"_xll.Interp3D($B$18:$B$134,$C$18:$C$134,$D$18:$D$134,E2336,F2336)","v":69.799999998999979}]
[null,null,null,null,3.8000000001000025,0.1,{"$f":"_xll.Interp3D($B$18:$B$134,$C$18:$C$134,$D$18:$D$134,E2337,F2337)","v":69.118400000045597}]
[null,null,null,null,3.8000000001000025,0.2,{"$f":"_xll.Interp3D($B$18:$B$134,$C$18:$C$134,$D$18:$D$134,E2338,F2338)","v":68.489600000886412}]
[null,null,null,null,3.8000000001000025,0.3,{"$f":"_xll.Interp3D($B$18:$B$134,$C$18:$C$134,$D$18:$D$134,E2339,F2339)","v":67.91360000152244}]
[null,null,null,null,3.8000000001000025,0.4,{"$f":"_xll.Interp3D($B$18:$B$134,$C$18:$C$134,$D$18:$D$134,E2340,F2340)","v":67.390400001953651}]
[null,null,null,null,3.8000000001000025,0.5,{"$f":"_xll.Interp3D($B$18:$B$134,$C$18:$C$134,$D$18:$D$134,E2341,F2341)","v":66.920000002180061}]
[null,null,null,null,3.8000000001000025,0.6,{"$f":"_xll.Interp3D($B$18:$B$134,$C$18:$C$134,$D$18:$D$134,E2342,F2342)","v":66.459520002078136}]
[null,null,null,null,3.8000000001000025,0.7,{"$f":"_xll.Interp3D($B$18:$B$134,$C$18:$C$134,$D$18:$D$134,E2343,F2343)","v":66.008960001647878}]
[null,null,null,null,3.8000000001000025,0.8,{"$f":"_xll.Interp3D($B$18:$B$134,$C$18:$C$134,$D$18:$D$134,E2344,F2344)","v":65.632640001074577}]
[null,null,null,null,3.8000000001000025,0.9,{"$f":"_xll.Interp3D($B$18:$B$134,$C$18:$C$134,$D$18:$D$134,E2345,F2345)","v":65.394880000543537}]
[null,null,null,null,3.8000000001000025,1,{"$f":"_xll.Interp3D($B$18:$B$134,$C$18:$C$134,$D$18:$D$134,E2346,F2346)","v":65.360000000240007}]
[null,null,null,null,3.8000000001000025,1.1000000000000001,{"$f":"_xll.Interp3D($B$18:$B$134,$C$18:$C$134,$D$18:$D$134,E2347,F2347)","v":65.613120000200496}]
[null,null,null,null,3.8000000001000025,1.2,{"$f":"_xll.Interp3D($B$18:$B$134,$C$18:$C$134,$D$18:$D$134,E2348,F2348)","v":66.11136000030146}]
[null,null,null,null,3.8000000001000025,1.3,{"$f":"_xll.Interp3D($B$18:$B$134,$C$18:$C$134,$D$18:$D$134,E2349,F2349)","v":66.727040000488159}]
[null,null,null,null,3.8000000001000025,1.4,{"$f":"_xll.Interp3D($B$18:$B$134,$C$18:$C$134,$D$18:$D$134,E2350,F2350)","v":67.332480000705928}]
[null,null,null,null,3.8000000001000025,1.5,{"$f":"_xll.Interp3D($B$18:$B$134,$C$18:$C$134,$D$18:$D$134,E2351,F2351)","v":67.800000000900027}]
[null,null,null,null,3.8000000001000025,1.6,{"$f":"_xll.Interp3D($B$18:$B$134,$C$18:$C$134,$D$18:$D$134,E2352,F2352)","v":68.114240001090579}]
[null,null,null,null,3.8000000001000025,1.7,{"$f":"_xll.Interp3D($B$18:$B$134,$C$18:$C$134,$D$18:$D$134,E2353,F2353)","v":68.360320001314108}]
[null,null,null,null,3.8000000001000025,1.8,{"$f":"_xll.Interp3D($B$18:$B$134,$C$18:$C$134,$D$18:$D$134,E2354,F2354)","v":68.561280001540354}]
[null,null,null,null,3.8000000001000025,1.9,{"$f":"_xll.Interp3D($B$18:$B$134,$C$18:$C$134,$D$18:$D$134,E2355,F2355)","v":68.740160001739085}]
[null,null,null,null,3.8000000001000025,2,{"$f":"_xll.Interp3D($B$18:$B$134,$C$18:$C$134,$D$18:$D$134,E2356,F2356)","v":68.920000001880041}]
[null,null,null,null,3.8000000001000025,2.1,{"$f":"_xll.Interp3D($B$18:$B$134,$C$18:$C$134,$D$18:$D$134,E2357,F2357)","v":69.12064000193061}]
[null,null,null,null,3.8000000001000025,2.2000000000000002,{"$f":"_xll.Interp3D($B$18:$B$134,$C$18:$C$134,$D$18:$D$134,E2358,F2358)","v":69.326720001910928}]
[null,null,null,null,3.8000000001000025,2.2999999999999998,{"$f":"_xll.Interp3D($B$18:$B$134,$C$18:$C$134,$D$18:$D$134,E2359,F2359)","v":69.50848000186997}]
[null,null,null,null,3.8000000001000025,2.4,{"$f":"_xll.Interp3D($B$18:$B$134,$C$18:$C$134,$D$18:$D$134,E2360,F2360)","v":69.63616000185668}]
[null,null,null,null,3.8000000001000025,2.5,{"$f":"_xll.Interp3D($B$18:$B$134,$C$18:$C$134,$D$18:$D$134,E2361,F2361)","v":69.68000000192005}]
[null,null,null,null,3.8000000001000025,2.6,{"$f":"_xll.Interp3D($B$18:$B$134,$C$18:$C$134,$D$18:$D$134,E2362,F2362)","v":69.492800002125662}]
[null,null,null,null,3.8000000001000025,2.7,{"$f":"_xll.Interp3D($B$18:$B$134,$C$18:$C$134,$D$18:$D$134,E2363,F2363)","v":69.094400002440864}]
[null,null,null,null,3.8000000001000025,2.8,{"$f":"_xll.Interp3D($B$18:$B$134,$C$18:$C$134,$D$18:$D$134,E2364,F2364)","v":68.70560000276727}]
[null,null,null,null,3.8000000001000025,2.9,{"$f":"_xll.Interp3D($B$18:$B$134,$C$18:$C$134,$D$18:$D$134,E2365,F2365)","v":68.547200003006481}]
[null,null,null,null,3.8000000001000025,3,{"$f":"_xll.Interp3D($B$18:$B$134,$C$18:$C$134,$D$18:$D$134,E2366,F2366)","v":68.840000003060069}]
[null,null,null,null,3.8000000001000025,3.1,{"$f":"_xll.Interp3D($B$18:$B$134,$C$18:$C$134,$D$18:$D$134,E2367,F2367)","v":69.802880002856398}]
[null,null,null,null,3.8000000001000025,3.2,{"$f":"_xll.Interp3D($B$18:$B$134,$C$18:$C$134,$D$18:$D$134,E2368,F2368)","v":71.288640002461023}]
[null,null,null,null,3.8000000001000025,3.3,{"$f":"_xll.Interp3D($B$18:$B$134,$C$18:$C$134,$D$18:$D$134,E2369,F2369)","v":72.968960001981486}]
[null,null,null,null,3.8000000001000025,3.4,{"$f":"_xll.Interp3D($B$18:$B$134,$C$18:$C$134,$D$18:$D$134,E2370,F2370)","v":74.515520001525317}]
[null,null,null,null,3.8000000001000025,3.5,{"$f":"_xll.Interp3D($B$18:$B$134,$C$18:$C$134,$D$18:$D$134,E2371,F2371)","v":75.60000000120003}]
[null,null,null,null,3.8000000001000025,3.6,{"$f":"_xll.Interp3D($B$18:$B$134,$C$18:$C$134,$D$18:$D$134,E2372,F2372)","v":76.104000001028027}]
[null,null,null,null,3.8000000001000025,3.7,{"$f":"_xll.Interp3D($B$18:$B$134,$C$18:$C$134,$D$18:$D$134,E2373,F2373)","v":76.246400000937626}]
[null,null,null,null,3.8000000001000025,3.8,{"$f":"_xll.Interp3D($B$18:$B$134,$C$18:$C$134,$D$18:$D$134,E2374,F2374)","v":76.204800000895219}]
[null,null,null,null,3.8000000001000025,3.9,{"$f":"_xll.Interp3D($B$18:$B$134,$C$18:$C$134,$D$18:$D$134,E2375,F2375)","v":76.156800000867207}]
[null,null,null,null,3.8000000001000025,4,{"$f":"_xll.Interp3D($B$18:$B$134,$C$18:$C$134,$D$18:$D$134,E2376,F2376)","v":76.280000000820024}]
[null,null,null,null,3.8000000001000025,4.0999999999999996,{"$f":"_xll.Interp3D($B$18:$B$134,$C$18:$C$134,$D$18:$D$134,E2377,F2377)","v":76.532160000763866}]
[null,null,null,null,3.8000000001000025,4.2,{"$f":"_xll.Interp3D($B$18:$B$134,$C$18:$C$134,$D$18:$D$134,E2378,F2378)","v":76.794880000721136}]
[null,null,null,null,3.8000000001000025,4.3,{"$f":"_xll.Interp3D($B$18:$B$134,$C$18:$C$134,$D$18:$D$134,E2379,F2379)","v":77.131520000676488}]
[null,null,null,null,3.8000000001000025,4.4000000000000004,{"$f":"_xll.Interp3D($B$18:$B$134,$C$18:$C$134,$D$18:$D$134,E2380,F2380)","v":77.605440000614578}]
[null,null,null,null,3.8000000001000025,4.5,{"$f":"_xll.Interp3D($B$18:$B$134,$C$18:$C$134,$D$18:$D$134,E2381,F2381)","v":78.280000000520019}]
[null,null,null,null,3.8000000001000025,4.5999999999999996,{"$f":"_xll.Interp3D($B$18:$B$134,$C$18:$C$134,$D$18:$D$134,E2382,F2382)","v":79.313920000370089}]
[null,null,null,null,3.8000000001000025,4.7,{"$f":"_xll.Interp3D($B$18:$B$134,$C$18:$C$134,$D$18:$D$134,E2383,F2383)","v":80.664960000175029}]
[null,null,null,null,{"$f":"E2323+0.1","v":3.8000000001000025},{"$f":"F2323","v":4.8},{"$f":"_xll.Interp3D($B$18:$B$134,$C$18:$C$134,$D$18:$D$134,E2384,F2384)","v":82.095039999968961}]
[null,null,null,null,3.8000000001000025,4.9000000000000004,{"$f":"_xll.Interp3D($B$18:$B$134,$C$18:$C$134,$D$18:$D$134,E2385,F2385)","v":83.366079999785924}]
[null,null,null,null,3.8000000001000025,5,{"$f":"_xll.Interp3D($B$18:$B$134,$C$18:$C$134,$D$18:$D$134,E2386,F2386)","v":84.23999999966}]
[null,null,null,null,3.8000000001000025,5.0999999999999996,{"$f":"_xll.Interp3D($B$18:$B$134,$C$18:$C$134,$D$18:$D$134,E2387,F2387)","v":84.621439999604945}]
[null,null,null,null,3.8000000001000025,5.2,{"$f":"_xll.Interp3D($B$18:$B$134,$C$18:$C$134,$D$18:$D$134,E2388,F2388)","v":84.669119999598067}]
[null,null,null,null,3.8000000001000025,5.3,{"$f":"_xll.Interp3D($B$18:$B$134,$C$18:$C$134,$D$18:$D$134,E2389,F2389)","v":84.526079999618716}]
[null,null,null,null,3.8000000001000025,5.4,{"$f":"_xll.Interp3D($B$18:$B$134,$C$18:$C$134,$D$18:$D$134,E2390,F2390)","v":84.335359999646244}]
[null,null,null,null,3.8000000001000025,5.5,{"$f":"_xll.Interp3D($B$18:$B$134,$C$18:$C$134,$D$18:$D$134,E2391,F2391)","v":84.23999999966}]
[null,null,null,null,3.8000000001000025,5.6,{"$f":"_xll.Interp3D($B$18:$B$134,$C$18:$C$134,$D$18:$D$134,E2392,F2392)","v":84.23999999966}]
[null,null,null,null,3.8000000001000025,5.7,{"$f":"_xll.Interp3D($B$18:$B$134,$C$18:$C$134,$D$18:$D$134,E2393,F2393)","v":84.23999999966}]
[null,null,null,null,3.8000000001000025,5.8,{"$f":"_xll.Interp3D($B$18:$B$134,$C$18:$C$134,$D$18:$D$134,E2394,F2394)","v":84.23999999966}]
[null,null,null,null,3.8000000001000025,5.9,{"$f":"_xll.Interp3D($B$18:$B$134,$C$18:$C$134,$D$18:$D$134,E2395,F2395)","v":84.23999999966}]
[null,null,null,null,3.8000000001000025,6,{"$f":"_xll.Interp3D($B$18:$B$134,$C$18:$C$134,$D$18:$D$134,E2396,F2396)","v":84.23999999966}]
[null,null,null,null,3.9000000001000026,0,{"$f":"_xll.Interp3D($B$18:$B$134,$C$18:$C$134,$D$18:$D$134,E2397,F2397)","v":68.599999998599969}]
[null,null,null,null,3.9000000001000026,0.1,{"$f":"_xll.Interp3D($B$18:$B$134,$C$18:$C$134,$D$18:$D$134,E2398,F2398)","v":69.08159999988078}]
[null,null,null,null,3.9000000001000026,0.2,{"$f":"_xll.Interp3D($B$18:$B$134,$C$18:$C$134,$D$18:$D$134,E2399,F2399)","v":69.390400000915221}]
[null,null,null,null,3.9000000001000026,0.3,{"$f":"_xll.Interp3D($B$18:$B$134,$C$18:$C$134,$D$18:$D$134,E2400,F2400)","v":69.526400001703252}]
[null,null,null,null,3.9000000001000026,0.4,{"$f":"_xll.Interp3D($B$18:$B$134,$C$18:$C$134,$D$18:$D$134,E2401,F2401)","v":69.489600002244856}]
[null,null,null,null,3.9000000001000026,0.5,{"$f":"_xll.Interp3D($B$18:$B$134,$C$18:$C$134,$D$18:$D$134,E2402,F2402)","v":69.280000002540064}]
[null,null,null,null,3.9000000001000026,0.6,{"$f":"_xll.Interp3D($B$18:$B$134,$C$18:$C$134,$D$18:$D$134,E2403,F2403)","v":68.719680002442317}]
[null,null,null,null,3.9000000001000026,0.7,{"$f":"_xll.Interp3D($B$18:$B$134,$C$18:$C$134,$D$18:$D$134,E2404,F2404)","v":67.808640001951559}]
[null,null,null,null,3.9000000001000026,0.8,{"$f":"_xll.Interp3D($B$18:$B$134,$C$18:$C$134,$D$18:$D$134,E2405,F2405)","v":66.813760001287704}]
[null,null,null,null,3.9000000001000026,0.9,{"$f":"_xll.Interp3D($B$18:$B$134,$C$18:$C$134,$D$18:$D$134,E2406,F2406)","v":66.00192000067058}]
[null,null,null,null,3.9000000001000026,1,{"$f":"_xll.Interp3D($B$18:$B$134,$C$18:$C$134,$D$18:$D$134,E2407,F2407)","v":65.640000000320015}]
[null,null,null,null,3.9000000001000026,1.1000000000000001,{"$f":"_xll.Interp3D($B$18:$B$134,$C$18:$C$134,$D$18:$D$134,E2408,F2408)","v":65.854080000281442}]
[null,null,null,null,3.9000000001000026,1.2,{"$f":"_xll.Interp3D($B$18:$B$134,$C$18:$C$134,$D$18:$D$134,E2409,F2409)","v":66.46624000040832}]
[null,null,null,null,3.9000000001000026,1.3,{"$f":"_xll.Interp3D($B$18:$B$134,$C$18:$C$134,$D$18:$D$134,E2410,F2410)","v":67.287360000632503}]
[null,null,null,null,3.9000000001000026,1.4,{"$f":"_xll.Interp3D($B$18:$B$134,$C$18:$C$134,$D$18:$D$134,E2411,F2411)","v":68.128320000885779}]
[null,null,null,null,3.9000000001000026,1.5,{"$f":"_xll.Interp3D($B$18:$B$134,$C$18:$C$134,$D$18:$D$134,E2412,F2412)","v":68.800000001100031}]
[null,null,null,null,3.9000000001000026,1.6,{"$f":"_xll.Interp3D($B$18:$B$134,$C$18:$C$134,$D$18:$D$134,E2413,F2413)","v":69.304960001290908}]
[null,null,null,null,3.9000000001000026,1.7,{"$f":"_xll.Interp3D($B$18:$B$134,$C$18:$C$134,$D$18:$D$134,E2414,F2414)","v":69.769280001503887}]
[null,null,null,null,3.9000000001000026,1.8,{"$f":"_xll.Interp3D($B$18:$B$134,$C$18:$C$134,$D$18:$D$134,E2415,F2415)","v":70.189120001715395}]
[null,null,null,null,3.9000000001000026,1.9,{"$f":"_xll.Interp3D($B$18:$B$134,$C$18:$C$134,$D$18:$D$134,E2416,F2416)","v":70.560640001901959}]
[null,null,null,null,3.9000000001000026,2,{"$f":"_xll.Interp3D($B$18:$B$134,$C$18:$C$134,$D$18:$D$134,E2417,F2417)","v":70.880000002040049}]
[null,null,null,null,3.9000000001000026,2.1,{"$f":"_xll.Interp3D($B$18:$B$134,$C$18:$C$134,$D$18:$D$134,E2418,F2418)","v":71.133760002095741}]
[null,null,null,null,3.9000000001000026,2.2000000000000002,{"$f":"_xll.Interp3D($B$18:$B$134,$C$18:$C$134,$D$18:$D$134,E2419,F2419)","v":71.324480002084712}]
[null,null,null,null,3.9000000001000026,2.2999999999999998,{"$f":"_xll.Interp3D($B$18:$B$134,$C$18:$C$134,$D$18:$D$134,E2420,F2420)","v":71.472320002057813}]
[null,null,null,null,3.9000000001000026,2.4,{"$f":"_xll.Interp3D($B$18:$B$134,$C$18:$C$134,$D$18:$D$134,E2421,F2421)","v":71.59744000206598}]
[null,null,null,null,3.9000000001000026,2.5,{"$f":"_xll.Interp3D($B$18:$B$134,$C$18:$C$134,$D$18:$D$134,E2422,F2422)","v":71.720000002160063}]
[null,null,null,null,3.9000000001000026,2.6,{"$f":"_xll.Interp3D($B$18:$B$134,$C$18:$C$134,$D$18:$D$134,E2423,F2423)","v":71.766400002421662}]
[null,null,null,null,3.9000000001000026,2.7,{"$f":"_xll.Interp3D($B$18:$B$134,$C$18:$C$134,$D$18:$D$134,E2424,F2424)","v":71.723200002816881}]
[null,null,null,null,3.9000000001000026,2.8,{"$f":"_xll.Interp3D($B$18:$B$134,$C$18:$C$134,$D$18:$D$134,E2425,F2425)","v":71.700800003223293}]
[null,null,null,null,3.9000000001000026,2.9,{"$f":"_xll.Interp3D($B$18:$B$134,$C$18:$C$134,$D$18:$D$134,E2426,F2426)","v":71.809600003518497}]
[null,null,null,null,3.9000000001000026,3,{"$f":"_xll.Interp3D($B$18:$B$134,$C$18:$C$134,$D$18:$D$134,E2427,F2427)","v":72.16000000358008}]
[null,null,null,null,3.9000000001000026,3.1,{"$f":"_xll.Interp3D($B$18:$B$134,$C$18:$C$134,$D$18:$D$134,E2428,F2428)","v":72.888320003314647}]
[null,null,null,null,3.9000000001000026,3.2,{"$f":"_xll.Interp3D($B$18:$B$134,$C$18:$C$134,$D$18:$D$134,E2429,F2429)","v":73.920960002803739}]
[null,null,null,null,3.9000000001000026,3.3,{"$f":"_xll.Interp3D($B$18:$B$134,$C$18:$C$134,$D$18:$D$134,E2430,F2430)","v":75.053440002187571}]
[null,null,null,null,3.9000000001000026,3.4,{"$f":"_xll.Interp3D($B$18:$B$134,$C$18:$C$134,$D$18:$D$134,E2431,F2431)","v":76.081280001606288}]
[null,null,null,null,3.9000000001000026,3.5,{"$f":"_xll.Interp3D($B$18:$B$134,$C$18:$C$134,$D$18:$D$134,E2432,F2432)","v":76.800000001200033}]
[null,null,null,null,3.9000000001000026,3.6,{"$f":"_xll.Interp3D($B$18:$B$134,$C$18:$C$134,$D$18:$D$134,E2433,F2433)","v":77.120000001004016}]
[null,null,null,null,3.9000000001000026,3.7,{"$f":"_xll.Interp3D($B$18:$B$134,$C$18:$C$134,$D$18:$D$134,E2434,F2434)","v":77.177600000924826}]
[null,null,null,null,3.9000000001000026,3.8,{"$f":"_xll.Interp3D($B$18:$B$134,$C$18:$C$134,$D$18:$D$134,E2435,F2435)","v":77.107200000909614}]
[null,null,null,null,3.9000000001000026,3.9,{"$f":"_xll.Interp3D($B$18:$B$134,$C$18:$C$134,$D$18:$D$134,E2436,F2436)","v":77.043200000905614}]
[null,null,null,null,3.9000000001000026,4,{"$f":"_xll.Interp3D($B$18:$B$134,$C$18:$C$134,$D$18:$D$134,E2437,F2437)","v":77.120000000860017}]
[null,null,null,null,3.9000000001000026,4.0999999999999996,{"$f":"_xll.Interp3D($B$18:$B$134,$C$18:$C$134,$D$18:$D$134,E2438,F2438)","v":77.303040000777941}]
[null,null,null,null,3.9000000001000026,4.2,{"$f":"_xll.Interp3D($B$18:$B$134,$C$18:$C$134,$D$18:$D$134,E2439,F2439)","v":77.50272000069458}]
[null,null,null,null,3.9000000001000026,4.3,{"$f":"_xll.Interp3D($B$18:$B$134,$C$18:$C$134,$D$18:$D$134,E2440,F2440)","v":77.770880000602247}]
[null,null,null,null,3.9000000001000026,4.4000000000000004,{"$f":"_xll.Interp3D($B$18:$B$134,$C$18:$C$134,$D$18:$D$134,E2441,F2441)","v":78.159360000493294}]
[null,null,null,null,3.9000000001000026,4.5,{"$f":"_xll.Interp3D($B$18:$B$134,$C$18:$C$134,$D$18:$D$134,E2442,F2442)","v":78.720000000360002}]
[null,null,null,null,3.9000000001000026,4.5999999999999996,{"$f":"_xll.Interp3D($B$18:$B$134,$C$18:$C$134,$D$18:$D$134,E2443,F2443)","v":79.588480000179047}]
[null,null,null,null,3.9000000001000026,4.7,{"$f":"_xll.Interp3D($B$18:$B$134,$C$18:$C$134,$D$18:$D$134,E2444,F2444)","v":80.730239999955515}]
[null,null,null,null,3.9000000001000026,4.8,{"$f":"_xll.Interp3D($B$18:$B$134,$C$18:$C$134,$D$18:$D$134,E2445,F2445)","v":81.941759999724482}]
[null,null,null,null,3.9000000001000026,4.9000000000000004,{"$f":"_xll.Interp3D($B$18:$B$134,$C$18:$C$134,$D$18:$D$134,E2446,F2446)","v":83.019519999520952}]
[null,null,null,null,3.9000000001000026,5,{"$f":"_xll.Interp3D($B$18:$B$134,$C$18:$C$134,$D$18:$D$134,E2447,F2447)","v":83.759999999379986}]
[null,null,null,null,{"$f":"E2387+0.1","v":3.9000000001000026},{"$f":"F2387","v":5.0999999999999996},{"$f":"_xll.Interp3D($B$18:$B$134,$C$18:$C$134,$D$18:$D$134,E2448,F2448)","v":84.08255999931724}]
[null,null,null,null,3.9000000001000026,5.2,{"$f":"_xll.Interp3D($B$18:$B$134,$C$18:$C$134,$D$18:$D$134,E2449,F2449)","v":84.122879999309433}]
[null,null,null,null,3.9000000001000026,5.3,{"$f":"_xll.Interp3D($B$18:$B$134,$C$18:$C$134,$D$18:$D$134,E2450,F2450)","v":84.001919999332955}]
[null,null,null,null,3.9000000001000026,5.4,{"$f":"_xll.Interp3D($B$18:$B$134,$C$18:$C$134,$D$18:$D$134,E2451,F2451)","v":83.840639999364313}]
[null,null,null,null,3.9000000001000026,5.5,{"$f":"_xll.Interp3D($B$18:$B$134,$C$18:$C$134,$D$18:$D$134,E2452,F2452)","v":83.759999999379986}]
[null,null,null,null,3.9000000001000026,5.6,{"$f":"_xll.Interp3D($B$18:$B$134,$C$18:$C$134,$D$18:$D$134,E2453,F2453)","v":83.759999999379986}]
[null,null,null,null,3.9000000001000026,5.7,{"$f":"_xll.Interp3D($B$18:$B$134,$C$18:$C$134,$D$18:$D$134,E2454,F2454)","v":83.759999999379986}]
[null,null,null,null,3.9000000001000026,5.8,{"$f":"_xll.Interp3D($B$18:$B$134,$C$18:$C$134,$D$18:$D$134,E2455,F2455)","v":83.759999999379986}]
[null,null,null,null,3.9000000001000026,5.9,{"$f":"_xll.Interp3D($B$18:$B$134,$C$18:$C$134,$D$18:$D$134,E2456,F2456)","v":83.759999999379986}]
[null,null,null,null,3.9000000001000026,6,{"$f":"_xll.Interp3D($B$18:$B$134,$C$18:$C$134,$D$18:$D$134,E2457,F2457)","v":83.759999999379986}]
[null,null,null,null,{"$f":"3.9999999","v":3.9999999000000002},0,{"$f":"_xll.Interp3D($B$18:$B$134,$C$18:$C$134,$D$18:$D$134,E2458,F2458)","v":67.000001799999794}]
[null,null,null,null,{"$f":"E2458","v":3.9999999000000002},0.1,{"$f":"_xll.Interp3D($B$18:$B$134,$C$18:$C$134,$D$18:$D$134,E2459,F2459)","v":68.880000283999919}]
[null,null,null,null,{"$f":"E2459","v":3.9999999000000002},0.2,{"$f":"_xll.Interp3D($B$18:$B$134,$C$18:$C$134,$D$18:$D$134,E2460,F2460)","v":70.319999056000015}]
[null,null,null,null,3.9999999000000002,0.3,{"$f":"_xll.Interp3D($B$18:$B$134,$C$18:$C$134,$D$18:$D$134,E2461,F2461)","v":71.319998116000107}]
[null,null,null,null,3.9999999000000002,0.4,{"$f":"_xll.Interp3D($B$18:$B$134,$C$18:$C$134,$D$18:$D$134,E2462,F2462)","v":71.879997464000141}]
[null,null,null,null,3.9999999000000002,0.5,{"$f":"_xll.Interp3D($B$18:$B$134,$C$18:$C$134,$D$18:$D$134,E2463,F2463)","v":71.999997100000186}]
[null,null,null,null,3.9999999000000002,0.6,{"$f":"_xll.Interp3D($B$18:$B$134,$C$18:$C$134,$D$18:$D$134,E2464,F2464)","v":71.343997193600202}]
[null,null,null,null,3.9999999000000002,0.7,{"$f":"_xll.Interp3D($B$18:$B$134,$C$18:$C$134,$D$18:$D$134,E2465,F2465)","v":69.911997744800146}]
[null,null,null,null,3.9999999000000002,0.8,{"$f":"_xll.Interp3D($B$18:$B$134,$C$18:$C$134,$D$18:$D$134,E2466,F2466)","v":68.207998499200102}]
[null,null,null,null,3.9999999000000002,0.9,{"$f":"_xll.Interp3D($B$18:$B$134,$C$18:$C$134,$D$18:$D$134,E2467,F2467)","v":66.735999202400066}]
[null,null,null,null,3.9999999000000002,1,{"$f":"_xll.Interp3D($B$18:$B$134,$C$18:$C$134,$D$18:$D$134,E2468,F2468)","v":65.999999600000038}]
[null,null,null,null,3.9999999000000002,1.1000000000000001,{"$f":"_xll.Interp3D($B$18:$B$134,$C$18:$C$134,$D$18:$D$134,E2469,F2469)","v":66.175999637600043}]
[null,null,null,null,3.9999999000000002,1.2,{"$f":"_xll.Interp3D($B$18:$B$134,$C$18:$C$134,$D$18:$D$134,E2470,F2470)","v":66.92799948480004}]
[null,null,null,null,3.9999999000000002,1.3,{"$f":"_xll.Interp3D($B$18:$B$134,$C$18:$C$134,$D$18:$D$134,E2471,F2471)","v":67.991999223200068}]
[null,null,null,null,3.9999999000000002,1.4,{"$f":"_xll.Interp3D($B$18:$B$134,$C$18:$C$134,$D$18:$D$134,E2472,F2472)","v":69.103998934400096}]
[null,null,null,null,3.9999999000000002,1.5,{"$f":"_xll.Interp3D($B$18:$B$134,$C$18:$C$134,$D$18:$D$134,E2473,F2473)","v":69.999998700000106}]
[null,null,null,null,3.9999999000000002,1.6,{"$f":"_xll.Interp3D($B$18:$B$134,$C$18:$C$134,$D$18:$D$134,E2474,F2474)","v":70.695998508800102}]
[null,null,null,null,3.9999999000000002,1.7,{"$f":"_xll.Interp3D($B$18:$B$134,$C$18:$C$134,$D$18:$D$134,E2475,F2475)","v":71.367998306400096}]
[null,null,null,null,3.9999999000000002,1.8,{"$f":"_xll.Interp3D($B$18:$B$134,$C$18:$C$134,$D$18:$D$134,E2476,F2476)","v":71.99199810960009}]
[null,null,null,null,3.9999999000000002,1.9,{"$f":"_xll.Interp3D($B$18:$B$134,$C$18:$C$134,$D$18:$D$134,E2477,F2477)","v":72.543997935200082}]
[null,null,null,null,3.9999999000000002,2,{"$f":"_xll.Interp3D($B$18:$B$134,$C$18:$C$134,$D$18:$D$134,E2478,F2478)","v":72.999997800000088}]
[null,null,null,null,3.9999999000000002,2.1,{"$f":"_xll.Interp3D($B$18:$B$134,$C$18:$C$134,$D$18:$D$134,E2479,F2479)","v":73.311997739200095}]
[null,null,null,null,3.9999999000000002,2.2000000000000002,{"$f":"_xll.Interp3D($B$18:$B$134,$C$18:$C$134,$D$18:$D$134,E2480,F2480)","v":73.495997741600092}]
[null,null,null,null,3.9999999000000002,2.2999999999999998,{"$f":"_xll.Interp3D($B$18:$B$134,$C$18:$C$134,$D$18:$D$134,E2481,F2481)","v":73.623997754400079}]
[null,null,null,null,3.9999999000000002,2.4,{"$f":"_xll.Interp3D($B$18:$B$134,$C$18:$C$134,$D$18:$D$134,E2482,F2482)","v":73.767997724800097}]
[null,null,null,null,3.9999999000000002,2.5,{"$f":"_xll.Interp3D($B$18:$B$134,$C$18:$C$134,$D$18:$D$134,E2483,F2483)","v":73.999997600000128}]
[null,null,null,null,3.9999999000000002,2.6,{"$f":"_xll.Interp3D($B$18:$B$134,$C$18:$C$134,$D$18:$D$134,E2484,F2484)","v":74.335997282400172}]
[null,null,null,null,3.9999999000000002,2.7,{"$f":"_xll.Interp3D($B$18:$B$134,$C$18:$C$134,$D$18:$D$134,E2485,F2485)","v":74.727996807200199}]
[null,null,null,null,3.9999999000000002,2.8,{"$f":"_xll.Interp3D($B$18:$B$134,$C$18:$C$134,$D$18:$D$134,E2486,F2486)","v":75.151996320800222}]
[null,null,null,null,3.9999999000000002,2.9,{"$f":"_xll.Interp3D($B$18:$B$134,$C$18:$C$134,$D$18:$D$134,E2487,F2487)","v":75.583995969600252}]
[null,null,null,null,3.9999999000000002,3,{"$f":"_xll.Interp3D($B$18:$B$134,$C$18:$C$134,$D$18:$D$134,E2488,F2488)","v":75.999995900000272}]
[null,null,null,null,3.9999999000000002,3.1,{"$f":"_xll.Interp3D($B$18:$B$134,$C$18:$C$134,$D$18:$D$134,E2489,F2489)","v":76.431996227200244}]
[null,null,null,null,3.9999999000000002,3.2,{"$f":"_xll.Interp3D($B$18:$B$134,$C$18:$C$134,$D$18:$D$134,E2490,F2490)","v":76.895996853600167}]
[null,null,null,null,3.9999999000000002,3.3,{"$f":"_xll.Interp3D($B$18:$B$134,$C$18:$C$134,$D$18:$D$134,E2491,F2491)","v":77.343997606400094}]
[null,null,null,null,3.9999999000000002,3.4,{"$f":"_xll.Interp3D($B$18:$B$134,$C$18:$C$134,$D$18:$D$134,E2492,F2492)","v":77.72799831280004}]
[null,null,null,null,3.9999999000000002,3.5,{"$f":"_xll.Interp3D($B$18:$B$134,$C$18:$C$134,$D$18:$D$134,E2493,F2493)","v":77.9999988}]
[null,null,null,null,3.9999999000000002,3.6,{"$f":"_xll.Interp3D($B$18:$B$134,$C$18:$C$134,$D$18:$D$134,E2494,F2494)","v":78.111999019999985}]
[null,null,null,null,3.9999999000000002,3.7,{"$f":"_xll.Interp3D($B$18:$B$134,$C$18:$C$134,$D$18:$D$134,E2495,F2495)","v":78.095999087999999}]
[null,null,null,null,3.9999999000000002,3.8,{"$f":"_xll.Interp3D($B$18:$B$134,$C$18:$C$134,$D$18:$D$134,E2496,F2496)","v":78.02399907600001}]
[null,null,null,null,3.9999999000000002,3.9,{"$f":"_xll.Interp3D($B$18:$B$134,$C$18:$C$134,$D$18:$D$134,E2497,F2497)","v":77.967999056000011}]
[null,null,null,null,3.9999999000000002,4,{"$f":"_xll.Interp3D($B$18:$B$134,$C$18:$C$134,$D$18:$D$134,E2498,F2498)","v":77.999999100000025}]
[null,null,null,null,3.9999999000000002,4.0999999999999996,{"$f":"_xll.Interp3D($B$18:$B$134,$C$18:$C$134,$D$18:$D$134,E2499,F2499)","v":78.087999208000028}]
[null,null,null,null,3.9999999000000002,4.2,{"$f":"_xll.Interp3D($B$18:$B$134,$C$18:$C$134,$D$18:$D$134,E2500,F2500)","v":78.183999331999985}]
[null,null,null,null,3.9999999000000002,4.3,{"$f":"_xll.Interp3D($B$18:$B$134,$C$18:$C$134,$D$18:$D$134,E2501,F2501)","v":78.335999471999955}]
[null,null,null,null,3.9999999000000002,4.4000000000000004,{"$f":"_xll.Interp3D($B$18:$B$134,$C$18:$C$134,$D$18:$D$134,E2502,F2502)","v":78.59199962799994}]
[null,null,null,null,3.9999999000000002,4.5,{"$f":"_xll.Interp3D($B$18:$B$134,$C$18:$C$134,$D$18:$D$134,E2503,F2503)","v":78.999999799999927}]
[null,null,null,null,3.9999999000000002,4.5999999999999996,{"$f":"_xll.Interp3D($B$18:$B$134,$C$18:$C$134,$D$18:$D$134,E2504,F2504)","v":79.672000011999913}]
[null,null,null,null,3.9999999000000002,4.7,{"$f":"_xll.Interp3D($B$18:$B$134,$C$18:$C$134,$D$18:$D$134,E2505,F2505)","v":80.576000263999887}]
[null,null,null,null,3.9999999000000002,4.8,{"$f":"_xll.Interp3D($B$18:$B$134,$C$18:$C$134,$D$18:$D$134,E2506,F2506)","v":81.544000519999898}]
[null,null,null,null,3.9999999000000002,4.9000000000000004,{"$f":"_xll.Interp3D($B$18:$B$134,$C$18:$C$134,$D$18:$D$134,E2507,F2507)","v":82.408000743999864}]
[null,null,null,null,3.9999999000000002,5,{"$f":"_xll.Interp3D($B$18:$B$134,$C$18:$C$134,$D$18:$D$134,E2508,F2508)","v":83.000000899999861}]
[null,null,null,null,3.9999999000000002,5.0999999999999996,{"$f":"_xll.Interp3D($B$18:$B$134,$C$18:$C$134,$D$18:$D$134,E2509,F2509)","v":83.256000970399853}]
[null,null,null,null,3.9999999000000002,5.2,{"$f":"_xll.Interp3D($B$18:$B$134,$C$18:$C$134,$D$18:$D$134,E2510,F2510)","v":83.288000979199865}]
[null,null,null,null,3.9999999000000002,5.3,{"$f":"_xll.Interp3D($B$18:$B$134,$C$18:$C$134,$D$18:$D$134,E2511,F2511)","v":83.192000952799873}]
[null,null,null,null,3.9999999000000002,{"$f":"F2451","v":5.4},{"$f":"_xll.Interp3D($B$18:$B$134,$C$18:$C$134,$D$18:$D$134,E2512,F2512)","v":83.06400091759987}]
[null,null,null,null,3.9999999000000002,5.5,{"$f":"_xll.Interp3D($B$18:$B$134,$C$18:$C$134,$D$18:$D$134,E2513,F2513)","v":83.000000899999861}]
[null,null,null,null,3.9999999000000002,5.6,{"$f":"_xll.Interp3D($B$18:$B$134,$C$18:$C$134,$D$18:$D$134,E2514,F2514)","v":83.000000899999861}]
[null,null,null,null,3.9999999000000002,5.7,{"$f":"_xll.Interp3D($B$18:$B$134,$C$18:$C$134,$D$18:$D$134,E2515,F2515)","v":83.000000899999861}]
[null,null,null,null,3.9999999000000002,5.8,{"$f":"_xll.Interp3D($B$18:$B$134,$C$18:$C$134,$D$18:$D$134,E2516,F2516)","v":83.000000899999861}]
[null,null,null,null,3.9999999000000002,5.9,{"$f":"_xll.Interp3D($B$18:$B$134,$C$18:$C$134,$D$18:$D$134,E2517,F2517)","v":83.000000899999861}]
[null,null,null,null,3.9999999000000002,6,{"$f":"_xll.Interp3D($B$18:$B$134,$C$18:$C$134,$D$18:$D$134,E2518,F2518)","v":83.000000899999861}]

{"sheet":"Ukázka výpočtu","index":4,"n_rows":10,"n_cols":37,"rows_kept":10,"cut":false,"hidden":true,"merged":[]}
[]
[null,null,0,0.5,1,1.5,2,null,null,0,0.5,1,1.5,2,null,null,0,0.5,1,1.5,2,null,null,null,null,null,null,null,null,null,null,null,42,44,46,48,50]
[null,0,42,43,46,44,43,null,0,42,43,44,45,46,null,0,{"$f":"J3-C3","v":0},0,-2,1,3,null,null,null,null,null,null,null,null,null,null,null,44,46,48,50,52]
[null,0.5,44,42,44,42,41,null,0.5,44,45,46,47,48,null,0.5,0,3,2,5,7,null,null,null,null,null,null,null,null,null,null,null,46,48,50,52,54]
[null,1,43,42,42,42,40,null,1,46,47,48,49,50,null,1,3,5,6,7,10]
[]
[null,null,0,0.5,1,1.5,2,null,null,0,0.5,1,1.5,2,null,null,0,0.5,1,1.5,2]
[null,0,42,43,46,44,43,null,0,42,44,46,48,50,null,0,{"$f":"J8-C8","v":0},1,0,4,7]
[null,0.5,44,42,44,42,41,null,0.5,44,46,48,50,52,null,0.5,0,4,4,8,11]
[null,1,43,42,42,42,40,null,1,46,48,50,52,54,null,1,3,6,8,10,14]

{"sheet":"List3","index":5,"n_rows":8,"n_cols":13,"rows_kept":8,"cut":false,"hidden":true,"merged":[]}
[]
[null,null,0,100,200,300,400,500,600,700,800,900,1000]
[null,0,40,39.89,39.78,39.74,39.79,40,40.36,40.840000000000003,41.44,42.16,43]
[null,100,39.97,39.869999999999997,39.78,39.75,39.82,40.04,40.409999999999997,40.89,41.5,42.22,43.06]
[null,200,44.02,43.96,43.93,43.95,44.06,44.28,48.61,49.04,45.56,46.18,46.89]
[null,300,44.1,44.08,44.12,44.22,44.38,44.6,48.88,49.22,45.62,46.07,46.59]
[null,400,40.11,40.15,40.270000000000003,40.450000000000003,40.659999999999997,40.880000000000003,45.11,45.36,41.64,41.94,42.26]
[null,500,40,40.07,40.26,40.5,40.770000000000003,41,45.2,45.4,41.6,41.8,42]

{"sheet":"Ukázka balancování","index":6,"n_rows":20,"n_cols":39,"rows_kept":20,"cut":false,"hidden":true,"merged":[]}
[]
[null,null,null,30,0,0.5,1,1.5,2,null,null,0,0.5,1,1.5,2,null,null,0,0.5,1,1.5,2,null,null,null,null,null,null,null,null,null,null,null,42,44,46,48,50]
[null,null,null,0,43,44,45,46,48,null,0,32.260869565217391,36.195652173913047,40.130434782608695,44.065217391304344,48,null,0,{"$f":"L3-E3","v":-10.739130434782609},{"$f":"M3-F3","v":-7.8043478260869534},-4.8695652173913047,-1.9347826086956559,0,null,null,null,null,null,null,null,null,null,null,null,44,46,48,50,52]
[null,null,null,0.5,45,45,46,45,46,null,0.5,39.630434782608695,43.565217391304344,47.5,51.434782608695656,55.369565217391305,null,0.5,-5.3695652173913047,-1.4347826086956559,1.5,6.4347826086956559,9.3695652173913047,null,null,null,null,null,null,null,null,null,null,null,46,48,50,52,54]
[null,null,null,1,47,46,45,44,43,null,1,47,50.934782608695656,54.869565217391305,58.804347826086953,62.739130434782609,null,1,0,4.9347826086956559,9.8695652173913047,14.804347826086953,19.739130434782609]
[null,null,null,null,null,null,null,null,null,null,null,null,null,null,null,null,null,null,null,null,null,null,null,null,null,null,null,null,null,null,null,null,null,null,32.260869565217391,36.195652173913047,40.130434782608695,44.065217391304344,48]
[null,null,null,43,0,0.5,1,1.5,2,null,null,0,0.5,1,1.5,2,null,null,0,0.5,1,1.5,2,null,null,null,null,null,null,null,null,null,null,null,42,44,46,48,50]
[null,null,null,0,43,44,45,46,48,null,0,43.565217391304351,44.673913043478265,45.782608695652179,46.891304347826093,48,null,0,{"$f":"L8-E8","v":0.56521739130435122},{"$f":"M8-F8","v":0.67391304347826519},{"$f":"N8-G8","v":0.78260869565217916},{"$f":"O8-H8","v":0.89130434782609314},{"$f":"P8-I8","v":0},null,null,null,null,null,43.565217391304351,44.673913043478265,45.782608695652179,46.891304347826093,48,null,44,46,48,50,52]
[null,null,null,0.5,45,45,46,45,46,null,0.5,45.282608695652179,46.391304347826093,47.5,48.608695652173914,49.717391304347828,null,0.5,{"$f":"L9-E9","v":0.28260869565217916},1.3913043478260931,1.5,3.608695652173914,3.7173913043478279,null,null,null,null,null,45.282608695652179,46.391304347826093,47.5,48.608695652173914,49.717391304347828,null,46,48,50,52,54]
[null,null,null,1,47,46,45,44,43,null,1,47,48.108695652173914,49.217391304347828,50.326086956521742,51.434782608695656,null,1,0,2.108695652173914,4.2173913043478279,6.3260869565217419,8.4347826086956559,null,null,null,null,null,47,48.108695652173914,49.217391304347828,50.326086956521742,51.434782608695656]
[]
[null,null,null,52,0,0.5,1,1.5,2,null,null,0,0.5,1,1.5,2,null,null,0,0.5,1,1.5,2,null,null,null,null,null,null,null,null,null,null,null,42,44,46,48,50]
[null,null,null,0,43,44,45,46,48,null,0,51.391304347826086,50.543478260869563,49.695652173913039,48.847826086956523,48,null,0,{"$f":"L13-E13","v":8.391304347826086},{"$f":"M13-F13","v":6.5434782608695627},{"$f":"N13-G13","v":4.6956521739130395},{"$f":"O13-H13","v":2.8478260869565233},{"$f":"P13-I13","v":0},null,null,null,null,null,51.391304347826086,50.543478260869563,49.695652173913039,48.847826086956523,48,null,44,46,48,50,52]
[null,null,null,0.5,45,45,46,45,46,null,0.5,49.195652173913039,48.347826086956523,47.5,46.652173913043477,45.804347826086953,null,0.5,{"$f":"L14-E14","v":4.1956521739130395},3.3478260869565233,1.5,1.6521739130434767,-0.19565217391304657,null,null,null,null,null,49.195652173913039,48.347826086956523,47.5,46.652173913043477,45.804347826086953,null,46,48,50,52,54]
[null,null,null,1,47,46,45,44,43,null,1,47,46.152173913043477,45.304347826086953,44.456521739130437,43.608695652173914,null,1,0,0.15217391304347672,0.30434782608695343,0.45652173913043725,0.60869565217391397,null,null,null,null,null,47,46.152173913043477,45.304347826086953,44.456521739130437,43.608695652173914]
[]
[null,null,null,47,0,0.5,1,1.5,2,null,null,0,0.5,1,1.5,2,null,null,0,0.5,1,1.5,2,null,null,null,null,null,null,null,null,null,null,null,47.043478260869563,47.282608695652172,47.521739130434781,47.760869565217391,48]
[null,null,null,0,43,44,45,46,48,null,0,47.043478260869563,47.282608695652172,47.521739130434781,47.760869565217391,48,null,0,{"$f":"L18-E18","v":4.0434782608695627},{"$f":"M18-F18","v":3.2826086956521721},{"$f":"N18-G18","v":2.5217391304347814},{"$f":"O18-H18","v":1.7608695652173907},{"$f":"P18-I18","v":0},null,null,null,null,null,43.565217391304351,44.673913043478265,45.782608695652179,46.891304347826093,48,null,47.021739130434781,47.260869565217391,47.5,47.739130434782609,47.978260869565212]
[null,null,null,0.5,45,45,46,45,46,null,0.5,47.021739130434781,47.260869565217391,47.5,47.739130434782609,47.978260869565212,null,0.5,{"$f":"L19-E19","v":2.0217391304347814},2.2608695652173907,1.5,2.7391304347826093,1.9782608695652115,null,null,null,null,null,45.282608695652179,46.391304347826093,47.5,48.608695652173914,49.717391304347828,null,47,47.239130434782609,47.478260869565212,47.717391304347821,47.95652173913043]
[null,null,null,1,47,46,45,44,43,null,1,47,47.239130434782609,47.478260869565212,47.717391304347821,47.95652173913043,null,1,0,1.2391304347826093,2.4782608695652115,3.7173913043478208,4.9565217391304301,null,null,null,null,null,47,48.108695652173914,49.217391304347828,50.326086956521742,51.434782608695656]