{"text_format":"1","workbook":"xlsx","n_sheets":5,"sheets":["Data Pl","MerNaklKGJ","NPV&LCOE","Tabulky","Denni Prubehy"],"not_rendered":{"charts":14,"images":0,"macros":1,"external_links":0,"defined_names":0,"comments":1,"pivot_tables":0},"unopened":[],"bounds":{"document_bytes":16777216,"sheet_cells":100000,"rows_first":2000,"rows_last":500,"rows_between":2000,"halvings":0,"cell_chars":16384,"cell_head_chars":4096},"cells_cut":0,"cells_raw":0,"read":"whole","date_system":"1900"}

{"sheet":"Data Pl","index":0,"n_rows":8763,"n_cols":27,"rows_kept":8763,"cut":false,"hidden":false,"merged":[]}
["Datum/Čas","Spotřeba [m3]","Spotřeba [kWh]"," Spotreba plyn MJ (vyhrevnost 34,62 MJ/m3)","Dodávka tepla (kWh)",null,"Dodávka MAX to MIN","Avg den"]
["SUMA:",{"$f":"SUM(B3:B366)","v":287602},{"$f":"SUM(C3:C366)","v":3072342},{"$f":"SUM(D3:D366)","v":9956781.2400000058},{"$f":"SUM(E3:E366)","v":2765107.7999999984},null,"kWh"]
["01.01.2017 06:00",1535,16384,{"$f":"B3*34.62","v":53141.7},{"$f":"C3*0.9","v":14745.6},{"$f":"E3/24","v":614.4},16671.600000000002,{"$f":"G3/24","v":694.65000000000009},694.65000000000009,1,{"$f":"IF(I3>440,I3-440,0)","v":254.65000000000009},null,3000,{"$f":"I3002","v":581.36250000000007},"kWt"]
["02.01.2017 06:00",1534,16372,{"$f":"B4*34.62","v":53107.079999999994},14734.800000000001,{"$f":"E4/24","v":613.95000000000005},16671.600000000002,{"$f":"G4/24","v":694.65000000000009},694.65000000000009,2,{"$f":"IF(I4>440,I4-440,0)","v":254.65000000000009},null,4400,{"$f":"I4402","v":385.57500000000005},"kWt"]
["03.01.2017 06:00",1550,16540,53660.999999999993,14886,620.25,16606.8,691.94999999999993,694.65000000000009,3,254.65000000000009]
["04.01.2017 06:00",1549,16528,53626.38,14875.2,619.80000000000007,16606.8,691.94999999999993,694.65000000000009,4,254.65000000000009,null,"za sítě omezení",null,null,null,null,"kWt","kWe",null,3000,"kWt","kWe"]
["05.01.2017 06:00",1599,17058,55357.38,15352.2,639.67500000000007,16601.400000000001,691.72500000000002,694.65000000000009,5,254.65000000000009,null,null,500,"kWe",4400,"Cento 260",371,260,null,"Centro 530",672,528,null,"Kdyz jede KGJ pres 4400 hodin, jak funguje podpora? Mam proste podporu 4400 a nemuzu pobirat podporu 3000?"]
["06.01.2017 06:00",1679,17915,58126.979999999996,16123.5,671.8125,16501.5,687.5625,694.65000000000009,6,254.65000000000009]
["07.01.2017 06:00",1736,18524,60100.319999999992,16671.600000000002,694.65000000000009,16501.5,687.5625,694.65000000000009,7,254.65000000000009,null,null,null,null,null,"Cento 120",177,120,null,null,{"$f":"SUM(V7:V8)","v":672},{"$f":"SUM(W7:W8)","v":528}]
["08.01.2017 06:00",1729,18452,59857.979999999996,16606.8,691.94999999999993,16482.600000000002,686.77500000000009,694.65000000000009,8,254.65000000000009,null,null,null,null,null,"Cento 140",203,140,null,"Centro 210",267,210]
["09.01.2017 06:00",1718,18335,59477.159999999996,16501.5,687.5625,16380,682.5,694.65000000000009,9,254.65000000000009,null,null,null,null,null,null,{"$f":"SUM(R9:R10)","v":380},{"$f":"SUM(S9:S10)","v":260},null,"Centro 210",267,210]
["10.01.2017 06:00",1606,17167,55599.719999999994,15450.300000000001,643.76250000000005,16352.1,681.33749999999998,694.65000000000009,10,254.65000000000009,null,{"$f":"AVERAGE(M13:M181)","v":10.685288487602863},null,null,null,null,null,null,null,null,{"$f":"SUM(V10:V11)","v":534},{"$f":"SUM(W10:W11)","v":420}]
["11.01.2017 06:00",1612,17216,55807.439999999995,15494.4,645.6,16303.5,679.3125,694.65000000000009,11,254.65000000000009,null,{"$f":"C3/B3","v":10.673615635179154},null,null,null,"Cento 210",267,210]
["12.01.2017 06:00",1630,17408,56430.6,15667.2,652.80000000000007,16232.4,676.35,694.65000000000009,12,254.65000000000009,null,{"$f":"C4/B4","v":10.672750977835724},null,null,null,"Cento 80",120,81,null,"Centro 100",142,104]
["13.01.2017 06:00",1575,16841,54526.499999999993,15156.9,631.53750000000002,16205.4,675.22500000000002,694.65000000000009,13,254.65000000000009,null,10.670967741935485,null,null,null,null,{"$f":"SUM(R13:R14)","v":387},{"$f":"SUM(S13:S14)","v":291}]
["14.01.2017 06:00",1518,16198,52553.159999999996,14578.2,607.42500000000007,16167.6,673.65,694.65000000000009,14,254.65000000000009,null,10.670109748224661]
["15.01.2017 06:00",1453,15503,50302.859999999993,13952.7,581.36250000000007,16123.5,671.8125,694.65000000000009,15,254.65000000000009,null,10.667917448405253,null,null,{"$f":"(4*30+10)*24","v":3120},null,null,null,null,"Cento 350"]
["16.01.2017 06:00",1617,17256,55980.539999999994,15530.4,647.1,16123.5,671.8125,694.65000000000009,16,254.65000000000009,null,10.670041691483025,null,null,null,null,null,null,null,"Cento 80"]
["17.01.2017 06:00",1620,17289,56084.399999999994,15560.1,648.33749999999998,16029,667.875,694.65000000000009,17,254.65000000000009,null,10.670506912442397]
["18.01.2017 06:00",1612,17204,55807.439999999995,15483.6,645.15,15838.2,659.92500000000007,694.65000000000009,18,254.65000000000009,null,10.672064777327936,null,null,null,null,null,null,null,null,null,null,null,null,null,{"$f":"24*4","v":96}]
["19.01.2017 06:00",1623,17322,56188.259999999995,15589.800000000001,649.57500000000005,15813,658.875,694.65000000000009,19,254.65000000000009,null,10.672293364377182]
["20.01.2017 06:00",1595,17024,55218.899999999994,15321.6,638.4,15706.800000000001,654.45000000000005,694.65000000000009,20,254.65000000000009,null,10.689290161892902]
["21.01.2017 06:00",1539,16463,53280.179999999993,14816.7,617.36250000000007,15667.2,652.80000000000007,694.65000000000009,21,254.65000000000009,null,10.679900744416873]
["22.01.2017 06:00",1579,16893,54664.979999999996,15203.7,633.48750000000007,15667.2,652.80000000000007,694.65000000000009,22,254.65000000000009,null,10.679754601226994]
["23.01.2017 06:00",1543,16507,53418.659999999996,14856.300000000001,619.01250000000005,15625.800000000001,651.07500000000005,694.65000000000009,23,254.65000000000009,null,10.692698412698412]
["24.01.2017 06:00",1543,16511,53418.659999999996,14859.9,619.16250000000002,15589.800000000001,649.57500000000005,694.65000000000009,24,254.65000000000009,null,10.670619235836627]
["25.01.2017 06:00",1544,16521,53453.279999999999,14868.9,619.53750000000002,15589.800000000001,649.57500000000005,694.65000000000009,25,254.65000000000009,null,10.669649002064693]
["26.01.2017 06:00",1543,16501,53418.659999999996,14850.9,618.78750000000002,15582.6,649.27499999999998,694.65000000000009,26,254.65000000000009,null,10.671614100185529]
["27.01.2017 06:00",1544,16525,53453.279999999999,14872.5,619.6875,15560.1,648.33749999999998,694.65000000000009,27,254.65000000000009,null,10.672222222222222]
["28.01.2017 06:00",1543,16514,53418.659999999996,14862.6,619.27499999999998,15560.1,648.33749999999998,694.65000000000009,28,254.65000000000009,null,10.672456575682382]
["29.01.2017 06:00",1510,16145,52276.2,14530.5,605.4375,15530.4,647.1,694.65000000000009,29,254.65000000000009,null,10.6728280961183]
["30.01.2017 06:00",1575,16841,54526.499999999993,15156.9,631.53750000000002,15530.4,647.1,694.65000000000009,30,254.65000000000009,null,10.673354231974921]
["31.01.2017 06:00",1533,16394,53072.46,14754.6,614.77499999999998,15494.4,645.6,694.65000000000009,31,254.65000000000009,null,10.697205977907732]
["01.02.2017 06:00",1479,15829,51202.979999999996,14246.1,593.58749999999998,15494.4,645.6,694.65000000000009,32,254.65000000000009,null,10.698543381887271]
["02.02.2017 06:00",1544,16525,53453.279999999999,14872.5,619.6875,15486.300000000001,645.26250000000005,694.65000000000009,33,254.65000000000009,null,10.697990926766041,null,null,null,null,null,"kWh"]
["03.02.2017 06:00",1543,16514,53418.659999999996,14862.6,619.27499999999998,15483.6,645.15,694.65000000000009,34,254.65000000000009,null,10.700583279325988,null,null,null,null,"Leden",{"$f":"SUM(E3:E33)","v":471915.9}]
["04.02.2017 06:00",1543,16517,53418.659999999996,14865.300000000001,619.38750000000005,15483.6,645.15,694.65000000000009,35,254.65000000000009,null,10.700129533678757,null,null,null,null,"Únor",{"$f":"SUM(E34:E61)","v":414277.19999999995}]
["05.02.2017 06:00",1544,16526,53453.279999999999,14873.4,619.72500000000002,15450.300000000001,643.76250000000005,694.65000000000009,36,254.65000000000009,null,10.694102397926118,null,null,null,null,"Březen",{"$f":"SUM(E62:E92)","v":415976.4}]
["06.02.2017 06:00",1543,16512,53418.659999999996,14860.800000000001,619.20000000000005,15450.300000000001,643.76250000000005,694.65000000000009,37,254.65000000000009,null,10.702720207253886,null,null,null,null,"Duben",{"$f":"SUM(E93:E122)","v":338772.60000000003}]
["07.02.2017 06:00",1544,16520,53453.279999999999,14868,619.5,15410.7,642.11250000000007,694.65000000000009,38,254.65000000000009,null,10.70252754374595,null,null,null,null,"Květen",{"$f":"SUM(E123:E153)","v":207159.29999999996}]
["08.02.2017 06:00",1543,16507,53418.659999999996,14856.300000000001,619.01250000000005,15377.4,640.72500000000002,694.65000000000009,39,254.65000000000009,null,10.69205298013245,null,null,null,null,"Červen",{"$f":"SUM(E154:E183)","v":1036.8000000000002}]
["09.02.2017 06:00",1543,16511,53418.659999999996,14859.9,619.16250000000002,15363.9,640.16250000000002,694.65000000000009,40,254.65000000000009,null,10.692698412698412,null,null,null,null,"Červenec",{"$f":"SUM(E184:E214)","v":376.19999999999987}]
["10.02.2017 06:00",1544,16521,53453.279999999999,14868.9,619.53750000000002,15352.2,639.67500000000007,694.65000000000009,41,254.65000000000009,null,10.69406392694064,null,null,null,null,"Srpen",{"$f":"SUM(E215:E245)","v":1158.3}]
["11.02.2017 06:00",1543,16501,53418.659999999996,14850.9,618.78750000000002,15352.2,639.67500000000007,694.65000000000009,42,254.65000000000009,null,10.702501690331305,null,null,null,null,"Září",{"$f":"SUM(E246:E275)","v":3510.8999999999992}]
["12.02.2017 06:00",1544,16509,53453.279999999999,14858.1,619.08749999999998,15321.6,638.4,694.65000000000009,43,254.65000000000009,null,10.702720207253886,null,null,null,null,"Říjen",{"$f":"SUM(E276:E306)","v":20722.5}]
["13.02.2017 06:00",1544,16513,53453.279999999999,14861.7,619.23750000000007,15321.6,638.4,694.65000000000009,44,254.65000000000009,null,10.70252754374595,null,null,null,null,"Listopad",{"$f":"SUM(E307:E336)","v":426376.80000000005}]
["14.02.2017 06:00",1577,16865,54595.74,15178.5,632.4375,15203.7,633.48750000000007,694.65000000000009,45,254.65000000000009,null,10.704471808165911,null,null,null,null,"Prosinec",{"$f":"SUM(E337:E366)","v":463824.90000000008}]
["15.02.2017 06:00",1725,18446,59719.499999999993,16601.400000000001,691.72500000000002,15203.7,633.48750000000007,694.65000000000009,46,254.65000000000009,null,10.703367875647668]
["16.02.2017 06:00",1680,17964,58161.599999999999,16167.6,673.65,15178.5,632.4375,694.65000000000009,47,254.65000000000009,null,10.701231367465976]
["17.02.2017 06:00",1687,18036,58403.939999999995,16232.4,676.35,15165,631.875,694.65000000000009,48,254.65000000000009,null,10.699481865284975]
["18.02.2017 06:00",1576,16850,54561.119999999995,15165,631.875,15159.6,631.65,691.94999999999993,49,251.94999999999993,null,10.697990926766041,null,null,null,null,null,{"$f":"3000/24","v":125}]
["19.02.2017 06:00",1606,17167,55599.719999999994,15450.300000000001,643.76250000000005,15156.9,631.53750000000002,691.94999999999993,50,251.94999999999993,null,10.700583279325988]
["20.02.2017 06:00",1555,16619,53834.1,14957.1,623.21249999999998,15156.9,631.53750000000002,691.94999999999993,51,251.94999999999993,null,10.700129533678757]
["21.02.2017 06:00",1495,15974,51756.899999999994,14376.6,599.02499999999998,15156.9,631.53750000000002,691.94999999999993,52,251.94999999999993,null,10.694102397926118]
["22.02.2017 06:00",1411,15073,48848.82,13565.7,565.23750000000007,15057,627.375,691.94999999999993,53,251.94999999999993,null,10.692357512953368]
["23.02.2017 06:00",1346,14387,46598.52,12948.300000000001,539.51250000000005,15028.2,626.17500000000007,691.94999999999993,54,251.94999999999993,null,10.694948186528498]
["24.02.2017 06:00",1510,16145,52276.2,14530.5,605.4375,15014.7,625.61250000000007,691.94999999999993,55,251.94999999999993,null,10.694356372859861]
["25.02.2017 06:00",1575,16841,54526.499999999993,15156.9,631.53750000000002,14957.1,623.21249999999998,691.94999999999993,56,251.94999999999993,null,10.693333333333333]
["26.02.2017 06:00",1533,16394,53072.46,14754.6,614.77499999999998,14917.5,621.5625,691.94999999999993,57,251.94999999999993,null,10.692857142857143]
["27.02.2017 06:00",1417,15163,49056.539999999994,13646.7,568.61250000000007,14886,620.25,691.94999999999993,58,251.94999999999993,null,10.691167753408417]
["28.02.2017 06:00",1346,14379,46598.52,12941.1,539.21249999999998,14886,620.25,691.94999999999993,59,251.94999999999993,null,10.691624365482234]
["01.03.2017 06:00",1465,15665,50718.299999999996,14098.5,587.4375,14875.2,619.80000000000007,691.94999999999993,60,251.94999999999993,null,10.689290161892902]
["02.03.2017 06:00",1468,15699,50822.159999999996,14129.1,588.71249999999998,14875.2,619.80000000000007,691.94999999999993,61,251.94999999999993,null,10.687459807073955]
["03.03.2017 06:00",1458,15611,50475.96,14049.9,585.41250000000002,14873.4,619.72500000000002,691.94999999999993,62,251.94999999999993,null,10.684949832775919]
["04.03.2017 06:00",1188,12695,41128.559999999998,11425.5,476.0625,14872.5,619.6875,691.94999999999993,63,251.94999999999993,null,10.682494684620837]
["05.03.2017 06:00",1196,12773,41405.519999999997,11495.7,478.98750000000001,14872.5,619.6875,691.94999999999993,64,251.94999999999993,null,10.688707280832094]
["06.03.2017 06:00",1425,15245,49333.499999999993,{"$f":"C67*0.9","v":13720.5},571.6875,14868.9,619.53750000000002,691.94999999999993,65,251.94999999999993,null,10.69205298013245]
["07.03.2017 06:00",1517,16241,{"$f":"B68*34.62","v":52518.539999999994},14616.9,{"$f":"E68/24","v":609.03750000000002},14868.9,619.53750000000002,691.94999999999993,66,{"$f":"IF(I68>440,I68-440,0)","v":251.94999999999993},null,10.692698412698412]
["08.03.2017 06:00",1512,16164,52345.439999999995,14547.6,606.15,14868,619.5,691.94999999999993,67,251.94999999999993,null,10.69406392694064]
["09.03.2017 06:00",1539,16463,53280.179999999993,14816.7,617.36250000000007,14865.300000000001,619.38750000000005,691.94999999999993,68,251.94999999999993,null,10.700776287932252]
["10.03.2017 06:00",1579,16893,54664.979999999996,15203.7,633.48750000000007,14862.6,619.27499999999998,691.94999999999993,69,251.94999999999993,null,10.682763744427934]
["11.03.2017 06:00",1517,16233,52518.539999999994,14609.7,608.73750000000007,14862.6,619.27499999999998,691.94999999999993,70,251.94999999999993,null,10.69283276450512,null,null,{"$f":"AVERAGE(S46:S47,S36:S40)","v":391186.15714285715},{"$f":"P72/30","v":13039.538571428571},{"$f":"Q72/24","v":543.3141071428571}]
["12.03.2017 06:00",1526,16328,52830.119999999995,14695.2,612.30000000000007,14861.7,619.23750000000007,691.94999999999993,71,251.94999999999993,null,10.694141689373296]
["13.03.2017 06:00",1600,17123,55391.999999999993,15410.7,642.11250000000007,14860.800000000001,619.20000000000005,691.94999999999993,72,251.94999999999993,null,10.70713305898491]
["14.03.2017 06:00",1609,17207,55703.579999999994,15486.300000000001,645.26250000000005,14859.9,619.16250000000002,691.94999999999993,73,251.94999999999993,null,10.686026936026936]
["15.03.2017 06:00",1598,17086,55322.759999999995,15377.4,640.72500000000002,14859.9,619.16250000000002,691.94999999999993,74,251.94999999999993,null,10.679765886287626]
["16.03.2017 06:00",1580,16844,54699.6,15159.6,631.65,14858.1,619.08749999999998,691.94999999999993,75,251.94999999999993,null,10.698245614035088]
["17.03.2017 06:00",1467,15633,50787.539999999994,14069.7,586.23750000000007,14856.300000000001,619.01250000000005,691.94999999999993,76,251.94999999999993,null,{"$f":"C68/B68","v":10.705998681608438}]
["18.03.2017 06:00",1521,16205,52657.02,14584.5,607.6875,14856.300000000001,619.01250000000005,691.94999999999993,77,251.94999999999993,null,10.69047619047619]
["19.03.2017 06:00",1538,16407,53245.56,14766.300000000001,615.26250000000005,14850.9,618.78750000000002,691.94999999999993,78,251.94999999999993,null,10.697205977907732]
["20.03.2017 06:00",1297,13855,44902.14,12469.5,519.5625,14850.9,618.78750000000002,691.94999999999993,79,251.94999999999993,null,10.698543381887271]
["21.03.2017 06:00",1298,13879,44936.759999999995,12491.1,520.46249999999998,14832.9,618.03750000000002,691.94999999999993,80,251.94999999999993,null,10.700725115359262]
["22.03.2017 06:00",1465,15653,50718.299999999996,14087.7,586.98750000000007,14819.4,617.47500000000002,691.94999999999993,81,251.94999999999993,null,10.699868938401048]
["23.03.2017 06:00",1226,13081,42444.119999999995,11772.9,490.53749999999997,14816.7,617.36250000000007,691.94999999999993,82,251.94999999999993,null,10.701874999999999]
["24.03.2017 06:00",1292,13799,44729.039999999994,12419.1,517.46249999999998,14816.7,617.36250000000007,691.94999999999993,83,251.94999999999993,null,10.694220012430081]
["25.03.2017 06:00",1168,12466,40436.159999999996,11219.4,467.47499999999997,14766.300000000001,615.26250000000005,691.94999999999993,84,251.94999999999993,null,10.692115143929913]
["26.03.2017 06:00",1277,13627,44209.74,12264.300000000001,511.01250000000005,14758.2,614.92500000000007,691.94999999999993,85,251.94999999999993,null,10.660759493670886]
["27.03.2017 06:00",1374,14659,47567.88,13193.1,549.71249999999998,14754.6,614.77499999999998,691.94999999999993,86,251.94999999999993,null,10.656441717791411]
["28.03.2017 06:00",1231,13137,42617.219999999994,11823.300000000001,492.63750000000005,14754.6,614.77499999999998,691.94999999999993,87,251.94999999999993,null,10.654174884944116]
["29.03.2017 06:00",1112,11869,38497.439999999995,10682.1,445.08750000000003,14745.6,614.4,691.94999999999993,88,251.94999999999993,null,10.667750325097529]
["30.03.2017 06:00",1121,11966,38809.019999999997,10769.4,448.72499999999997,14745.6,614.4,691.94999999999993,89,251.94999999999993,null,10.682343870470316]
["31.03.2017 06:00",1095,11690,37908.899999999994,10521,438.375,14734.800000000001,613.95000000000005,691.94999999999993,90,251.94999999999993,null,10.692604006163329]
["01.04.2017 06:00",1030,10997,35658.6,9897.3000000000011,412.38750000000005,14734.800000000001,613.95000000000005,691.94999999999993,91,251.94999999999993,null,10.684641638225257]
["02.04.2017 06:00",955,10197,33062.1,9177.3000000000011,382.38750000000005,14695.2,612.30000000000007,691.94999999999993,92,251.94999999999993,null,10.669657422512234]
["03.04.2017 06:00",963,10282,33339.06,9253.8000000000011,385.57500000000005,14657.4,610.72500000000002,691.94999999999993,93,251.94999999999993,null,10.680340557275542]
["04.04.2017 06:00",941,10048,32577.42,9043.2000000000007,376.8,14616.9,609.03750000000002,691.94999999999993,94,251.94999999999993,null,10.672945205479452]
["05.04.2017 06:00",981,10474,33962.219999999994,9426.6,392.77500000000003,14609.7,608.73750000000007,691.94999999999993,95,251.94999999999993,null,10.671104150352388]
["06.04.2017 06:00",1187,12674,41093.939999999995,11406.6,475.27500000000003,14596.2,608.17500000000007,691.94999999999993,96,251.94999999999993,null,10.668850072780204]
["07.04.2017 06:00",1176,12556,40713.119999999995,11300.4,470.84999999999997,14584.5,607.6875,691.72500000000002,97,251.72500000000002,null,10.671811535337124]
["08.04.2017 06:00",1059,11312,36662.579999999994,10180.800000000001,424.20000000000005,14578.2,607.42500000000007,691.72500000000002,98,251.72500000000002,null,10.673561151079136]
["09.04.2017 06:00",1034,11042,35797.079999999994,9937.8000000000011,414.07500000000005,14578.2,607.42500000000007,691.72500000000002,99,251.72500000000002,null,10.674397859054416]
["10.04.2017 06:00",974,10402,33719.879999999997,9361.8000000000011,390.07500000000005,14547.6,606.15,691.72500000000002,100,251.72500000000002,null,10.675799086757991]
["11.04.2017 06:00",1117,11929,38670.539999999994,10736.1,447.33750000000003,14531.4,605.47500000000002,691.72500000000002,101,251.72500000000002,null,10.676699029126214]
["12.04.2017 06:00",1102,11768,38151.24,10591.2,441.3,14530.5,605.4375,691.72500000000002,102,251.72500000000002,null,10.677486910994764]
["13.04.2017 06:00",1139,12163,39432.18,10946.7,456.11250000000001,14530.5,605.4375,691.72500000000002,103,251.72500000000002,null,10.67705088265836]
["14.04.2017 06:00",1142,12218,39536.039999999994,10996.2,458.17500000000001,14474.7,603.11250000000007,691.72500000000002,104,251.72500000000002,null,10.678002125398512]
["15.04.2017 06:00",1066,11384,36904.92,10245.6,426.90000000000003,14408.1,600.33749999999998,691.72500000000002,105,251.72500000000002,null,10.676860346585118]
["16.04.2017 06:00",1208,12901,41820.959999999999,11610.9,483.78749999999997,14376.6,599.02499999999998,691.72500000000002,106,251.72500000000002,null,10.677337826453243]
["17.04.2017 06:00",1192,12729,41267.039999999994,11456.1,477.33750000000003,14269.5,594.5625,691.72500000000002,107,251.72500000000002,null,10.67687074829932]
["18.04.2017 06:00",1374,14672,47567.88,13204.800000000001,550.20000000000005,14249.7,593.73750000000007,691.72500000000002,108,251.72500000000002,null,10.681775259678943]
["19.04.2017 06:00",1634,17452,56569.079999999994,15706.800000000001,654.45000000000005,14246.1,593.58749999999998,691.72500000000002,109,251.72500000000002,null,10.678916827852998]
["20.04.2017 06:00",1598,17071,55322.759999999995,15363.9,640.16250000000002,14240.7,593.36250000000007,691.72500000000002,110,251.72500000000002,null,10.679671457905544]
["21.04.2017 06:00",1284,13713,44452.079999999994,12341.7,514.23750000000007,14227.2,592.80000000000007,691.72500000000002,111,251.72500000000002,null,10.679498657117279]
["22.04.2017 06:00",1245,13334,43101.899999999994,12000.6,500.02500000000003,14211,592.125,691.72500000000002,112,251.72500000000002,null,10.678765880217785]
["23.04.2017 06:00",1283,13726,44417.46,12353.4,514.72500000000002,14164.2,590.17500000000007,691.72500000000002,113,251.72500000000002,null,10.678665496049167]
["24.04.2017 06:00",1185,12682,41024.699999999997,11413.800000000001,475.57500000000005,14134.5,588.9375,691.72500000000002,114,251.72500000000002,null,10.698774080560421]
["25.04.2017 06:00",1076,11531,37251.119999999995,10377.9,432.41249999999997,14129.1,588.71249999999998,691.72500000000002,115,251.72500000000002,null,10.679174484052533]
["26.04.2017 06:00",1338,14386,46321.56,12947.4,539.47500000000002,14118.300000000001,588.26250000000005,691.72500000000002,116,251.72500000000002,null,10.679635761589404]
["27.04.2017 06:00",1304,14024,45144.479999999996,12621.6,525.9,14113.800000000001,588.07500000000005,691.72500000000002,117,251.72500000000002,null,10.678691275167786]
["28.04.2017 06:00",1395,15015,48294.899999999994,13513.5,563.0625,14109.300000000001,587.88750000000005,691.72500000000002,118,251.72500000000002,null,10.678311499272198]
["29.04.2017 06:00",1144,12242,39605.279999999999,11017.800000000001,459.07500000000005,14098.5,587.4375,691.72500000000002,119,251.72500000000002,null,10.680538555691555]
["30.04.2017 06:00",1076,11490,37251.119999999995,10341,430.875,14087.7,586.98750000000007,691.72500000000002,120,251.72500000000002,null,10.682728410513141]
["01.05.2017 06:00",981,10476,33962.219999999994,9428.4,392.84999999999997,14069.7,586.23750000000007,687.5625,121,247.5625,null,10.679906542056075]
["02.05.2017 06:00",1024,10935,35450.879999999997,9841.5,410.0625,14049.9,585.41250000000002,687.5625,122,247.5625,null,10.710040160642571]
["03.05.2017 06:00",1018,10873,35243.159999999996,9785.7000000000007,407.73750000000001,14022,584.25,687.5625,123,247.5625,null,10.698363211223695]
["04.05.2017 06:00",916,9782,31711.919999999998,8803.8000000000011,366.82500000000005,13952.7,581.36250000000007,687.5625,124,247.5625,null,10.70210970464135]
["05.05.2017 06:00",801,8555,27730.62,7699.5,320.8125,13952.7,581.36250000000007,687.5625,125,247.5625,null,10.716542750929367]
["06.05.2017 06:00",654,6983,22641.48,6284.7,261.86250000000001,13877.1,578.21249999999998,687.5625,126,247.5625,null,10.751868460388639]
["07.05.2017 06:00",827,8833,28630.739999999998,7949.7,331.23750000000001,13795.2,574.80000000000007,687.5625,127,247.5625,null,10.754601226993865]
["08.05.2017 06:00",933,9966,32300.46,8969.4,373.72499999999997,13720.5,571.6875,687.5625,128,247.5625,null,10.763440860215054]
["09.05.2017 06:00",1128,12047,39051.360000000001,{"$f":"C131*0.9","v":10842.300000000001},451.76250000000005,13655.7,568.98750000000007,687.5625,129,247.5625,null,10.701048951048952]
["10.05.2017 06:00",1003,10715,{"$f":"B132*34.62","v":34723.86},9643.5,{"$f":"E132/24","v":401.8125},13646.7,568.61250000000007,687.5625,130,{"$f":"IF(I132>440,I132-440,0)","v":247.5625},null,10.678438661710038]
["11.05.2017 06:00",962,10279,33304.439999999995,9251.1,385.46250000000003,13619.7,567.48750000000007,687.5625,131,247.5625,null,10.678899082568808]
["12.05.2017 06:00",601,6420,20806.62,5778,240.75,13613.4,567.22500000000002,687.5625,132,247.5625,null,10.6787109375]
["13.05.2017 06:00",771,8236,26692.019999999997,7412.4000000000005,308.85000000000002,13604.4,566.85,687.5625,133,247.5625,null,10.680746561886052]
["14.05.2017 06:00",659,7040,22814.579999999998,6336,264,13565.7,565.23750000000007,687.5625,134,247.5625,null,10.679039301310043]
["15.05.2017 06:00",704,7521,24372.48,6768.9000000000005,282.03750000000002,13513.5,563.0625,687.5625,135,247.5625,null,10.680399500624219]
["16.05.2017 06:00",624,6665,21602.879999999997,5998.5,249.9375,13204.800000000001,550.20000000000005,687.5625,136,247.5625,null,10.67737003058104]
["17.05.2017 06:00",568,6067,19664.16,5460.3,227.51250000000002,13193.1,549.71249999999998,687.5625,137,247.5625,null,10.680773881499395]
["18.05.2017 06:00",516,5511,17863.919999999998,4959.9000000000005,206.66250000000002,13172.4,548.85,687.5625,138,247.5625,null,10.681672025723472]
["19.05.2017 06:00",443,4732,15336.659999999998,4258.8,177.45000000000002,12948.300000000001,539.51250000000005,687.5625,139,247.5625,null,10.679964539007091]
["20.05.2017 06:00",850,9079,29426.999999999996,8171.1,340.46250000000003,12947.4,539.47500000000002,687.5625,140,247.5625,null,{"$f":"C132/B132","v":10.682951146560319}]
["21.05.2017 06:00",610,6514,21118.199999999997,5862.6,244.27500000000001,12941.1,539.21249999999998,687.5625,141,247.5625,null,10.685031185031185]
["22.05.2017 06:00",628,6706,21741.359999999997,6035.4000000000005,251.47500000000002,12621.6,525.9,687.5625,142,247.5625,null,10.682196339434276]
["23.05.2017 06:00",520,5552,18002.399999999998,4996.8,208.20000000000002,12491.1,520.46249999999998,687.5625,143,247.5625,null,10.682230869001296]
["24.05.2017 06:00",917,9792,31746.539999999997,8812.8000000000011,367.20000000000005,12469.5,519.5625,687.5625,144,247.5625,null,10.682852807283764]
["25.05.2017 06:00",916,9777,31711.919999999998,8799.3000000000011,366.63750000000005,12419.1,517.46249999999998,687.5625,145,247.5625,null,10.683238636363637]
["26.05.2017 06:00",646,6897,22364.519999999997,6207.3,258.63749999999999,12353.4,514.72500000000002,687.5625,146,247.5625,null,10.681089743589743]
["27.05.2017 06:00",591,6311,20460.419999999998,5679.9000000000005,236.66250000000002,12341.7,514.23750000000007,687.5625,147,247.5625,null,10.681338028169014]
["28.05.2017 06:00",485,5179,16790.699999999997,4661.1000000000004,194.21250000000001,12264.300000000001,511.01250000000005,687.5625,148,247.5625,null,10.680232558139535]
["29.05.2017 06:00",240,2563,8308.7999999999993,2306.7000000000003,96.112500000000011,12189.6,507.90000000000003,687.5625,149,247.5625,null,10.681715575620768]
["30.05.2017 06:00",12,128,415.43999999999994,115.2,4.8,12000.6,500.02500000000003,687.5625,150,247.5625,null,10.681176470588236]
["31.05.2017 06:00",4,43,138.47999999999999,38.700000000000003,1.6125,11823.300000000001,492.63750000000005,687.5625,151,247.5625,null,10.678688524590164]
["01.06.2017 06:00",4,43,138.47999999999999,38.700000000000003,1.6125,11772.9,490.53749999999997,687.5625,152,247.5625,null,10.678343949044587]
["02.06.2017 06:00",4,43,138.47999999999999,38.700000000000003,1.6125,11610.9,483.78749999999997,687.5625,153,247.5625,null,10.676923076923076]
["03.06.2017 06:00",4,43,138.47999999999999,38.700000000000003,1.6125,11495.7,478.98750000000001,687.5625,154,247.5625,null,10.678298800436204]
["04.06.2017 06:00",3,32,103.85999999999999,28.8,1.2,11456.1,477.33750000000003,687.5625,155,247.5625,null,10.673580786026202]
["05.06.2017 06:00",5,53,173.1,47.7,1.9875,11430.9,476.28749999999997,687.5625,156,247.5625,null,10.676470588235293]
["06.06.2017 06:00",4,43,138.47999999999999,38.700000000000003,1.6125,11425.5,476.0625,687.5625,157,247.5625,null,10.678510998307953]
["07.06.2017 06:00",5,53,173.1,47.7,1.9875,11413.800000000001,475.57500000000005,687.5625,158,247.5625,null,10.678350515463917]
["08.06.2017 06:00",4,43,138.47999999999999,38.700000000000003,1.6125,11406.6,475.27500000000003,687.5625,159,247.5625,null,10.679166666666667]
["09.06.2017 06:00",5,53,173.1,47.7,1.9875,11300.4,470.84999999999997,687.5625,160,247.5625,null,10.666666666666666]
["10.06.2017 06:00",4,43,138.47999999999999,38.700000000000003,1.6125,11219.4,467.47499999999997,687.5625,161,247.5625,null,10.75]
["11.06.2017 06:00",3,32,103.85999999999999,28.8,1.2,11017.800000000001,459.07500000000005,687.5625,162,247.5625,null,10.75]
["12.06.2017 06:00",5,53,173.1,47.7,1.9875,10996.2,458.17500000000001,687.5625,163,247.5625,null,10.75]
["13.06.2017 06:00",5,53,173.1,47.7,1.9875,10946.7,456.11250000000001,687.5625,164,247.5625,null,10.75]
["14.06.2017 06:00",6,64,207.71999999999997,57.6,2.4,10842.300000000001,451.76250000000005,687.5625,165,247.5625,null,10.666666666666666]
["15.06.2017 06:00",5,53,173.1,47.7,1.9875,10769.4,448.72499999999997,687.5625,166,247.5625,null,10.6]
["16.06.2017 06:00",5,53,173.1,47.7,1.9875,10736.1,447.33750000000003,687.5625,167,247.5625,null,10.75]
["17.06.2017 06:00",3,32,103.85999999999999,28.8,1.2,10682.1,445.08750000000003,687.5625,168,247.5625,null,10.6]
["18.06.2017 06:00",4,43,138.47999999999999,38.700000000000003,1.6125,10591.2,441.3,686.77500000000009,169,246.77500000000009,null,10.75]
["19.06.2017 06:00",5,53,173.1,47.7,1.9875,10521,438.375,686.77500000000009,170,246.77500000000009,null,10.6]
["20.06.2017 06:00",0,0,0,0,0,10464.300000000001,436.01250000000005,686.77500000000009,171,246.77500000000009,null,10.75]
["21.06.2017 06:00",7,75,242.33999999999997,67.5,2.8125,10377.9,432.41249999999997,686.77500000000009,172,246.77500000000009,null,10.666666666666666]
["22.06.2017 06:00",4,43,138.47999999999999,38.700000000000003,1.6125,10341,430.875,686.77500000000009,173,246.77500000000009,null,10.6]
["23.06.2017 06:00",4,43,138.47999999999999,38.700000000000003,1.6125,10245.6,426.90000000000003,686.77500000000009,174,246.77500000000009,null,10.6]
["24.06.2017 06:00",1,11,34.619999999999997,9.9,0.41250000000000003,10180.800000000001,424.20000000000005,686.77500000000009,175,246.77500000000009,null,10.666666666666666]
["25.06.2017 06:00",0,0,0,0,0,9937.8000000000011,414.07500000000005,686.77500000000009,176,246.77500000000009,null,10.6]
["26.06.2017 06:00",2,21,69.239999999999995,18.900000000000002,0.78750000000000009,9897.3000000000011,412.38750000000005,686.77500000000009,177,246.77500000000009,null,10.6]
["27.06.2017 06:00",2,21,69.239999999999995,18.900000000000002,0.78750000000000009,9841.5,410.0625,686.77500000000009,178,246.77500000000009,null,10.666666666666666]
["28.06.2017 06:00",1,11,34.619999999999997,9.9,0.41250000000000003,9785.7000000000007,407.73750000000001,686.77500000000009,179,246.77500000000009,null,10.75]
["29.06.2017 06:00",2,21,69.239999999999995,18.900000000000002,0.78750000000000009,9643.5,401.8125,686.77500000000009,180,246.77500000000009]
["30.06.2017 06:00",2,21,69.239999999999995,18.900000000000002,0.78750000000000009,9428.4,392.84999999999997,686.77500000000009,181,246.77500000000009]
["01.07.2017 06:00",1,11,34.619999999999997,9.9,0.41250000000000003,9426.6,392.77500000000003,686.77500000000009,182,246.77500000000009]
["02.07.2017 06:00",0,0,0,0,0,9361.8000000000011,390.07500000000005,686.77500000000009,183,246.77500000000009]
["03.07.2017 06:00",2,21,69.239999999999995,18.900000000000002,0.78750000000000009,9253.8000000000011,385.57500000000005,686.77500000000009,184,246.77500000000009]
["04.07.2017 06:00",1,11,34.619999999999997,9.9,0.41250000000000003,9251.1,385.46250000000003,686.77500000000009,185,246.77500000000009]
["05.07.2017 06:00",1,11,34.619999999999997,9.9,0.41250000000000003,9177.3000000000011,382.38750000000005,686.77500000000009,186,246.77500000000009]
["06.07.2017 06:00",1,11,34.619999999999997,9.9,0.41250000000000003,9043.2000000000007,376.8,686.77500000000009,187,246.77500000000009]
["07.07.2017 06:00",1,11,34.619999999999997,9.9,0.41250000000000003,8969.4,373.72499999999997,686.77500000000009,188,246.77500000000009]
["08.07.2017 06:00",1,11,34.619999999999997,9.9,0.41250000000000003,8812.8000000000011,367.20000000000005,686.77500000000009,189,246.77500000000009]
["09.07.2017 06:00",0,0,0,0,0,8803.8000000000011,366.82500000000005,686.77500000000009,190,246.77500000000009]
["10.07.2017 06:00",2,21,69.239999999999995,18.900000000000002,0.78750000000000009,8799.3000000000011,366.63750000000005,686.77500000000009,191,246.77500000000009]
["11.07.2017 06:00",1,11,34.619999999999997,9.9,0.41250000000000003,8171.1,340.46250000000003,686.77500000000009,192,246.77500000000009]
["12.07.2017 06:00",2,21,69.239999999999995,{"$f":"C195*0.9","v":18.900000000000002},0.78750000000000009,7949.7,331.23750000000001,682.5,193,242.5]
["13.07.2017 06:00",1,11,{"$f":"B196*34.62","v":34.619999999999997},9.9,{"$f":"E196/24","v":0.41250000000000003},7699.5,320.8125,682.5,194,{"$f":"IF(I196>440,I196-440,0)","v":242.5}]
["14.07.2017 06:00",2,21,69.239999999999995,18.900000000000002,0.78750000000000009,7412.4000000000005,308.85000000000002,682.5,195,242.5]
["15.07.2017 06:00",0,0,0,0,0,6768.9000000000005,282.03750000000002,682.5,196,242.5]
["16.07.2017 06:00",1,11,34.619999999999997,9.9,0.41250000000000003,6336,264,682.5,197,242.5]
["17.07.2017 06:00",3,32,103.85999999999999,28.8,1.2,6284.7,261.86250000000001,682.5,198,242.5]
["18.07.2017 06:00",1,11,34.619999999999997,9.9,0.41250000000000003,6207.3,258.63749999999999,682.5,199,242.5]
["19.07.2017 06:00",2,21,69.239999999999995,18.900000000000002,0.78750000000000009,6035.4000000000005,251.47500000000002,682.5,200,242.5]
["20.07.2017 06:00",2,21,69.239999999999995,18.900000000000002,0.78750000000000009,5998.5,249.9375,682.5,201,242.5]
["21.07.2017 06:00",2,21,69.239999999999995,18.900000000000002,0.78750000000000009,5862.6,244.27500000000001,682.5,202,242.5]
["22.07.2017 06:00",0,0,0,0,0,5778,240.75,682.5,203,242.5]
["23.07.2017 06:00",1,11,34.619999999999997,9.9,0.41250000000000003,5679.9000000000005,236.66250000000002,682.5,204,242.5]
["24.07.2017 06:00",1,11,34.619999999999997,9.9,0.41250000000000003,5460.3,227.51250000000002,682.5,205,242.5]
["25.07.2017 06:00",2,21,69.239999999999995,18.900000000000002,0.78750000000000009,4996.8,208.20000000000002,682.5,206,242.5]
["26.07.2017 06:00",1,11,34.619999999999997,9.9,0.41250000000000003,4959.9000000000005,206.66250000000002,682.5,207,242.5]
["27.07.2017 06:00",2,21,69.239999999999995,18.900000000000002,0.78750000000000009,4661.1000000000004,194.21250000000001,682.5,208,242.5]
["28.07.2017 06:00",1,11,34.619999999999997,9.9,0.41250000000000003,4347,181.125,682.5,209,242.5]
["29.07.2017 06:00",1,11,34.619999999999997,9.9,0.41250000000000003,4258.8,177.45000000000002,682.5,210,242.5]
["30.07.2017 06:00",1,11,34.619999999999997,9.9,0.41250000000000003,2306.7000000000003,96.112500000000011,682.5,211,242.5]
["31.07.2017 06:00",2,21,69.239999999999995,18.900000000000002,0.78750000000000009,2149.2000000000003,89.550000000000011,682.5,212,242.5]
["01.08.2017 06:00",1,11,34.619999999999997,9.9,0.41250000000000003,681.30000000000007,28.387500000000003,682.5,213,242.5]
["02.08.2017 06:00",1,11,34.619999999999997,9.9,0.41250000000000003,144.9,6.0375000000000005,682.5,214,242.5]
["03.08.2017 06:00",2,21,69.239999999999995,18.900000000000002,0.78750000000000009,144,6,682.5,215,242.5]
["04.08.2017 06:00",1,11,34.619999999999997,9.9,0.41250000000000003,135,5.625,682.5,216,242.5]
["05.08.2017 06:00",0,0,0,0,0,135,5.625,681.33749999999998,217,241.33749999999998]
["06.08.2017 06:00",0,0,0,0,0,135,5.625,681.33749999999998,218,241.33749999999998]
["07.08.2017 06:00",2,21,69.239999999999995,18.900000000000002,0.78750000000000009,135,5.625,681.33749999999998,219,241.33749999999998]
["08.08.2017 06:00",2,21,69.239999999999995,18.900000000000002,0.78750000000000009,134.1,5.5874999999999995,681.33749999999998,220,241.33749999999998]
["09.08.2017 06:00",2,21,69.239999999999995,18.900000000000002,0.78750000000000009,134.1,5.5874999999999995,681.33749999999998,221,241.33749999999998]
["10.08.2017 06:00",2,21,69.239999999999995,18.900000000000002,0.78750000000000009,134.1,5.5874999999999995,681.33749999999998,222,241.33749999999998]
["11.08.2017 06:00",2,21,69.239999999999995,18.900000000000002,0.78750000000000009,134.1,5.5874999999999995,681.33749999999998,223,241.33749999999998]
["12.08.2017 06:00",0,0,0,0,0,134.1,5.5874999999999995,681.33749999999998,224,241.33749999999998]
["13.08.2017 06:00",0,0,0,0,0,134.1,5.5874999999999995,681.33749999999998,225,241.33749999999998]
["14.08.2017 06:00",2,21,69.239999999999995,18.900000000000002,0.78750000000000009,134.1,5.5874999999999995,681.33749999999998,226,241.33749999999998]
["15.08.2017 06:00",2,21,69.239999999999995,18.900000000000002,0.78750000000000009,134.1,5.5874999999999995,681.33749999999998,227,241.33749999999998]
["16.08.2017 06:00",1,11,34.619999999999997,9.9,0.41250000000000003,134.1,5.5874999999999995,681.33749999999998,228,241.33749999999998]
["17.08.2017 06:00",2,21,69.239999999999995,18.900000000000002,0.78750000000000009,134.1,5.5874999999999995,681.33749999999998,229,241.33749999999998]
["18.08.2017 06:00",2,21,69.239999999999995,18.900000000000002,0.78750000000000009,134.1,5.5874999999999995,681.33749999999998,230,241.33749999999998]
["19.08.2017 06:00",1,11,34.619999999999997,9.9,0.41250000000000003,126,5.25,681.33749999999998,231,241.33749999999998]
["20.08.2017 06:00",0,0,0,0,0,125.10000000000001,5.2125000000000004,681.33749999999998,232,241.33749999999998]
["21.08.2017 06:00",2,21,69.239999999999995,18.900000000000002,0.78750000000000009,125.10000000000001,5.2125000000000004,681.33749999999998,233,241.33749999999998]
["22.08.2017 06:00",1,11,34.619999999999997,9.9,0.41250000000000003,125.10000000000001,5.2125000000000004,681.33749999999998,234,241.33749999999998]
["23.08.2017 06:00",2,21,69.239999999999995,18.900000000000002,0.78750000000000009,125.10000000000001,5.2125000000000004,681.33749999999998,235,241.33749999999998]
["24.08.2017 06:00",13,139,450.05999999999995,125.10000000000001,5.2125000000000004,125.10000000000001,5.2125000000000004,681.33749999999998,236,241.33749999999998]
["25.08.2017 06:00",11,117,380.82,105.3,4.3875000000000002,125.10000000000001,5.2125000000000004,681.33749999999998,237,241.33749999999998]
["26.08.2017 06:00",11,117,380.82,105.3,4.3875000000000002,125.10000000000001,5.2125000000000004,681.33749999999998,238,241.33749999999998]
["27.08.2017 06:00",11,117,380.82,105.3,4.3875000000000002,125.10000000000001,5.2125000000000004,681.33749999999998,239,241.33749999999998]
["28.08.2017 06:00",12,128,415.43999999999994,115.2,4.8,125.10000000000001,5.2125000000000004,681.33749999999998,240,241.33749999999998]
["29.08.2017 06:00",11,117,380.82,105.3,4.3875000000000002,125.10000000000001,5.2125000000000004,679.3125,241,239.3125]
["30.08.2017 06:00",11,117,380.82,105.3,4.3875000000000002,125.10000000000001,5.2125000000000004,679.3125,242,239.3125]
["31.08.2017 06:00",11,117,380.82,105.3,4.3875000000000002,125.10000000000001,5.2125000000000004,679.3125,243,239.3125]
["01.09.2017 06:00",10,107,346.2,96.3,4.0125000000000002,125.10000000000001,5.2125000000000004,679.3125,244,239.3125]
["02.09.2017 06:00",12,128,415.43999999999994,115.2,4.8,125.10000000000001,5.2125000000000004,679.3125,245,239.3125]
["03.09.2017 06:00",10,107,346.2,96.3,4.0125000000000002,125.10000000000001,5.2125000000000004,679.3125,246,239.3125]
["04.09.2017 06:00",12,128,415.43999999999994,115.2,4.8,125.10000000000001,5.2125000000000004,679.3125,247,239.3125]
["05.09.2017 06:00",11,117,380.82,105.3,4.3875000000000002,125.10000000000001,5.2125000000000004,679.3125,248,239.3125]
["06.09.2017 06:00",12,128,415.43999999999994,115.2,4.8,125.10000000000001,5.2125000000000004,679.3125,249,239.3125]
["07.09.2017 06:00",12,128,415.43999999999994,115.2,4.8,124.2,5.1749999999999998,679.3125,250,239.3125]
["08.09.2017 06:00",11,117,380.82,105.3,4.3875000000000002,116.10000000000001,4.8375000000000004,679.3125,251,239.3125]
["09.09.2017 06:00",12,128,415.43999999999994,115.2,4.8,115.2,4.8,679.3125,252,239.3125]
["10.09.2017 06:00",11,117,380.82,105.3,4.3875000000000002,115.2,4.8,679.3125,253,239.3125]
["11.09.2017 06:00",3,32,103.85999999999999,28.8,1.2,115.2,4.8,679.3125,254,239.3125]
["12.09.2017 06:00",12,128,415.43999999999994,115.2,4.8,115.2,4.8,679.3125,255,239.3125]
["13.09.2017 06:00",11,117,380.82,105.3,4.3875000000000002,115.2,4.8,679.3125,256,239.3125]
["14.09.2017 06:00",12,128,415.43999999999994,{"$f":"C259*0.9","v":115.2},4.8,115.2,4.8,679.3125,257,239.3125]
["15.09.2017 06:00",13,140,{"$f":"B260*34.62","v":450.05999999999995},126,{"$f":"E260/24","v":5.25},115.2,4.8,679.3125,258,{"$f":"IF(I260>440,I260-440,0)","v":239.3125}]
["16.09.2017 06:00",13,139,450.05999999999995,125.10000000000001,5.2125000000000004,115.2,4.8,679.3125,259,239.3125]
["17.09.2017 06:00",13,139,450.05999999999995,125.10000000000001,5.2125000000000004,115.2,4.8,679.3125,260,239.3125]
["18.09.2017 06:00",14,150,484.67999999999995,135,5.625,115.2,4.8,679.3125,261,239.3125]
["19.09.2017 06:00",13,139,450.05999999999995,125.10000000000001,5.2125000000000004,115.2,4.8,679.3125,262,239.3125]
["20.09.2017 06:00",15,160,519.29999999999995,144,6,115.2,4.8,679.3125,263,239.3125]
["21.09.2017 06:00",13,139,450.05999999999995,125.10000000000001,5.2125000000000004,105.3,4.3875000000000002,679.3125,264,239.3125]
["22.09.2017 06:00",15,161,519.29999999999995,144.9,6.0375000000000005,105.3,4.3875000000000002,676.35,265,236.35000000000002]
["23.09.2017 06:00",12,129,415.43999999999994,116.10000000000001,4.8375000000000004,105.3,4.3875000000000002,676.35,266,236.35000000000002]
["24.09.2017 06:00",14,150,484.67999999999995,135,5.625,105.3,4.3875000000000002,676.35,267,236.35000000000002]
["25.09.2017 06:00",14,150,484.67999999999995,135,5.625,105.3,4.3875000000000002,676.35,268,236.35000000000002]
["26.09.2017 06:00",14,150,484.67999999999995,135,5.625,105.3,4.3875000000000002,676.35,269,236.35000000000002]
["27.09.2017 06:00",13,139,450.05999999999995,125.10000000000001,5.2125000000000004,105.3,4.3875000000000002,676.35,270,236.35000000000002]
["28.09.2017 06:00",12,128,415.43999999999994,115.2,4.8,105.3,4.3875000000000002,676.35,271,236.35000000000002]
["29.09.2017 06:00",13,139,450.05999999999995,125.10000000000001,5.2125000000000004,105.3,4.3875000000000002,676.35,272,236.35000000000002]
["30.09.2017 06:00",13,139,450.05999999999995,125.10000000000001,5.2125000000000004,105.3,4.3875000000000002,676.35,273,236.35000000000002]
["01.10.2017 06:00",13,139,450.05999999999995,125.10000000000001,5.2125000000000004,96.3,4.0125000000000002,676.35,274,236.35000000000002]
["02.10.2017 06:00",13,139,450.05999999999995,125.10000000000001,5.2125000000000004,96.3,4.0125000000000002,676.35,275,236.35000000000002]
["03.10.2017 06:00",13,139,450.05999999999995,125.10000000000001,5.2125000000000004,67.5,2.8125,676.35,276,236.35000000000002]
["04.10.2017 06:00",13,139,450.05999999999995,125.10000000000001,5.2125000000000004,57.6,2.4,676.35,277,236.35000000000002]
["05.10.2017 06:00",14,149,484.67999999999995,134.1,5.5874999999999995,47.7,1.9875,676.35,278,236.35000000000002]
["06.10.2017 06:00",12,128,415.43999999999994,115.2,4.8,47.7,1.9875,676.35,279,236.35000000000002]
["07.10.2017 06:00",14,149,484.67999999999995,134.1,5.5874999999999995,47.7,1.9875,676.35,280,236.35000000000002]
["08.10.2017 06:00",13,139,450.05999999999995,125.10000000000001,5.2125000000000004,47.7,1.9875,676.35,281,236.35000000000002]
["09.10.2017 06:00",13,139,450.05999999999995,125.10000000000001,5.2125000000000004,47.7,1.9875,676.35,282,236.35000000000002]
["10.10.2017 06:00",14,149,484.67999999999995,134.1,5.5874999999999995,47.7,1.9875,676.35,283,236.35000000000002]
["11.10.2017 06:00",14,149,484.67999999999995,134.1,5.5874999999999995,47.7,1.9875,676.35,284,236.35000000000002]
["12.10.2017 06:00",14,149,484.67999999999995,134.1,5.5874999999999995,47.7,1.9875,676.35,285,236.35000000000002]
["13.10.2017 06:00",14,149,484.67999999999995,134.1,5.5874999999999995,38.700000000000003,1.6125,676.35,286,236.35000000000002]
["14.10.2017 06:00",13,138,450.05999999999995,124.2,5.1749999999999998,38.700000000000003,1.6125,676.35,287,236.35000000000002]
["15.10.2017 06:00",14,149,484.67999999999995,134.1,5.5874999999999995,38.700000000000003,1.6125,676.35,288,236.35000000000002]
["16.10.2017 06:00",14,149,484.67999999999995,134.1,5.5874999999999995,38.700000000000003,1.6125,675.22500000000002,289,235.22500000000002]
["17.10.2017 06:00",13,139,450.05999999999995,125.10000000000001,5.2125000000000004,38.700000000000003,1.6125,675.22500000000002,290,235.22500000000002]
["18.10.2017 06:00",14,149,484.67999999999995,134.1,5.5874999999999995,38.700000000000003,1.6125,675.22500000000002,291,235.22500000000002]
["19.10.2017 06:00",13,139,450.05999999999995,125.10000000000001,5.2125000000000004,38.700000000000003,1.6125,675.22500000000002,292,235.22500000000002]
["20.10.2017 06:00",14,149,484.67999999999995,134.1,5.5874999999999995,38.700000000000003,1.6125,675.22500000000002,293,235.22500000000002]
["21.10.2017 06:00",12,128,415.43999999999994,115.2,4.8,38.700000000000003,1.6125,675.22500000000002,294,235.22500000000002]
["22.10.2017 06:00",13,139,450.05999999999995,125.10000000000001,5.2125000000000004,38.700000000000003,1.6125,675.22500000000002,295,235.22500000000002]
["23.10.2017 06:00",14,149,484.67999999999995,134.1,5.5874999999999995,28.8,1.2,675.22500000000002,296,235.22500000000002]
["24.10.2017 06:00",13,139,450.05999999999995,125.10000000000001,5.2125000000000004,28.8,1.2,675.22500000000002,297,235.22500000000002]
["25.10.2017 06:00",224,2388,7754.8799999999992,2149.2000000000003,89.550000000000011,28.8,1.2,675.22500000000002,298,235.22500000000002]
["26.10.2017 06:00",71,757,2458.02,681.30000000000007,28.387500000000003,28.8,1.2,675.22500000000002,299,235.22500000000002]
["27.10.2017 06:00",0,0,0,0,0,28.8,1.2,675.22500000000002,300,235.22500000000002]
["28.10.2017 06:00",0,0,0,0,0,18.900000000000002,0.78750000000000009,675.22500000000002,301,235.22500000000002]
["29.10.2017 06:00",0,0,0,0,0,18.900000000000002,0.78750000000000009,675.22500000000002,302,235.22500000000002]
["30.10.2017 06:00",453,4830,15682.859999999999,4347,181.125,18.900000000000002,0.78750000000000009,675.22500000000002,303,235.22500000000002]
["31.10.2017 06:00",1090,11627,37735.799999999996,10464.300000000001,436.01250000000005,18.900000000000002,0.78750000000000009,675.22500000000002,304,235.22500000000002]
["01.11.2017 06:00",1544,16466,53453.279999999999,14819.4,617.47500000000002,18.900000000000002,0.78750000000000009,675.22500000000002,305,235.22500000000002]
["02.11.2017 06:00",1270,13544,43967.399999999994,12189.6,507.90000000000003,18.900000000000002,0.78750000000000009,675.22500000000002,306,235.22500000000002]
["03.11.2017 06:00",1190,12701,41197.799999999996,11430.9,476.28749999999997,18.900000000000002,0.78750000000000009,675.22500000000002,307,235.22500000000002]
["04.11.2017 06:00",1500,16009,51929.999999999993,14408.1,600.33749999999998,18.900000000000002,0.78750000000000009,675.22500000000002,308,235.22500000000002]
["05.11.2017 06:00",1483,15833,51341.46,14249.7,593.73750000000007,18.900000000000002,0.78750000000000009,675.22500000000002,309,235.22500000000002]
["06.11.2017 06:00",1371,14636,47464.02,13172.4,548.85,18.900000000000002,0.78750000000000009,675.22500000000002,310,235.22500000000002]
["07.11.2017 06:00",1416,15116,49021.919999999998,13604.4,566.85,18.900000000000002,0.78750000000000009,675.22500000000002,311,235.22500000000002]
["08.11.2017 06:00",1469,15682,50856.78,14113.800000000001,588.07500000000005,18.900000000000002,0.78750000000000009,675.22500000000002,312,235.22500000000002]
["09.11.2017 06:00",1417,15126,49056.539999999994,13613.4,567.22500000000002,18.900000000000002,0.78750000000000009,673.65,313,233.64999999999998]
["10.11.2017 06:00",1507,16083,52172.34,14474.7,603.11250000000007,18.900000000000002,0.78750000000000009,673.65,314,233.64999999999998]
["11.11.2017 06:00",1481,15808,51272.219999999994,14227.2,592.80000000000007,18.900000000000002,0.78750000000000009,673.65,315,233.64999999999998]
["12.11.2017 06:00",1436,15328,49714.32,13795.2,574.80000000000007,18.900000000000002,0.78750000000000009,673.65,316,233.64999999999998]
["13.11.2017 06:00",1553,16575,53764.859999999993,14917.5,621.5625,18.900000000000002,0.78750000000000009,673.65,317,233.64999999999998]
["14.11.2017 06:00",1563,16683,54111.06,15014.7,625.61250000000007,18.900000000000002,0.78750000000000009,673.65,318,233.64999999999998]
["15.11.2017 06:00",1564,16698,54145.679999999993,15028.2,626.17500000000007,18.900000000000002,0.78750000000000009,673.65,319,233.64999999999998]
["16.11.2017 06:00",1567,16730,54249.539999999994,15057,627.375,18.900000000000002,0.78750000000000009,673.65,320,233.64999999999998]
["17.11.2017 06:00",1482,15823,51306.84,{"$f":"C323*0.9","v":14240.7},593.36250000000007,18.900000000000002,0.78750000000000009,673.65,321,233.64999999999998]
["18.11.2017 06:00",1471,15705,{"$f":"B324*34.62","v":50926.02},14134.5,{"$f":"E324/24","v":588.9375},18.900000000000002,0.78750000000000009,673.65,322,{"$f":"IF(I324>440,I324-440,0)","v":233.64999999999998}]
["19.11.2017 06:00",1474,15738,51029.88,14164.2,590.17500000000007,18.900000000000002,0.78750000000000009,673.65,323,233.64999999999998]
["20.11.2017 06:00",1544,16481,53453.279999999999,14832.9,618.03750000000002,18.900000000000002,0.78750000000000009,673.65,324,233.64999999999998]
["21.11.2017 06:00",1526,16286,52830.119999999995,14657.4,610.72500000000002,18.900000000000002,0.78750000000000009,673.65,325,233.64999999999998]
["22.11.2017 06:00",1460,15580,50545.2,14022,584.25,18.900000000000002,0.78750000000000009,673.65,326,233.64999999999998]
["23.11.2017 06:00",1470,15687,50891.399999999994,14118.300000000001,588.26250000000005,9.9,0.41250000000000003,673.65,327,233.64999999999998]
["24.11.2017 06:00",1445,15419,50025.899999999994,13877.1,578.21249999999998,9.9,0.41250000000000003,673.65,328,233.64999999999998]
["25.11.2017 06:00",1418,15133,49091.159999999996,13619.7,567.48750000000007,9.9,0.41250000000000003,673.65,329,233.64999999999998]
["26.11.2017 06:00",1535,16384,53141.7,14745.6,614.4,9.9,0.41250000000000003,673.65,330,233.64999999999998]
["27.11.2017 06:00",1534,16372,53107.079999999994,14734.800000000001,613.95000000000005,9.9,0.41250000000000003,673.65,331,233.64999999999998]
["28.11.2017 06:00",1550,16540,53660.999999999993,14886,620.25,9.9,0.41250000000000003,673.65,332,233.64999999999998]
["29.11.2017 06:00",1549,16528,53626.38,14875.2,619.80000000000007,9.9,0.41250000000000003,673.65,333,233.64999999999998]
["30.11.2017 06:00",1599,17058,55357.38,15352.2,639.67500000000007,9.9,0.41250000000000003,673.65,334,233.64999999999998]
["01.12.2017 06:00",1679,17915,58126.979999999996,16123.5,671.8125,9.9,0.41250000000000003,673.65,335,233.64999999999998]
["02.12.2017 06:00",1736,18524,60100.319999999992,16671.600000000002,694.65000000000009,9.9,0.41250000000000003,673.65,336,233.64999999999998]
["03.12.2017 06:00",1729,18452,59857.979999999996,16606.8,691.94999999999993,9.9,0.41250000000000003,671.8125,337,231.8125]
["04.12.2017 06:00",1718,18335,59477.159999999996,16501.5,687.5625,9.9,0.41250000000000003,671.8125,338,231.8125]
["05.12.2017 06:00",1469,15677,50856.78,14109.300000000001,587.88750000000005,9.9,0.41250000000000003,671.8125,339,231.8125]
["06.12.2017 06:00",1627,17362,56326.74,15625.800000000001,651.07500000000005,9.9,0.41250000000000003,671.8125,340,231.8125]
["07.12.2017 06:00",1716,18314,59407.92,16482.600000000002,686.77500000000009,9.9,0.41250000000000003,671.8125,341,231.8125]
["08.12.2017 06:00",1687,18006,58403.939999999995,16205.4,675.22500000000002,9.9,0.41250000000000003,671.8125,342,231.8125]
["09.12.2017 06:00",1649,17598,57088.38,15838.2,659.92500000000007,9.9,0.41250000000000003,671.8125,343,231.8125]
["10.12.2017 06:00",1669,17810,57780.78,16029,667.875,9.9,0.41250000000000003,671.8125,344,231.8125]
["11.12.2017 06:00",1518,16198,52553.159999999996,14578.2,607.42500000000007,9.9,0.41250000000000003,671.8125,345,231.8125]
["12.12.2017 06:00",1453,15503,50302.859999999993,13952.7,581.36250000000007,9.9,0.41250000000000003,671.8125,346,231.8125]
["13.12.2017 06:00",1617,17256,55980.539999999994,15530.4,647.1,9.9,0.41250000000000003,671.8125,347,231.8125]
["14.12.2017 06:00",1620,17289,56084.399999999994,15560.1,648.33749999999998,9.9,0.41250000000000003,671.8125,348,231.8125]
["15.12.2017 06:00",1612,17204,55807.439999999995,15483.6,645.15,9.9,0.41250000000000003,671.8125,349,231.8125]
["16.12.2017 06:00",1623,17322,56188.259999999995,15589.800000000001,649.57500000000005,9.9,0.41250000000000003,671.8125,350,231.8125]
["17.12.2017 06:00",1595,17024,55218.899999999994,15321.6,638.4,0,0,671.8125,351,231.8125]
["18.12.2017 06:00",1622,17314,56153.64,15582.6,649.27499999999998,0,0,671.8125,352,231.8125]
["19.12.2017 06:00",1705,18200,59027.1,16380,682.5,0,0,671.8125,353,231.8125]
["20.12.2017 06:00",1646,17570,56984.52,15813,658.875,0,0,671.8125,354,231.8125]
["21.12.2017 06:00",1702,18169,58923.24,16352.1,681.33749999999998,0,0,671.8125,355,231.8125]
["22.12.2017 06:00",1697,18115,58750.139999999992,16303.5,679.3125,0,0,671.8125,356,231.8125]
["23.12.2017 06:00",1536,16398,53176.319999999992,14758.2,614.92500000000007,0,0,671.8125,357,231.8125]
["24.12.2017 06:00",1421,15173,49195.02,13655.7,568.98750000000007,0,0,671.8125,358,231.8125]
["25.12.2017 06:00",1479,15790,51202.979999999996,14211,592.125,0,0,671.8125,359,231.8125]
["26.12.2017 06:00",1519,16218,52587.78,14596.2,608.17500000000007,0,0,671.8125,360,231.8125]
["27.12.2017 06:00",1485,15855,51410.7,14269.5,594.5625,0,0,671.8125,361,231.8125]
["28.12.2017 06:00",1512,16146,52345.439999999995,14531.4,605.47500000000002,0,0,671.8125,362,231.8125]
["29.12.2017 06:00",1612,17216,55807.439999999995,15494.4,645.6,0,0,671.8125,363,231.8125]
["30.12.2017 06:00",1630,17408,56430.6,15667.2,652.80000000000007,0,0,671.8125,364,231.8125]
[null,null,null,null,null,null,null,null,671.8125,365,231.8125]
[null,null,null,null,null,null,null,null,671.8125,366,231.8125]
[null,null,null,null,null,null,null,null,671.8125,367,231.8125]
[null,null,null,null,null,null,null,null,671.8125,368,231.8125]
[null,null,null,null,null,null,null,null,671.8125,369,231.8125]
[null,null,null,null,null,null,null,null,671.8125,370,231.8125]
[null,null,null,null,null,null,null,null,671.8125,371,231.8125]
[null,null,null,null,null,null,null,null,671.8125,372,231.8125]
[null,null,null,null,null,null,null,null,671.8125,373,231.8125]
[null,null,null,null,null,null,null,null,671.8125,374,231.8125]
[null,null,null,null,null,null,null,null,671.8125,375,231.8125]
[null,null,null,null,null,null,null,null,671.8125,376,231.8125]
[null,null,null,null,null,null,null,null,671.8125,377,231.8125]
[null,null,null,null,null,null,null,null,671.8125,378,231.8125]
[null,null,null,null,null,null,null,null,671.8125,379,231.8125]
[null,null,null,null,null,null,null,null,671.8125,380,231.8125]
[null,null,null,null,null,null,null,null,671.8125,381,231.8125]
[null,null,null,null,null,null,null,null,671.8125,382,231.8125]
[null,null,null,null,null,null,null,null,671.8125,383,231.8125]
[null,null,null,null,null,null,null,null,671.8125,384,231.8125]
[null,null,null,null,null,null,null,null,667.875,385,227.875]
[null,null,null,null,null,null,null,null,667.875,386,{"$f":"IF(I388>440,I388-440,0)","v":227.875}]
[null,null,null,null,null,null,null,null,667.875,387,227.875]
[null,null,null,null,null,null,null,null,667.875,388,227.875]
[null,null,null,null,null,null,null,null,667.875,389,227.875]
[null,null,null,null,null,null,null,null,667.875,390,227.875]
[null,null,null,null,null,null,null,null,667.875,391,227.875]
[null,null,null,null,null,null,null,null,667.875,392,227.875]
[null,null,null,null,null,null,null,null,667.875,393,227.875]
[null,null,null,null,null,null,null,null,667.875,394,227.875]
[null,null,null,null,null,null,null,null,667.875,395,227.875]
[null,null,null,null,null,null,null,null,667.875,396,227.875]
[null,null,null,null,null,null,null,null,667.875,397,227.875]
[null,null,null,null,null,null,null,null,667.875,398,227.875]
[null,null,null,null,null,null,null,null,667.875,399,227.875]
[null,null,null,null,null,null,null,null,667.875,400,227.875]
[null,null,null,null,null,null,null,null,667.875,401,227.875]
[null,null,null,null,null,null,null,null,667.875,402,227.875]
[null,null,null,null,null,null,null,null,667.875,403,227.875]
[null,null,null,null,null,null,null,null,667.875,404,227.875]
[null,null,null,null,null,null,null,null,667.875,405,227.875]
[null,null,null,null,null,null,null,null,667.875,406,227.875]
[null,null,null,null,null,null,null,null,667.875,407,227.875]
[null,null,null,null,null,null,null,null,667.875,408,227.875]
[null,null,null,null,null,null,null,null,659.92500000000007,409,219.92500000000007]
[null,null,null,null,null,null,null,null,659.92500000000007,410,219.92500000000007]
[null,null,null,null,null,null,null,null,659.92500000000007,411,219.92500000000007]
[null,null,null,null,null,null,null,null,659.92500000000007,412,219.92500000000007]
[null,null,null,null,null,null,null,null,659.92500000000007,413,219.92500000000007]
[null,null,null,null,null,null,null,null,659.92500000000007,414,219.92500000000007]
[null,null,null,null,null,null,null,null,659.92500000000007,415,219.92500000000007]
[null,null,null,null,null,null,null,null,659.92500000000007,416,219.92500000000007]
[null,null,null,null,null,null,null,null,659.92500000000007,417,219.92500000000007]
[null,null,null,null,null,null,null,null,659.92500000000007,418,219.92500000000007]
[null,null,null,null,null,null,null,null,659.92500000000007,419,219.92500000000007]
[null,null,null,null,null,null,null,null,659.92500000000007,420,219.92500000000007]
[null,null,null,null,null,null,null,null,659.92500000000007,421,219.92500000000007]
[null,null,null,null,null,null,null,null,659.92500000000007,422,219.92500000000007]
[null,null,null,null,null,null,null,null,659.92500000000007,423,219.92500000000007]
[null,null,null,null,null,null,null,null,659.92500000000007,424,219.92500000000007]
[null,null,null,null,null,null,null,null,659.92500000000007,425,219.92500000000007]
[null,null,null,null,null,null,null,null,659.92500000000007,426,219.92500000000007]
[null,null,null,null,null,null,null,null,659.92500000000007,427,219.92500000000007]
[null,null,null,null,null,null,null,null,659.92500000000007,428,219.92500000000007]
[null,null,null,null,null,null,null,null,659.92500000000007,429,219.92500000000007]
[null,null,null,null,null,null,null,null,659.92500000000007,430,219.92500000000007]
[null,null,null,null,null,null,null,null,659.92500000000007,431,219.92500000000007]
[null,null,null,null,null,null,null,null,659.92500000000007,432,219.92500000000007]
[null,null,null,null,null,null,null,null,658.875,433,218.875]
[null,null,null,null,null,null,null,null,658.875,434,218.875]
[null,null,null,null,null,null,null,null,658.875,435,218.875]
[null,null,null,null,null,null,null,null,658.875,436,218.875]
[null,null,null,null,null,null,null,null,658.875,437,218.875]
[null,null,null,null,null,null,null,null,658.875,438,218.875]
[null,null,null,null,null,null,null,null,658.875,439,218.875]
[null,null,null,null,null,null,null,null,658.875,440,218.875]
[null,null,null,null,null,null,null,null,658.875,441,218.875]
[null,null,null,null,null,null,null,null,658.875,442,218.875]
[null,null,null,null,null,null,null,null,658.875,443,218.875]
[null,null,null,null,null,null,null,null,658.875,444,218.875]
[null,null,null,null,null,null,null,null,658.875,445,218.875]
[null,null,null,null,null,null,null,null,658.875,446,218.875]
[null,null,null,null,null,null,null,null,658.875,447,218.875]
[null,null,null,null,null,null,null,null,658.875,448,218.875]
[null,null,null,null,null,null,null,null,658.875,449,218.875]
[null,null,null,null,null,null,null,null,658.875,450,{"$f":"IF(I452>440,I452-440,0)","v":218.875}]
[null,null,null,null,null,null,null,null,658.875,451,218.875]
[null,null,null,null,null,null,null,null,658.875,452,218.875]
[null,null,null,null,null,null,null,null,658.875,453,218.875]
[null,null,null,null,null,null,null,null,658.875,454,218.875]
[null,null,null,null,null,null,null,null,658.875,455,218.875]
[null,null,null,null,null,null,null,null,658.875,456,218.875]
[null,null,null,null,null,null,null,null,654.45000000000005,457,214.45000000000005]
[null,null,null,null,null,null,null,null,654.45000000000005,458,214.45000000000005]
[null,null,null,null,null,null,null,null,654.45000000000005,459,214.45000000000005]
[null,null,null,null,null,null,null,null,654.45000000000005,460,214.45000000000005]
[null,null,null,null,null,null,null,null,654.45000000000005,461,214.45000000000005]
[null,null,null,null,null,null,null,null,654.45000000000005,462,214.45000000000005]
[null,null,null,null,null,null,null,null,654.45000000000005,463,214.45000000000005]
[null,null,null,null,null,null,null,null,654.45000000000005,464,214.45000000000005]
[null,null,null,null,null,null,null,null,654.45000000000005,465,214.45000000000005]
[null,null,null,null,null,null,null,null,654.45000000000005,466,214.45000000000005]
[null,null,null,null,null,null,null,null,654.45000000000005,467,214.45000000000005]
[null,null,null,null,null,null,null,null,654.45000000000005,468,214.45000000000005]
[null,null,null,null,null,null,null,null,654.45000000000005,469,214.45000000000005]
[null,null,null,null,null,null,null,null,654.45000000000005,470,214.45000000000005]
[null,null,null,null,null,null,null,null,654.45000000000005,471,214.45000000000005]
[null,null,null,null,null,null,null,null,654.45000000000005,472,214.45000000000005]
[null,null,null,null,null,null,null,null,654.45000000000005,473,214.45000000000005]
[null,null,null,null,null,null,null,null,654.45000000000005,474,214.45000000000005]
[null,null,null,null,null,null,null,null,654.45000000000005,475,214.45000000000005]
[null,null,null,null,null,null,null,null,654.45000000000005,476,214.45000000000005]
[null,null,null,null,null,null,null,null,654.45000000000005,477,214.45000000000005]
[null,null,null,null,null,null,null,null,654.45000000000005,478,214.45000000000005]
[null,null,null,null,null,null,null,null,654.45000000000005,479,214.45000000000005]
[null,null,null,null,null,null,null,null,654.45000000000005,480,214.45000000000005]
[null,null,null,null,null,null,null,null,652.80000000000007,481,212.80000000000007]
[null,null,null,null,null,null,null,null,652.80000000000007,482,212.80000000000007]
[null,null,null,null,null,null,null,null,652.80000000000007,483,212.80000000000007]
[null,null,null,null,null,null,null,null,652.80000000000007,484,212.80000000000007]
[null,null,null,null,null,null,null,null,652.80000000000007,485,212.80000000000007]
[null,null,null,null,null,null,null,null,652.80000000000007,486,212.80000000000007]
[null,null,null,null,null,null,null,null,652.80000000000007,487,212.80000000000007]
[null,null,null,null,null,null,null,null,652.80000000000007,488,212.80000000000007]
[null,null,null,null,null,null,null,null,652.80000000000007,489,212.80000000000007]
[null,null,null,null,null,null,null,null,652.80000000000007,490,212.80000000000007]
[null,null,null,null,null,null,null,null,652.80000000000007,491,212.80000000000007]
[null,null,null,null,null,null,null,null,652.80000000000007,492,212.80000000000007]
[null,null,null,null,null,null,null,null,652.80000000000007,493,212.80000000000007]
[null,null,null,null,null,null,null,null,652.80000000000007,494,212.80000000000007]
[null,null,null,null,null,null,null,null,652.80000000000007,495,212.80000000000007]
[null,null,null,null,null,null,null,null,652.80000000000007,496,212.80000000000007]
[null,null,null,null,null,null,null,null,652.80000000000007,497,212.80000000000007]
[null,null,null,null,null,null,null,null,652.80000000000007,498,212.80000000000007]
[null,null,null,null,null,null,null,null,652.80000000000007,499,212.80000000000007]
[null,null,null,null,null,null,null,null,652.80000000000007,500,212.80000000000007]
[null,null,null,null,null,null,null,null,652.80000000000007,501,212.80000000000007]
[null,null,null,null,null,null,null,null,652.80000000000007,502,212.80000000000007]
[null,null,null,null,null,null,null,null,652.80000000000007,503,212.80000000000007]
[null,null,null,null,null,null,null,null,652.80000000000007,504,212.80000000000007]
[null,null,null,null,null,null,null,null,652.80000000000007,505,212.80000000000007]
[null,null,null,null,null,null,null,null,652.80000000000007,506,212.80000000000007]
[null,null,null,null,null,null,null,null,652.80000000000007,507,212.80000000000007]
[null,null,null,null,null,null,null,null,652.80000000000007,508,212.80000000000007]
[null,null,null,null,null,null,null,null,652.80000000000007,509,212.80000000000007]
[null,null,null,null,null,null,null,null,652.80000000000007,510,212.80000000000007]
[null,null,null,null,null,null,null,null,652.80000000000007,511,212.80000000000007]
[null,null,null,null,null,null,null,null,652.80000000000007,512,212.80000000000007]
[null,null,null,null,null,null,null,null,652.80000000000007,513,212.80000000000007]
[null,null,null,null,null,null,null,null,652.80000000000007,514,{"$f":"IF(I516>440,I516-440,0)","v":212.80000000000007}]
[null,null,null,null,null,null,null,null,652.80000000000007,515,212.80000000000007]
[null,null,null,null,null,null,null,null,652.80000000000007,516,212.80000000000007]
[null,null,null,null,null,null,null,null,652.80000000000007,517,212.80000000000007]
[null,null,null,null,null,null,null,null,652.80000000000007,518,212.80000000000007]
[null,null,null,null,null,null,null,null,652.80000000000007,519,212.80000000000007]
[null,null,null,null,null,null,null,null,652.80000000000007,520,212.80000000000007]
[null,null,null,null,null,null,null,null,652.80000000000007,521,212.80000000000007]
[null,null,null,null,null,null,null,null,652.80000000000007,522,212.80000000000007]
[null,null,null,null,null,null,null,null,652.80000000000007,523,212.80000000000007]
[null,null,null,null,null,null,null,null,652.80000000000007,524,212.80000000000007]
[null,null,null,null,null,null,null,null,652.80000000000007,525,212.80000000000007]
[null,null,null,null,null,null,null,null,652.80000000000007,526,212.80000000000007]
[null,null,null,null,null,null,null,null,652.80000000000007,527,212.80000000000007]
[null,null,null,null,null,null,null,null,652.80000000000007,528,212.80000000000007]
[null,null,null,null,null,null,null,null,651.07500000000005,529,211.07500000000005]
[null,null,null,null,null,null,null,null,651.07500000000005,530,211.07500000000005]
[null,null,null,null,null,null,null,null,651.07500000000005,531,211.07500000000005]
[null,null,null,null,null,null,null,null,651.07500000000005,532,211.07500000000005]
[null,null,null,null,null,null,null,null,651.07500000000005,533,211.07500000000005]
[null,null,null,null,null,null,null,null,651.07500000000005,534,211.07500000000005]
[null,null,null,null,null,null,null,null,651.07500000000005,535,211.07500000000005]
[null,null,null,null,null,null,null,null,651.07500000000005,536,211.07500000000005]
[null,null,null,null,null,null,null,null,651.07500000000005,537,211.07500000000005]
[null,null,null,null,null,null,null,null,651.07500000000005,538,211.07500000000005]
[null,null,null,null,null,null,null,null,651.07500000000005,539,211.07500000000005]
[null,null,null,null,null,null,null,null,651.07500000000005,540,211.07500000000005]
[null,null,null,null,null,null,null,null,651.07500000000005,541,211.07500000000005]
[null,null,null,null,null,null,null,null,651.07500000000005,542,211.07500000000005]
[null,null,null,null,null,null,null,null,651.07500000000005,543,211.07500000000005]
[null,null,null,null,null,null,null,null,651.07500000000005,544,211.07500000000005]
[null,null,null,null,null,null,null,null,651.07500000000005,545,211.07500000000005]
[null,null,null,null,null,null,null,null,651.07500000000005,546,211.07500000000005]
[null,null,null,null,null,null,null,null,651.07500000000005,547,211.07500000000005]
[null,null,null,null,null,null,null,null,651.07500000000005,548,211.07500000000005]
[null,null,null,null,null,null,null,null,651.07500000000005,549,211.07500000000005]
[null,null,null,null,null,null,null,null,651.07500000000005,550,211.07500000000005]
[null,null,null,null,null,null,null,null,651.07500000000005,551,211.07500000000005]
[null,null,null,null,null,null,null,null,651.07500000000005,552,211.07500000000005]
[null,null,null,null,null,null,null,null,649.57500000000005,553,209.57500000000005]
[null,null,null,null,null,null,null,null,649.57500000000005,554,209.57500000000005]
[null,null,null,null,null,null,null,null,649.57500000000005,555,209.57500000000005]
[null,null,null,null,null,null,null,null,649.57500000000005,556,209.57500000000005]
[null,null,null,null,null,null,null,null,649.57500000000005,557,209.57500000000005]
[null,null,null,null,null,null,null,null,649.57500000000005,558,209.57500000000005]
[null,null,null,null,null,null,null,null,649.57500000000005,559,209.57500000000005]
[null,null,null,null,null,null,null,null,649.57500000000005,560,209.57500000000005]
[null,null,null,null,null,null,null,null,649.57500000000005,561,209.57500000000005]
[null,null,null,null,null,null,null,null,649.57500000000005,562,209.57500000000005]
[null,null,null,null,null,null,null,null,649.57500000000005,563,209.57500000000005]
[null,null,null,null,null,null,null,null,649.57500000000005,564,209.57500000000005]
[null,null,null,null,null,null,null,null,649.57500000000005,565,209.57500000000005]
[null,null,null,null,null,null,null,null,649.57500000000005,566,209.57500000000005]
[null,null,null,null,null,null,null,null,649.57500000000005,567,209.57500000000005]
[null,null,null,null,null,null,null,null,649.57500000000005,568,209.57500000000005]
[null,null,null,null,null,null,null,null,649.57500000000005,569,209.57500000000005]
[null,null,null,null,null,null,null,null,649.57500000000005,570,209.57500000000005]
[null,null,null,null,null,null,null,null,649.57500000000005,571,209.57500000000005]
[null,null,null,null,null,null,null,null,649.57500000000005,572,209.57500000000005]
[null,null,null,null,null,null,null,null,649.57500000000005,573,209.57500000000005]
[null,null,null,null,null,null,null,null,649.57500000000005,574,209.57500000000005]
[null,null,null,null,null,null,null,null,649.57500000000005,575,209.57500000000005]
[null,null,null,null,null,null,null,null,649.57500000000005,576,209.57500000000005]
[null,null,null,null,null,null,null,null,649.57500000000005,577,209.57500000000005]
[null,null,null,null,null,null,null,null,649.57500000000005,578,{"$f":"IF(I580>440,I580-440,0)","v":209.57500000000005}]
[null,null,null,null,null,null,null,null,649.57500000000005,579,209.57500000000005]
[null,null,null,null,null,null,null,null,649.57500000000005,580,209.57500000000005]
[null,null,null,null,null,null,null,null,649.57500000000005,581,209.57500000000005]
[null,null,null,null,null,null,null,null,649.57500000000005,582,209.57500000000005]
[null,null,null,null,null,null,null,null,649.57500000000005,583,209.57500000000005]
[null,null,null,null,null,null,null,null,649.57500000000005,584,209.57500000000005]
[null,null,null,null,null,null,null,null,649.57500000000005,585,209.57500000000005]
[null,null,null,null,null,null,null,null,649.57500000000005,586,209.57500000000005]
[null,null,null,null,null,null,null,null,649.57500000000005,587,209.57500000000005]
[null,null,null,null,null,null,null,null,649.57500000000005,588,209.57500000000005]
[null,null,null,null,null,null,null,null,649.57500000000005,589,209.57500000000005]
[null,null,null,null,null,null,null,null,649.57500000000005,590,209.57500000000005]
[null,null,null,null,null,null,null,null,649.57500000000005,591,209.57500000000005]
[null,null,null,null,null,null,null,null,649.57500000000005,592,209.57500000000005]
[null,null,null,null,null,null,null,null,649.57500000000005,593,209.57500000000005]
[null,null,null,null,null,null,null,null,649.57500000000005,594,209.57500000000005]
[null,null,null,null,null,null,null,null,649.57500000000005,595,209.57500000000005]
[null,null,null,null,null,null,null,null,649.57500000000005,596,209.57500000000005]
[null,null,null,null,null,null,null,null,649.57500000000005,597,209.57500000000005]
[null,null,null,null,null,null,null,null,649.57500000000005,598,209.57500000000005]
[null,null,null,null,null,null,null,null,649.57500000000005,599,209.57500000000005]
[null,null,null,null,null,null,null,null,649.57500000000005,600,209.57500000000005]
[null,null,null,null,null,null,null,null,649.27499999999998,601,209.27499999999998]
[null,null,null,null,null,null,null,null,649.27499999999998,602,209.27499999999998]
[null,null,null,null,null,null,null,null,649.27499999999998,603,209.27499999999998]
[null,null,null,null,null,null,null,null,649.27499999999998,604,209.27499999999998]
[null,null,null,null,null,null,null,null,649.27499999999998,605,209.27499999999998]
[null,null,null,null,null,null,null,null,649.27499999999998,606,209.27499999999998]
[null,null,null,null,null,null,null,null,649.27499999999998,607,209.27499999999998]
[null,null,null,null,null,null,null,null,649.27499999999998,608,209.27499999999998]
[null,null,null,null,null,null,null,null,649.27499999999998,609,209.27499999999998]
[null,null,null,null,null,null,null,null,649.27499999999998,610,209.27499999999998]
[null,null,null,null,null,null,null,null,649.27499999999998,611,209.27499999999998]
[null,null,null,null,null,null,null,null,649.27499999999998,612,209.27499999999998]
[null,null,null,null,null,null,null,null,649.27499999999998,613,209.27499999999998]
[null,null,null,null,null,null,null,null,649.27499999999998,614,209.27499999999998]
[null,null,null,null,null,null,null,null,649.27499999999998,615,209.27499999999998]
[null,null,null,null,null,null,null,null,649.27499999999998,616,209.27499999999998]
[null,null,null,null,null,null,null,null,649.27499999999998,617,209.27499999999998]
[null,null,null,null,null,null,null,null,649.27499999999998,618,209.27499999999998]
[null,null,null,null,null,null,null,null,649.27499999999998,619,209.27499999999998]
[null,null,null,null,null,null,null,null,649.27499999999998,620,209.27499999999998]
[null,null,null,null,null,null,null,null,649.27499999999998,621,209.27499999999998]
[null,null,null,null,null,null,null,null,649.27499999999998,622,209.27499999999998]
[null,null,null,null,null,null,null,null,649.27499999999998,623,209.27499999999998]
[null,null,null,null,null,null,null,null,649.27499999999998,624,209.27499999999998]
[null,null,null,null,null,null,null,null,648.33749999999998,625,208.33749999999998]
[null,null,null,null,null,null,null,null,648.33749999999998,626,208.33749999999998]
[null,null,null,null,null,null,null,null,648.33749999999998,627,208.33749999999998]
[null,null,null,null,null,null,null,null,648.33749999999998,628,208.33749999999998]
[null,null,null,null,null,null,null,null,648.33749999999998,629,208.33749999999998]
[null,null,null,null,null,null,null,null,648.33749999999998,630,208.33749999999998]
[null,null,null,null,null,null,null,null,648.33749999999998,631,208.33749999999998]
[null,null,null,null,null,null,null,null,648.33749999999998,632,208.33749999999998]
[null,null,null,null,null,null,null,null,648.33749999999998,633,208.33749999999998]
[null,null,null,null,null,null,null,null,648.33749999999998,634,208.33749999999998]
[null,null,null,null,null,null,null,null,648.33749999999998,635,208.33749999999998]
[null,null,null,null,null,null,null,null,648.33749999999998,636,208.33749999999998]
[null,null,null,null,null,null,null,null,648.33749999999998,637,208.33749999999998]
[null,null,null,null,null,null,null,null,648.33749999999998,638,208.33749999999998]
[null,null,null,null,null,null,null,null,648.33749999999998,639,208.33749999999998]
[null,null,null,null,null,null,null,null,648.33749999999998,640,208.33749999999998]
[null,null,null,null,null,null,null,null,648.33749999999998,641,208.33749999999998]
[null,null,null,null,null,null,null,null,648.33749999999998,642,{"$f":"IF(I644>440,I644-440,0)","v":208.33749999999998}]
[null,null,null,null,null,null,null,null,648.33749999999998,643,208.33749999999998]
[null,null,null,null,null,null,null,null,648.33749999999998,644,208.33749999999998]
[null,null,null,null,null,null,null,null,648.33749999999998,645,208.33749999999998]
[null,null,null,null,null,null,null,null,648.33749999999998,646,208.33749999999998]
[null,null,null,null,null,null,null,null,648.33749999999998,647,208.33749999999998]
[null,null,null,null,null,null,null,null,648.33749999999998,648,208.33749999999998]
[null,null,null,null,null,null,null,null,648.33749999999998,649,208.33749999999998]
[null,null,null,null,null,null,null,null,648.33749999999998,650,208.33749999999998]
[null,null,null,null,null,null,null,null,648.33749999999998,651,208.33749999999998]
[null,null,null,null,null,null,null,null,648.33749999999998,652,208.33749999999998]
[null,null,null,null,null,null,null,null,648.33749999999998,653,208.33749999999998]
[null,null,null,null,null,null,null,null,648.33749999999998,654,208.33749999999998]
[null,null,null,null,null,null,null,null,648.33749999999998,655,208.33749999999998]
[null,null,null,null,null,null,null,null,648.33749999999998,656,208.33749999999998]
[null,null,null,null,null,null,null,null,648.33749999999998,657,208.33749999999998]
[null,null,null,null,null,null,null,null,648.33749999999998,658,208.33749999999998]
[null,null,null,null,null,null,null,null,648.33749999999998,659,208.33749999999998]
[null,null,null,null,null,null,null,null,648.33749999999998,660,208.33749999999998]
[null,null,null,null,null,null,null,null,648.33749999999998,661,208.33749999999998]
[null,null,null,null,null,null,null,null,648.33749999999998,662,208.33749999999998]
[null,null,null,null,null,null,null,null,648.33749999999998,663,208.33749999999998]
[null,null,null,null,null,null,null,null,648.33749999999998,664,208.33749999999998]
[null,null,null,null,null,null,null,null,648.33749999999998,665,208.33749999999998]
[null,null,null,null,null,null,null,null,648.33749999999998,666,208.33749999999998]
[null,null,null,null,null,null,null,null,648.33749999999998,667,208.33749999999998]
[null,null,null,null,null,null,null,null,648.33749999999998,668,208.33749999999998]
[null,null,null,null,null,null,null,null,648.33749999999998,669,208.33749999999998]
[null,null,null,null,null,null,null,null,648.33749999999998,670,208.33749999999998]
[null,null,null,null,null,null,null,null,648.33749999999998,671,208.33749999999998]
[null,null,null,null,null,null,null,null,648.33749999999998,672,208.33749999999998]
[null,null,null,null,null,null,null,null,647.1,673,207.10000000000002]
[null,null,null,null,null,null,null,null,647.1,674,207.10000000000002]
[null,null,null,null,null,null,null,null,647.1,675,207.10000000000002]
[null,null,null,null,null,null,null,null,647.1,676,207.10000000000002]
[null,null,null,null,null,null,null,null,647.1,677,207.10000000000002]
[null,null,null,null,null,null,null,null,647.1,678,207.10000000000002]
[null,null,null,null,null,null,null,null,647.1,679,207.10000000000002]
[null,null,null,null,null,null,null,null,647.1,680,207.10000000000002]
[null,null,null,null,null,null,null,null,647.1,681,207.10000000000002]
[null,null,null,null,null,null,null,null,647.1,682,207.10000000000002]
[null,null,null,null,null,null,null,null,647.1,683,207.10000000000002]
[null,null,null,null,null,null,null,null,647.1,684,207.10000000000002]
[null,null,null,null,null,null,null,null,647.1,685,207.10000000000002]
[null,null,null,null,null,null,null,null,647.1,686,207.10000000000002]
[null,null,null,null,null,null,null,null,647.1,687,207.10000000000002]
[null,null,null,null,null,null,null,null,647.1,688,207.10000000000002]
[null,null,null,null,null,null,null,null,647.1,689,207.10000000000002]
[null,null,null,null,null,null,null,null,647.1,690,207.10000000000002]
[null,null,null,null,null,null,null,null,647.1,691,207.10000000000002]
[null,null,null,null,null,null,null,null,647.1,692,207.10000000000002]
[null,null,null,null,null,null,null,null,647.1,693,207.10000000000002]
[null,null,null,null,null,null,null,null,647.1,694,207.10000000000002]
[null,null,null,null,null,null,null,null,647.1,695,207.10000000000002]
[null,null,null,null,null,null,null,null,647.1,696,207.10000000000002]
[null,null,null,null,null,null,null,null,647.1,697,207.10000000000002]
[null,null,null,null,null,null,null,null,647.1,698,207.10000000000002]
[null,null,null,null,null,null,null,null,647.1,699,207.10000000000002]
[null,null,null,null,null,null,null,null,647.1,700,207.10000000000002]
[null,null,null,null,null,null,null,null,647.1,701,207.10000000000002]
[null,null,null,null,null,null,null,null,647.1,702,207.10000000000002]
[null,null,null,null,null,null,null,null,647.1,703,207.10000000000002]
[null,null,null,null,null,null,null,null,647.1,704,207.10000000000002]
[null,null,null,null,null,null,null,null,647.1,705,207.10000000000002]
[null,null,null,null,null,null,null,null,647.1,706,{"$f":"IF(I708>440,I708-440,0)","v":207.10000000000002}]
[null,null,null,null,null,null,null,null,647.1,707,207.10000000000002]
[null,null,null,null,null,null,null,null,647.1,708,207.10000000000002]
[null,null,null,null,null,null,null,null,647.1,709,207.10000000000002]
[null,null,null,null,null,null,null,null,647.1,710,207.10000000000002]
[null,null,null,null,null,null,null,null,647.1,711,207.10000000000002]
[null,null,null,null,null,null,null,null,647.1,712,207.10000000000002]
[null,null,null,null,null,null,null,null,647.1,713,207.10000000000002]
[null,null,null,null,null,null,null,null,647.1,714,207.10000000000002]
[null,null,null,null,null,null,null,null,647.1,715,207.10000000000002]
[null,null,null,null,null,null,null,null,647.1,716,207.10000000000002]
[null,null,null,null,null,null,null,null,647.1,717,207.10000000000002]
[null,null,null,null,null,null,null,null,647.1,718,207.10000000000002]
[null,null,null,null,null,null,null,null,647.1,719,207.10000000000002]
[null,null,null,null,null,null,null,null,647.1,720,207.10000000000002]
[null,null,null,null,null,null,null,null,645.6,721,205.60000000000002]
[null,null,null,null,null,null,null,null,645.6,722,205.60000000000002]
[null,null,null,null,null,null,null,null,645.6,723,205.60000000000002]
[null,null,null,null,null,null,null,null,645.6,724,205.60000000000002]
[null,null,null,null,null,null,null,null,645.6,725,205.60000000000002]
[null,null,null,null,null,null,null,null,645.6,726,205.60000000000002]
[null,null,null,null,null,null,null,null,645.6,727,205.60000000000002]
[null,null,null,null,null,null,null,null,645.6,728,205.60000000000002]
[null,null,null,null,null,null,null,null,645.6,729,205.60000000000002]
[null,null,null,null,null,null,null,null,645.6,730,205.60000000000002]
[null,null,null,null,null,null,null,null,645.6,731,205.60000000000002]
[null,null,null,null,null,null,null,null,645.6,732,205.60000000000002]
[null,null,null,null,null,null,null,null,645.6,733,205.60000000000002]
[null,null,null,null,null,null,null,null,645.6,734,205.60000000000002]
[null,null,null,null,null,null,null,null,645.6,735,205.60000000000002]
[null,null,null,null,null,null,null,null,645.6,736,205.60000000000002]
[null,null,null,null,null,null,null,null,645.6,737,205.60000000000002]
[null,null,null,null,null,null,null,null,645.6,738,205.60000000000002]
[null,null,null,null,null,null,null,null,645.6,739,205.60000000000002]
[null,null,null,null,null,null,null,null,645.6,740,205.60000000000002]
[null,null,null,null,null,null,null,null,645.6,741,205.60000000000002]
[null,null,null,null,null,null,null,null,645.6,742,205.60000000000002]
[null,null,null,null,null,null,null,null,645.6,743,205.60000000000002]
[null,null,null,null,null,null,null,null,645.6,744,205.60000000000002]
[null,null,null,null,null,null,null,null,645.6,745,205.60000000000002]
[null,null,null,null,null,null,null,null,645.6,746,205.60000000000002]
[null,null,null,null,null,null,null,null,645.6,747,205.60000000000002]
[null,null,null,null,null,null,null,null,645.6,748,205.60000000000002]
[null,null,null,null,null,null,null,null,645.6,749,205.60000000000002]
[null,null,null,null,null,null,null,null,645.6,750,205.60000000000002]
[null,null,null,null,null,null,null,null,645.6,751,205.60000000000002]
[null,null,null,null,null,null,null,null,645.6,752,205.60000000000002]
[null,null,null,null,null,null,null,null,645.6,753,205.60000000000002]
[null,null,null,null,null,null,null,null,645.6,754,205.60000000000002]
[null,null,null,null,null,null,null,null,645.6,755,205.60000000000002]
[null,null,null,null,null,null,null,null,645.6,756,205.60000000000002]
[null,null,null,null,null,null,null,null,645.6,757,205.60000000000002]
[null,null,null,null,null,null,null,null,645.6,758,205.60000000000002]
[null,null,null,null,null,null,null,null,645.6,759,205.60000000000002]
[null,null,null,null,null,null,null,null,645.6,760,205.60000000000002]
[null,null,null,null,null,null,null,null,645.6,761,205.60000000000002]
[null,null,null,null,null,null,null,null,645.6,762,205.60000000000002]
[null,null,null,null,null,null,null,null,645.6,763,205.60000000000002]
[null,null,null,null,null,null,null,null,645.6,764,205.60000000000002]
[null,null,null,null,null,null,null,null,645.6,765,205.60000000000002]
[null,null,null,null,null,null,null,null,645.6,766,205.60000000000002]
[null,null,null,null,null,null,null,null,645.6,767,205.60000000000002]
[null,null,null,null,null,null,null,null,645.6,768,205.60000000000002]
[null,null,null,null,null,null,null,null,645.26250000000005,769,205.26250000000005]
[null,null,null,null,null,null,null,null,645.26250000000005,770,{"$f":"IF(I772>440,I772-440,0)","v":205.26250000000005}]
[null,null,null,null,null,null,null,null,645.26250000000005,771,205.26250000000005]
[null,null,null,null,null,null,null,null,645.26250000000005,772,205.26250000000005]
[null,null,null,null,null,null,null,null,645.26250000000005,773,205.26250000000005]
[null,null,null,null,null,null,null,null,645.26250000000005,774,205.26250000000005]
[null,null,null,null,null,null,null,null,645.26250000000005,775,205.26250000000005]
[null,null,null,null,null,null,null,null,645.26250000000005,776,205.26250000000005]
[null,null,null,null,null,null,null,null,645.26250000000005,777,205.26250000000005]
[null,null,null,null,null,null,null,null,645.26250000000005,778,205.26250000000005]
[null,null,null,null,null,null,null,null,645.26250000000005,779,205.26250000000005]
[null,null,null,null,null,null,null,null,645.26250000000005,780,205.26250000000005]
[null,null,null,null,null,null,null,null,645.26250000000005,781,205.26250000000005]
[null,null,null,null,null,null,null,null,645.26250000000005,782,205.26250000000005]
[null,null,null,null,null,null,null,null,645.26250000000005,783,205.26250000000005]
[null,null,null,null,null,null,null,null,645.26250000000005,784,205.26250000000005]
[null,null,null,null,null,null,null,null,645.26250000000005,785,205.26250000000005]
[null,null,null,null,null,null,null,null,645.26250000000005,786,205.26250000000005]
[null,null,null,null,null,null,null,null,645.26250000000005,787,205.26250000000005]
[null,null,null,null,null,null,null,null,645.26250000000005,788,205.26250000000005]
[null,null,null,null,null,null,null,null,645.26250000000005,789,205.26250000000005]
[null,null,null,null,null,null,null,null,645.26250000000005,790,205.26250000000005]
[null,null,null,null,null,null,null,null,645.26250000000005,791,205.26250000000005]
[null,null,null,null,null,null,null,null,645.26250000000005,792,205.26250000000005]
[null,null,null,null,null,null,null,null,645.15,793,205.14999999999998]
[null,null,null,null,null,null,null,null,645.15,794,205.14999999999998]
[null,null,null,null,null,null,null,null,645.15,795,205.14999999999998]
[null,null,null,null,null,null,null,null,645.15,796,205.14999999999998]
[null,null,null,null,null,null,null,null,645.15,797,205.14999999999998]
[null,null,null,null,null,null,null,null,645.15,798,205.14999999999998]
[null,null,null,null,null,null,null,null,645.15,799,205.14999999999998]
[null,null,null,null,null,null,null,null,645.15,800,205.14999999999998]
[null,null,null,null,null,null,null,null,645.15,801,205.14999999999998]
[null,null,null,null,null,null,null,null,645.15,802,205.14999999999998]
[null,null,null,null,null,null,null,null,645.15,803,205.14999999999998]
[null,null,null,null,null,null,null,null,645.15,804,205.14999999999998]
[null,null,null,null,null,null,null,null,645.15,805,205.14999999999998]
[null,null,null,null,null,null,null,null,645.15,806,205.14999999999998]
[null,null,null,null,null,null,null,null,645.15,807,205.14999999999998]
[null,null,null,null,null,null,null,null,645.15,808,205.14999999999998]
[null,null,null,null,null,null,null,null,645.15,809,205.14999999999998]
[null,null,null,null,null,null,null,null,645.15,810,205.14999999999998]
[null,null,null,null,null,null,null,null,645.15,811,205.14999999999998]
[null,null,null,null,null,null,null,null,645.15,812,205.14999999999998]
[null,null,null,null,null,null,null,null,645.15,813,205.14999999999998]
[null,null,null,null,null,null,null,null,645.15,814,205.14999999999998]
[null,null,null,null,null,null,null,null,645.15,815,205.14999999999998]
[null,null,null,null,null,null,null,null,645.15,816,205.14999999999998]
[null,null,null,null,null,null,null,null,645.15,817,205.14999999999998]
[null,null,null,null,null,null,null,null,645.15,818,205.14999999999998]
[null,null,null,null,null,null,null,null,645.15,819,205.14999999999998]
[null,null,null,null,null,null,null,null,645.15,820,205.14999999999998]
[null,null,null,null,null,null,null,null,645.15,821,205.14999999999998]
[null,null,null,null,null,null,null,null,645.15,822,205.14999999999998]
[null,null,null,null,null,null,null,null,645.15,823,205.14999999999998]
[null,null,null,null,null,null,null,null,645.15,824,205.14999999999998]
[null,null,null,null,null,null,null,null,645.15,825,205.14999999999998]
[null,null,null,null,null,null,null,null,645.15,826,205.14999999999998]
[null,null,null,null,null,null,null,null,645.15,827,205.14999999999998]
[null,null,null,null,null,null,null,null,645.15,828,205.14999999999998]
[null,null,null,null,null,null,null,null,645.15,829,205.14999999999998]
[null,null,null,null,null,null,null,null,645.15,830,205.14999999999998]
[null,null,null,null,null,null,null,null,645.15,831,205.14999999999998]
[null,null,null,null,null,null,null,null,645.15,832,205.14999999999998]
[null,null,null,null,null,null,null,null,645.15,833,205.14999999999998]
[null,null,null,null,null,null,null,null,645.15,834,{"$f":"IF(I836>440,I836-440,0)","v":205.14999999999998}]
[null,null,null,null,null,null,null,null,645.15,835,205.14999999999998]
[null,null,null,null,null,null,null,null,645.15,836,205.14999999999998]
[null,null,null,null,null,null,null,null,645.15,837,205.14999999999998]
[null,null,null,null,null,null,null,null,645.15,838,205.14999999999998]
[null,null,null,null,null,null,null,null,645.15,839,205.14999999999998]
[null,null,null,null,null,null,null,null,645.15,840,205.14999999999998]
[null,null,null,null,null,null,null,null,643.76250000000005,841,203.76250000000005]
[null,null,null,null,null,null,null,null,643.76250000000005,842,203.76250000000005]
[null,null,null,null,null,null,null,null,643.76250000000005,843,203.76250000000005]
[null,null,null,null,null,null,null,null,643.76250000000005,844,203.76250000000005]
[null,null,null,null,null,null,null,null,643.76250000000005,845,203.76250000000005]
[null,null,null,null,null,null,null,null,643.76250000000005,846,203.76250000000005]
[null,null,null,null,null,null,null,null,643.76250000000005,847,203.76250000000005]
[null,null,null,null,null,null,null,null,643.76250000000005,848,203.76250000000005]
[null,null,null,null,null,null,null,null,643.76250000000005,849,203.76250000000005]
[null,null,null,null,null,null,null,null,643.76250000000005,850,203.76250000000005]
[null,null,null,null,null,null,null,null,643.76250000000005,851,203.76250000000005]
[null,null,null,null,null,null,null,null,643.76250000000005,852,203.76250000000005]
[null,null,null,null,null,null,null,null,643.76250000000005,853,203.76250000000005]
[null,null,null,null,null,null,null,null,643.76250000000005,854,203.76250000000005]
[null,null,null,null,null,null,null,null,643.76250000000005,855,203.76250000000005]
[null,null,null,null,null,null,null,null,643.76250000000005,856,203.76250000000005]
[null,null,null,null,null,null,null,null,643.76250000000005,857,203.76250000000005]
[null,null,null,null,null,null,null,null,643.76250000000005,858,203.76250000000005]
[null,null,null,null,null,null,null,null,643.76250000000005,859,203.76250000000005]
[null,null,null,null,null,null,null,null,643.76250000000005,860,203.76250000000005]
[null,null,null,null,null,null,null,null,643.76250000000005,861,203.76250000000005]
[null,null,null,null,null,null,null,null,643.76250000000005,862,203.76250000000005]
[null,null,null,null,null,null,null,null,643.76250000000005,863,203.76250000000005]
[null,null,null,null,null,null,null,null,643.76250000000005,864,203.76250000000005]
[null,null,null,null,null,null,null,null,643.76250000000005,865,203.76250000000005]
[null,null,null,null,null,null,null,null,643.76250000000005,866,203.76250000000005]
[null,null,null,null,null,null,null,null,643.76250000000005,867,203.76250000000005]
[null,null,null,null,null,null,null,null,643.76250000000005,868,203.76250000000005]
[null,null,null,null,null,null,null,null,643.76250000000005,869,203.76250000000005]
[null,null,null,null,null,null,null,null,643.76250000000005,870,203.76250000000005]
[null,null,null,null,null,null,null,null,643.76250000000005,871,203.76250000000005]
[null,null,null,null,null,null,null,null,643.76250000000005,872,203.76250000000005]
[null,null,null,null,null,null,null,null,643.76250000000005,873,203.76250000000005]
[null,null,null,null,null,null,null,null,643.76250000000005,874,203.76250000000005]
[null,null,null,null,null,null,null,null,643.76250000000005,875,203.76250000000005]
[null,null,null,null,null,null,null,null,643.76250000000005,876,203.76250000000005]
[null,null,null,null,null,null,null,null,643.76250000000005,877,203.76250000000005]
[null,null,null,null,null,null,null,null,643.76250000000005,878,203.76250000000005]
[null,null,null,null,null,null,null,null,643.76250000000005,879,203.76250000000005]
[null,null,null,null,null,null,null,null,643.76250000000005,880,203.76250000000005]
[null,null,null,null,null,null,null,null,643.76250000000005,881,203.76250000000005]
[null,null,null,null,null,null,null,null,643.76250000000005,882,203.76250000000005]
[null,null,null,null,null,null,null,null,643.76250000000005,883,203.76250000000005]
[null,null,null,null,null,null,null,null,643.76250000000005,884,203.76250000000005]
[null,null,null,null,null,null,null,null,643.76250000000005,885,203.76250000000005]
[null,null,null,null,null,null,null,null,643.76250000000005,886,203.76250000000005]
[null,null,null,null,null,null,null,null,643.76250000000005,887,203.76250000000005]
[null,null,null,null,null,null,null,null,643.76250000000005,888,203.76250000000005]
[null,null,null,null,null,null,null,null,642.11250000000007,889,202.11250000000007]
[null,null,null,null,null,null,null,null,642.11250000000007,890,202.11250000000007]
[null,null,null,null,null,null,null,null,642.11250000000007,891,202.11250000000007]
[null,null,null,null,null,null,null,null,642.11250000000007,892,202.11250000000007]
[null,null,null,null,null,null,null,null,642.11250000000007,893,202.11250000000007]
[null,null,null,null,null,null,null,null,642.11250000000007,894,202.11250000000007]
[null,null,null,null,null,null,null,null,642.11250000000007,895,202.11250000000007]
[null,null,null,null,null,null,null,null,642.11250000000007,896,202.11250000000007]
[null,null,null,null,null,null,null,null,642.11250000000007,897,202.11250000000007]
[null,null,null,null,null,null,null,null,642.11250000000007,898,{"$f":"IF(I900>440,I900-440,0)","v":202.11250000000007}]
[null,null,null,null,null,null,null,null,642.11250000000007,899,202.11250000000007]
[null,null,null,null,null,null,null,null,642.11250000000007,900,202.11250000000007]
[null,null,null,null,null,null,null,null,642.11250000000007,901,202.11250000000007]
[null,null,null,null,null,null,null,null,642.11250000000007,902,202.11250000000007]
[null,null,null,null,null,null,null,null,642.11250000000007,903,202.11250000000007]
[null,null,null,null,null,null,null,null,642.11250000000007,904,202.11250000000007]
[null,null,null,null,null,null,null,null,642.11250000000007,905,202.11250000000007]
[null,null,null,null,null,null,null,null,642.11250000000007,906,202.11250000000007]
[null,null,null,null,null,null,null,null,642.11250000000007,907,202.11250000000007]
[null,null,null,null,null,null,null,null,642.11250000000007,908,202.11250000000007]
[null,null,null,null,null,null,null,null,642.11250000000007,909,202.11250000000007]
[null,null,null,null,null,null,null,null,642.11250000000007,910,202.11250000000007]
[null,null,null,null,null,null,null,null,642.11250000000007,911,202.11250000000007]
[null,null,null,null,null,null,null,null,642.11250000000007,912,202.11250000000007]
[null,null,null,null,null,null,null,null,640.72500000000002,913,200.72500000000002]
[null,null,null,null,null,null,null,null,640.72500000000002,914,200.72500000000002]
[null,null,null,null,null,null,null,null,640.72500000000002,915,200.72500000000002]
[null,null,null,null,null,null,null,null,640.72500000000002,916,200.72500000000002]
[null,null,null,null,null,null,null,null,640.72500000000002,917,200.72500000000002]
[null,null,null,null,null,null,null,null,640.72500000000002,918,200.72500000000002]
[null,null,null,null,null,null,null,null,640.72500000000002,919,200.72500000000002]
[null,null,null,null,null,null,null,null,640.72500000000002,920,200.72500000000002]
[null,null,null,null,null,null,null,null,640.72500000000002,921,200.72500000000002]
[null,null,null,null,null,null,null,null,640.72500000000002,922,200.72500000000002]
[null,null,null,null,null,null,null,null,640.72500000000002,923,200.72500000000002]
[null,null,null,null,null,null,null,null,640.72500000000002,924,200.72500000000002]
[null,null,null,null,null,null,null,null,640.72500000000002,925,200.72500000000002]
[null,null,null,null,null,null,null,null,640.72500000000002,926,200.72500000000002]
[null,null,null,null,null,null,null,null,640.72500000000002,927,200.72500000000002]
[null,null,null,null,null,null,null,null,640.72500000000002,928,200.72500000000002]
[null,null,null,null,null,null,null,null,640.72500000000002,929,200.72500000000002]
[null,null,null,null,null,null,null,null,640.72500000000002,930,200.72500000000002]
[null,null,null,null,null,null,null,null,640.72500000000002,931,200.72500000000002]
[null,null,null,null,null,null,null,null,640.72500000000002,932,200.72500000000002]
[null,null,null,null,null,null,null,null,640.72500000000002,933,200.72500000000002]
[null,null,null,null,null,null,null,null,640.72500000000002,934,200.72500000000002]
[null,null,null,null,null,null,null,null,640.72500000000002,935,200.72500000000002]
[null,null,null,null,null,null,null,null,640.72500000000002,936,200.72500000000002]
[null,null,null,null,null,null,null,null,640.16250000000002,937,200.16250000000002]
[null,null,null,null,null,null,null,null,640.16250000000002,938,200.16250000000002]
[null,null,null,null,null,null,null,null,640.16250000000002,939,200.16250000000002]
[null,null,null,null,null,null,null,null,640.16250000000002,940,200.16250000000002]
[null,null,null,null,null,null,null,null,640.16250000000002,941,200.16250000000002]
[null,null,null,null,null,null,null,null,640.16250000000002,942,200.16250000000002]
[null,null,null,null,null,null,null,null,640.16250000000002,943,200.16250000000002]
[null,null,null,null,null,null,null,null,640.16250000000002,944,200.16250000000002]
[null,null,null,null,null,null,null,null,640.16250000000002,945,200.16250000000002]
[null,null,null,null,null,null,null,null,640.16250000000002,946,200.16250000000002]
[null,null,null,null,null,null,null,null,640.16250000000002,947,200.16250000000002]
[null,null,null,null,null,null,null,null,640.16250000000002,948,200.16250000000002]
[null,null,null,null,null,null,null,null,640.16250000000002,949,200.16250000000002]
[null,null,null,null,null,null,null,null,640.16250000000002,950,200.16250000000002]
[null,null,null,null,null,null,null,null,640.16250000000002,951,200.16250000000002]
[null,null,null,null,null,null,null,null,640.16250000000002,952,200.16250000000002]
[null,null,null,null,null,null,null,null,640.16250000000002,953,200.16250000000002]
[null,null,null,null,null,null,null,null,640.16250000000002,954,200.16250000000002]
[null,null,null,null,null,null,null,null,640.16250000000002,955,200.16250000000002]
[null,null,null,null,null,null,null,null,640.16250000000002,956,200.16250000000002]
[null,null,null,null,null,null,null,null,640.16250000000002,957,200.16250000000002]
[null,null,null,null,null,null,null,null,640.16250000000002,958,200.16250000000002]
[null,null,null,null,null,null,null,null,640.16250000000002,959,200.16250000000002]
[null,null,null,null,null,null,null,null,640.16250000000002,960,200.16250000000002]
[null,null,null,null,null,null,null,null,639.67500000000007,961,199.67500000000007]
[null,null,null,null,null,null,null,null,639.67500000000007,962,{"$f":"IF(I964>440,I964-440,0)","v":199.67500000000007}]
[null,null,null,null,null,null,null,null,639.67500000000007,963,199.67500000000007]
[null,null,null,null,null,null,null,null,639.67500000000007,964,199.67500000000007]
[null,null,null,null,null,null,null,null,639.67500000000007,965,199.67500000000007]
[null,null,null,null,null,null,null,null,639.67500000000007,966,199.67500000000007]
[null,null,null,null,null,null,null,null,639.67500000000007,967,199.67500000000007]
[null,null,null,null,null,null,null,null,639.67500000000007,968,199.67500000000007]
[null,null,null,null,null,null,null,null,639.67500000000007,969,199.67500000000007]
[null,null,null,null,null,null,null,null,639.67500000000007,970,199.67500000000007]
[null,null,null,null,null,null,null,null,639.67500000000007,971,199.67500000000007]
[null,null,null,null,null,null,null,null,639.67500000000007,972,199.67500000000007]
[null,null,null,null,null,null,null,null,639.67500000000007,973,199.67500000000007]
[null,null,null,null,null,null,null,null,639.67500000000007,974,199.67500000000007]
[null,null,null,null,null,null,null,null,639.67500000000007,975,199.67500000000007]
[null,null,null,null,null,null,null,null,639.67500000000007,976,199.67500000000007]
[null,null,null,null,null,null,null,null,639.67500000000007,977,199.67500000000007]
[null,null,null,null,null,null,null,null,639.67500000000007,978,199.67500000000007]
[null,null,null,null,null,null,null,null,639.67500000000007,979,199.67500000000007]
[null,null,null,null,null,null,null,null,639.67500000000007,980,199.67500000000007]
[null,null,null,null,null,null,null,null,639.67500000000007,981,199.67500000000007]
[null,null,null,null,null,null,null,null,639.67500000000007,982,199.67500000000007]
[null,null,null,null,null,null,null,null,639.67500000000007,983,199.67500000000007]
[null,null,null,null,null,null,null,null,639.67500000000007,984,199.67500000000007]
[null,null,null,null,null,null,null,null,639.67500000000007,985,199.67500000000007]
[null,null,null,null,null,null,null,null,639.67500000000007,986,199.67500000000007]
[null,null,null,null,null,null,null,null,639.67500000000007,987,199.67500000000007]
[null,null,null,null,null,null,null,null,639.67500000000007,988,199.67500000000007]
[null,null,null,null,null,null,null,null,639.67500000000007,989,199.67500000000007]
[null,null,null,null,null,null,null,null,639.67500000000007,990,199.67500000000007]
[null,null,null,null,null,null,null,null,639.67500000000007,991,199.67500000000007]
[null,null,null,null,null,null,null,null,639.67500000000007,992,199.67500000000007]
[null,null,null,null,null,null,null,null,639.67500000000007,993,199.67500000000007]
[null,null,null,null,null,null,null,null,639.67500000000007,994,199.67500000000007]
[null,null,null,null,null,null,null,null,639.67500000000007,995,199.67500000000007]
[null,null,null,null,null,null,null,null,639.67500000000007,996,199.67500000000007]
[null,null,null,null,null,null,null,null,639.67500000000007,997,199.67500000000007]
[null,null,null,null,null,null,null,null,639.67500000000007,998,199.67500000000007]
[null,null,null,null,null,null,null,null,639.67500000000007,999,199.67500000000007]
[null,null,null,null,null,null,null,null,639.67500000000007,1000,199.67500000000007]
[null,null,null,null,null,null,null,null,639.67500000000007,1001,199.67500000000007]
[null,null,null,null,null,null,null,null,639.67500000000007,1002,199.67500000000007]
[null,null,null,null,null,null,null,null,639.67500000000007,1003,199.67500000000007]
[null,null,null,null,null,null,null,null,639.67500000000007,1004,199.67500000000007]
[null,null,null,null,null,null,null,null,639.67500000000007,1005,199.67500000000007]
[null,null,null,null,null,null,null,null,639.67500000000007,1006,199.67500000000007]
[null,null,null,null,null,null,null,null,639.67500000000007,1007,199.67500000000007]
[null,null,null,null,null,null,null,null,639.67500000000007,1008,199.67500000000007]
[null,null,null,null,null,null,null,null,638.4,1009,198.39999999999998]
[null,null,null,null,null,null,null,null,638.4,1010,198.39999999999998]
[null,null,null,null,null,null,null,null,638.4,1011,198.39999999999998]
[null,null,null,null,null,null,null,null,638.4,1012,198.39999999999998]
[null,null,null,null,null,null,null,null,638.4,1013,198.39999999999998]
[null,null,null,null,null,null,null,null,638.4,1014,198.39999999999998]
[null,null,null,null,null,null,null,null,638.4,1015,198.39999999999998]
[null,null,null,null,null,null,null,null,638.4,1016,198.39999999999998]
[null,null,null,null,null,null,null,null,638.4,1017,198.39999999999998]
[null,null,null,null,null,null,null,null,638.4,1018,198.39999999999998]
[null,null,null,null,null,null,null,null,638.4,1019,198.39999999999998]
[null,null,null,null,null,null,null,null,638.4,1020,198.39999999999998]
[null,null,null,null,null,null,null,null,638.4,1021,198.39999999999998]
[null,null,null,null,null,null,null,null,638.4,1022,198.39999999999998]
[null,null,null,null,null,null,null,null,638.4,1023,198.39999999999998]
[null,null,null,null,null,null,null,null,638.4,1024,198.39999999999998]
[null,null,null,null,null,null,null,null,638.4,1025,198.39999999999998]
[null,null,null,null,null,null,null,null,638.4,1026,{"$f":"IF(I1028>440,I1028-440,0)","v":198.39999999999998}]
[null,null,null,null,null,null,null,null,638.4,1027,198.39999999999998]
[null,null,null,null,null,null,null,null,638.4,1028,198.39999999999998]
[null,null,null,null,null,null,null,null,638.4,1029,198.39999999999998]
[null,null,null,null,null,null,null,null,638.4,1030,198.39999999999998]
[null,null,null,null,null,null,null,null,638.4,1031,198.39999999999998]
[null,null,null,null,null,null,null,null,638.4,1032,198.39999999999998]
[null,null,null,null,null,null,null,null,638.4,1033,198.39999999999998]
[null,null,null,null,null,null,null,null,638.4,1034,198.39999999999998]
[null,null,null,null,null,null,null,null,638.4,1035,198.39999999999998]
[null,null,null,null,null,null,null,null,638.4,1036,198.39999999999998]
[null,null,null,null,null,null,null,null,638.4,1037,198.39999999999998]
[null,null,null,null,null,null,null,null,638.4,1038,198.39999999999998]
[null,null,null,null,null,null,null,null,638.4,1039,198.39999999999998]
[null,null,null,null,null,null,null,null,638.4,1040,198.39999999999998]
[null,null,null,null,null,null,null,null,638.4,1041,198.39999999999998]
[null,null,null,null,null,null,null,null,638.4,1042,198.39999999999998]
[null,null,null,null,null,null,null,null,638.4,1043,198.39999999999998]
[null,null,null,null,null,null,null,null,638.4,1044,198.39999999999998]
[null,null,null,null,null,null,null,null,638.4,1045,198.39999999999998]
[null,null,null,null,null,null,null,null,638.4,1046,198.39999999999998]
[null,null,null,null,null,null,null,null,638.4,1047,198.39999999999998]
[null,null,null,null,null,null,null,null,638.4,1048,198.39999999999998]
[null,null,null,null,null,null,null,null,638.4,1049,198.39999999999998]
[null,null,null,null,null,null,null,null,638.4,1050,198.39999999999998]
[null,null,null,null,null,null,null,null,638.4,1051,198.39999999999998]
[null,null,null,null,null,null,null,null,638.4,1052,198.39999999999998]
[null,null,null,null,null,null,null,null,638.4,1053,198.39999999999998]
[null,null,null,null,null,null,null,null,638.4,1054,198.39999999999998]
[null,null,null,null,null,null,null,null,638.4,1055,198.39999999999998]
[null,null,null,null,null,null,null,null,638.4,1056,198.39999999999998]
[null,null,null,null,null,null,null,null,633.48750000000007,1057,193.48750000000007]
[null,null,null,null,null,null,null,null,633.48750000000007,1058,193.48750000000007]
[null,null,null,null,null,null,null,null,633.48750000000007,1059,193.48750000000007]
[null,null,null,null,null,null,null,null,633.48750000000007,1060,193.48750000000007]
[null,null,null,null,null,null,null,null,633.48750000000007,1061,193.48750000000007]
[null,null,null,null,null,null,null,null,633.48750000000007,1062,193.48750000000007]
[null,null,null,null,null,null,null,null,633.48750000000007,1063,193.48750000000007]
[null,null,null,null,null,null,null,null,633.48750000000007,1064,193.48750000000007]
[null,null,null,null,null,null,null,null,633.48750000000007,1065,193.48750000000007]
[null,null,null,null,null,null,null,null,633.48750000000007,1066,193.48750000000007]
[null,null,null,null,null,null,null,null,633.48750000000007,1067,193.48750000000007]
[null,null,null,null,null,null,null,null,633.48750000000007,1068,193.48750000000007]
[null,null,null,null,null,null,null,null,633.48750000000007,1069,193.48750000000007]
[null,null,null,null,null,null,null,null,633.48750000000007,1070,193.48750000000007]
[null,null,null,null,null,null,null,null,633.48750000000007,1071,193.48750000000007]
[null,null,null,null,null,null,null,null,633.48750000000007,1072,193.48750000000007]
[null,null,null,null,null,null,null,null,633.48750000000007,1073,193.48750000000007]
[null,null,null,null,null,null,null,null,633.48750000000007,1074,193.48750000000007]
[null,null,null,null,null,null,null,null,633.48750000000007,1075,193.48750000000007]
[null,null,null,null,null,null,null,null,633.48750000000007,1076,193.48750000000007]
[null,null,null,null,null,null,null,null,633.48750000000007,1077,193.48750000000007]
[null,null,null,null,null,null,null,null,633.48750000000007,1078,193.48750000000007]
[null,null,null,null,null,null,null,null,633.48750000000007,1079,193.48750000000007]
[null,null,null,null,null,null,null,null,633.48750000000007,1080,193.48750000000007]
[null,null,null,null,null,null,null,null,633.48750000000007,1081,193.48750000000007]
[null,null,null,null,null,null,null,null,633.48750000000007,1082,193.48750000000007]
[null,null,null,null,null,null,null,null,633.48750000000007,1083,193.48750000000007]
[null,null,null,null,null,null,null,null,633.48750000000007,1084,193.48750000000007]
[null,null,null,null,null,null,null,null,633.48750000000007,1085,193.48750000000007]
[null,null,null,null,null,null,null,null,633.48750000000007,1086,193.48750000000007]
[null,null,null,null,null,null,null,null,633.48750000000007,1087,193.48750000000007]
[null,null,null,null,null,null,null,null,633.48750000000007,1088,193.48750000000007]
[null,null,null,null,null,null,null,null,633.48750000000007,1089,193.48750000000007]
[null,null,null,null,null,null,null,null,633.48750000000007,1090,{"$f":"IF(I1092>440,I1092-440,0)","v":193.48750000000007}]
[null,null,null,null,null,null,null,null,633.48750000000007,1091,193.48750000000007]
[null,null,null,null,null,null,null,null,633.48750000000007,1092,193.48750000000007]
[null,null,null,null,null,null,null,null,633.48750000000007,1093,193.48750000000007]
[null,null,null,null,null,null,null,null,633.48750000000007,1094,193.48750000000007]
[null,null,null,null,null,null,null,null,633.48750000000007,1095,193.48750000000007]
[null,null,null,null,null,null,null,null,633.48750000000007,1096,193.48750000000007]
[null,null,null,null,null,null,null,null,633.48750000000007,1097,193.48750000000007]
[null,null,null,null,null,null,null,null,633.48750000000007,1098,193.48750000000007]
[null,null,null,null,null,null,null,null,633.48750000000007,1099,193.48750000000007]
[null,null,null,null,null,null,null,null,633.48750000000007,1100,193.48750000000007]
[null,null,null,null,null,null,null,null,633.48750000000007,1101,193.48750000000007]
[null,null,null,null,null,null,null,null,633.48750000000007,1102,193.48750000000007]
[null,null,null,null,null,null,null,null,633.48750000000007,1103,193.48750000000007]
[null,null,null,null,null,null,null,null,633.48750000000007,1104,193.48750000000007]
[null,null,null,null,null,null,null,null,632.4375,1105,192.4375]
[null,null,null,null,null,null,null,null,632.4375,1106,192.4375]
[null,null,null,null,null,null,null,null,632.4375,1107,192.4375]
[null,null,null,null,null,null,null,null,632.4375,1108,192.4375]
[null,null,null,null,null,null,null,null,632.4375,1109,192.4375]
[null,null,null,null,null,null,null,null,632.4375,1110,192.4375]
[null,null,null,null,null,null,null,null,632.4375,1111,192.4375]
[null,null,null,null,null,null,null,null,632.4375,1112,192.4375]
[null,null,null,null,null,null,null,null,632.4375,1113,192.4375]
[null,null,null,null,null,null,null,null,632.4375,1114,192.4375]
[null,null,null,null,null,null,null,null,632.4375,1115,192.4375]
[null,null,null,null,null,null,null,null,632.4375,1116,192.4375]
[null,null,null,null,null,null,null,null,632.4375,1117,192.4375]
[null,null,null,null,null,null,null,null,632.4375,1118,192.4375]
[null,null,null,null,null,null,null,null,632.4375,1119,192.4375]
[null,null,null,null,null,null,null,null,632.4375,1120,192.4375]
[null,null,null,null,null,null,null,null,632.4375,1121,192.4375]
[null,null,null,null,null,null,null,null,632.4375,1122,192.4375]
[null,null,null,null,null,null,null,null,632.4375,1123,192.4375]
[null,null,null,null,null,null,null,null,632.4375,1124,192.4375]
[null,null,null,null,null,null,null,null,632.4375,1125,192.4375]
[null,null,null,null,null,null,null,null,632.4375,1126,192.4375]
[null,null,null,null,null,null,null,null,632.4375,1127,192.4375]
[null,null,null,null,null,null,null,null,632.4375,1128,192.4375]
[null,null,null,null,null,null,null,null,631.875,1129,191.875]
[null,null,null,null,null,null,null,null,631.875,1130,191.875]
[null,null,null,null,null,null,null,null,631.875,1131,191.875]
[null,null,null,null,null,null,null,null,631.875,1132,191.875]
[null,null,null,null,null,null,null,null,631.875,1133,191.875]
[null,null,null,null,null,null,null,null,631.875,1134,191.875]
[null,null,null,null,null,null,null,null,631.875,1135,191.875]
[null,null,null,null,null,null,null,null,631.875,1136,191.875]
[null,null,null,null,null,null,null,null,631.875,1137,191.875]
[null,null,null,null,null,null,null,null,631.875,1138,191.875]
[null,null,null,null,null,null,null,null,631.875,1139,191.875]
[null,null,null,null,null,null,null,null,631.875,1140,191.875]
[null,null,null,null,null,null,null,null,631.875,1141,191.875]
[null,null,null,null,null,null,null,null,631.875,1142,191.875]
[null,null,null,null,null,null,null,null,631.875,1143,191.875]
[null,null,null,null,null,null,null,null,631.875,1144,191.875]
[null,null,null,null,null,null,null,null,631.875,1145,191.875]
[null,null,null,null,null,null,null,null,631.875,1146,191.875]
[null,null,null,null,null,null,null,null,631.875,1147,191.875]
[null,null,null,null,null,null,null,null,631.875,1148,191.875]
[null,null,null,null,null,null,null,null,631.875,1149,191.875]
[null,null,null,null,null,null,null,null,631.875,1150,191.875]
[null,null,null,null,null,null,null,null,631.875,1151,191.875]
[null,null,null,null,null,null,null,null,631.875,1152,191.875]
[null,null,null,null,null,null,null,null,631.65,1153,191.64999999999998]
[null,null,null,null,null,null,null,null,631.65,1154,{"$f":"IF(I1156>440,I1156-440,0)","v":191.64999999999998}]
[null,null,null,null,null,null,null,null,631.65,1155,191.64999999999998]
[null,null,null,null,null,null,null,null,631.65,1156,191.64999999999998]
[null,null,null,null,null,null,null,null,631.65,1157,191.64999999999998]
[null,null,null,null,null,null,null,null,631.65,1158,191.64999999999998]
[null,null,null,null,null,null,null,null,631.65,1159,191.64999999999998]
[null,null,null,null,null,null,null,null,631.65,1160,191.64999999999998]
[null,null,null,null,null,null,null,null,631.65,1161,191.64999999999998]
[null,null,null,null,null,null,null,null,631.65,1162,191.64999999999998]
[null,null,null,null,null,null,null,null,631.65,1163,191.64999999999998]
[null,null,null,null,null,null,null,null,631.65,1164,191.64999999999998]
[null,null,null,null,null,null,null,null,631.65,1165,191.64999999999998]
[null,null,null,null,null,null,null,null,631.65,1166,191.64999999999998]
[null,null,null,null,null,null,null,null,631.65,1167,191.64999999999998]
[null,null,null,null,null,null,null,null,631.65,1168,191.64999999999998]
[null,null,null,null,null,null,null,null,631.65,1169,191.64999999999998]
[null,null,null,null,null,null,null,null,631.65,1170,191.64999999999998]
[null,null,null,null,null,null,null,null,631.65,1171,191.64999999999998]
[null,null,null,null,null,null,null,null,631.65,1172,191.64999999999998]
[null,null,null,null,null,null,null,null,631.65,1173,191.64999999999998]
[null,null,null,null,null,null,null,null,631.65,1174,191.64999999999998]
[null,null,null,null,null,null,null,null,631.65,1175,191.64999999999998]
[null,null,null,null,null,null,null,null,631.65,1176,191.64999999999998]
[null,null,null,null,null,null,null,null,631.53750000000002,1177,191.53750000000002]
[null,null,null,null,null,null,null,null,631.53750000000002,1178,191.53750000000002]
[null,null,null,null,null,null,null,null,631.53750000000002,1179,191.53750000000002]
[null,null,null,null,null,null,null,null,631.53750000000002,1180,191.53750000000002]
[null,null,null,null,null,null,null,null,631.53750000000002,1181,191.53750000000002]
[null,null,null,null,null,null,null,null,631.53750000000002,1182,191.53750000000002]
[null,null,null,null,null,null,null,null,631.53750000000002,1183,191.53750000000002]
[null,null,null,null,null,null,null,null,631.53750000000002,1184,191.53750000000002]
[null,null,null,null,null,null,null,null,631.53750000000002,1185,191.53750000000002]
[null,null,null,null,null,null,null,null,631.53750000000002,1186,191.53750000000002]
[null,null,null,null,null,null,null,null,631.53750000000002,1187,191.53750000000002]
[null,null,null,null,null,null,null,null,631.53750000000002,1188,191.53750000000002]
[null,null,null,null,null,null,null,null,631.53750000000002,1189,191.53750000000002]
[null,null,null,null,null,null,null,null,631.53750000000002,1190,191.53750000000002]
[null,null,null,null,null,null,null,null,631.53750000000002,1191,191.53750000000002]
[null,null,null,null,null,null,null,null,631.53750000000002,1192,191.53750000000002]
[null,null,null,null,null,null,null,null,631.53750000000002,1193,191.53750000000002]
[null,null,null,null,null,null,null,null,631.53750000000002,1194,191.53750000000002]
[null,null,null,null,null,null,null,null,631.53750000000002,1195,191.53750000000002]
[null,null,null,null,null,null,null,null,631.53750000000002,1196,191.53750000000002]
[null,null,null,null,null,null,null,null,631.53750000000002,1197,191.53750000000002]
[null,null,null,null,null,null,null,null,631.53750000000002,1198,191.53750000000002]
[null,null,null,null,null,null,null,null,631.53750000000002,1199,191.53750000000002]
[null,null,null,null,null,null,null,null,631.53750000000002,1200,191.53750000000002]
[null,null,null,null,null,null,null,null,631.53750000000002,1201,191.53750000000002]
[null,null,null,null,null,null,null,null,631.53750000000002,1202,191.53750000000002]
[null,null,null,null,null,null,null,null,631.53750000000002,1203,191.53750000000002]
[null,null,null,null,null,null,null,null,631.53750000000002,1204,191.53750000000002]
[null,null,null,null,null,null,null,null,631.53750000000002,1205,191.53750000000002]
[null,null,null,null,null,null,null,null,631.53750000000002,1206,191.53750000000002]
[null,null,null,null,null,null,null,null,631.53750000000002,1207,191.53750000000002]
[null,null,null,null,null,null,null,null,631.53750000000002,1208,191.53750000000002]
[null,null,null,null,null,null,null,null,631.53750000000002,1209,191.53750000000002]
[null,null,null,null,null,null,null,null,631.53750000000002,1210,191.53750000000002]
[null,null,null,null,null,null,null,null,631.53750000000002,1211,191.53750000000002]
[null,null,null,null,null,null,null,null,631.53750000000002,1212,191.53750000000002]
[null,null,null,null,null,null,null,null,631.53750000000002,1213,191.53750000000002]
[null,null,null,null,null,null,null,null,631.53750000000002,1214,191.53750000000002]
[null,null,null,null,null,null,null,null,631.53750000000002,1215,191.53750000000002]
[null,null,null,null,null,null,null,null,631.53750000000002,1216,191.53750000000002]
[null,null,null,null,null,null,null,null,631.53750000000002,1217,191.53750000000002]
[null,null,null,null,null,null,null,null,631.53750000000002,1218,{"$f":"IF(I1220>440,I1220-440,0)","v":191.53750000000002}]
[null,null,null,null,null,null,null,null,631.53750000000002,1219,191.53750000000002]
[null,null,null,null,null,null,null,null,631.53750000000002,1220,191.53750000000002]
[null,null,null,null,null,null,null,null,631.53750000000002,1221,191.53750000000002]
[null,null,null,null,null,null,null,null,631.53750000000002,1222,191.53750000000002]
[null,null,null,null,null,null,null,null,631.53750000000002,1223,191.53750000000002]
[null,null,null,null,null,null,null,null,631.53750000000002,1224,191.53750000000002]
[null,null,null,null,null,null,null,null,631.53750000000002,1225,191.53750000000002]
[null,null,null,null,null,null,null,null,631.53750000000002,1226,191.53750000000002]
[null,null,null,null,null,null,null,null,631.53750000000002,1227,191.53750000000002]
[null,null,null,null,null,null,null,null,631.53750000000002,1228,191.53750000000002]
[null,null,null,null,null,null,null,null,631.53750000000002,1229,191.53750000000002]
[null,null,null,null,null,null,null,null,631.53750000000002,1230,191.53750000000002]
[null,null,null,null,null,null,null,null,631.53750000000002,1231,191.53750000000002]
[null,null,null,null,null,null,null,null,631.53750000000002,1232,191.53750000000002]
[null,null,null,null,null,null,null,null,631.53750000000002,1233,191.53750000000002]
[null,null,null,null,null,null,null,null,631.53750000000002,1234,191.53750000000002]
[null,null,null,null,null,null,null,null,631.53750000000002,1235,191.53750000000002]
[null,null,null,null,null,null,null,null,631.53750000000002,1236,191.53750000000002]
[null,null,null,null,null,null,null,null,631.53750000000002,1237,191.53750000000002]
[null,null,null,null,null,null,null,null,631.53750000000002,1238,191.53750000000002]
[null,null,null,null,null,null,null,null,631.53750000000002,1239,191.53750000000002]
[null,null,null,null,null,null,null,null,631.53750000000002,1240,191.53750000000002]
[null,null,null,null,null,null,null,null,631.53750000000002,1241,191.53750000000002]
[null,null,null,null,null,null,null,null,631.53750000000002,1242,191.53750000000002]
[null,null,null,null,null,null,null,null,631.53750000000002,1243,191.53750000000002]
[null,null,null,null,null,null,null,null,631.53750000000002,1244,191.53750000000002]
[null,null,null,null,null,null,null,null,631.53750000000002,1245,191.53750000000002]
[null,null,null,null,null,null,null,null,631.53750000000002,1246,191.53750000000002]
[null,null,null,null,null,null,null,null,631.53750000000002,1247,191.53750000000002]
[null,null,null,null,null,null,null,null,631.53750000000002,1248,191.53750000000002]
[null,null,null,null,null,null,null,null,627.375,1249,187.375]
[null,null,null,null,null,null,null,null,627.375,1250,187.375]
[null,null,null,null,null,null,null,null,627.375,1251,187.375]
[null,null,null,null,null,null,null,null,627.375,1252,187.375]
[null,null,null,null,null,null,null,null,627.375,1253,187.375]
[null,null,null,null,null,null,null,null,627.375,1254,187.375]
[null,null,null,null,null,null,null,null,627.375,1255,187.375]
[null,null,null,null,null,null,null,null,627.375,1256,187.375]
[null,null,null,null,null,null,null,null,627.375,1257,187.375]
[null,null,null,null,null,null,null,null,627.375,1258,187.375]
[null,null,null,null,null,null,null,null,627.375,1259,187.375]
[null,null,null,null,null,null,null,null,627.375,1260,187.375]
[null,null,null,null,null,null,null,null,627.375,1261,187.375]
[null,null,null,null,null,null,null,null,627.375,1262,187.375]
[null,null,null,null,null,null,null,null,627.375,1263,187.375]
[null,null,null,null,null,null,null,null,627.375,1264,187.375]
[null,null,null,null,null,null,null,null,627.375,1265,187.375]
[null,null,null,null,null,null,null,null,627.375,1266,187.375]
[null,null,null,null,null,null,null,null,627.375,1267,187.375]
[null,null,null,null,null,null,null,null,627.375,1268,187.375]
[null,null,null,null,null,null,null,null,627.375,1269,187.375]
[null,null,null,null,null,null,null,null,627.375,1270,187.375]
[null,null,null,null,null,null,null,null,627.375,1271,187.375]
[null,null,null,null,null,null,null,null,627.375,1272,187.375]
[null,null,null,null,null,null,null,null,626.17500000000007,1273,186.17500000000007]
[null,null,null,null,null,null,null,null,626.17500000000007,1274,186.17500000000007]
[null,null,null,null,null,null,null,null,626.17500000000007,1275,186.17500000000007]
[null,null,null,null,null,null,null,null,626.17500000000007,1276,186.17500000000007]
[null,null,null,null,null,null,null,null,626.17500000000007,1277,186.17500000000007]
[null,null,null,null,null,null,null,null,626.17500000000007,1278,186.17500000000007]
[null,null,null,null,null,null,null,null,626.17500000000007,1279,186.17500000000007]
[null,null,null,null,null,null,null,null,626.17500000000007,1280,186.17500000000007]
[null,null,null,null,null,null,null,null,626.17500000000007,1281,186.17500000000007]
[null,null,null,null,null,null,null,null,626.17500000000007,1282,{"$f":"IF(I1284>440,I1284-440,0)","v":186.17500000000007}]
[null,null,null,null,null,null,null,null,626.17500000000007,1283,186.17500000000007]
[null,null,null,null,null,null,null,null,626.17500000000007,1284,186.17500000000007]
[null,null,null,null,null,null,null,null,626.17500000000007,1285,186.17500000000007]
[null,null,null,null,null,null,null,null,626.17500000000007,1286,186.17500000000007]
[null,null,null,null,null,null,null,null,626.17500000000007,1287,186.17500000000007]
[null,null,null,null,null,null,null,null,626.17500000000007,1288,186.17500000000007]
[null,null,null,null,null,null,null,null,626.17500000000007,1289,186.17500000000007]
[null,null,null,null,null,null,null,null,626.17500000000007,1290,186.17500000000007]
[null,null,null,null,null,null,null,null,626.17500000000007,1291,186.17500000000007]
[null,null,null,null,null,null,null,null,626.17500000000007,1292,186.17500000000007]
[null,null,null,null,null,null,null,null,626.17500000000007,1293,186.17500000000007]
[null,null,null,null,null,null,null,null,626.17500000000007,1294,186.17500000000007]
[null,null,null,null,null,null,null,null,626.17500000000007,1295,186.17500000000007]
[null,null,null,null,null,null,null,null,626.17500000000007,1296,186.17500000000007]
[null,null,null,null,null,null,null,null,625.61250000000007,1297,185.61250000000007]
[null,null,null,null,null,null,null,null,625.61250000000007,1298,185.61250000000007]
[null,null,null,null,null,null,null,null,625.61250000000007,1299,185.61250000000007]
[null,null,null,null,null,null,null,null,625.61250000000007,1300,185.61250000000007]
[null,null,null,null,null,null,null,null,625.61250000000007,1301,185.61250000000007]
[null,null,null,null,null,null,null,null,625.61250000000007,1302,185.61250000000007]
[null,null,null,null,null,null,null,null,625.61250000000007,1303,185.61250000000007]
[null,null,null,null,null,null,null,null,625.61250000000007,1304,185.61250000000007]
[null,null,null,null,null,null,null,null,625.61250000000007,1305,185.61250000000007]
[null,null,null,null,null,null,null,null,625.61250000000007,1306,185.61250000000007]
[null,null,null,null,null,null,null,null,625.61250000000007,1307,185.61250000000007]
[null,null,null,null,null,null,null,null,625.61250000000007,1308,185.61250000000007]
[null,null,null,null,null,null,null,null,625.61250000000007,1309,185.61250000000007]
[null,null,null,null,null,null,null,null,625.61250000000007,1310,185.61250000000007]
[null,null,null,null,null,null,null,null,625.61250000000007,1311,185.61250000000007]
[null,null,null,null,null,null,null,null,625.61250000000007,1312,185.61250000000007]
[null,null,null,null,null,null,null,null,625.61250000000007,1313,185.61250000000007]
[null,null,null,null,null,null,null,null,625.61250000000007,1314,185.61250000000007]
[null,null,null,null,null,null,null,null,625.61250000000007,1315,185.61250000000007]
[null,null,null,null,null,null,null,null,625.61250000000007,1316,185.61250000000007]
[null,null,null,null,null,null,null,null,625.61250000000007,1317,185.61250000000007]
[null,null,null,null,null,null,null,null,625.61250000000007,1318,185.61250000000007]
[null,null,null,null,null,null,null,null,625.61250000000007,1319,185.61250000000007]
[null,null,null,null,null,null,null,null,625.61250000000007,1320,185.61250000000007]
[null,null,null,null,null,null,null,null,623.21249999999998,1321,183.21249999999998]
[null,null,null,null,null,null,null,null,623.21249999999998,1322,183.21249999999998]
[null,null,null,null,null,null,null,null,623.21249999999998,1323,183.21249999999998]
[null,null,null,null,null,null,null,null,623.21249999999998,1324,183.21249999999998]
[null,null,null,null,null,null,null,null,623.21249999999998,1325,183.21249999999998]
[null,null,null,null,null,null,null,null,623.21249999999998,1326,183.21249999999998]
[null,null,null,null,null,null,null,null,623.21249999999998,1327,183.21249999999998]
[null,null,null,null,null,null,null,null,623.21249999999998,1328,183.21249999999998]
[null,null,null,null,null,null,null,null,623.21249999999998,1329,183.21249999999998]
[null,null,null,null,null,null,null,null,623.21249999999998,1330,183.21249999999998]
[null,null,null,null,null,null,null,null,623.21249999999998,1331,183.21249999999998]
[null,null,null,null,null,null,null,null,623.21249999999998,1332,183.21249999999998]
[null,null,null,null,null,null,null,null,623.21249999999998,1333,183.21249999999998]
[null,null,null,null,null,null,null,null,623.21249999999998,1334,183.21249999999998]
[null,null,null,null,null,null,null,null,623.21249999999998,1335,183.21249999999998]
[null,null,null,null,null,null,null,null,623.21249999999998,1336,183.21249999999998]
[null,null,null,null,null,null,null,null,623.21249999999998,1337,183.21249999999998]
[null,null,null,null,null,null,null,null,623.21249999999998,1338,183.21249999999998]
[null,null,null,null,null,null,null,null,623.21249999999998,1339,183.21249999999998]
[null,null,null,null,null,null,null,null,623.21249999999998,1340,183.21249999999998]
[null,null,null,null,null,null,null,null,623.21249999999998,1341,183.21249999999998]
[null,null,null,null,null,null,null,null,623.21249999999998,1342,183.21249999999998]
[null,null,null,null,null,null,null,null,623.21249999999998,1343,183.21249999999998]
[null,null,null,null,null,null,null,null,623.21249999999998,1344,183.21249999999998]
[null,null,null,null,null,null,null,null,621.5625,1345,181.5625]
[null,null,null,null,null,null,null,null,621.5625,1346,{"$f":"IF(I1348>440,I1348-440,0)","v":181.5625}]
[null,null,null,null,null,null,null,null,621.5625,1347,181.5625]
[null,null,null,null,null,null,null,null,621.5625,1348,181.5625]
[null,null,null,null,null,null,null,null,621.5625,1349,181.5625]
[null,null,null,null,null,null,null,null,621.5625,1350,181.5625]
[null,null,null,null,null,null,null,null,621.5625,1351,181.5625]
[null,null,null,null,null,null,null,null,621.5625,1352,181.5625]
[null,null,null,null,null,null,null,null,621.5625,1353,181.5625]
[null,null,null,null,null,null,null,null,621.5625,1354,181.5625]
[null,null,null,null,null,null,null,null,621.5625,1355,181.5625]
[null,null,null,null,null,null,null,null,621.5625,1356,181.5625]
[null,null,null,null,null,null,null,null,621.5625,1357,181.5625]
[null,null,null,null,null,null,null,null,621.5625,1358,181.5625]
[null,null,null,null,null,null,null,null,621.5625,1359,181.5625]
[null,null,null,null,null,null,null,null,621.5625,1360,181.5625]
[null,null,null,null,null,null,null,null,621.5625,1361,181.5625]
[null,null,null,null,null,null,null,null,621.5625,1362,181.5625]
[null,null,null,null,null,null,null,null,621.5625,1363,181.5625]
[null,null,null,null,null,null,null,null,621.5625,1364,181.5625]
[null,null,null,null,null,null,null,null,621.5625,1365,181.5625]
[null,null,null,null,null,null,null,null,621.5625,1366,181.5625]
[null,null,null,null,null,null,null,null,621.5625,1367,181.5625]
[null,null,null,null,null,null,null,null,621.5625,1368,181.5625]
[null,null,null,null,null,null,null,null,620.25,1369,180.25]
[null,null,null,null,null,null,null,null,620.25,1370,180.25]
[null,null,null,null,null,null,null,null,620.25,1371,180.25]
[null,null,null,null,null,null,null,null,620.25,1372,180.25]
[null,null,null,null,null,null,null,null,620.25,1373,180.25]
[null,null,null,null,null,null,null,null,620.25,1374,180.25]
[null,null,null,null,null,null,null,null,620.25,1375,180.25]
[null,null,null,null,null,null,null,null,620.25,1376,180.25]
[null,null,null,null,null,null,null,null,620.25,1377,180.25]
[null,null,null,null,null,null,null,null,620.25,1378,180.25]
[null,null,null,null,null,null,null,null,620.25,1379,180.25]
[null,null,null,null,null,null,null,null,620.25,1380,180.25]
[null,null,null,null,null,null,null,null,620.25,1381,180.25]
[null,null,null,null,null,null,null,null,620.25,1382,180.25]
[null,null,null,null,null,null,null,null,620.25,1383,180.25]
[null,null,null,null,null,null,null,null,620.25,1384,180.25]
[null,null,null,null,null,null,null,null,620.25,1385,180.25]
[null,null,null,null,null,null,null,null,620.25,1386,180.25]
[null,null,null,null,null,null,null,null,620.25,1387,180.25]
[null,null,null,null,null,null,null,null,620.25,1388,180.25]
[null,null,null,null,null,null,null,null,620.25,1389,180.25]
[null,null,null,null,null,null,null,null,620.25,1390,180.25]
[null,null,null,null,null,null,null,null,620.25,1391,180.25]
[null,null,null,null,null,null,null,null,620.25,1392,180.25]
[null,null,null,null,null,null,null,null,620.25,1393,180.25]
[null,null,null,null,null,null,null,null,620.25,1394,180.25]
[null,null,null,null,null,null,null,null,620.25,1395,180.25]
[null,null,null,null,null,null,null,null,620.25,1396,180.25]
[null,null,null,null,null,null,null,null,620.25,1397,180.25]
[null,null,null,null,null,null,null,null,620.25,1398,180.25]
[null,null,null,null,null,null,null,null,620.25,1399,180.25]
[null,null,null,null,null,null,null,null,620.25,1400,180.25]
[null,null,null,null,null,null,null,null,620.25,1401,180.25]
[null,null,null,null,null,null,null,null,620.25,1402,180.25]
[null,null,null,null,null,null,null,null,620.25,1403,180.25]
[null,null,null,null,null,null,null,null,620.25,1404,180.25]
[null,null,null,null,null,null,null,null,620.25,1405,180.25]
[null,null,null,null,null,null,null,null,620.25,1406,180.25]
[null,null,null,null,null,null,null,null,620.25,1407,180.25]
[null,null,null,null,null,null,null,null,620.25,1408,180.25]
[null,null,null,null,null,null,null,null,620.25,1409,180.25]
[null,null,null,null,null,null,null,null,620.25,1410,{"$f":"IF(I1412>440,I1412-440,0)","v":180.25}]
[null,null,null,null,null,null,null,null,620.25,1411,180.25]
[null,null,null,null,null,null,null,null,620.25,1412,180.25]
[null,null,null,null,null,null,null,null,620.25,1413,180.25]
[null,null,null,null,null,null,null,null,620.25,1414,180.25]
[null,null,null,null,null,null,null,null,620.25,1415,180.25]
[null,null,null,null,null,null,null,null,620.25,1416,180.25]
[null,null,null,null,null,null,null,null,619.80000000000007,1417,179.80000000000007]
[null,null,null,null,null,null,null,null,619.80000000000007,1418,179.80000000000007]
[null,null,null,null,null,null,null,null,619.80000000000007,1419,179.80000000000007]
[null,null,null,null,null,null,null,null,619.80000000000007,1420,179.80000000000007]
[null,null,null,null,null,null,null,null,619.80000000000007,1421,179.80000000000007]
[null,null,null,null,null,null,null,null,619.80000000000007,1422,179.80000000000007]
[null,null,null,null,null,null,null,null,619.80000000000007,1423,179.80000000000007]
[null,null,null,null,null,null,null,null,619.80000000000007,1424,179.80000000000007]
[null,null,null,null,null,null,null,null,619.80000000000007,1425,179.80000000000007]
[null,null,null,null,null,null,null,null,619.80000000000007,1426,179.80000000000007]
[null,null,null,null,null,null,null,null,619.80000000000007,1427,179.80000000000007]
[null,null,null,null,null,null,null,null,619.80000000000007,1428,179.80000000000007]
[null,null,null,null,null,null,null,null,619.80000000000007,1429,179.80000000000007]
[null,null,null,null,null,null,null,null,619.80000000000007,1430,179.80000000000007]
[null,null,null,null,null,null,null,null,619.80000000000007,1431,179.80000000000007]
[null,null,null,null,null,null,null,null,619.80000000000007,1432,179.80000000000007]
[null,null,null,null,null,null,null,null,619.80000000000007,1433,179.80000000000007]
[null,null,null,null,null,null,null,null,619.80000000000007,1434,179.80000000000007]
[null,null,null,null,null,null,null,null,619.80000000000007,1435,179.80000000000007]
[null,null,null,null,null,null,null,null,619.80000000000007,1436,179.80000000000007]
[null,null,null,null,null,null,null,null,619.80000000000007,1437,179.80000000000007]
[null,null,null,null,null,null,null,null,619.80000000000007,1438,179.80000000000007]
[null,null,null,null,null,null,null,null,619.80000000000007,1439,179.80000000000007]
[null,null,null,null,null,null,null,null,619.80000000000007,1440,179.80000000000007]
[null,null,null,null,null,null,null,null,619.80000000000007,1441,179.80000000000007]
[null,null,null,null,null,null,null,null,619.80000000000007,1442,179.80000000000007]
[null,null,null,null,null,null,null,null,619.80000000000007,1443,179.80000000000007]
[null,null,null,null,null,null,null,null,619.80000000000007,1444,179.80000000000007]
[null,null,null,null,null,null,null,null,619.80000000000007,1445,179.80000000000007]
[null,null,null,null,null,null,null,null,619.80000000000007,1446,179.80000000000007]
[null,null,null,null,null,null,null,null,619.80000000000007,1447,179.80000000000007]
[null,null,null,null,null,null,null,null,619.80000000000007,1448,179.80000000000007]
[null,null,null,null,null,null,null,null,619.80000000000007,1449,179.80000000000007]
[null,null,null,null,null,null,null,null,619.80000000000007,1450,179.80000000000007]
[null,null,null,null,null,null,null,null,619.80000000000007,1451,179.80000000000007]
[null,null,null,null,null,null,null,null,619.80000000000007,1452,179.80000000000007]
[null,null,null,null,null,null,null,null,619.80000000000007,1453,179.80000000000007]
[null,null,null,null,null,null,null,null,619.80000000000007,1454,179.80000000000007]
[null,null,null,null,null,null,null,null,619.80000000000007,1455,179.80000000000007]
[null,null,null,null,null,null,null,null,619.80000000000007,1456,179.80000000000007]
[null,null,null,null,null,null,null,null,619.80000000000007,1457,179.80000000000007]
[null,null,null,null,null,null,null,null,619.80000000000007,1458,179.80000000000007]
[null,null,null,null,null,null,null,null,619.80000000000007,1459,179.80000000000007]
[null,null,null,null,null,null,null,null,619.80000000000007,1460,179.80000000000007]
[null,null,null,null,null,null,null,null,619.80000000000007,1461,179.80000000000007]
[null,null,null,null,null,null,null,null,619.80000000000007,1462,179.80000000000007]
[null,null,null,null,null,null,null,null,619.80000000000007,1463,179.80000000000007]
[null,null,null,null,null,null,null,null,619.80000000000007,1464,179.80000000000007]
[null,null,null,null,null,null,null,null,619.72500000000002,1465,179.72500000000002]
[null,null,null,null,null,null,null,null,619.72500000000002,1466,179.72500000000002]
[null,null,null,null,null,null,null,null,619.72500000000002,1467,179.72500000000002]
[null,null,null,null,null,null,null,null,619.72500000000002,1468,179.72500000000002]
[null,null,null,null,null,null,null,null,619.72500000000002,1469,179.72500000000002]
[null,null,null,null,null,null,null,null,619.72500000000002,1470,179.72500000000002]
[null,null,null,null,null,null,null,null,619.72500000000002,1471,179.72500000000002]
[null,null,null,null,null,null,null,null,619.72500000000002,1472,179.72500000000002]
[null,null,null,null,null,null,null,null,619.72500000000002,1473,179.72500000000002]
[null,null,null,null,null,null,null,null,619.72500000000002,1474,{"$f":"IF(I1476>440,I1476-440,0)","v":179.72500000000002}]
[null,null,null,null,null,null,null,null,619.72500000000002,1475,179.72500000000002]
[null,null,null,null,null,null,null,null,619.72500000000002,1476,179.72500000000002]
[null,null,null,null,null,null,null,null,619.72500000000002,1477,179.72500000000002]
[null,null,null,null,null,null,null,null,619.72500000000002,1478,179.72500000000002]
[null,null,null,null,null,null,null,null,619.72500000000002,1479,179.72500000000002]
[null,null,null,null,null,null,null,null,619.72500000000002,1480,179.72500000000002]
[null,null,null,null,null,null,null,null,619.72500000000002,1481,179.72500000000002]
[null,null,null,null,null,null,null,null,619.72500000000002,1482,179.72500000000002]
[null,null,null,null,null,null,null,null,619.72500000000002,1483,179.72500000000002]
[null,null,null,null,null,null,null,null,619.72500000000002,1484,179.72500000000002]
[null,null,null,null,null,null,null,null,619.72500000000002,1485,179.72500000000002]
[null,null,null,null,null,null,null,null,619.72500000000002,1486,179.72500000000002]
[null,null,null,null,null,null,null,null,619.72500000000002,1487,179.72500000000002]
[null,null,null,null,null,null,null,null,619.72500000000002,1488,179.72500000000002]
[null,null,null,null,null,null,null,null,619.6875,1489,179.6875]
[null,null,null,null,null,null,null,null,619.6875,1490,179.6875]
[null,null,null,null,null,null,null,null,619.6875,1491,179.6875]
[null,null,null,null,null,null,null,null,619.6875,1492,179.6875]
[null,null,null,null,null,null,null,null,619.6875,1493,179.6875]
[null,null,null,null,null,null,null,null,619.6875,1494,179.6875]
[null,null,null,null,null,null,null,null,619.6875,1495,179.6875]
[null,null,null,null,null,null,null,null,619.6875,1496,179.6875]
[null,null,null,null,null,null,null,null,619.6875,1497,179.6875]
[null,null,null,null,null,null,null,null,619.6875,1498,179.6875]
[null,null,null,null,null,null,null,null,619.6875,1499,179.6875]
[null,null,null,null,null,null,null,null,619.6875,1500,179.6875]
[null,null,null,null,null,null,null,null,619.6875,1501,179.6875]
[null,null,null,null,null,null,null,null,619.6875,1502,179.6875]
[null,null,null,null,null,null,null,null,619.6875,1503,179.6875]
[null,null,null,null,null,null,null,null,619.6875,1504,179.6875]
[null,null,null,null,null,null,null,null,619.6875,1505,179.6875]
[null,null,null,null,null,null,null,null,619.6875,1506,179.6875]
[null,null,null,null,null,null,null,null,619.6875,1507,179.6875]
[null,null,null,null,null,null,null,null,619.6875,1508,179.6875]
[null,null,null,null,null,null,null,null,619.6875,1509,179.6875]
[null,null,null,null,null,null,null,null,619.6875,1510,179.6875]
[null,null,null,null,null,null,null,null,619.6875,1511,179.6875]
[null,null,null,null,null,null,null,null,619.6875,1512,179.6875]
[null,null,null,null,null,null,null,null,619.6875,1513,179.6875]
[null,null,null,null,null,null,null,null,619.6875,1514,179.6875]
[null,null,null,null,null,null,null,null,619.6875,1515,179.6875]
[null,null,null,null,null,null,null,null,619.6875,1516,179.6875]
[null,null,null,null,null,null,null,null,619.6875,1517,179.6875]
[null,null,null,null,null,null,null,null,619.6875,1518,179.6875]
[null,null,null,null,null,null,null,null,619.6875,1519,179.6875]
[null,null,null,null,null,null,null,null,619.6875,1520,179.6875]
[null,null,null,null,null,null,null,null,619.6875,1521,179.6875]
[null,null,null,null,null,null,null,null,619.6875,1522,179.6875]
[null,null,null,null,null,null,null,null,619.6875,1523,179.6875]
[null,null,null,null,null,null,null,null,619.6875,1524,179.6875]
[null,null,null,null,null,null,null,null,619.6875,1525,179.6875]
[null,null,null,null,null,null,null,null,619.6875,1526,179.6875]
[null,null,null,null,null,null,null,null,619.6875,1527,179.6875]
[null,null,null,null,null,null,null,null,619.6875,1528,179.6875]
[null,null,null,null,null,null,null,null,619.6875,1529,179.6875]
[null,null,null,null,null,null,null,null,619.6875,1530,179.6875]
[null,null,null,null,null,null,null,null,619.6875,1531,179.6875]
[null,null,null,null,null,null,null,null,619.6875,1532,179.6875]
[null,null,null,null,null,null,null,null,619.6875,1533,179.6875]
[null,null,null,null,null,null,null,null,619.6875,1534,179.6875]
[null,null,null,null,null,null,null,null,619.6875,1535,179.6875]
[null,null,null,null,null,null,null,null,619.6875,1536,179.6875]
[null,null,null,null,null,null,null,null,619.53750000000002,1537,179.53750000000002]
[null,null,null,null,null,null,null,null,619.53750000000002,1538,{"$f":"IF(I1540>440,I1540-440,0)","v":179.53750000000002}]
[null,null,null,null,null,null,null,null,619.53750000000002,1539,179.53750000000002]
[null,null,null,null,null,null,null,null,619.53750000000002,1540,179.53750000000002]
[null,null,null,null,null,null,null,null,619.53750000000002,1541,179.53750000000002]
[null,null,null,null,null,null,null,null,619.53750000000002,1542,179.53750000000002]
[null,null,null,null,null,null,null,null,619.53750000000002,1543,179.53750000000002]
[null,null,null,null,null,null,null,null,619.53750000000002,1544,179.53750000000002]
[null,null,null,null,null,null,null,null,619.53750000000002,1545,179.53750000000002]
[null,null,null,null,null,null,null,null,619.53750000000002,1546,179.53750000000002]
[null,null,null,null,null,null,null,null,619.53750000000002,1547,179.53750000000002]
[null,null,null,null,null,null,null,null,619.53750000000002,1548,179.53750000000002]
[null,null,null,null,null,null,null,null,619.53750000000002,1549,179.53750000000002]
[null,null,null,null,null,null,null,null,619.53750000000002,1550,179.53750000000002]
[null,null,null,null,null,null,null,null,619.53750000000002,1551,179.53750000000002]
[null,null,null,null,null,null,null,null,619.53750000000002,1552,179.53750000000002]
[null,null,null,null,null,null,null,null,619.53750000000002,1553,179.53750000000002]
[null,null,null,null,null,null,null,null,619.53750000000002,1554,179.53750000000002]
[null,null,null,null,null,null,null,null,619.53750000000002,1555,179.53750000000002]
[null,null,null,null,null,null,null,null,619.53750000000002,1556,179.53750000000002]
[null,null,null,null,null,null,null,null,619.53750000000002,1557,179.53750000000002]
[null,null,null,null,null,null,null,null,619.53750000000002,1558,179.53750000000002]
[null,null,null,null,null,null,null,null,619.53750000000002,1559,179.53750000000002]
[null,null,null,null,null,null,null,null,619.53750000000002,1560,179.53750000000002]
[null,null,null,null,null,null,null,null,619.53750000000002,1561,179.53750000000002]
[null,null,null,null,null,null,null,null,619.53750000000002,1562,179.53750000000002]
[null,null,null,null,null,null,null,null,619.53750000000002,1563,179.53750000000002]
[null,null,null,null,null,null,null,null,619.53750000000002,1564,179.53750000000002]
[null,null,null,null,null,null,null,null,619.53750000000002,1565,179.53750000000002]
[null,null,null,null,null,null,null,null,619.53750000000002,1566,179.53750000000002]
[null,null,null,null,null,null,null,null,619.53750000000002,1567,179.53750000000002]
[null,null,null,null,null,null,null,null,619.53750000000002,1568,179.53750000000002]
[null,null,null,null,null,null,null,null,619.53750000000002,1569,179.53750000000002]
[null,null,null,null,null,null,null,null,619.53750000000002,1570,179.53750000000002]
[null,null,null,null,null,null,null,null,619.53750000000002,1571,179.53750000000002]
[null,null,null,null,null,null,null,null,619.53750000000002,1572,179.53750000000002]
[null,null,null,null,null,null,null,null,619.53750000000002,1573,179.53750000000002]
[null,null,null,null,null,null,null,null,619.53750000000002,1574,179.53750000000002]
[null,null,null,null,null,null,null,null,619.53750000000002,1575,179.53750000000002]
[null,null,null,null,null,null,null,null,619.53750000000002,1576,179.53750000000002]
[null,null,null,null,null,null,null,null,619.53750000000002,1577,179.53750000000002]
[null,null,null,null,null,null,null,null,619.53750000000002,1578,179.53750000000002]
[null,null,null,null,null,null,null,null,619.53750000000002,1579,179.53750000000002]
[null,null,null,null,null,null,null,null,619.53750000000002,1580,179.53750000000002]
[null,null,null,null,null,null,null,null,619.53750000000002,1581,179.53750000000002]
[null,null,null,null,null,null,null,null,619.53750000000002,1582,179.53750000000002]
[null,null,null,null,null,null,null,null,619.53750000000002,1583,179.53750000000002]
[null,null,null,null,null,null,null,null,619.53750000000002,1584,179.53750000000002]
[null,null,null,null,null,null,null,null,619.5,1585,179.5]
[null,null,null,null,null,null,null,null,619.5,1586,179.5]
[null,null,null,null,null,null,null,null,619.5,1587,179.5]
[null,null,null,null,null,null,null,null,619.5,1588,179.5]
[null,null,null,null,null,null,null,null,619.5,1589,179.5]
[null,null,null,null,null,null,null,null,619.5,1590,179.5]
[null,null,null,null,null,null,null,null,619.5,1591,179.5]
[null,null,null,null,null,null,null,null,619.5,1592,179.5]
[null,null,null,null,null,null,null,null,619.5,1593,179.5]
[null,null,null,null,null,null,null,null,619.5,1594,179.5]
[null,null,null,null,null,null,null,null,619.5,1595,179.5]
[null,null,null,null,null,null,null,null,619.5,1596,179.5]
[null,null,null,null,null,null,null,null,619.5,1597,179.5]
[null,null,null,null,null,null,null,null,619.5,1598,179.5]
[null,null,null,null,null,null,null,null,619.5,1599,179.5]
[null,null,null,null,null,null,null,null,619.5,1600,179.5]
[null,null,null,null,null,null,null,null,619.5,1601,179.5]
[null,null,null,null,null,null,null,null,619.5,1602,{"$f":"IF(I1604>440,I1604-440,0)","v":179.5}]
[null,null,null,null,null,null,null,null,619.5,1603,179.5]
[null,null,null,null,null,null,null,null,619.5,1604,179.5]
[null,null,null,null,null,null,null,null,619.5,1605,179.5]
[null,null,null,null,null,null,null,null,619.5,1606,179.5]
[null,null,null,null,null,null,null,null,619.5,1607,179.5]
[null,null,null,null,null,null,null,null,619.5,1608,179.5]
[null,null,null,null,null,null,null,null,619.38750000000005,1609,179.38750000000005]
[null,null,null,null,null,null,null,null,619.38750000000005,1610,179.38750000000005]
[null,null,null,null,null,null,null,null,619.38750000000005,1611,179.38750000000005]
[null,null,null,null,null,null,null,null,619.38750000000005,1612,179.38750000000005]
[null,null,null,null,null,null,null,null,619.38750000000005,1613,179.38750000000005]
[null,null,null,null,null,null,null,null,619.38750000000005,1614,179.38750000000005]
[null,null,null,null,null,null,null,null,619.38750000000005,1615,179.38750000000005]
[null,null,null,null,null,null,null,null,619.38750000000005,1616,179.38750000000005]
[null,null,null,null,null,null,null,null,619.38750000000005,1617,179.38750000000005]
[null,null,null,null,null,null,null,null,619.38750000000005,1618,179.38750000000005]
[null,null,null,null,null,null,null,null,619.38750000000005,1619,179.38750000000005]
[null,null,null,null,null,null,null,null,619.38750000000005,1620,179.38750000000005]
[null,null,null,null,null,null,null,null,619.38750000000005,1621,179.38750000000005]
[null,null,null,null,null,null,null,null,619.38750000000005,1622,179.38750000000005]
[null,null,null,null,null,null,null,null,619.38750000000005,1623,179.38750000000005]
[null,null,null,null,null,null,null,null,619.38750000000005,1624,179.38750000000005]
[null,null,null,null,null,null,null,null,619.38750000000005,1625,179.38750000000005]
[null,null,null,null,null,null,null,null,619.38750000000005,1626,179.38750000000005]
[null,null,null,null,null,null,null,null,619.38750000000005,1627,179.38750000000005]
[null,null,null,null,null,null,null,null,619.38750000000005,1628,179.38750000000005]
[null,null,null,null,null,null,null,null,619.38750000000005,1629,179.38750000000005]
[null,null,null,null,null,null,null,null,619.38750000000005,1630,179.38750000000005]
[null,null,null,null,null,null,null,null,619.38750000000005,1631,179.38750000000005]
[null,null,null,null,null,null,null,null,619.38750000000005,1632,179.38750000000005]
[null,null,null,null,null,null,null,null,619.27499999999998,1633,179.27499999999998]
[null,null,null,null,null,null,null,null,619.27499999999998,1634,179.27499999999998]
[null,null,null,null,null,null,null,null,619.27499999999998,1635,179.27499999999998]
[null,null,null,null,null,null,null,null,619.27499999999998,1636,179.27499999999998]
[null,null,null,null,null,null,null,null,619.27499999999998,1637,179.27499999999998]
[null,null,null,null,null,null,null,null,619.27499999999998,1638,179.27499999999998]
[null,null,null,null,null,null,null,null,619.27499999999998,1639,179.27499999999998]
[null,null,null,null,null,null,null,null,619.27499999999998,1640,179.27499999999998]
[null,null,null,null,null,null,null,null,619.27499999999998,1641,179.27499999999998]
[null,null,null,null,null,null,null,null,619.27499999999998,1642,179.27499999999998]
[null,null,null,null,null,null,null,null,619.27499999999998,1643,179.27499999999998]
[null,null,null,null,null,null,null,null,619.27499999999998,1644,179.27499999999998]
[null,null,null,null,null,null,null,null,619.27499999999998,1645,179.27499999999998]
[null,null,null,null,null,null,null,null,619.27499999999998,1646,179.27499999999998]
[null,null,null,null,null,null,null,null,619.27499999999998,1647,179.27499999999998]
[null,null,null,null,null,null,null,null,619.27499999999998,1648,179.27499999999998]
[null,null,null,null,null,null,null,null,619.27499999999998,1649,179.27499999999998]
[null,null,null,null,null,null,null,null,619.27499999999998,1650,179.27499999999998]
[null,null,null,null,null,null,null,null,619.27499999999998,1651,179.27499999999998]
[null,null,null,null,null,null,null,null,619.27499999999998,1652,179.27499999999998]
[null,null,null,null,null,null,null,null,619.27499999999998,1653,179.27499999999998]
[null,null,null,null,null,null,null,null,619.27499999999998,1654,179.27499999999998]
[null,null,null,null,null,null,null,null,619.27499999999998,1655,179.27499999999998]
[null,null,null,null,null,null,null,null,619.27499999999998,1656,179.27499999999998]
[null,null,null,null,null,null,null,null,619.27499999999998,1657,179.27499999999998]
[null,null,null,null,null,null,null,null,619.27499999999998,1658,179.27499999999998]
[null,null,null,null,null,null,null,null,619.27499999999998,1659,179.27499999999998]
[null,null,null,null,null,null,null,null,619.27499999999998,1660,179.27499999999998]
[null,null,null,null,null,null,null,null,619.27499999999998,1661,179.27499999999998]
[null,null,null,null,null,null,null,null,619.27499999999998,1662,179.27499999999998]
[null,null,null,null,null,null,null,null,619.27499999999998,1663,179.27499999999998]
[null,null,null,null,null,null,null,null,619.27499999999998,1664,179.27499999999998]
[null,null,null,null,null,null,null,null,619.27499999999998,1665,179.27499999999998]
[null,null,null,null,null,null,null,null,619.27499999999998,1666,{"$f":"IF(I1668>440,I1668-440,0)","v":179.27499999999998}]
[null,null,null,null,null,null,null,null,619.27499999999998,1667,179.27499999999998]
[null,null,null,null,null,null,null,null,619.27499999999998,1668,179.27499999999998]
[null,null,null,null,null,null,null,null,619.27499999999998,1669,179.27499999999998]
[null,null,null,null,null,null,null,null,619.27499999999998,1670,179.27499999999998]
[null,null,null,null,null,null,null,null,619.27499999999998,1671,179.27499999999998]
[null,null,null,null,null,null,null,null,619.27499999999998,1672,179.27499999999998]
[null,null,null,null,null,null,null,null,619.27499999999998,1673,179.27499999999998]
[null,null,null,null,null,null,null,null,619.27499999999998,1674,179.27499999999998]
[null,null,null,null,null,null,null,null,619.27499999999998,1675,179.27499999999998]
[null,null,null,null,null,null,null,null,619.27499999999998,1676,179.27499999999998]
[null,null,null,null,null,null,null,null,619.27499999999998,1677,179.27499999999998]
[null,null,null,null,null,null,null,null,619.27499999999998,1678,179.27499999999998]
[null,null,null,null,null,null,null,null,619.27499999999998,1679,179.27499999999998]
[null,null,null,null,null,null,null,null,619.27499999999998,1680,179.27499999999998]
[null,null,null,null,null,null,null,null,619.23750000000007,1681,179.23750000000007]
[null,null,null,null,null,null,null,null,619.23750000000007,1682,179.23750000000007]
[null,null,null,null,null,null,null,null,619.23750000000007,1683,179.23750000000007]
[null,null,null,null,null,null,null,null,619.23750000000007,1684,179.23750000000007]
[null,null,null,null,null,null,null,null,619.23750000000007,1685,179.23750000000007]
[null,null,null,null,null,null,null,null,619.23750000000007,1686,179.23750000000007]
[null,null,null,null,null,null,null,null,619.23750000000007,1687,179.23750000000007]
[null,null,null,null,null,null,null,null,619.23750000000007,1688,179.23750000000007]
[null,null,null,null,null,null,null,null,619.23750000000007,1689,179.23750000000007]
[null,null,null,null,null,null,null,null,619.23750000000007,1690,179.23750000000007]
[null,null,null,null,null,null,null,null,619.23750000000007,1691,179.23750000000007]
[null,null,null,null,null,null,null,null,619.23750000000007,1692,179.23750000000007]
[null,null,null,null,null,null,null,null,619.23750000000007,1693,179.23750000000007]
[null,null,null,null,null,null,null,null,619.23750000000007,1694,179.23750000000007]
[null,null,null,null,null,null,null,null,619.23750000000007,1695,179.23750000000007]
[null,null,null,null,null,null,null,null,619.23750000000007,1696,179.23750000000007]
[null,null,null,null,null,null,null,null,619.23750000000007,1697,179.23750000000007]
[null,null,null,null,null,null,null,null,619.23750000000007,1698,179.23750000000007]
[null,null,null,null,null,null,null,null,619.23750000000007,1699,179.23750000000007]
[null,null,null,null,null,null,null,null,619.23750000000007,1700,179.23750000000007]
[null,null,null,null,null,null,null,null,619.23750000000007,1701,179.23750000000007]
[null,null,null,null,null,null,null,null,619.23750000000007,1702,179.23750000000007]
[null,null,null,null,null,null,null,null,619.23750000000007,1703,179.23750000000007]
[null,null,null,null,null,null,null,null,619.23750000000007,1704,179.23750000000007]
[null,null,null,null,null,null,null,null,619.20000000000005,1705,179.20000000000005]
[null,null,null,null,null,null,null,null,619.20000000000005,1706,179.20000000000005]
[null,null,null,null,null,null,null,null,619.20000000000005,1707,179.20000000000005]
[null,null,null,null,null,null,null,null,619.20000000000005,1708,179.20000000000005]
[null,null,null,null,null,null,null,null,619.20000000000005,1709,179.20000000000005]
[null,null,null,null,null,null,null,null,619.20000000000005,1710,179.20000000000005]
[null,null,null,null,null,null,null,null,619.20000000000005,1711,179.20000000000005]
[null,null,null,null,null,null,null,null,619.20000000000005,1712,179.20000000000005]
[null,null,null,null,null,null,null,null,619.20000000000005,1713,179.20000000000005]
[null,null,null,null,null,null,null,null,619.20000000000005,1714,179.20000000000005]
[null,null,null,null,null,null,null,null,619.20000000000005,1715,179.20000000000005]
[null,null,null,null,null,null,null,null,619.20000000000005,1716,179.20000000000005]
[null,null,null,null,null,null,null,null,619.20000000000005,1717,179.20000000000005]
[null,null,null,null,null,null,null,null,619.20000000000005,1718,179.20000000000005]
[null,null,null,null,null,null,null,null,619.20000000000005,1719,179.20000000000005]
[null,null,null,null,null,null,null,null,619.20000000000005,1720,179.20000000000005]
[null,null,null,null,null,null,null,null,619.20000000000005,1721,179.20000000000005]
[null,null,null,null,null,null,null,null,619.20000000000005,1722,179.20000000000005]
[null,null,null,null,null,null,null,null,619.20000000000005,1723,179.20000000000005]
[null,null,null,null,null,null,null,null,619.20000000000005,1724,179.20000000000005]
[null,null,null,null,null,null,null,null,619.20000000000005,1725,179.20000000000005]
[null,null,null,null,null,null,null,null,619.20000000000005,1726,179.20000000000005]
[null,null,null,null,null,null,null,null,619.20000000000005,1727,179.20000000000005]
[null,null,null,null,null,null,null,null,619.20000000000005,1728,179.20000000000005]
[null,null,null,null,null,null,null,null,619.16250000000002,1729,179.16250000000002]
[null,null,null,null,null,null,null,null,619.16250000000002,1730,{"$f":"IF(I1732>440,I1732-440,0)","v":179.16250000000002}]
[null,null,null,null,null,null,null,null,619.16250000000002,1731,179.16250000000002]
[null,null,null,null,null,null,null,null,619.16250000000002,1732,179.16250000000002]
[null,null,null,null,null,null,null,null,619.16250000000002,1733,179.16250000000002]
[null,null,null,null,null,null,null,null,619.16250000000002,1734,179.16250000000002]
[null,null,null,null,null,null,null,null,619.16250000000002,1735,179.16250000000002]
[null,null,null,null,null,null,null,null,619.16250000000002,1736,179.16250000000002]
[null,null,null,null,null,null,null,null,619.16250000000002,1737,179.16250000000002]
[null,null,null,null,null,null,null,null,619.16250000000002,1738,179.16250000000002]
[null,null,null,null,null,null,null,null,619.16250000000002,1739,179.16250000000002]
[null,null,null,null,null,null,null,null,619.16250000000002,1740,179.16250000000002]
[null,null,null,null,null,null,null,null,619.16250000000002,1741,179.16250000000002]
[null,null,null,null,null,null,null,null,619.16250000000002,1742,179.16250000000002]
[null,null,null,null,null,null,null,null,619.16250000000002,1743,179.16250000000002]
[null,null,null,null,null,null,null,null,619.16250000000002,1744,179.16250000000002]
[null,null,null,null,null,null,null,null,619.16250000000002,1745,179.16250000000002]
[null,null,null,null,null,null,null,null,619.16250000000002,1746,179.16250000000002]
[null,null,null,null,null,null,null,null,619.16250000000002,1747,179.16250000000002]
[null,null,null,null,null,null,null,null,619.16250000000002,1748,179.16250000000002]
[null,null,null,null,null,null,null,null,619.16250000000002,1749,179.16250000000002]
[null,null,null,null,null,null,null,null,619.16250000000002,1750,179.16250000000002]
[null,null,null,null,null,null,null,null,619.16250000000002,1751,179.16250000000002]
[null,null,null,null,null,null,null,null,619.16250000000002,1752,179.16250000000002]
[null,null,null,null,null,null,null,null,619.16250000000002,1753,179.16250000000002]
[null,null,null,null,null,null,null,null,619.16250000000002,1754,179.16250000000002]
[null,null,null,null,null,null,null,null,619.16250000000002,1755,179.16250000000002]
[null,null,null,null,null,null,null,null,619.16250000000002,1756,179.16250000000002]
[null,null,null,null,null,null,null,null,619.16250000000002,1757,179.16250000000002]
[null,null,null,null,null,null,null,null,619.16250000000002,1758,179.16250000000002]
[null,null,null,null,null,null,null,null,619.16250000000002,1759,179.16250000000002]
[null,null,null,null,null,null,null,null,619.16250000000002,1760,179.16250000000002]
[null,null,null,null,null,null,null,null,619.16250000000002,1761,179.16250000000002]
[null,null,null,null,null,null,null,null,619.16250000000002,1762,179.16250000000002]
[null,null,null,null,null,null,null,null,619.16250000000002,1763,179.16250000000002]
[null,null,null,null,null,null,null,null,619.16250000000002,1764,179.16250000000002]
[null,null,null,null,null,null,null,null,619.16250000000002,1765,179.16250000000002]
[null,null,null,null,null,null,null,null,619.16250000000002,1766,179.16250000000002]
[null,null,null,null,null,null,null,null,619.16250000000002,1767,179.16250000000002]
[null,null,null,null,null,null,null,null,619.16250000000002,1768,179.16250000000002]
[null,null,null,null,null,null,null,null,619.16250000000002,1769,179.16250000000002]
[null,null,null,null,null,null,null,null,619.16250000000002,1770,179.16250000000002]
[null,null,null,null,null,null,null,null,619.16250000000002,1771,179.16250000000002]
[null,null,null,null,null,null,null,null,619.16250000000002,1772,179.16250000000002]
[null,null,null,null,null,null,null,null,619.16250000000002,1773,179.16250000000002]
[null,null,null,null,null,null,null,null,619.16250000000002,1774,179.16250000000002]
[null,null,null,null,null,null,null,null,619.16250000000002,1775,179.16250000000002]
[null,null,null,null,null,null,null,null,619.16250000000002,1776,179.16250000000002]
[null,null,null,null,null,null,null,null,619.08749999999998,1777,179.08749999999998]
[null,null,null,null,null,null,null,null,619.08749999999998,1778,179.08749999999998]
[null,null,null,null,null,null,null,null,619.08749999999998,1779,179.08749999999998]
[null,null,null,null,null,null,null,null,619.08749999999998,1780,179.08749999999998]
[null,null,null,null,null,null,null,null,619.08749999999998,1781,179.08749999999998]
[null,null,null,null,null,null,null,null,619.08749999999998,1782,179.08749999999998]
[null,null,null,null,null,null,null,null,619.08749999999998,1783,179.08749999999998]
[null,null,null,null,null,null,null,null,619.08749999999998,1784,179.08749999999998]
[null,null,null,null,null,null,null,null,619.08749999999998,1785,179.08749999999998]
[null,null,null,null,null,null,null,null,619.08749999999998,1786,179.08749999999998]
[null,null,null,null,null,null,null,null,619.08749999999998,1787,179.08749999999998]
[null,null,null,null,null,null,null,null,619.08749999999998,1788,179.08749999999998]
[null,null,null,null,null,null,null,null,619.08749999999998,1789,179.08749999999998]
[null,null,null,null,null,null,null,null,619.08749999999998,1790,179.08749999999998]
[null,null,null,null,null,null,null,null,619.08749999999998,1791,179.08749999999998]
[null,null,null,null,null,null,null,null,619.08749999999998,1792,179.08749999999998]
[null,null,null,null,null,null,null,null,619.08749999999998,1793,179.08749999999998]
[null,null,null,null,null,null,null,null,619.08749999999998,1794,{"$f":"IF(I1796>440,I1796-440,0)","v":179.08749999999998}]
[null,null,null,null,null,null,null,null,619.08749999999998,1795,179.08749999999998]
[null,null,null,null,null,null,null,null,619.08749999999998,1796,179.08749999999998]
[null,null,null,null,null,null,null,null,619.08749999999998,1797,179.08749999999998]
[null,null,null,null,null,null,null,null,619.08749999999998,1798,179.08749999999998]
[null,null,null,null,null,null,null,null,619.08749999999998,1799,179.08749999999998]
[null,null,null,null,null,null,null,null,619.08749999999998,1800,179.08749999999998]
[null,null,null,null,null,null,null,null,619.01250000000005,1801,179.01250000000005]
[null,null,null,null,null,null,null,null,619.01250000000005,1802,179.01250000000005]
[null,null,null,null,null,null,null,null,619.01250000000005,1803,179.01250000000005]
[null,null,null,null,null,null,null,null,619.01250000000005,1804,179.01250000000005]
[null,null,null,null,null,null,null,null,619.01250000000005,1805,179.01250000000005]
[null,null,null,null,null,null,null,null,619.01250000000005,1806,179.01250000000005]
[null,null,null,null,null,null,null,null,619.01250000000005,1807,179.01250000000005]
[null,null,null,null,null,null,null,null,619.01250000000005,1808,179.01250000000005]
[null,null,null,null,null,null,null,null,619.01250000000005,1809,179.01250000000005]
[null,null,null,null,null,null,null,null,619.01250000000005,1810,179.01250000000005]
[null,null,null,null,null,null,null,null,619.01250000000005,1811,179.01250000000005]
[null,null,null,null,null,null,null,null,619.01250000000005,1812,179.01250000000005]
[null,null,null,null,null,null,null,null,619.01250000000005,1813,179.01250000000005]
[null,null,null,null,null,null,null,null,619.01250000000005,1814,179.01250000000005]
[null,null,null,null,null,null,null,null,619.01250000000005,1815,179.01250000000005]
[null,null,null,null,null,null,null,null,619.01250000000005,1816,179.01250000000005]
[null,null,null,null,null,null,null,null,619.01250000000005,1817,179.01250000000005]
[null,null,null,null,null,null,null,null,619.01250000000005,1818,179.01250000000005]
[null,null,null,null,null,null,null,null,619.01250000000005,1819,179.01250000000005]
[null,null,null,null,null,null,null,null,619.01250000000005,1820,179.01250000000005]
[null,null,null,null,null,null,null,null,619.01250000000005,1821,179.01250000000005]
[null,null,null,null,null,null,null,null,619.01250000000005,1822,179.01250000000005]
[null,null,null,null,null,null,null,null,619.01250000000005,1823,179.01250000000005]
[null,null,null,null,null,null,null,null,619.01250000000005,1824,179.01250000000005]
[null,null,null,null,null,null,null,null,619.01250000000005,1825,179.01250000000005]
[null,null,null,null,null,null,null,null,619.01250000000005,1826,179.01250000000005]
[null,null,null,null,null,null,null,null,619.01250000000005,1827,179.01250000000005]
[null,null,null,null,null,null,null,null,619.01250000000005,1828,179.01250000000005]
[null,null,null,null,null,null,null,null,619.01250000000005,1829,179.01250000000005]
[null,null,null,null,null,null,null,null,619.01250000000005,1830,179.01250000000005]
[null,null,null,null,null,null,null,null,619.01250000000005,1831,179.01250000000005]
[null,null,null,null,null,null,null,null,619.01250000000005,1832,179.01250000000005]
[null,null,null,null,null,null,null,null,619.01250000000005,1833,179.01250000000005]
[null,null,null,null,null,null,null,null,619.01250000000005,1834,179.01250000000005]
[null,null,null,null,null,null,null,null,619.01250000000005,1835,179.01250000000005]
[null,null,null,null,null,null,null,null,619.01250000000005,1836,179.01250000000005]
[null,null,null,null,null,null,null,null,619.01250000000005,1837,179.01250000000005]
[null,null,null,null,null,null,null,null,619.01250000000005,1838,179.01250000000005]
[null,null,null,null,null,null,null,null,619.01250000000005,1839,179.01250000000005]
[null,null,null,null,null,null,null,null,619.01250000000005,1840,179.01250000000005]
[null,null,null,null,null,null,null,null,619.01250000000005,1841,179.01250000000005]
[null,null,null,null,null,null,null,null,619.01250000000005,1842,179.01250000000005]
[null,null,null,null,null,null,null,null,619.01250000000005,1843,179.01250000000005]
[null,null,null,null,null,null,null,null,619.01250000000005,1844,179.01250000000005]
[null,null,null,null,null,null,null,null,619.01250000000005,1845,179.01250000000005]
[null,null,null,null,null,null,null,null,619.01250000000005,1846,179.01250000000005]
[null,null,null,null,null,null,null,null,619.01250000000005,1847,179.01250000000005]
[null,null,null,null,null,null,null,null,619.01250000000005,1848,179.01250000000005]
[null,null,null,null,null,null,null,null,618.78750000000002,1849,178.78750000000002]
[null,null,null,null,null,null,null,null,618.78750000000002,1850,178.78750000000002]
[null,null,null,null,null,null,null,null,618.78750000000002,1851,178.78750000000002]
[null,null,null,null,null,null,null,null,618.78750000000002,1852,178.78750000000002]
[null,null,null,null,null,null,null,null,618.78750000000002,1853,178.78750000000002]
[null,null,null,null,null,null,null,null,618.78750000000002,1854,178.78750000000002]
[null,null,null,null,null,null,null,null,618.78750000000002,1855,178.78750000000002]
[null,null,null,null,null,null,null,null,618.78750000000002,1856,178.78750000000002]
[null,null,null,null,null,null,null,null,618.78750000000002,1857,178.78750000000002]
[null,null,null,null,null,null,null,null,618.78750000000002,1858,{"$f":"IF(I1860>440,I1860-440,0)","v":178.78750000000002}]
[null,null,null,null,null,null,null,null,618.78750000000002,1859,178.78750000000002]
[null,null,null,null,null,null,null,null,618.78750000000002,1860,178.78750000000002]
[null,null,null,null,null,null,null,null,618.78750000000002,1861,178.78750000000002]
[null,null,null,null,null,null,null,null,618.78750000000002,1862,178.78750000000002]
[null,null,null,null,null,null,null,null,618.78750000000002,1863,178.78750000000002]
[null,null,null,null,null,null,null,null,618.78750000000002,1864,178.78750000000002]
[null,null,null,null,null,null,null,null,618.78750000000002,1865,178.78750000000002]
[null,null,null,null,null,null,null,null,618.78750000000002,1866,178.78750000000002]
[null,null,null,null,null,null,null,null,618.78750000000002,1867,178.78750000000002]
[null,null,null,null,null,null,null,null,618.78750000000002,1868,178.78750000000002]
[null,null,null,null,null,null,null,null,618.78750000000002,1869,178.78750000000002]
[null,null,null,null,null,null,null,null,618.78750000000002,1870,178.78750000000002]
[null,null,null,null,null,null,null,null,618.78750000000002,1871,178.78750000000002]
[null,null,null,null,null,null,null,null,618.78750000000002,1872,178.78750000000002]
[null,null,null,null,null,null,null,null,618.78750000000002,1873,178.78750000000002]
[null,null,null,null,null,null,null,null,618.78750000000002,1874,178.78750000000002]
[null,null,null,null,null,null,null,null,618.78750000000002,1875,178.78750000000002]
[null,null,null,null,null,null,null,null,618.78750000000002,1876,178.78750000000002]
[null,null,null,null,null,null,null,null,618.78750000000002,1877,178.78750000000002]
[null,null,null,null,null,null,null,null,618.78750000000002,1878,178.78750000000002]
[null,null,null,null,null,null,null,null,618.78750000000002,1879,178.78750000000002]
[null,null,null,null,null,null,null,null,618.78750000000002,1880,178.78750000000002]
[null,null,null,null,null,null,null,null,618.78750000000002,1881,178.78750000000002]
[null,null,null,null,null,null,null,null,618.78750000000002,1882,178.78750000000002]
[null,null,null,null,null,null,null,null,618.78750000000002,1883,178.78750000000002]
[null,null,null,null,null,null,null,null,618.78750000000002,1884,178.78750000000002]
[null,null,null,null,null,null,null,null,618.78750000000002,1885,178.78750000000002]
[null,null,null,null,null,null,null,null,618.78750000000002,1886,178.78750000000002]
[null,null,null,null,null,null,null,null,618.78750000000002,1887,178.78750000000002]
[null,null,null,null,null,null,null,null,618.78750000000002,1888,178.78750000000002]
[null,null,null,null,null,null,null,null,618.78750000000002,1889,178.78750000000002]
[null,null,null,null,null,null,null,null,618.78750000000002,1890,178.78750000000002]
[null,null,null,null,null,null,null,null,618.78750000000002,1891,178.78750000000002]
[null,null,null,null,null,null,null,null,618.78750000000002,1892,178.78750000000002]
[null,null,null,null,null,null,null,null,618.78750000000002,1893,178.78750000000002]
[null,null,null,null,null,null,null,null,618.78750000000002,1894,178.78750000000002]
[null,null,null,null,null,null,null,null,618.78750000000002,1895,178.78750000000002]
[null,null,null,null,null,null,null,null,618.78750000000002,1896,178.78750000000002]
[null,null,null,null,null,null,null,null,618.03750000000002,1897,178.03750000000002]
[null,null,null,null,null,null,null,null,618.03750000000002,1898,178.03750000000002]
[null,null,null,null,null,null,null,null,618.03750000000002,1899,178.03750000000002]
[null,null,null,null,null,null,null,null,618.03750000000002,1900,178.03750000000002]
[null,null,null,null,null,null,null,null,618.03750000000002,1901,178.03750000000002]
[null,null,null,null,null,null,null,null,618.03750000000002,1902,178.03750000000002]
[null,null,null,null,null,null,null,null,618.03750000000002,1903,178.03750000000002]
[null,null,null,null,null,null,null,null,618.03750000000002,1904,178.03750000000002]
[null,null,null,null,null,null,null,null,618.03750000000002,1905,178.03750000000002]
[null,null,null,null,null,null,null,null,618.03750000000002,1906,178.03750000000002]
[null,null,null,null,null,null,null,null,618.03750000000002,1907,178.03750000000002]
[null,null,null,null,null,null,null,null,618.03750000000002,1908,178.03750000000002]
[null,null,null,null,null,null,null,null,618.03750000000002,1909,178.03750000000002]
[null,null,null,null,null,null,null,null,618.03750000000002,1910,178.03750000000002]
[null,null,null,null,null,null,null,null,618.03750000000002,1911,178.03750000000002]
[null,null,null,null,null,null,null,null,618.03750000000002,1912,178.03750000000002]
[null,null,null,null,null,null,null,null,618.03750000000002,1913,178.03750000000002]
[null,null,null,null,null,null,null,null,618.03750000000002,1914,178.03750000000002]
[null,null,null,null,null,null,null,null,618.03750000000002,1915,178.03750000000002]
[null,null,null,null,null,null,null,null,618.03750000000002,1916,178.03750000000002]
[null,null,null,null,null,null,null,null,618.03750000000002,1917,178.03750000000002]
[null,null,null,null,null,null,null,null,618.03750000000002,1918,178.03750000000002]
[null,null,null,null,null,null,null,null,618.03750000000002,1919,178.03750000000002]
[null,null,null,null,null,null,null,null,618.03750000000002,1920,178.03750000000002]
[null,null,null,null,null,null,null,null,617.47500000000002,1921,177.47500000000002]
[null,null,null,null,null,null,null,null,617.47500000000002,1922,{"$f":"IF(I1924>440,I1924-440,0)","v":177.47500000000002}]
[null,null,null,null,null,null,null,null,617.47500000000002,1923,177.47500000000002]
[null,null,null,null,null,null,null,null,617.47500000000002,1924,177.47500000000002]
[null,null,null,null,null,null,null,null,617.47500000000002,1925,177.47500000000002]
[null,null,null,null,null,null,null,null,617.47500000000002,1926,177.47500000000002]
[null,null,null,null,null,null,null,null,617.47500000000002,1927,177.47500000000002]
[null,null,null,null,null,null,null,null,617.47500000000002,1928,177.47500000000002]
[null,null,null,null,null,null,null,null,617.47500000000002,1929,177.47500000000002]
[null,null,null,null,null,null,null,null,617.47500000000002,1930,177.47500000000002]
[null,null,null,null,null,null,null,null,617.47500000000002,1931,177.47500000000002]
[null,null,null,null,null,null,null,null,617.47500000000002,1932,177.47500000000002]
[null,null,null,null,null,null,null,null,617.47500000000002,1933,177.47500000000002]
[null,null,null,null,null,null,null,null,617.47500000000002,1934,177.47500000000002]
[null,null,null,null,null,null,null,null,617.47500000000002,1935,177.47500000000002]
[null,null,null,null,null,null,null,null,617.47500000000002,1936,177.47500000000002]
[null,null,null,null,null,null,null,null,617.47500000000002,1937,177.47500000000002]
[null,null,null,null,null,null,null,null,617.47500000000002,1938,177.47500000000002]
[null,null,null,null,null,null,null,null,617.47500000000002,1939,177.47500000000002]
[null,null,null,null,null,null,null,null,617.47500000000002,1940,177.47500000000002]
[null,null,null,null,null,null,null,null,617.47500000000002,1941,177.47500000000002]
[null,null,null,null,null,null,null,null,617.47500000000002,1942,177.47500000000002]
[null,null,null,null,null,null,null,null,617.47500000000002,1943,177.47500000000002]
[null,null,null,null,null,null,null,null,617.47500000000002,1944,177.47500000000002]
[null,null,null,null,null,null,null,null,617.36250000000007,1945,177.36250000000007]
[null,null,null,null,null,null,null,null,617.36250000000007,1946,177.36250000000007]
[null,null,null,null,null,null,null,null,617.36250000000007,1947,177.36250000000007]
[null,null,null,null,null,null,null,null,617.36250000000007,1948,177.36250000000007]
[null,null,null,null,null,null,null,null,617.36250000000007,1949,177.36250000000007]
[null,null,null,null,null,null,null,null,617.36250000000007,1950,177.36250000000007]
[null,null,null,null,null,null,null,null,617.36250000000007,1951,177.36250000000007]
[null,null,null,null,null,null,null,null,617.36250000000007,1952,177.36250000000007]
[null,null,null,null,null,null,null,null,617.36250000000007,1953,177.36250000000007]
[null,null,null,null,null,null,null,null,617.36250000000007,1954,177.36250000000007]
[null,null,null,null,null,null,null,null,617.36250000000007,1955,177.36250000000007]
[null,null,null,null,null,null,null,null,617.36250000000007,1956,177.36250000000007]
[null,null,null,null,null,null,null,null,617.36250000000007,1957,177.36250000000007]
[null,null,null,null,null,null,null,null,617.36250000000007,1958,177.36250000000007]
[null,null,null,null,null,null,null,null,617.36250000000007,1959,177.36250000000007]
[null,null,null,null,null,null,null,null,617.36250000000007,1960,177.36250000000007]
[null,null,null,null,null,null,null,null,617.36250000000007,1961,177.36250000000007]
[null,null,null,null,null,null,null,null,617.36250000000007,1962,177.36250000000007]
[null,null,null,null,null,null,null,null,617.36250000000007,1963,177.36250000000007]
[null,null,null,null,null,null,null,null,617.36250000000007,1964,177.36250000000007]
[null,null,null,null,null,null,null,null,617.36250000000007,1965,177.36250000000007]
[null,null,null,null,null,null,null,null,617.36250000000007,1966,177.36250000000007]
[null,null,null,null,null,null,null,null,617.36250000000007,1967,177.36250000000007]
[null,null,null,null,null,null,null,null,617.36250000000007,1968,177.36250000000007]
[null,null,null,null,null,null,null,null,617.36250000000007,1969,177.36250000000007]
[null,null,null,null,null,null,null,null,617.36250000000007,1970,177.36250000000007]
[null,null,null,null,null,null,null,null,617.36250000000007,1971,177.36250000000007]
[null,null,null,null,null,null,null,null,617.36250000000007,1972,177.36250000000007]
[null,null,null,null,null,null,null,null,617.36250000000007,1973,177.36250000000007]
[null,null,null,null,null,null,null,null,617.36250000000007,1974,177.36250000000007]
[null,null,null,null,null,null,null,null,617.36250000000007,1975,177.36250000000007]
[null,null,null,null,null,null,null,null,617.36250000000007,1976,177.36250000000007]
[null,null,null,null,null,null,null,null,617.36250000000007,1977,177.36250000000007]
[null,null,null,null,null,null,null,null,617.36250000000007,1978,177.36250000000007]
[null,null,null,null,null,null,null,null,617.36250000000007,1979,177.36250000000007]
[null,null,null,null,null,null,null,null,617.36250000000007,1980,177.36250000000007]
[null,null,null,null,null,null,null,null,617.36250000000007,1981,177.36250000000007]
[null,null,null,null,null,null,null,null,617.36250000000007,1982,177.36250000000007]
[null,null,null,null,null,null,null,null,617.36250000000007,1983,177.36250000000007]
[null,null,null,null,null,null,null,null,617.36250000000007,1984,177.36250000000007]
[null,null,null,null,null,null,null,null,617.36250000000007,1985,177.36250000000007]
[null,null,null,null,null,null,null,null,617.36250000000007,1986,{"$f":"IF(I1988>440,I1988-440,0)","v":177.36250000000007}]
[null,null,null,null,null,null,null,null,617.36250000000007,1987,177.36250000000007]
[null,null,null,null,null,null,null,null,617.36250000000007,1988,177.36250000000007]
[null,null,null,null,null,null,null,null,617.36250000000007,1989,177.36250000000007]
[null,null,null,null,null,null,null,null,617.36250000000007,1990,177.36250000000007]
[null,null,null,null,null,null,null,null,617.36250000000007,1991,177.36250000000007]
[null,null,null,null,null,null,null,null,617.36250000000007,1992,177.36250000000007]
[null,null,null,null,null,null,null,null,615.26250000000005,1993,175.26250000000005]
[null,null,null,null,null,null,null,null,615.26250000000005,1994,175.26250000000005]
[null,null,null,null,null,null,null,null,615.26250000000005,1995,175.26250000000005]
[null,null,null,null,null,null,null,null,615.26250000000005,1996,175.26250000000005]
[null,null,null,null,null,null,null,null,615.26250000000005,1997,175.26250000000005]
[null,null,null,null,null,null,null,null,615.26250000000005,1998,175.26250000000005]
[null,null,null,null,null,null,null,null,615.26250000000005,1999,175.26250000000005]
[null,null,null,null,null,null,null,null,615.26250000000005,2000,175.26250000000005]
[null,null,null,null,null,null,null,null,615.26250000000005,2001,175.26250000000005]
[null,null,null,null,null,null,null,null,615.26250000000005,2002,175.26250000000005]
[null,null,null,null,null,null,null,null,615.26250000000005,2003,175.26250000000005]
[null,null,null,null,null,null,null,null,615.26250000000005,2004,175.26250000000005]
[null,null,null,null,null,null,null,null,615.26250000000005,2005,175.26250000000005]
[null,null,null,null,null,null,null,null,615.26250000000005,2006,175.26250000000005]
[null,null,null,null,null,null,null,null,615.26250000000005,2007,175.26250000000005]
[null,null,null,null,null,null,null,null,615.26250000000005,2008,175.26250000000005]
[null,null,null,null,null,null,null,null,615.26250000000005,2009,175.26250000000005]
[null,null,null,null,null,null,null,null,615.26250000000005,2010,175.26250000000005]
[null,null,null,null,null,null,null,null,615.26250000000005,2011,175.26250000000005]
[null,null,null,null,null,null,null,null,615.26250000000005,2012,175.26250000000005]
[null,null,null,null,null,null,null,null,615.26250000000005,2013,175.26250000000005]
[null,null,null,null,null,null,null,null,615.26250000000005,2014,175.26250000000005]
[null,null,null,null,null,null,null,null,615.26250000000005,2015,175.26250000000005]
[null,null,null,null,null,null,null,null,615.26250000000005,2016,175.26250000000005]
[null,null,null,null,null,null,null,null,614.92500000000007,2017,174.92500000000007]
[null,null,null,null,null,null,null,null,614.92500000000007,2018,174.92500000000007]
[null,null,null,null,null,null,null,null,614.92500000000007,2019,174.92500000000007]
[null,null,null,null,null,null,null,null,614.92500000000007,2020,174.92500000000007]
[null,null,null,null,null,null,null,null,614.92500000000007,2021,174.92500000000007]
[null,null,null,null,null,null,null,null,614.92500000000007,2022,174.92500000000007]
[null,null,null,null,null,null,null,null,614.92500000000007,2023,174.92500000000007]
[null,null,null,null,null,null,null,null,614.92500000000007,2024,174.92500000000007]
[null,null,null,null,null,null,null,null,614.92500000000007,2025,174.92500000000007]
[null,null,null,null,null,null,null,null,614.92500000000007,2026,174.92500000000007]
[null,null,null,null,null,null,null,null,614.92500000000007,2027,174.92500000000007]
[null,null,null,null,null,null,null,null,614.92500000000007,2028,174.92500000000007]
[null,null,null,null,null,null,null,null,614.92500000000007,2029,174.92500000000007]
[null,null,null,null,null,null,null,null,614.92500000000007,2030,174.92500000000007]
[null,null,null,null,null,null,null,null,614.92500000000007,2031,174.92500000000007]
[null,null,null,null,null,null,null,null,614.92500000000007,2032,174.92500000000007]
[null,null,null,null,null,null,null,null,614.92500000000007,2033,174.92500000000007]
[null,null,null,null,null,null,null,null,614.92500000000007,2034,174.92500000000007]
[null,null,null,null,null,null,null,null,614.92500000000007,2035,174.92500000000007]
[null,null,null,null,null,null,null,null,614.92500000000007,2036,174.92500000000007]
[null,null,null,null,null,null,null,null,614.92500000000007,2037,174.92500000000007]
[null,null,null,null,null,null,null,null,614.92500000000007,2038,174.92500000000007]
[null,null,null,null,null,null,null,null,614.92500000000007,2039,174.92500000000007]
[null,null,null,null,null,null,null,null,614.92500000000007,2040,174.92500000000007]
[null,null,null,null,null,null,null,null,614.77499999999998,2041,174.77499999999998]
[null,null,null,null,null,null,null,null,614.77499999999998,2042,174.77499999999998]
[null,null,null,null,null,null,null,null,614.77499999999998,2043,174.77499999999998]
[null,null,null,null,null,null,null,null,614.77499999999998,2044,174.77499999999998]
[null,null,null,null,null,null,null,null,614.77499999999998,2045,174.77499999999998]
[null,null,null,null,null,null,null,null,614.77499999999998,2046,174.77499999999998]
[null,null,null,null,null,null,null,null,614.77499999999998,2047,174.77499999999998]
[null,null,null,null,null,null,null,null,614.77499999999998,2048,174.77499999999998]
[null,null,null,null,null,null,null,null,614.77499999999998,2049,174.77499999999998]
[null,null,null,null,null,null,null,null,614.77499999999998,2050,{"$f":"IF(I2052>440,I2052-440,0)","v":174.77499999999998}]
[null,null,null,null,null,null,null,null,614.77499999999998,2051,174.77499999999998]
[null,null,null,null,null,null,null,null,614.77499999999998,2052,174.77499999999998]
[null,null,null,null,null,null,null,null,614.77499999999998,2053,174.77499999999998]
[null,null,null,null,null,null,null,null,614.77499999999998,2054,174.77499999999998]
[null,null,null,null,null,null,null,null,614.77499999999998,2055,174.77499999999998]
[null,null,null,null,null,null,null,null,614.77499999999998,2056,174.77499999999998]
[null,null,null,null,null,null,null,null,614.77499999999998,2057,174.77499999999998]
[null,null,null,null,null,null,null,null,614.77499999999998,2058,174.77499999999998]
[null,null,null,null,null,null,null,null,614.77499999999998,2059,174.77499999999998]
[null,null,null,null,null,null,null,null,614.77499999999998,2060,174.77499999999998]
[null,null,null,null,null,null,null,null,614.77499999999998,2061,174.77499999999998]
[null,null,null,null,null,null,null,null,614.77499999999998,2062,174.77499999999998]
[null,null,null,null,null,null,null,null,614.77499999999998,2063,174.77499999999998]
[null,null,null,null,null,null,null,null,614.77499999999998,2064,174.77499999999998]
[null,null,null,null,null,null,null,null,614.77499999999998,2065,174.77499999999998]
[null,null,null,null,null,null,null,null,614.77499999999998,2066,174.77499999999998]
[null,null,null,null,null,null,null,null,614.77499999999998,2067,174.77499999999998]
[null,null,null,null,null,null,null,null,614.77499999999998,2068,174.77499999999998]
[null,null,null,null,null,null,null,null,614.77499999999998,2069,174.77499999999998]
[null,null,null,null,null,null,null,null,614.77499999999998,2070,174.77499999999998]
[null,null,null,null,null,null,null,null,614.77499999999998,2071,174.77499999999998]
[null,null,null,null,null,null,null,null,614.77499999999998,2072,174.77499999999998]
[null,null,null,null,null,null,null,null,614.77499999999998,2073,174.77499999999998]
[null,null,null,null,null,null,null,null,614.77499999999998,2074,174.77499999999998]
[null,null,null,null,null,null,null,null,614.77499999999998,2075,174.77499999999998]
[null,null,null,null,null,null,null,null,614.77499999999998,2076,174.77499999999998]
[null,null,null,null,null,null,null,null,614.77499999999998,2077,174.77499999999998]
[null,null,null,null,null,null,null,null,614.77499999999998,2078,174.77499999999998]
[null,null,null,null,null,null,null,null,614.77499999999998,2079,174.77499999999998]
[null,null,null,null,null,null,null,null,614.77499999999998,2080,174.77499999999998]
[null,null,null,null,null,null,null,null,614.77499999999998,2081,174.77499999999998]
[null,null,null,null,null,null,null,null,614.77499999999998,2082,174.77499999999998]
[null,null,null,null,null,null,null,null,614.77499999999998,2083,174.77499999999998]
[null,null,null,null,null,null,null,null,614.77499999999998,2084,174.77499999999998]
[null,null,null,null,null,null,null,null,614.77499999999998,2085,174.77499999999998]
[null,null,null,null,null,null,null,null,614.77499999999998,2086,174.77499999999998]
[null,null,null,null,null,null,null,null,614.77499999999998,2087,174.77499999999998]
[null,null,null,null,null,null,null,null,614.77499999999998,2088,174.77499999999998]
[null,null,null,null,null,null,null,null,614.4,2089,174.39999999999998]
[null,null,null,null,null,null,null,null,614.4,2090,174.39999999999998]
[null,null,null,null,null,null,null,null,614.4,2091,174.39999999999998]
[null,null,null,null,null,null,null,null,614.4,2092,174.39999999999998]
[null,null,null,null,null,null,null,null,614.4,2093,174.39999999999998]
[null,null,null,null,null,null,null,null,614.4,2094,174.39999999999998]
[null,null,null,null,null,null,null,null,614.4,2095,174.39999999999998]
[null,null,null,null,null,null,null,null,614.4,2096,174.39999999999998]
[null,null,null,null,null,null,null,null,614.4,2097,174.39999999999998]
[null,null,null,null,null,null,null,null,614.4,2098,174.39999999999998]
[null,null,null,null,null,null,null,null,614.4,2099,174.39999999999998]
[null,null,null,null,null,null,null,null,614.4,2100,174.39999999999998]
[null,null,null,null,null,null,null,null,614.4,2101,174.39999999999998]
[null,null,null,null,null,null,null,null,614.4,2102,174.39999999999998]
[null,null,null,null,null,null,null,null,614.4,2103,174.39999999999998]
[null,null,null,null,null,null,null,null,614.4,2104,174.39999999999998]
[null,null,null,null,null,null,null,null,614.4,2105,174.39999999999998]
[null,null,null,null,null,null,null,null,614.4,2106,174.39999999999998]
[null,null,null,null,null,null,null,null,614.4,2107,174.39999999999998]
[null,null,null,null,null,null,null,null,614.4,2108,174.39999999999998]
[null,null,null,null,null,null,null,null,614.4,2109,174.39999999999998]
[null,null,null,null,null,null,null,null,614.4,2110,174.39999999999998]
[null,null,null,null,null,null,null,null,614.4,2111,174.39999999999998]
[null,null,null,null,null,null,null,null,614.4,2112,174.39999999999998]
[null,null,null,null,null,null,null,null,614.4,2113,174.39999999999998]
[null,null,null,null,null,null,null,null,614.4,2114,{"$f":"IF(I2116>440,I2116-440,0)","v":174.39999999999998}]
[null,null,null,null,null,null,null,null,614.4,2115,174.39999999999998]
[null,null,null,null,null,null,null,null,614.4,2116,174.39999999999998]
[null,null,null,null,null,null,null,null,614.4,2117,174.39999999999998]
[null,null,null,null,null,null,null,null,614.4,2118,174.39999999999998]
[null,null,null,null,null,null,null,null,614.4,2119,174.39999999999998]
[null,null,null,null,null,null,null,null,614.4,2120,174.39999999999998]
[null,null,null,null,null,null,null,null,614.4,2121,174.39999999999998]
[null,null,null,null,null,null,null,null,614.4,2122,174.39999999999998]
[null,null,null,null,null,null,null,null,614.4,2123,174.39999999999998]
[null,null,null,null,null,null,null,null,614.4,2124,174.39999999999998]
[null,null,null,null,null,null,null,null,614.4,2125,174.39999999999998]
[null,null,null,null,null,null,null,null,614.4,2126,174.39999999999998]
[null,null,null,null,null,null,null,null,614.4,2127,174.39999999999998]
[null,null,null,null,null,null,null,null,614.4,2128,174.39999999999998]
[null,null,null,null,null,null,null,null,614.4,2129,174.39999999999998]
[null,null,null,null,null,null,null,null,614.4,2130,174.39999999999998]
[null,null,null,null,null,null,null,null,614.4,2131,174.39999999999998]
[null,null,null,null,null,null,null,null,614.4,2132,174.39999999999998]
[null,null,null,null,null,null,null,null,614.4,2133,174.39999999999998]
[null,null,null,null,null,null,null,null,614.4,2134,174.39999999999998]
[null,null,null,null,null,null,null,null,614.4,2135,174.39999999999998]
[null,null,null,null,null,null,null,null,614.4,2136,174.39999999999998]
[null,null,null,null,null,null,null,null,613.95000000000005,2137,173.95000000000005]
[null,null,null,null,null,null,null,null,613.95000000000005,2138,173.95000000000005]
[null,null,null,null,null,null,null,null,613.95000000000005,2139,173.95000000000005]
[null,null,null,null,null,null,null,null,613.95000000000005,2140,173.95000000000005]
[null,null,null,null,null,null,null,null,613.95000000000005,2141,173.95000000000005]
[null,null,null,null,null,null,null,null,613.95000000000005,2142,173.95000000000005]
[null,null,null,null,null,null,null,null,613.95000000000005,2143,173.95000000000005]
[null,null,null,null,null,null,null,null,613.95000000000005,2144,173.95000000000005]
[null,null,null,null,null,null,null,null,613.95000000000005,2145,173.95000000000005]
[null,null,null,null,null,null,null,null,613.95000000000005,2146,173.95000000000005]
[null,null,null,null,null,null,null,null,613.95000000000005,2147,173.95000000000005]
[null,null,null,null,null,null,null,null,613.95000000000005,2148,173.95000000000005]
[null,null,null,null,null,null,null,null,613.95000000000005,2149,173.95000000000005]
[null,null,null,null,null,null,null,null,613.95000000000005,2150,173.95000000000005]
[null,null,null,null,null,null,null,null,613.95000000000005,2151,173.95000000000005]
[null,null,null,null,null,null,null,null,613.95000000000005,2152,173.95000000000005]
[null,null,null,null,null,null,null,null,613.95000000000005,2153,173.95000000000005]
[null,null,null,null,null,null,null,null,613.95000000000005,2154,173.95000000000005]
[null,null,null,null,null,null,null,null,613.95000000000005,2155,173.95000000000005]
[null,null,null,null,null,null,null,null,613.95000000000005,2156,173.95000000000005]
[null,null,null,null,null,null,null,null,613.95000000000005,2157,173.95000000000005]
[null,null,null,null,null,null,null,null,613.95000000000005,2158,173.95000000000005]
[null,null,null,null,null,null,null,null,613.95000000000005,2159,173.95000000000005]
[null,null,null,null,null,null,null,null,613.95000000000005,2160,173.95000000000005]
[null,null,null,null,null,null,null,null,613.95000000000005,2161,173.95000000000005]
[null,null,null,null,null,null,null,null,613.95000000000005,2162,173.95000000000005]
[null,null,null,null,null,null,null,null,613.95000000000005,2163,173.95000000000005]
[null,null,null,null,null,null,null,null,613.95000000000005,2164,173.95000000000005]
[null,null,null,null,null,null,null,null,613.95000000000005,2165,173.95000000000005]
[null,null,null,null,null,null,null,null,613.95000000000005,2166,173.95000000000005]
[null,null,null,null,null,null,null,null,613.95000000000005,2167,173.95000000000005]
[null,null,null,null,null,null,null,null,613.95000000000005,2168,173.95000000000005]
[null,null,null,null,null,null,null,null,613.95000000000005,2169,173.95000000000005]
[null,null,null,null,null,null,null,null,613.95000000000005,2170,173.95000000000005]
[null,null,null,null,null,null,null,null,613.95000000000005,2171,173.95000000000005]
[null,null,null,null,null,null,null,null,613.95000000000005,2172,173.95000000000005]
[null,null,null,null,null,null,null,null,613.95000000000005,2173,173.95000000000005]
[null,null,null,null,null,null,null,null,613.95000000000005,2174,173.95000000000005]
[null,null,null,null,null,null,null,null,613.95000000000005,2175,173.95000000000005]
[null,null,null,null,null,null,null,null,613.95000000000005,2176,173.95000000000005]
[null,null,null,null,null,null,null,null,613.95000000000005,2177,173.95000000000005]
[null,null,null,null,null,null,null,null,613.95000000000005,2178,{"$f":"IF(I2180>440,I2180-440,0)","v":173.95000000000005}]
[null,null,null,null,null,null,null,null,613.95000000000005,2179,173.95000000000005]
[null,null,null,null,null,null,null,null,613.95000000000005,2180,173.95000000000005]
[null,null,null,null,null,null,null,null,613.95000000000005,2181,173.95000000000005]
[null,null,null,null,null,null,null,null,613.95000000000005,2182,173.95000000000005]
[null,null,null,null,null,null,null,null,613.95000000000005,2183,173.95000000000005]
[null,null,null,null,null,null,null,null,613.95000000000005,2184,173.95000000000005]
[null,null,null,null,null,null,null,null,612.30000000000007,2185,172.30000000000007]
[null,null,null,null,null,null,null,null,612.30000000000007,2186,172.30000000000007]
[null,null,null,null,null,null,null,null,612.30000000000007,2187,172.30000000000007]
[null,null,null,null,null,null,null,null,612.30000000000007,2188,172.30000000000007]
[null,null,null,null,null,null,null,null,612.30000000000007,2189,172.30000000000007]
[null,null,null,null,null,null,null,null,612.30000000000007,2190,172.30000000000007]
[null,null,null,null,null,null,null,null,612.30000000000007,2191,172.30000000000007]
[null,null,null,null,null,null,null,null,612.30000000000007,2192,172.30000000000007]
[null,null,null,null,null,null,null,null,612.30000000000007,2193,172.30000000000007]
[null,null,null,null,null,null,null,null,612.30000000000007,2194,172.30000000000007]
[null,null,null,null,null,null,null,null,612.30000000000007,2195,172.30000000000007]
[null,null,null,null,null,null,null,null,612.30000000000007,2196,172.30000000000007]
[null,null,null,null,null,null,null,null,612.30000000000007,2197,172.30000000000007]
[null,null,null,null,null,null,null,null,612.30000000000007,2198,172.30000000000007]
[null,null,null,null,null,null,null,null,612.30000000000007,2199,172.30000000000007]
[null,null,null,null,null,null,null,null,612.30000000000007,2200,172.30000000000007]
[null,null,null,null,null,null,null,null,612.30000000000007,2201,172.30000000000007]
[null,null,null,null,null,null,null,null,612.30000000000007,2202,172.30000000000007]
[null,null,null,null,null,null,null,null,612.30000000000007,2203,172.30000000000007]
[null,null,null,null,null,null,null,null,612.30000000000007,2204,172.30000000000007]
[null,null,null,null,null,null,null,null,612.30000000000007,2205,172.30000000000007]
[null,null,null,null,null,null,null,null,612.30000000000007,2206,172.30000000000007]
[null,null,null,null,null,null,null,null,612.30000000000007,2207,172.30000000000007]
[null,null,null,null,null,null,null,null,612.30000000000007,2208,172.30000000000007]
[null,null,null,null,null,null,null,null,610.72500000000002,2209,170.72500000000002]
[null,null,null,null,null,null,null,null,610.72500000000002,2210,170.72500000000002]
[null,null,null,null,null,null,null,null,610.72500000000002,2211,170.72500000000002]
[null,null,null,null,null,null,null,null,610.72500000000002,2212,170.72500000000002]
[null,null,null,null,null,null,null,null,610.72500000000002,2213,170.72500000000002]
[null,null,null,null,null,null,null,null,610.72500000000002,2214,170.72500000000002]
[null,null,null,null,null,null,null,null,610.72500000000002,2215,170.72500000000002]
[null,null,null,null,null,null,null,null,610.72500000000002,2216,170.72500000000002]
[null,null,null,null,null,null,null,null,610.72500000000002,2217,170.72500000000002]
[null,null,null,null,null,null,null,null,610.72500000000002,2218,170.72500000000002]
[null,null,null,null,null,null,null,null,610.72500000000002,2219,170.72500000000002]
[null,null,null,null,null,null,null,null,610.72500000000002,2220,170.72500000000002]
[null,null,null,null,null,null,null,null,610.72500000000002,2221,170.72500000000002]
[null,null,null,null,null,null,null,null,610.72500000000002,2222,170.72500000000002]
[null,null,null,null,null,null,null,null,610.72500000000002,2223,170.72500000000002]
[null,null,null,null,null,null,null,null,610.72500000000002,2224,170.72500000000002]
[null,null,null,null,null,null,null,null,610.72500000000002,2225,170.72500000000002]
[null,null,null,null,null,null,null,null,610.72500000000002,2226,170.72500000000002]
[null,null,null,null,null,null,null,null,610.72500000000002,2227,170.72500000000002]
[null,null,null,null,null,null,null,null,610.72500000000002,2228,170.72500000000002]
[null,null,null,null,null,null,null,null,610.72500000000002,2229,170.72500000000002]
[null,null,null,null,null,null,null,null,610.72500000000002,2230,170.72500000000002]
[null,null,null,null,null,null,null,null,610.72500000000002,2231,170.72500000000002]
[null,null,null,null,null,null,null,null,610.72500000000002,2232,170.72500000000002]
[null,null,null,null,null,null,null,null,609.03750000000002,2233,169.03750000000002]
[null,null,null,null,null,null,null,null,609.03750000000002,2234,169.03750000000002]
[null,null,null,null,null,null,null,null,609.03750000000002,2235,169.03750000000002]
[null,null,null,null,null,null,null,null,609.03750000000002,2236,169.03750000000002]
[null,null,null,null,null,null,null,null,609.03750000000002,2237,169.03750000000002]
[null,null,null,null,null,null,null,null,609.03750000000002,2238,169.03750000000002]
[null,null,null,null,null,null,null,null,609.03750000000002,2239,169.03750000000002]
[null,null,null,null,null,null,null,null,609.03750000000002,2240,169.03750000000002]
[null,null,null,null,null,null,null,null,609.03750000000002,2241,169.03750000000002]
[null,null,null,null,null,null,null,null,609.03750000000002,2242,{"$f":"IF(I2244>440,I2244-440,0)","v":169.03750000000002}]
[null,null,null,null,null,null,null,null,609.03750000000002,2243,169.03750000000002]
[null,null,null,null,null,null,null,null,609.03750000000002,2244,169.03750000000002]
[null,null,null,null,null,null,null,null,609.03750000000002,2245,169.03750000000002]
[null,null,null,null,null,null,null,null,609.03750000000002,2246,169.03750000000002]
[null,null,null,null,null,null,null,null,609.03750000000002,2247,169.03750000000002]
[null,null,null,null,null,null,null,null,609.03750000000002,2248,169.03750000000002]
[null,null,null,null,null,null,null,null,609.03750000000002,2249,169.03750000000002]
[null,null,null,null,null,null,null,null,609.03750000000002,2250,169.03750000000002]
[null,null,null,null,null,null,null,null,609.03750000000002,2251,169.03750000000002]
[null,null,null,null,null,null,null,null,609.03750000000002,2252,169.03750000000002]
[null,null,null,null,null,null,null,null,609.03750000000002,2253,169.03750000000002]
[null,null,null,null,null,null,null,null,609.03750000000002,2254,169.03750000000002]
[null,null,null,null,null,null,null,null,609.03750000000002,2255,169.03750000000002]
[null,null,null,null,null,null,null,null,609.03750000000002,2256,169.03750000000002]
[null,null,null,null,null,null,null,null,608.73750000000007,2257,168.73750000000007]
[null,null,null,null,null,null,null,null,608.73750000000007,2258,168.73750000000007]
[null,null,null,null,null,null,null,null,608.73750000000007,2259,168.73750000000007]
[null,null,null,null,null,null,null,null,608.73750000000007,2260,168.73750000000007]
[null,null,null,null,null,null,null,null,608.73750000000007,2261,168.73750000000007]
[null,null,null,null,null,null,null,null,608.73750000000007,2262,168.73750000000007]
[null,null,null,null,null,null,null,null,608.73750000000007,2263,168.73750000000007]
[null,null,null,null,null,null,null,null,608.73750000000007,2264,168.73750000000007]
[null,null,null,null,null,null,null,null,608.73750000000007,2265,168.73750000000007]
[null,null,null,null,null,null,null,null,608.73750000000007,2266,168.73750000000007]
[null,null,null,null,null,null,null,null,608.73750000000007,2267,168.73750000000007]
[null,null,null,null,null,null,null,null,608.73750000000007,2268,168.73750000000007]
[null,null,null,null,null,null,null,null,608.73750000000007,2269,168.73750000000007]
[null,null,null,null,null,null,null,null,608.73750000000007,2270,168.73750000000007]
[null,null,null,null,null,null,null,null,608.73750000000007,2271,168.73750000000007]
[null,null,null,null,null,null,null,null,608.73750000000007,2272,168.73750000000007]
[null,null,null,null,null,null,null,null,608.73750000000007,2273,168.73750000000007]
[null,null,null,null,null,null,null,null,608.73750000000007,2274,168.73750000000007]
[null,null,null,null,null,null,null,null,608.73750000000007,2275,168.73750000000007]
[null,null,null,null,null,null,null,null,608.73750000000007,2276,168.73750000000007]
[null,null,null,null,null,null,null,null,608.73750000000007,2277,168.73750000000007]
[null,null,null,null,null,null,null,null,608.73750000000007,2278,168.73750000000007]
[null,null,null,null,null,null,null,null,608.73750000000007,2279,168.73750000000007]
[null,null,null,null,null,null,null,null,608.73750000000007,2280,168.73750000000007]
[null,null,null,null,null,null,null,null,608.17500000000007,2281,168.17500000000007]
[null,null,null,null,null,null,null,null,608.17500000000007,2282,168.17500000000007]
[null,null,null,null,null,null,null,null,608.17500000000007,2283,168.17500000000007]
[null,null,null,null,null,null,null,null,608.17500000000007,2284,168.17500000000007]
[null,null,null,null,null,null,null,null,608.17500000000007,2285,168.17500000000007]
[null,null,null,null,null,null,null,null,608.17500000000007,2286,168.17500000000007]
[null,null,null,null,null,null,null,null,608.17500000000007,2287,168.17500000000007]
[null,null,null,null,null,null,null,null,608.17500000000007,2288,168.17500000000007]
[null,null,null,null,null,null,null,null,608.17500000000007,2289,168.17500000000007]
[null,null,null,null,null,null,null,null,608.17500000000007,2290,168.17500000000007]
[null,null,null,null,null,null,null,null,608.17500000000007,2291,168.17500000000007]
[null,null,null,null,null,null,null,null,608.17500000000007,2292,168.17500000000007]
[null,null,null,null,null,null,null,null,608.17500000000007,2293,168.17500000000007]
[null,null,null,null,null,null,null,null,608.17500000000007,2294,168.17500000000007]
[null,null,null,null,null,null,null,null,608.17500000000007,2295,168.17500000000007]
[null,null,null,null,null,null,null,null,608.17500000000007,2296,168.17500000000007]
[null,null,null,null,null,null,null,null,608.17500000000007,2297,168.17500000000007]
[null,null,null,null,null,null,null,null,608.17500000000007,2298,168.17500000000007]
[null,null,null,null,null,null,null,null,608.17500000000007,2299,168.17500000000007]
[null,null,null,null,null,null,null,null,608.17500000000007,2300,168.17500000000007]
[null,null,null,null,null,null,null,null,608.17500000000007,2301,168.17500000000007]
[null,null,null,null,null,null,null,null,608.17500000000007,2302,168.17500000000007]
[null,null,null,null,null,null,null,null,608.17500000000007,2303,168.17500000000007]
[null,null,null,null,null,null,null,null,608.17500000000007,2304,168.17500000000007]
[null,null,null,null,null,null,null,null,607.6875,2305,167.6875]
[null,null,null,null,null,null,null,null,607.6875,2306,{"$f":"IF(I2308>440,I2308-440,0)","v":167.6875}]
[null,null,null,null,null,null,null,null,607.6875,2307,167.6875]
[null,null,null,null,null,null,null,null,607.6875,2308,167.6875]
[null,null,null,null,null,null,null,null,607.6875,2309,167.6875]
[null,null,null,null,null,null,null,null,607.6875,2310,167.6875]
[null,null,null,null,null,null,null,null,607.6875,2311,167.6875]
[null,null,null,null,null,null,null,null,607.6875,2312,167.6875]
[null,null,null,null,null,null,null,null,607.6875,2313,167.6875]
[null,null,null,null,null,null,null,null,607.6875,2314,167.6875]
[null,null,null,null,null,null,null,null,607.6875,2315,167.6875]
[null,null,null,null,null,null,null,null,607.6875,2316,167.6875]
[null,null,null,null,null,null,null,null,607.6875,2317,167.6875]
[null,null,null,null,null,null,null,null,607.6875,2318,167.6875]
[null,null,null,null,null,null,null,null,607.6875,2319,167.6875]
[null,null,null,null,null,null,null,null,607.6875,2320,167.6875]
[null,null,null,null,null,null,null,null,607.6875,2321,167.6875]
[null,null,null,null,null,null,null,null,607.6875,2322,167.6875]
[null,null,null,null,null,null,null,null,607.6875,2323,167.6875]
[null,null,null,null,null,null,null,null,607.6875,2324,167.6875]
[null,null,null,null,null,null,null,null,607.6875,2325,167.6875]
[null,null,null,null,null,null,null,null,607.6875,2326,167.6875]
[null,null,null,null,null,null,null,null,607.6875,2327,167.6875]
[null,null,null,null,null,null,null,null,607.6875,2328,167.6875]
[null,null,null,null,null,null,null,null,607.42500000000007,2329,167.42500000000007]
[null,null,null,null,null,null,null,null,607.42500000000007,2330,167.42500000000007]
[null,null,null,null,null,null,null,null,607.42500000000007,2331,167.42500000000007]
[null,null,null,null,null,null,null,null,607.42500000000007,2332,167.42500000000007]
[null,null,null,null,null,null,null,null,607.42500000000007,2333,167.42500000000007]
[null,null,null,null,null,null,null,null,607.42500000000007,2334,167.42500000000007]
[null,null,null,null,null,null,null,null,607.42500000000007,2335,167.42500000000007]
[null,null,null,null,null,null,null,null,607.42500000000007,2336,167.42500000000007]
[null,null,null,null,null,null,null,null,607.42500000000007,2337,167.42500000000007]
[null,null,null,null,null,null,null,null,607.42500000000007,2338,167.42500000000007]
[null,null,null,null,null,null,null,null,607.42500000000007,2339,167.42500000000007]
[null,null,null,null,null,null,null,null,607.42500000000007,2340,167.42500000000007]
[null,null,null,null,null,null,null,null,607.42500000000007,2341,167.42500000000007]
[null,null,null,null,null,null,null,null,607.42500000000007,2342,167.42500000000007]
[null,null,null,null,null,null,null,null,607.42500000000007,2343,167.42500000000007]
[null,null,null,null,null,null,null,null,607.42500000000007,2344,167.42500000000007]
[null,null,null,null,null,null,null,null,607.42500000000007,2345,167.42500000000007]
[null,null,null,null,null,null,null,null,607.42500000000007,2346,167.42500000000007]
[null,null,null,null,null,null,null,null,607.42500000000007,2347,167.42500000000007]
[null,null,null,null,null,null,null,null,607.42500000000007,2348,167.42500000000007]
[null,null,null,null,null,null,null,null,607.42500000000007,2349,167.42500000000007]
[null,null,null,null,null,null,null,null,607.42500000000007,2350,167.42500000000007]
[null,null,null,null,null,null,null,null,607.42500000000007,2351,167.42500000000007]
[null,null,null,null,null,null,null,null,607.42500000000007,2352,167.42500000000007]
[null,null,null,null,null,null,null,null,607.42500000000007,2353,167.42500000000007]
[null,null,null,null,null,null,null,null,607.42500000000007,2354,167.42500000000007]
[null,null,null,null,null,null,null,null,607.42500000000007,2355,167.42500000000007]
[null,null,null,null,null,null,null,null,607.42500000000007,2356,167.42500000000007]
[null,null,null,null,null,null,null,null,607.42500000000007,2357,167.42500000000007]
[null,null,null,null,null,null,null,null,607.42500000000007,2358,167.42500000000007]
[null,null,null,null,null,null,null,null,607.42500000000007,2359,167.42500000000007]
[null,null,null,null,null,null,null,null,607.42500000000007,2360,167.42500000000007]
[null,null,null,null,null,null,null,null,607.42500000000007,2361,167.42500000000007]
[null,null,null,null,null,null,null,null,607.42500000000007,2362,167.42500000000007]
[null,null,null,null,null,null,null,null,607.42500000000007,2363,167.42500000000007]
[null,null,null,null,null,null,null,null,607.42500000000007,2364,167.42500000000007]
[null,null,null,null,null,null,null,null,607.42500000000007,2365,167.42500000000007]
[null,null,null,null,null,null,null,null,607.42500000000007,2366,167.42500000000007]
[null,null,null,null,null,null,null,null,607.42500000000007,2367,167.42500000000007]
[null,null,null,null,null,null,null,null,607.42500000000007,2368,167.42500000000007]
[null,null,null,null,null,null,null,null,607.42500000000007,2369,167.42500000000007]
[null,null,null,null,null,null,null,null,607.42500000000007,2370,{"$f":"IF(I2372>440,I2372-440,0)","v":167.42500000000007}]
[null,null,null,null,null,null,null,null,607.42500000000007,2371,167.42500000000007]
[null,null,null,null,null,null,null,null,607.42500000000007,2372,167.42500000000007]
[null,null,null,null,null,null,null,null,607.42500000000007,2373,167.42500000000007]
[null,null,null,null,null,null,null,null,607.42500000000007,2374,167.42500000000007]
[null,null,null,null,null,null,null,null,607.42500000000007,2375,167.42500000000007]
[null,null,null,null,null,null,null,null,607.42500000000007,2376,167.42500000000007]
[null,null,null,null,null,null,null,null,606.15,2377,166.14999999999998]
[null,null,null,null,null,null,null,null,606.15,2378,166.14999999999998]
[null,null,null,null,null,null,null,null,606.15,2379,166.14999999999998]
[null,null,null,null,null,null,null,null,606.15,2380,166.14999999999998]
[null,null,null,null,null,null,null,null,606.15,2381,166.14999999999998]
[null,null,null,null,null,null,null,null,606.15,2382,166.14999999999998]
[null,null,null,null,null,null,null,null,606.15,2383,166.14999999999998]
[null,null,null,null,null,null,null,null,606.15,2384,166.14999999999998]
[null,null,null,null,null,null,null,null,606.15,2385,166.14999999999998]
[null,null,null,null,null,null,null,null,606.15,2386,166.14999999999998]
[null,null,null,null,null,null,null,null,606.15,2387,166.14999999999998]
[null,null,null,null,null,null,null,null,606.15,2388,166.14999999999998]
[null,null,null,null,null,null,null,null,606.15,2389,166.14999999999998]
[null,null,null,null,null,null,null,null,606.15,2390,166.14999999999998]
[null,null,null,null,null,null,null,null,606.15,2391,166.14999999999998]
[null,null,null,null,null,null,null,null,606.15,2392,166.14999999999998]
[null,null,null,null,null,null,null,null,606.15,2393,166.14999999999998]
[null,null,null,null,null,null,null,null,606.15,2394,166.14999999999998]
[null,null,null,null,null,null,null,null,606.15,2395,166.14999999999998]
[null,null,null,null,null,null,null,null,606.15,2396,166.14999999999998]
[null,null,null,null,null,null,null,null,606.15,2397,166.14999999999998]
[null,null,null,null,null,null,null,null,606.15,2398,166.14999999999998]
[null,null,null,null,null,null,null,null,606.15,2399,166.14999999999998]
[null,null,null,null,null,null,null,null,606.15,2400,166.14999999999998]
[null,null,null,null,null,null,null,null,605.47500000000002,2401,165.47500000000002]
[null,null,null,null,null,null,null,null,605.47500000000002,2402,165.47500000000002]
[null,null,null,null,null,null,null,null,605.47500000000002,2403,165.47500000000002]
[null,null,null,null,null,null,null,null,605.47500000000002,2404,165.47500000000002]
[null,null,null,null,null,null,null,null,605.47500000000002,2405,165.47500000000002]
[null,null,null,null,null,null,null,null,605.47500000000002,2406,165.47500000000002]
[null,null,null,null,null,null,null,null,605.47500000000002,2407,165.47500000000002]
[null,null,null,null,null,null,null,null,605.47500000000002,2408,165.47500000000002]
[null,null,null,null,null,null,null,null,605.47500000000002,2409,165.47500000000002]
[null,null,null,null,null,null,null,null,605.47500000000002,2410,165.47500000000002]
[null,null,null,null,null,null,null,null,605.47500000000002,2411,165.47500000000002]
[null,null,null,null,null,null,null,null,605.47500000000002,2412,165.47500000000002]
[null,null,null,null,null,null,null,null,605.47500000000002,2413,165.47500000000002]
[null,null,null,null,null,null,null,null,605.47500000000002,2414,165.47500000000002]
[null,null,null,null,null,null,null,null,605.47500000000002,2415,165.47500000000002]
[null,null,null,null,null,null,null,null,605.47500000000002,2416,165.47500000000002]
[null,null,null,null,null,null,null,null,605.47500000000002,2417,165.47500000000002]
[null,null,null,null,null,null,null,null,605.47500000000002,2418,165.47500000000002]
[null,null,null,null,null,null,null,null,605.47500000000002,2419,165.47500000000002]
[null,null,null,null,null,null,null,null,605.47500000000002,2420,165.47500000000002]
[null,null,null,null,null,null,null,null,605.47500000000002,2421,165.47500000000002]
[null,null,null,null,null,null,null,null,605.47500000000002,2422,165.47500000000002]
[null,null,null,null,null,null,null,null,605.47500000000002,2423,165.47500000000002]
[null,null,null,null,null,null,null,null,605.47500000000002,2424,165.47500000000002]
[null,null,null,null,null,null,null,null,605.4375,2425,165.4375]
[null,null,null,null,null,null,null,null,605.4375,2426,165.4375]
[null,null,null,null,null,null,null,null,605.4375,2427,165.4375]
[null,null,null,null,null,null,null,null,605.4375,2428,165.4375]
[null,null,null,null,null,null,null,null,605.4375,2429,165.4375]
[null,null,null,null,null,null,null,null,605.4375,2430,165.4375]
[null,null,null,null,null,null,null,null,605.4375,2431,165.4375]
[null,null,null,null,null,null,null,null,605.4375,2432,165.4375]
[null,null,null,null,null,null,null,null,605.4375,2433,165.4375]
[null,null,null,null,null,null,null,null,605.4375,2434,{"$f":"IF(I2436>440,I2436-440,0)","v":165.4375}]
[null,null,null,null,null,null,null,null,605.4375,2435,165.4375]
[null,null,null,null,null,null,null,null,605.4375,2436,165.4375]
[null,null,null,null,null,null,null,null,605.4375,2437,165.4375]
[null,null,null,null,null,null,null,null,605.4375,2438,165.4375]
[null,null,null,null,null,null,null,null,605.4375,2439,165.4375]
[null,null,null,null,null,null,null,null,605.4375,2440,165.4375]
[null,null,null,null,null,null,null,null,605.4375,2441,165.4375]
[null,null,null,null,null,null,null,null,605.4375,2442,165.4375]
[null,null,null,null,null,null,null,null,605.4375,2443,165.4375]
[null,null,null,null,null,null,null,null,605.4375,2444,165.4375]
[null,null,null,null,null,null,null,null,605.4375,2445,165.4375]
[null,null,null,null,null,null,null,null,605.4375,2446,165.4375]
[null,null,null,null,null,null,null,null,605.4375,2447,165.4375]
[null,null,null,null,null,null,null,null,605.4375,2448,165.4375]
[null,null,null,null,null,null,null,null,605.4375,2449,165.4375]
[null,null,null,null,null,null,null,null,605.4375,2450,165.4375]
[null,null,null,null,null,null,null,null,605.4375,2451,165.4375]
[null,null,null,null,null,null,null,null,605.4375,2452,165.4375]
[null,null,null,null,null,null,null,null,605.4375,2453,165.4375]
[null,null,null,null,null,null,null,null,605.4375,2454,165.4375]
[null,null,null,null,null,null,null,null,605.4375,2455,165.4375]
[null,null,null,null,null,null,null,null,605.4375,2456,165.4375]
[null,null,null,null,null,null,null,null,605.4375,2457,165.4375]
[null,null,null,null,null,null,null,null,605.4375,2458,165.4375]
[null,null,null,null,null,null,null,null,605.4375,2459,165.4375]
[null,null,null,null,null,null,null,null,605.4375,2460,165.4375]
[null,null,null,null,null,null,null,null,605.4375,2461,165.4375]
[null,null,null,null,null,null,null,null,605.4375,2462,165.4375]
[null,null,null,null,null,null,null,null,605.4375,2463,165.4375]
[null,null,null,null,null,null,null,null,605.4375,2464,165.4375]
[null,null,null,null,null,null,null,null,605.4375,2465,165.4375]
[null,null,null,null,null,null,null,null,605.4375,2466,165.4375]
[null,null,null,null,null,null,null,null,605.4375,2467,165.4375]
[null,null,null,null,null,null,null,null,605.4375,2468,165.4375]
[null,null,null,null,null,null,null,null,605.4375,2469,165.4375]
[null,null,null,null,null,null,null,null,605.4375,2470,165.4375]
[null,null,null,null,null,null,null,null,605.4375,2471,165.4375]
[null,null,null,null,null,null,null,null,605.4375,2472,165.4375]
[null,null,null,null,null,null,null,null,603.11250000000007,2473,163.11250000000007]
[null,null,null,null,null,null,null,null,603.11250000000007,2474,163.11250000000007]
[null,null,null,null,null,null,null,null,603.11250000000007,2475,163.11250000000007]
[null,null,null,null,null,null,null,null,603.11250000000007,2476,163.11250000000007]
[null,null,null,null,null,null,null,null,603.11250000000007,2477,163.11250000000007]
[null,null,null,null,null,null,null,null,603.11250000000007,2478,163.11250000000007]
[null,null,null,null,null,null,null,null,603.11250000000007,2479,163.11250000000007]
[null,null,null,null,null,null,null,null,603.11250000000007,2480,163.11250000000007]
[null,null,null,null,null,null,null,null,603.11250000000007,2481,163.11250000000007]
[null,null,null,null,null,null,null,null,603.11250000000007,2482,163.11250000000007]
[null,null,null,null,null,null,null,null,603.11250000000007,2483,163.11250000000007]
[null,null,null,null,null,null,null,null,603.11250000000007,2484,163.11250000000007]
[null,null,null,null,null,null,null,null,603.11250000000007,2485,163.11250000000007]
[null,null,null,null,null,null,null,null,603.11250000000007,2486,163.11250000000007]
[null,null,null,null,null,null,null,null,603.11250000000007,2487,163.11250000000007]
[null,null,null,null,null,null,null,null,603.11250000000007,2488,163.11250000000007]
[null,null,null,null,null,null,null,null,603.11250000000007,2489,163.11250000000007]
[null,null,null,null,null,null,null,null,603.11250000000007,2490,163.11250000000007]
[null,null,null,null,null,null,null,null,603.11250000000007,2491,163.11250000000007]
[null,null,null,null,null,null,null,null,603.11250000000007,2492,163.11250000000007]
[null,null,null,null,null,null,null,null,603.11250000000007,2493,163.11250000000007]
[null,null,null,null,null,null,null,null,603.11250000000007,2494,163.11250000000007]
[null,null,null,null,null,null,null,null,603.11250000000007,2495,163.11250000000007]
[null,null,null,null,null,null,null,null,603.11250000000007,2496,163.11250000000007]
[null,null,null,null,null,null,null,null,600.33749999999998,2497,160.33749999999998]
[null,null,null,null,null,null,null,null,600.33749999999998,2498,{"$f":"IF(I2500>440,I2500-440,0)","v":160.33749999999998}]
[null,null,null,null,null,null,null,null,600.33749999999998,2499,160.33749999999998]
[null,null,null,null,null,null,null,null,600.33749999999998,2500,160.33749999999998]
[null,null,null,null,null,null,null,null,600.33749999999998,2501,160.33749999999998]
[null,null,null,null,null,null,null,null,600.33749999999998,2502,160.33749999999998]
[null,null,null,null,null,null,null,null,600.33749999999998,2503,160.33749999999998]
[null,null,null,null,null,null,null,null,600.33749999999998,2504,160.33749999999998]
[null,null,null,null,null,null,null,null,600.33749999999998,2505,160.33749999999998]
[null,null,null,null,null,null,null,null,600.33749999999998,2506,160.33749999999998]
[null,null,null,null,null,null,null,null,600.33749999999998,2507,160.33749999999998]
[null,null,null,null,null,null,null,null,600.33749999999998,2508,160.33749999999998]
[null,null,null,null,null,null,null,null,600.33749999999998,2509,160.33749999999998]
[null,null,null,null,null,null,null,null,600.33749999999998,2510,160.33749999999998]
[null,null,null,null,null,null,null,null,600.33749999999998,2511,160.33749999999998]
[null,null,null,null,null,null,null,null,600.33749999999998,2512,160.33749999999998]
[null,null,null,null,null,null,null,null,600.33749999999998,2513,160.33749999999998]
[null,null,null,null,null,null,null,null,600.33749999999998,2514,160.33749999999998]
[null,null,null,null,null,null,null,null,600.33749999999998,2515,160.33749999999998]
[null,null,null,null,null,null,null,null,600.33749999999998,2516,160.33749999999998]
[null,null,null,null,null,null,null,null,600.33749999999998,2517,160.33749999999998]
[null,null,null,null,null,null,null,null,600.33749999999998,2518,160.33749999999998]
[null,null,null,null,null,null,null,null,600.33749999999998,2519,160.33749999999998]
[null,null,null,null,null,null,null,null,600.33749999999998,2520,160.33749999999998]
[null,null,null,null,null,null,null,null,599.02499999999998,2521,159.02499999999998]
[null,null,null,null,null,null,null,null,599.02499999999998,2522,159.02499999999998]
[null,null,null,null,null,null,null,null,599.02499999999998,2523,159.02499999999998]
[null,null,null,null,null,null,null,null,599.02499999999998,2524,159.02499999999998]
[null,null,null,null,null,null,null,null,599.02499999999998,2525,159.02499999999998]
[null,null,null,null,null,null,null,null,599.02499999999998,2526,159.02499999999998]
[null,null,null,null,null,null,null,null,599.02499999999998,2527,159.02499999999998]
[null,null,null,null,null,null,null,null,599.02499999999998,2528,159.02499999999998]
[null,null,null,null,null,null,null,null,599.02499999999998,2529,159.02499999999998]
[null,null,null,null,null,null,null,null,599.02499999999998,2530,159.02499999999998]
[null,null,null,null,null,null,null,null,599.02499999999998,2531,159.02499999999998]
[null,null,null,null,null,null,null,null,599.02499999999998,2532,159.02499999999998]
[null,null,null,null,null,null,null,null,599.02499999999998,2533,159.02499999999998]
[null,null,null,null,null,null,null,null,599.02499999999998,2534,159.02499999999998]
[null,null,null,null,null,null,null,null,599.02499999999998,2535,159.02499999999998]
[null,null,null,null,null,null,null,null,599.02499999999998,2536,159.02499999999998]
[null,null,null,null,null,null,null,null,599.02499999999998,2537,159.02499999999998]
[null,null,null,null,null,null,null,null,599.02499999999998,2538,159.02499999999998]
[null,null,null,null,null,null,null,null,599.02499999999998,2539,159.02499999999998]
[null,null,null,null,null,null,null,null,599.02499999999998,2540,159.02499999999998]
[null,null,null,null,null,null,null,null,599.02499999999998,2541,159.02499999999998]
[null,null,null,null,null,null,null,null,599.02499999999998,2542,159.02499999999998]
[null,null,null,null,null,null,null,null,599.02499999999998,2543,159.02499999999998]
[null,null,null,null,null,null,null,null,599.02499999999998,2544,159.02499999999998]
[null,null,null,null,null,null,null,null,594.5625,2545,154.5625]
[null,null,null,null,null,null,null,null,594.5625,2546,154.5625]
[null,null,null,null,null,null,null,null,594.5625,2547,154.5625]
[null,null,null,null,null,null,null,null,594.5625,2548,154.5625]
[null,null,null,null,null,null,null,null,594.5625,2549,154.5625]
[null,null,null,null,null,null,null,null,594.5625,2550,154.5625]
[null,null,null,null,null,null,null,null,594.5625,2551,154.5625]
[null,null,null,null,null,null,null,null,594.5625,2552,154.5625]
[null,null,null,null,null,null,null,null,594.5625,2553,154.5625]
[null,null,null,null,null,null,null,null,594.5625,2554,154.5625]
[null,null,null,null,null,null,null,null,594.5625,2555,154.5625]
[null,null,null,null,null,null,null,null,594.5625,2556,154.5625]
[null,null,null,null,null,null,null,null,594.5625,2557,154.5625]
[null,null,null,null,null,null,null,null,594.5625,2558,154.5625]
[null,null,null,null,null,null,null,null,594.5625,2559,154.5625]
[null,null,null,null,null,null,null,null,594.5625,2560,154.5625]
[null,null,null,null,null,null,null,null,594.5625,2561,154.5625]
[null,null,null,null,null,null,null,null,594.5625,2562,{"$f":"IF(I2564>440,I2564-440,0)","v":154.5625}]
[null,null,null,null,null,null,null,null,594.5625,2563,154.5625]
[null,null,null,null,null,null,null,null,594.5625,2564,154.5625]
[null,null,null,null,null,null,null,null,594.5625,2565,154.5625]
[null,null,null,null,null,null,null,null,594.5625,2566,154.5625]
[null,null,null,null,null,null,null,null,594.5625,2567,154.5625]
[null,null,null,null,null,null,null,null,594.5625,2568,154.5625]
[null,null,null,null,null,null,null,null,593.73750000000007,2569,153.73750000000007]
[null,null,null,null,null,null,null,null,593.73750000000007,2570,153.73750000000007]
[null,null,null,null,null,null,null,null,593.73750000000007,2571,153.73750000000007]
[null,null,null,null,null,null,null,null,593.73750000000007,2572,153.73750000000007]
[null,null,null,null,null,null,null,null,593.73750000000007,2573,153.73750000000007]
[null,null,null,null,null,null,null,null,593.73750000000007,2574,153.73750000000007]
[null,null,null,null,null,null,null,null,593.73750000000007,2575,153.73750000000007]
[null,null,null,null,null,null,null,null,593.73750000000007,2576,153.73750000000007]
[null,null,null,null,null,null,null,null,593.73750000000007,2577,153.73750000000007]
[null,null,null,null,null,null,null,null,593.73750000000007,2578,153.73750000000007]
[null,null,null,null,null,null,null,null,593.73750000000007,2579,153.73750000000007]
[null,null,null,null,null,null,null,null,593.73750000000007,2580,153.73750000000007]
[null,null,null,null,null,null,null,null,593.73750000000007,2581,153.73750000000007]
[null,null,null,null,null,null,null,null,593.73750000000007,2582,153.73750000000007]
[null,null,null,null,null,null,null,null,593.73750000000007,2583,153.73750000000007]
[null,null,null,null,null,null,null,null,593.73750000000007,2584,153.73750000000007]
[null,null,null,null,null,null,null,null,593.73750000000007,2585,153.73750000000007]
[null,null,null,null,null,null,null,null,593.73750000000007,2586,153.73750000000007]
[null,null,null,null,null,null,null,null,593.73750000000007,2587,153.73750000000007]
[null,null,null,null,null,null,null,null,593.73750000000007,2588,153.73750000000007]
[null,null,null,null,null,null,null,null,593.73750000000007,2589,153.73750000000007]
[null,null,null,null,null,null,null,null,593.73750000000007,2590,153.73750000000007]
[null,null,null,null,null,null,null,null,593.73750000000007,2591,153.73750000000007]
[null,null,null,null,null,null,null,null,593.73750000000007,2592,153.73750000000007]
[null,null,null,null,null,null,null,null,593.58749999999998,2593,153.58749999999998]
[null,null,null,null,null,null,null,null,593.58749999999998,2594,153.58749999999998]
[null,null,null,null,null,null,null,null,593.58749999999998,2595,153.58749999999998]
[null,null,null,null,null,null,null,null,593.58749999999998,2596,153.58749999999998]
[null,null,null,null,null,null,null,null,593.58749999999998,2597,153.58749999999998]
[null,null,null,null,null,null,null,null,593.58749999999998,2598,153.58749999999998]
[null,null,null,null,null,null,null,null,593.58749999999998,2599,153.58749999999998]
[null,null,null,null,null,null,null,null,593.58749999999998,2600,153.58749999999998]
[null,null,null,null,null,null,null,null,593.58749999999998,2601,153.58749999999998]
[null,null,null,null,null,null,null,null,593.58749999999998,2602,153.58749999999998]
[null,null,null,null,null,null,null,null,593.58749999999998,2603,153.58749999999998]
[null,null,null,null,null,null,null,null,593.58749999999998,2604,153.58749999999998]
[null,null,null,null,null,null,null,null,593.58749999999998,2605,153.58749999999998]
[null,null,null,null,null,null,null,null,593.58749999999998,2606,153.58749999999998]
[null,null,null,null,null,null,null,null,593.58749999999998,2607,153.58749999999998]
[null,null,null,null,null,null,null,null,593.58749999999998,2608,153.58749999999998]
[null,null,null,null,null,null,null,null,593.58749999999998,2609,153.58749999999998]
[null,null,null,null,null,null,null,null,593.58749999999998,2610,153.58749999999998]
[null,null,null,null,null,null,null,null,593.58749999999998,2611,153.58749999999998]
[null,null,null,null,null,null,null,null,593.58749999999998,2612,153.58749999999998]
[null,null,null,null,null,null,null,null,593.58749999999998,2613,153.58749999999998]
[null,null,null,null,null,null,null,null,593.58749999999998,2614,153.58749999999998]
[null,null,null,null,null,null,null,null,593.58749999999998,2615,153.58749999999998]
[null,null,null,null,null,null,null,null,593.58749999999998,2616,153.58749999999998]
[null,null,null,null,null,null,null,null,593.36250000000007,2617,153.36250000000007]
[null,null,null,null,null,null,null,null,593.36250000000007,2618,153.36250000000007]
[null,null,null,null,null,null,null,null,593.36250000000007,2619,153.36250000000007]
[null,null,null,null,null,null,null,null,593.36250000000007,2620,153.36250000000007]
[null,null,null,null,null,null,null,null,593.36250000000007,2621,153.36250000000007]
[null,null,null,null,null,null,null,null,593.36250000000007,2622,153.36250000000007]
[null,null,null,null,null,null,null,null,593.36250000000007,2623,153.36250000000007]
[null,null,null,null,null,null,null,null,593.36250000000007,2624,153.36250000000007]
[null,null,null,null,null,null,null,null,593.36250000000007,2625,153.36250000000007]
[null,null,null,null,null,null,null,null,593.36250000000007,2626,{"$f":"IF(I2628>440,I2628-440,0)","v":153.36250000000007}]
[null,null,null,null,null,null,null,null,593.36250000000007,2627,153.36250000000007]
[null,null,null,null,null,null,null,null,593.36250000000007,2628,153.36250000000007]
[null,null,null,null,null,null,null,null,593.36250000000007,2629,153.36250000000007]
[null,null,null,null,null,null,null,null,593.36250000000007,2630,153.36250000000007]
[null,null,null,null,null,null,null,null,593.36250000000007,2631,153.36250000000007]
[null,null,null,null,null,null,null,null,593.36250000000007,2632,153.36250000000007]
[null,null,null,null,null,null,null,null,593.36250000000007,2633,153.36250000000007]
[null,null,null,null,null,null,null,null,593.36250000000007,2634,153.36250000000007]
[null,null,null,null,null,null,null,null,593.36250000000007,2635,153.36250000000007]
[null,null,null,null,null,null,null,null,593.36250000000007,2636,153.36250000000007]
[null,null,null,null,null,null,null,null,593.36250000000007,2637,153.36250000000007]
[null,null,null,null,null,null,null,null,593.36250000000007,2638,153.36250000000007]
[null,null,null,null,null,null,null,null,593.36250000000007,2639,153.36250000000007]
[null,null,null,null,null,null,null,null,593.36250000000007,2640,153.36250000000007]
[null,null,null,null,null,null,null,null,592.80000000000007,2641,152.80000000000007]
[null,null,null,null,null,null,null,null,592.80000000000007,2642,152.80000000000007]
[null,null,null,null,null,null,null,null,592.80000000000007,2643,152.80000000000007]
[null,null,null,null,null,null,null,null,592.80000000000007,2644,152.80000000000007]
[null,null,null,null,null,null,null,null,592.80000000000007,2645,152.80000000000007]
[null,null,null,null,null,null,null,null,592.80000000000007,2646,152.80000000000007]
[null,null,null,null,null,null,null,null,592.80000000000007,2647,152.80000000000007]
[null,null,null,null,null,null,null,null,592.80000000000007,2648,152.80000000000007]
[null,null,null,null,null,null,null,null,592.80000000000007,2649,152.80000000000007]
[null,null,null,null,null,null,null,null,592.80000000000007,2650,152.80000000000007]
[null,null,null,null,null,null,null,null,592.80000000000007,2651,152.80000000000007]
[null,null,null,null,null,null,null,null,592.80000000000007,2652,152.80000000000007]
[null,null,null,null,null,null,null,null,592.80000000000007,2653,152.80000000000007]
[null,null,null,null,null,null,null,null,592.80000000000007,2654,152.80000000000007]
[null,null,null,null,null,null,null,null,592.80000000000007,2655,152.80000000000007]
[null,null,null,null,null,null,null,null,592.80000000000007,2656,152.80000000000007]
[null,null,null,null,null,null,null,null,592.80000000000007,2657,152.80000000000007]
[null,null,null,null,null,null,null,null,592.80000000000007,2658,152.80000000000007]
[null,null,null,null,null,null,null,null,592.80000000000007,2659,152.80000000000007]
[null,null,null,null,null,null,null,null,592.80000000000007,2660,152.80000000000007]
[null,null,null,null,null,null,null,null,592.80000000000007,2661,152.80000000000007]
[null,null,null,null,null,null,null,null,592.80000000000007,2662,152.80000000000007]
[null,null,null,null,null,null,null,null,592.80000000000007,2663,152.80000000000007]
[null,null,null,null,null,null,null,null,592.80000000000007,2664,152.80000000000007]
[null,null,null,null,null,null,null,null,592.125,2665,152.125]
[null,null,null,null,null,null,null,null,592.125,2666,152.125]
[null,null,null,null,null,null,null,null,592.125,2667,152.125]
[null,null,null,null,null,null,null,null,592.125,2668,152.125]
[null,null,null,null,null,null,null,null,592.125,2669,152.125]
[null,null,null,null,null,null,null,null,592.125,2670,152.125]
[null,null,null,null,null,null,null,null,592.125,2671,152.125]
[null,null,null,null,null,null,null,null,592.125,2672,152.125]
[null,null,null,null,null,null,null,null,592.125,2673,152.125]
[null,null,null,null,null,null,null,null,592.125,2674,152.125]
[null,null,null,null,null,null,null,null,592.125,2675,152.125]
[null,null,null,null,null,null,null,null,592.125,2676,152.125]
[null,null,null,null,null,null,null,null,592.125,2677,152.125]
[null,null,null,null,null,null,null,null,592.125,2678,152.125]
[null,null,null,null,null,null,null,null,592.125,2679,152.125]
[null,null,null,null,null,null,null,null,592.125,2680,152.125]
[null,null,null,null,null,null,null,null,592.125,2681,152.125]
[null,null,null,null,null,null,null,null,592.125,2682,152.125]
[null,null,null,null,null,null,null,null,592.125,2683,152.125]
[null,null,null,null,null,null,null,null,592.125,2684,152.125]
[null,null,null,null,null,null,null,null,592.125,2685,152.125]
[null,null,null,null,null,null,null,null,592.125,2686,152.125]
[null,null,null,null,null,null,null,null,592.125,2687,152.125]
[null,null,null,null,null,null,null,null,592.125,2688,152.125]
[null,null,null,null,null,null,null,null,590.17500000000007,2689,150.17500000000007]
[null,null,null,null,null,null,null,null,590.17500000000007,2690,{"$f":"IF(I2692>440,I2692-440,0)","v":150.17500000000007}]
[null,null,null,null,null,null,null,null,590.17500000000007,2691,150.17500000000007]
[null,null,null,null,null,null,null,null,590.17500000000007,2692,150.17500000000007]
[null,null,null,null,null,null,null,null,590.17500000000007,2693,150.17500000000007]
[null,null,null,null,null,null,null,null,590.17500000000007,2694,150.17500000000007]
[null,null,null,null,null,null,null,null,590.17500000000007,2695,150.17500000000007]
[null,null,null,null,null,null,null,null,590.17500000000007,2696,150.17500000000007]
[null,null,null,null,null,null,null,null,590.17500000000007,2697,150.17500000000007]
[null,null,null,null,null,null,null,null,590.17500000000007,2698,150.17500000000007]
[null,null,null,null,null,null,null,null,590.17500000000007,2699,150.17500000000007]
[null,null,null,null,null,null,null,null,590.17500000000007,2700,150.17500000000007]
[null,null,null,null,null,null,null,null,590.17500000000007,2701,150.17500000000007]
[null,null,null,null,null,null,null,null,590.17500000000007,2702,150.17500000000007]
[null,null,null,null,null,null,null,null,590.17500000000007,2703,150.17500000000007]
[null,null,null,null,null,null,null,null,590.17500000000007,2704,150.17500000000007]
[null,null,null,null,null,null,null,null,590.17500000000007,2705,150.17500000000007]
[null,null,null,null,null,null,null,null,590.17500000000007,2706,150.17500000000007]
[null,null,null,null,null,null,null,null,590.17500000000007,2707,150.17500000000007]
[null,null,null,null,null,null,null,null,590.17500000000007,2708,150.17500000000007]
[null,null,null,null,null,null,null,null,590.17500000000007,2709,150.17500000000007]
[null,null,null,null,null,null,null,null,590.17500000000007,2710,150.17500000000007]
[null,null,null,null,null,null,null,null,590.17500000000007,2711,150.17500000000007]
[null,null,null,null,null,null,null,null,590.17500000000007,2712,150.17500000000007]
[null,null,null,null,null,null,null,null,588.9375,2713,148.9375]
[null,null,null,null,null,null,null,null,588.9375,2714,148.9375]
[null,null,null,null,null,null,null,null,588.9375,2715,148.9375]
[null,null,null,null,null,null,null,null,588.9375,2716,148.9375]
[null,null,null,null,null,null,null,null,588.9375,2717,148.9375]
[null,null,null,null,null,null,null,null,588.9375,2718,148.9375]
[null,null,null,null,null,null,null,null,588.9375,2719,148.9375]
[null,null,null,null,null,null,null,null,588.9375,2720,148.9375]
[null,null,null,null,null,null,null,null,588.9375,2721,148.9375]
[null,null,null,null,null,null,null,null,588.9375,2722,148.9375]
[null,null,null,null,null,null,null,null,588.9375,2723,148.9375]
[null,null,null,null,null,null,null,null,588.9375,2724,148.9375]
[null,null,null,null,null,null,null,null,588.9375,2725,148.9375]
[null,null,null,null,null,null,null,null,588.9375,2726,148.9375]
[null,null,null,null,null,null,null,null,588.9375,2727,148.9375]
[null,null,null,null,null,null,null,null,588.9375,2728,148.9375]
[null,null,null,null,null,null,null,null,588.9375,2729,148.9375]
[null,null,null,null,null,null,null,null,588.9375,2730,148.9375]
[null,null,null,null,null,null,null,null,588.9375,2731,148.9375]
[null,null,null,null,null,null,null,null,588.9375,2732,148.9375]
[null,null,null,null,null,null,null,null,588.9375,2733,148.9375]
[null,null,null,null,null,null,null,null,588.9375,2734,148.9375]
[null,null,null,null,null,null,null,null,588.9375,2735,148.9375]
[null,null,null,null,null,null,null,null,588.9375,2736,148.9375]
[null,null,null,null,null,null,null,null,588.71249999999998,2737,148.71249999999998]
[null,null,null,null,null,null,null,null,588.71249999999998,2738,148.71249999999998]
[null,null,null,null,null,null,null,null,588.71249999999998,2739,148.71249999999998]
[null,null,null,null,null,null,null,null,588.71249999999998,2740,148.71249999999998]
[null,null,null,null,null,null,null,null,588.71249999999998,2741,148.71249999999998]
[null,null,null,null,null,null,null,null,588.71249999999998,2742,148.71249999999998]
[null,null,null,null,null,null,null,null,588.71249999999998,2743,148.71249999999998]
[null,null,null,null,null,null,null,null,588.71249999999998,2744,148.71249999999998]
[null,null,null,null,null,null,null,null,588.71249999999998,2745,148.71249999999998]
[null,null,null,null,null,null,null,null,588.71249999999998,2746,148.71249999999998]
[null,null,null,null,null,null,null,null,588.71249999999998,2747,148.71249999999998]
[null,null,null,null,null,null,null,null,588.71249999999998,2748,148.71249999999998]
[null,null,null,null,null,null,null,null,588.71249999999998,2749,148.71249999999998]
[null,null,null,null,null,null,null,null,588.71249999999998,2750,148.71249999999998]
[null,null,null,null,null,null,null,null,588.71249999999998,2751,148.71249999999998]
[null,null,null,null,null,null,null,null,588.71249999999998,2752,148.71249999999998]
[null,null,null,null,null,null,null,null,588.71249999999998,2753,148.71249999999998]
[null,null,null,null,null,null,null,null,588.71249999999998,2754,{"$f":"IF(I2756>440,I2756-440,0)","v":148.71249999999998}]
[null,null,null,null,null,null,null,null,588.71249999999998,2755,148.71249999999998]
[null,null,null,null,null,null,null,null,588.71249999999998,2756,148.71249999999998]
[null,null,null,null,null,null,null,null,588.71249999999998,2757,148.71249999999998]
[null,null,null,null,null,null,null,null,588.71249999999998,2758,148.71249999999998]
[null,null,null,null,null,null,null,null,588.71249999999998,2759,148.71249999999998]
[null,null,null,null,null,null,null,null,588.71249999999998,2760,148.71249999999998]
[null,null,null,null,null,null,null,null,588.26250000000005,2761,148.26250000000005]
[null,null,null,null,null,null,null,null,588.26250000000005,2762,148.26250000000005]
[null,null,null,null,null,null,null,null,588.26250000000005,2763,148.26250000000005]
[null,null,null,null,null,null,null,null,588.26250000000005,2764,148.26250000000005]
[null,null,null,null,null,null,null,null,588.26250000000005,2765,148.26250000000005]
[null,null,null,null,null,null,null,null,588.26250000000005,2766,148.26250000000005]
[null,null,null,null,null,null,null,null,588.26250000000005,2767,148.26250000000005]
[null,null,null,null,null,null,null,null,588.26250000000005,2768,148.26250000000005]
[null,null,null,null,null,null,null,null,588.26250000000005,2769,148.26250000000005]
[null,null,null,null,null,null,null,null,588.26250000000005,2770,148.26250000000005]
[null,null,null,null,null,null,null,null,588.26250000000005,2771,148.26250000000005]
[null,null,null,null,null,null,null,null,588.26250000000005,2772,148.26250000000005]
[null,null,null,null,null,null,null,null,588.26250000000005,2773,148.26250000000005]
[null,null,null,null,null,null,null,null,588.26250000000005,2774,148.26250000000005]
[null,null,null,null,null,null,null,null,588.26250000000005,2775,148.26250000000005]
[null,null,null,null,null,null,null,null,588.26250000000005,2776,148.26250000000005]
[null,null,null,null,null,null,null,null,588.26250000000005,2777,148.26250000000005]
[null,null,null,null,null,null,null,null,588.26250000000005,2778,148.26250000000005]
[null,null,null,null,null,null,null,null,588.26250000000005,2779,148.26250000000005]
[null,null,null,null,null,null,null,null,588.26250000000005,2780,148.26250000000005]
[null,null,null,null,null,null,null,null,588.26250000000005,2781,148.26250000000005]
[null,null,null,null,null,null,null,null,588.26250000000005,2782,148.26250000000005]
[null,null,null,null,null,null,null,null,588.26250000000005,2783,148.26250000000005]
[null,null,null,null,null,null,null,null,588.26250000000005,2784,148.26250000000005]
[null,null,null,null,null,null,null,null,588.07500000000005,2785,148.07500000000005]
[null,null,null,null,null,null,null,null,588.07500000000005,2786,148.07500000000005]
[null,null,null,null,null,null,null,null,588.07500000000005,2787,148.07500000000005]
[null,null,null,null,null,null,null,null,588.07500000000005,2788,148.07500000000005]
[null,null,null,null,null,null,null,null,588.07500000000005,2789,148.07500000000005]
[null,null,null,null,null,null,null,null,588.07500000000005,2790,148.07500000000005]
[null,null,null,null,null,null,null,null,588.07500000000005,2791,148.07500000000005]
[null,null,null,null,null,null,null,null,588.07500000000005,2792,148.07500000000005]
[null,null,null,null,null,null,null,null,588.07500000000005,2793,148.07500000000005]
[null,null,null,null,null,null,null,null,588.07500000000005,2794,148.07500000000005]
[null,null,null,null,null,null,null,null,588.07500000000005,2795,148.07500000000005]
[null,null,null,null,null,null,null,null,588.07500000000005,2796,148.07500000000005]
[null,null,null,null,null,null,null,null,588.07500000000005,2797,148.07500000000005]
[null,null,null,null,null,null,null,null,588.07500000000005,2798,148.07500000000005]
[null,null,null,null,null,null,null,null,588.07500000000005,2799,148.07500000000005]
[null,null,null,null,null,null,null,null,588.07500000000005,2800,148.07500000000005]
[null,null,null,null,null,null,null,null,588.07500000000005,2801,148.07500000000005]
[null,null,null,null,null,null,null,null,588.07500000000005,2802,148.07500000000005]
[null,null,null,null,null,null,null,null,588.07500000000005,2803,148.07500000000005]
[null,null,null,null,null,null,null,null,588.07500000000005,2804,148.07500000000005]
[null,null,null,null,null,null,null,null,588.07500000000005,2805,148.07500000000005]
[null,null,null,null,null,null,null,null,588.07500000000005,2806,148.07500000000005]
[null,null,null,null,null,null,null,null,588.07500000000005,2807,148.07500000000005]
[null,null,null,null,null,null,null,null,588.07500000000005,2808,148.07500000000005]
[null,null,null,null,null,null,null,null,587.88750000000005,2809,147.88750000000005]
[null,null,null,null,null,null,null,null,587.88750000000005,2810,147.88750000000005]
[null,null,null,null,null,null,null,null,587.88750000000005,2811,147.88750000000005]
[null,null,null,null,null,null,null,null,587.88750000000005,2812,147.88750000000005]
[null,null,null,null,null,null,null,null,587.88750000000005,2813,147.88750000000005]
[null,null,null,null,null,null,null,null,587.88750000000005,2814,147.88750000000005]
[null,null,null,null,null,null,null,null,587.88750000000005,2815,147.88750000000005]
[null,null,null,null,null,null,null,null,587.88750000000005,2816,147.88750000000005]
[null,null,null,null,null,null,null,null,587.88750000000005,2817,147.88750000000005]
[null,null,null,null,null,null,null,null,587.88750000000005,2818,{"$f":"IF(I2820>440,I2820-440,0)","v":147.88750000000005}]
[null,null,null,null,null,null,null,null,587.88750000000005,2819,147.88750000000005]
[null,null,null,null,null,null,null,null,587.88750000000005,2820,147.88750000000005]
[null,null,null,null,null,null,null,null,587.88750000000005,2821,147.88750000000005]
[null,null,null,null,null,null,null,null,587.88750000000005,2822,147.88750000000005]
[null,null,null,null,null,null,null,null,587.88750000000005,2823,147.88750000000005]
[null,null,null,null,null,null,null,null,587.88750000000005,2824,147.88750000000005]
[null,null,null,null,null,null,null,null,587.88750000000005,2825,147.88750000000005]
[null,null,null,null,null,null,null,null,587.88750000000005,2826,147.88750000000005]
[null,null,null,null,null,null,null,null,587.88750000000005,2827,147.88750000000005]
[null,null,null,null,null,null,null,null,587.88750000000005,2828,147.88750000000005]
[null,null,null,null,null,null,null,null,587.88750000000005,2829,147.88750000000005]
[null,null,null,null,null,null,null,null,587.88750000000005,2830,147.88750000000005]
[null,null,null,null,null,null,null,null,587.88750000000005,2831,147.88750000000005]
[null,null,null,null,null,null,null,null,587.88750000000005,2832,147.88750000000005]
[null,null,null,null,null,null,null,null,587.4375,2833,147.4375]
[null,null,null,null,null,null,null,null,587.4375,2834,147.4375]
[null,null,null,null,null,null,null,null,587.4375,2835,147.4375]
[null,null,null,null,null,null,null,null,587.4375,2836,147.4375]
[null,null,null,null,null,null,null,null,587.4375,2837,147.4375]
[null,null,null,null,null,null,null,null,587.4375,2838,147.4375]
[null,null,null,null,null,null,null,null,587.4375,2839,147.4375]
[null,null,null,null,null,null,null,null,587.4375,2840,147.4375]
[null,null,null,null,null,null,null,null,587.4375,2841,147.4375]
[null,null,null,null,null,null,null,null,587.4375,2842,147.4375]
[null,null,null,null,null,null,null,null,587.4375,2843,147.4375]
[null,null,null,null,null,null,null,null,587.4375,2844,147.4375]
[null,null,null,null,null,null,null,null,587.4375,2845,147.4375]
[null,null,null,null,null,null,null,null,587.4375,2846,147.4375]
[null,null,null,null,null,null,null,null,587.4375,2847,147.4375]
[null,null,null,null,null,null,null,null,587.4375,2848,147.4375]
[null,null,null,null,null,null,null,null,587.4375,2849,147.4375]
[null,null,null,null,null,null,null,null,587.4375,2850,147.4375]
[null,null,null,null,null,null,null,null,587.4375,2851,147.4375]
[null,null,null,null,null,null,null,null,587.4375,2852,147.4375]
[null,null,null,null,null,null,null,null,587.4375,2853,147.4375]
[null,null,null,null,null,null,null,null,587.4375,2854,147.4375]
[null,null,null,null,null,null,null,null,587.4375,2855,147.4375]
[null,null,null,null,null,null,null,null,587.4375,2856,147.4375]
[null,null,null,null,null,null,null,null,586.98750000000007,2857,146.98750000000007]
[null,null,null,null,null,null,null,null,586.98750000000007,2858,146.98750000000007]
[null,null,null,null,null,null,null,null,586.98750000000007,2859,146.98750000000007]
[null,null,null,null,null,null,null,null,586.98750000000007,2860,146.98750000000007]
[null,null,null,null,null,null,null,null,586.98750000000007,2861,146.98750000000007]
[null,null,null,null,null,null,null,null,586.98750000000007,2862,146.98750000000007]
[null,null,null,null,null,null,null,null,586.98750000000007,2863,146.98750000000007]
[null,null,null,null,null,null,null,null,586.98750000000007,2864,146.98750000000007]
[null,null,null,null,null,null,null,null,586.98750000000007,2865,146.98750000000007]
[null,null,null,null,null,null,null,null,586.98750000000007,2866,146.98750000000007]
[null,null,null,null,null,null,null,null,586.98750000000007,2867,146.98750000000007]
[null,null,null,null,null,null,null,null,586.98750000000007,2868,146.98750000000007]
[null,null,null,null,null,null,null,null,586.98750000000007,2869,146.98750000000007]
[null,null,null,null,null,null,null,null,586.98750000000007,2870,146.98750000000007]
[null,null,null,null,null,null,null,null,586.98750000000007,2871,146.98750000000007]
[null,null,null,null,null,null,null,null,586.98750000000007,2872,146.98750000000007]
[null,null,null,null,null,null,null,null,586.98750000000007,2873,146.98750000000007]
[null,null,null,null,null,null,null,null,586.98750000000007,2874,146.98750000000007]
[null,null,null,null,null,null,null,null,586.98750000000007,2875,146.98750000000007]
[null,null,null,null,null,null,null,null,586.98750000000007,2876,146.98750000000007]
[null,null,null,null,null,null,null,null,586.98750000000007,2877,146.98750000000007]
[null,null,null,null,null,null,null,null,586.98750000000007,2878,146.98750000000007]
[null,null,null,null,null,null,null,null,586.98750000000007,2879,146.98750000000007]
[null,null,null,null,null,null,null,null,586.98750000000007,2880,146.98750000000007]
[null,null,null,null,null,null,null,null,586.23750000000007,2881,146.23750000000007]
[null,null,null,null,null,null,null,null,586.23750000000007,2882,{"$f":"IF(I2884>440,I2884-440,0)","v":146.23750000000007}]
[null,null,null,null,null,null,null,null,586.23750000000007,2883,146.23750000000007]
[null,null,null,null,null,null,null,null,586.23750000000007,2884,146.23750000000007]
[null,null,null,null,null,null,null,null,586.23750000000007,2885,146.23750000000007]
[null,null,null,null,null,null,null,null,586.23750000000007,2886,146.23750000000007]
[null,null,null,null,null,null,null,null,586.23750000000007,2887,146.23750000000007]
[null,null,null,null,null,null,null,null,586.23750000000007,2888,146.23750000000007]
[null,null,null,null,null,null,null,null,586.23750000000007,2889,146.23750000000007]
[null,null,null,null,null,null,null,null,586.23750000000007,2890,146.23750000000007]
[null,null,null,null,null,null,null,null,586.23750000000007,2891,146.23750000000007]
[null,null,null,null,null,null,null,null,586.23750000000007,2892,146.23750000000007]
[null,null,null,null,null,null,null,null,586.23750000000007,2893,146.23750000000007]
[null,null,null,null,null,null,null,null,586.23750000000007,2894,146.23750000000007]
[null,null,null,null,null,null,null,null,586.23750000000007,2895,146.23750000000007]
[null,null,null,null,null,null,null,null,586.23750000000007,2896,146.23750000000007]
[null,null,null,null,null,null,null,null,586.23750000000007,2897,146.23750000000007]
[null,null,null,null,null,null,null,null,586.23750000000007,2898,146.23750000000007]
[null,null,null,null,null,null,null,null,586.23750000000007,2899,146.23750000000007]
[null,null,null,null,null,null,null,null,586.23750000000007,2900,146.23750000000007]
[null,null,null,null,null,null,null,null,586.23750000000007,2901,146.23750000000007]
[null,null,null,null,null,null,null,null,586.23750000000007,2902,146.23750000000007]
[null,null,null,null,null,null,null,null,586.23750000000007,2903,146.23750000000007]
[null,null,null,null,null,null,null,null,586.23750000000007,2904,146.23750000000007]
[null,null,null,null,null,null,null,null,585.41250000000002,2905,145.41250000000002]
[null,null,null,null,null,null,null,null,585.41250000000002,2906,145.41250000000002]
[null,null,null,null,null,null,null,null,585.41250000000002,2907,145.41250000000002]
[null,null,null,null,null,null,null,null,585.41250000000002,2908,145.41250000000002]
[null,null,null,null,null,null,null,null,585.41250000000002,2909,145.41250000000002]
[null,null,null,null,null,null,null,null,585.41250000000002,2910,145.41250000000002]
[null,null,null,null,null,null,null,null,585.41250000000002,2911,145.41250000000002]
[null,null,null,null,null,null,null,null,585.41250000000002,2912,145.41250000000002]
[null,null,null,null,null,null,null,null,585.41250000000002,2913,145.41250000000002]
[null,null,null,null,null,null,null,null,585.41250000000002,2914,145.41250000000002]
[null,null,null,null,null,null,null,null,585.41250000000002,2915,145.41250000000002]
[null,null,null,null,null,null,null,null,585.41250000000002,2916,145.41250000000002]
[null,null,null,null,null,null,null,null,585.41250000000002,2917,145.41250000000002]
[null,null,null,null,null,null,null,null,585.41250000000002,2918,145.41250000000002]
[null,null,null,null,null,null,null,null,585.41250000000002,2919,145.41250000000002]
[null,null,null,null,null,null,null,null,585.41250000000002,2920,145.41250000000002]
[null,null,null,null,null,null,null,null,585.41250000000002,2921,145.41250000000002]
[null,null,null,null,null,null,null,null,585.41250000000002,2922,145.41250000000002]
[null,null,null,null,null,null,null,null,585.41250000000002,2923,145.41250000000002]
[null,null,null,null,null,null,null,null,585.41250000000002,2924,145.41250000000002]
[null,null,null,null,null,null,null,null,585.41250000000002,2925,145.41250000000002]
[null,null,null,null,null,null,null,null,585.41250000000002,2926,145.41250000000002]
[null,null,null,null,null,null,null,null,585.41250000000002,2927,145.41250000000002]
[null,null,null,null,null,null,null,null,585.41250000000002,2928,145.41250000000002]
[null,null,null,null,null,null,null,null,584.25,2929,144.25]
[null,null,null,null,null,null,null,null,584.25,2930,144.25]
[null,null,null,null,null,null,null,null,584.25,2931,144.25]
[null,null,null,null,null,null,null,null,584.25,2932,144.25]
[null,null,null,null,null,null,null,null,584.25,2933,144.25]
[null,null,null,null,null,null,null,null,584.25,2934,144.25]
[null,null,null,null,null,null,null,null,584.25,2935,144.25]
[null,null,null,null,null,null,null,null,584.25,2936,144.25]
[null,null,null,null,null,null,null,null,584.25,2937,144.25]
[null,null,null,null,null,null,null,null,584.25,2938,144.25]
[null,null,null,null,null,null,null,null,584.25,2939,144.25]
[null,null,null,null,null,null,null,null,584.25,2940,144.25]
[null,null,null,null,null,null,null,null,584.25,2941,144.25]
[null,null,null,null,null,null,null,null,584.25,2942,144.25]
[null,null,null,null,null,null,null,null,584.25,2943,144.25]
[null,null,null,null,null,null,null,null,584.25,2944,144.25]
[null,null,null,null,null,null,null,null,584.25,2945,144.25]
[null,null,null,null,null,null,null,null,584.25,2946,{"$f":"IF(I2948>440,I2948-440,0)","v":144.25}]
[null,null,null,null,null,null,null,null,584.25,2947,144.25]
[null,null,null,null,null,null,null,null,584.25,2948,144.25]
[null,null,null,null,null,null,null,null,584.25,2949,144.25]
[null,null,null,null,null,null,null,null,584.25,2950,144.25]
[null,null,null,null,null,null,null,null,584.25,2951,144.25]
[null,null,null,null,null,null,null,null,584.25,2952,144.25]
[null,null,null,null,null,null,null,null,581.36250000000007,2953,141.36250000000007]
[null,null,null,null,null,null,null,null,581.36250000000007,2954,141.36250000000007]
[null,null,null,null,null,null,null,null,581.36250000000007,2955,141.36250000000007]
[null,null,null,null,null,null,null,null,581.36250000000007,2956,141.36250000000007]
[null,null,null,null,null,null,null,null,581.36250000000007,2957,141.36250000000007]
[null,null,null,null,null,null,null,null,581.36250000000007,2958,141.36250000000007]
[null,null,null,null,null,null,null,null,581.36250000000007,2959,141.36250000000007]
[null,null,null,null,null,null,null,null,581.36250000000007,2960,141.36250000000007]
[null,null,null,null,null,null,null,null,581.36250000000007,2961,141.36250000000007]
[null,null,null,null,null,null,null,null,581.36250000000007,2962,141.36250000000007]
[null,null,null,null,null,null,null,null,581.36250000000007,2963,141.36250000000007]
[null,null,null,null,null,null,null,null,581.36250000000007,2964,141.36250000000007]
[null,null,null,null,null,null,null,null,581.36250000000007,2965,141.36250000000007]
[null,null,null,null,null,null,null,null,581.36250000000007,2966,141.36250000000007]
[null,null,null,null,null,null,null,null,581.36250000000007,2967,141.36250000000007]
[null,null,null,null,null,null,null,null,581.36250000000007,2968,141.36250000000007]
[null,null,null,null,null,null,null,null,581.36250000000007,2969,141.36250000000007]
[null,null,null,null,null,null,null,null,581.36250000000007,2970,141.36250000000007]
[null,null,null,null,null,null,null,null,581.36250000000007,2971,141.36250000000007]
[null,null,null,null,null,null,null,null,581.36250000000007,2972,141.36250000000007]
[null,null,null,null,null,null,null,null,581.36250000000007,2973,141.36250000000007]
[null,null,null,null,null,null,null,null,581.36250000000007,2974,141.36250000000007]
[null,null,null,null,null,null,null,null,581.36250000000007,2975,141.36250000000007]
[null,null,null,null,null,null,null,null,581.36250000000007,2976,141.36250000000007]
[null,null,null,null,null,null,null,null,581.36250000000007,2977,141.36250000000007]
[null,null,null,null,null,null,null,null,581.36250000000007,2978,141.36250000000007]
[null,null,null,null,null,null,null,null,581.36250000000007,2979,141.36250000000007]
[null,null,null,null,null,null,null,null,581.36250000000007,2980,141.36250000000007]
[null,null,null,null,null,null,null,null,581.36250000000007,2981,141.36250000000007]
[null,null,null,null,null,null,null,null,581.36250000000007,2982,141.36250000000007]
[null,null,null,null,null,null,null,null,581.36250000000007,2983,141.36250000000007]
[null,null,null,null,null,null,null,null,581.36250000000007,2984,141.36250000000007]
[null,null,null,null,null,null,null,null,581.36250000000007,2985,141.36250000000007]
[null,null,null,null,null,null,null,null,581.36250000000007,2986,141.36250000000007]
[null,null,null,null,null,null,null,null,581.36250000000007,2987,141.36250000000007]
[null,null,null,null,null,null,null,null,581.36250000000007,2988,141.36250000000007]
[null,null,null,null,null,null,null,null,581.36250000000007,2989,141.36250000000007]
[null,null,null,null,null,null,null,null,581.36250000000007,2990,141.36250000000007]
[null,null,null,null,null,null,null,null,581.36250000000007,2991,141.36250000000007]
[null,null,null,null,null,null,null,null,581.36250000000007,2992,141.36250000000007]
[null,null,null,null,null,null,null,null,581.36250000000007,2993,141.36250000000007]
[null,null,null,null,null,null,null,null,581.36250000000007,2994,141.36250000000007]
[null,null,null,null,null,null,null,null,581.36250000000007,2995,141.36250000000007]
[null,null,null,null,null,null,null,null,581.36250000000007,2996,141.36250000000007]
[null,null,null,null,null,null,null,null,581.36250000000007,2997,141.36250000000007]
[null,null,null,null,null,null,null,null,581.36250000000007,2998,141.36250000000007]
[null,null,null,null,null,null,null,null,581.36250000000007,2999,141.36250000000007]
[null,null,null,null,null,null,null,null,581.36250000000007,3000,141.36250000000007]
[null,null,null,null,null,null,null,null,578.21249999999998,3001,138.21249999999998]
[null,null,null,null,null,null,null,null,578.21249999999998,3002,138.21249999999998]
[null,null,null,null,null,null,null,null,578.21249999999998,3003,138.21249999999998]
[null,null,null,null,null,null,null,null,578.21249999999998,3004,138.21249999999998]
[null,null,null,null,null,null,null,null,578.21249999999998,3005,138.21249999999998]
[null,null,null,null,null,null,null,null,578.21249999999998,3006,138.21249999999998]
[null,null,null,null,null,null,null,null,578.21249999999998,3007,138.21249999999998]
[null,null,null,null,null,null,null,null,578.21249999999998,3008,138.21249999999998]
[null,null,null,null,null,null,null,null,578.21249999999998,3009,138.21249999999998]
[null,null,null,null,null,null,null,null,578.21249999999998,3010,{"$f":"IF(I3012>440,I3012-440,0)","v":138.21249999999998}]
[null,null,null,null,null,null,null,null,578.21249999999998,3011,138.21249999999998]
[null,null,null,null,null,null,null,null,578.21249999999998,3012,138.21249999999998]
[null,null,null,null,null,null,null,null,578.21249999999998,3013,138.21249999999998]
[null,null,null,null,null,null,null,null,578.21249999999998,3014,138.21249999999998]
[null,null,null,null,null,null,null,null,578.21249999999998,3015,138.21249999999998]
[null,null,null,null,null,null,null,null,578.21249999999998,3016,138.21249999999998]
[null,null,null,null,null,null,null,null,578.21249999999998,3017,138.21249999999998]
[null,null,null,null,null,null,null,null,578.21249999999998,3018,138.21249999999998]
[null,null,null,null,null,null,null,null,578.21249999999998,3019,138.21249999999998]
[null,null,null,null,null,null,null,null,578.21249999999998,3020,138.21249999999998]
[null,null,null,null,null,null,null,null,578.21249999999998,3021,138.21249999999998]
[null,null,null,null,null,null,null,null,578.21249999999998,3022,138.21249999999998]
[null,null,null,null,null,null,null,null,578.21249999999998,3023,138.21249999999998]
[null,null,null,null,null,null,null,null,578.21249999999998,3024,138.21249999999998]
[null,null,null,null,null,null,null,null,574.80000000000007,3025,134.80000000000007]
[null,null,null,null,null,null,null,null,574.80000000000007,3026,134.80000000000007]
[null,null,null,null,null,null,null,null,574.80000000000007,3027,134.80000000000007]
[null,null,null,null,null,null,null,null,574.80000000000007,3028,134.80000000000007]
[null,null,null,null,null,null,null,null,574.80000000000007,3029,134.80000000000007]
[null,null,null,null,null,null,null,null,574.80000000000007,3030,134.80000000000007]
[null,null,null,null,null,null,null,null,574.80000000000007,3031,134.80000000000007]
[null,null,null,null,null,null,null,null,574.80000000000007,3032,134.80000000000007]
[null,null,null,null,null,null,null,null,574.80000000000007,3033,134.80000000000007]
[null,null,null,null,null,null,null,null,574.80000000000007,3034,134.80000000000007]
[null,null,null,null,null,null,null,null,574.80000000000007,3035,134.80000000000007]
[null,null,null,null,null,null,null,null,574.80000000000007,3036,134.80000000000007]
[null,null,null,null,null,null,null,null,574.80000000000007,3037,134.80000000000007]
[null,null,null,null,null,null,null,null,574.80000000000007,3038,134.80000000000007]
[null,null,null,null,null,null,null,null,574.80000000000007,3039,134.80000000000007]
[null,null,null,null,null,null,null,null,574.80000000000007,3040,134.80000000000007]
[null,null,null,null,null,null,null,null,574.80000000000007,3041,134.80000000000007]
[null,null,null,null,null,null,null,null,574.80000000000007,3042,134.80000000000007]
[null,null,null,null,null,null,null,null,574.80000000000007,3043,134.80000000000007]
[null,null,null,null,null,null,null,null,574.80000000000007,3044,134.80000000000007]
[null,null,null,null,null,null,null,null,574.80000000000007,3045,134.80000000000007]
[null,null,null,null,null,null,null,null,574.80000000000007,3046,134.80000000000007]
[null,null,null,null,null,null,null,null,574.80000000000007,3047,134.80000000000007]
[null,null,null,null,null,null,null,null,574.80000000000007,3048,134.80000000000007]
[null,null,null,null,null,null,null,null,571.6875,3049,131.6875]
[null,null,null,null,null,null,null,null,571.6875,3050,131.6875]
[null,null,null,null,null,null,null,null,571.6875,3051,131.6875]
[null,null,null,null,null,null,null,null,571.6875,3052,131.6875]
[null,null,null,null,null,null,null,null,571.6875,3053,131.6875]
[null,null,null,null,null,null,null,null,571.6875,3054,131.6875]
[null,null,null,null,null,null,null,null,571.6875,3055,131.6875]
[null,null,null,null,null,null,null,null,571.6875,3056,131.6875]
[null,null,null,null,null,null,null,null,571.6875,3057,131.6875]
[null,null,null,null,null,null,null,null,571.6875,3058,131.6875]
[null,null,null,null,null,null,null,null,571.6875,3059,131.6875]
[null,null,null,null,null,null,null,null,571.6875,3060,131.6875]
[null,null,null,null,null,null,null,null,571.6875,3061,131.6875]
[null,null,null,null,null,null,null,null,571.6875,3062,131.6875]
[null,null,null,null,null,null,null,null,571.6875,3063,131.6875]
[null,null,null,null,null,null,null,null,571.6875,3064,131.6875]
[null,null,null,null,null,null,null,null,571.6875,3065,131.6875]
[null,null,null,null,null,null,null,null,571.6875,3066,131.6875]
[null,null,null,null,null,null,null,null,571.6875,3067,131.6875]
[null,null,null,null,null,null,null,null,571.6875,3068,131.6875]
[null,null,null,null,null,null,null,null,571.6875,3069,131.6875]
[null,null,null,null,null,null,null,null,571.6875,3070,131.6875]
[null,null,null,null,null,null,null,null,571.6875,3071,131.6875]
[null,null,null,null,null,null,null,null,571.6875,3072,131.6875]
[null,null,null,null,null,null,null,null,568.98750000000007,3073,128.98750000000007]
[null,null,null,null,null,null,null,null,568.98750000000007,3074,{"$f":"IF(I3076>440,I3076-440,0)","v":128.98750000000007}]
[null,null,null,null,null,null,null,null,568.98750000000007,3075,128.98750000000007]
[null,null,null,null,null,null,null,null,568.98750000000007,3076,128.98750000000007]
[null,null,null,null,null,null,null,null,568.98750000000007,3077,128.98750000000007]
[null,null,null,null,null,null,null,null,568.98750000000007,3078,128.98750000000007]
[null,null,null,null,null,null,null,null,568.98750000000007,3079,128.98750000000007]
[null,null,null,null,null,null,null,null,568.98750000000007,3080,128.98750000000007]
[null,null,null,null,null,null,null,null,568.98750000000007,3081,128.98750000000007]
[null,null,null,null,null,null,null,null,568.98750000000007,3082,128.98750000000007]
[null,null,null,null,null,null,null,null,568.98750000000007,3083,128.98750000000007]
[null,null,null,null,null,null,null,null,568.98750000000007,3084,128.98750000000007]
[null,null,null,null,null,null,null,null,568.98750000000007,3085,128.98750000000007]
[null,null,null,null,null,null,null,null,568.98750000000007,3086,128.98750000000007]
[null,null,null,null,null,null,null,null,568.98750000000007,3087,128.98750000000007]
[null,null,null,null,null,null,null,null,568.98750000000007,3088,128.98750000000007]
[null,null,null,null,null,null,null,null,568.98750000000007,3089,128.98750000000007]
[null,null,null,null,null,null,null,null,568.98750000000007,3090,128.98750000000007]
[null,null,null,null,null,null,null,null,568.98750000000007,3091,128.98750000000007]
[null,null,null,null,null,null,null,null,568.98750000000007,3092,128.98750000000007]
[null,null,null,null,null,null,null,null,568.98750000000007,3093,128.98750000000007]
[null,null,null,null,null,null,null,null,568.98750000000007,3094,128.98750000000007]
[null,null,null,null,null,null,null,null,568.98750000000007,3095,128.98750000000007]
[null,null,null,null,null,null,null,null,568.98750000000007,3096,128.98750000000007]
[null,null,null,null,null,null,null,null,568.61250000000007,3097,128.61250000000007]
[null,null,null,null,null,null,null,null,568.61250000000007,3098,128.61250000000007]
[null,null,null,null,null,null,null,null,568.61250000000007,3099,128.61250000000007]
[null,null,null,null,null,null,null,null,568.61250000000007,3100,128.61250000000007]
[null,null,null,null,null,null,null,null,568.61250000000007,3101,128.61250000000007]
[null,null,null,null,null,null,null,null,568.61250000000007,3102,128.61250000000007]
[null,null,null,null,null,null,null,null,568.61250000000007,3103,128.61250000000007]
[null,null,null,null,null,null,null,null,568.61250000000007,3104,128.61250000000007]
[null,null,null,null,null,null,null,null,568.61250000000007,3105,128.61250000000007]
[null,null,null,null,null,null,null,null,568.61250000000007,3106,128.61250000000007]
[null,null,null,null,null,null,null,null,568.61250000000007,3107,128.61250000000007]
[null,null,null,null,null,null,null,null,568.61250000000007,3108,128.61250000000007]
[null,null,null,null,null,null,null,null,568.61250000000007,3109,128.61250000000007]
[null,null,null,null,null,null,null,null,568.61250000000007,3110,128.61250000000007]
[null,null,null,null,null,null,null,null,568.61250000000007,3111,128.61250000000007]
[null,null,null,null,null,null,null,null,568.61250000000007,3112,128.61250000000007]
[null,null,null,null,null,null,null,null,568.61250000000007,3113,128.61250000000007]
[null,null,null,null,null,null,null,null,568.61250000000007,3114,128.61250000000007]
[null,null,null,null,null,null,null,null,568.61250000000007,3115,128.61250000000007]
[null,null,null,null,null,null,null,null,568.61250000000007,3116,128.61250000000007]
[null,null,null,null,null,null,null,null,568.61250000000007,3117,128.61250000000007]
[null,null,null,null,null,null,null,null,568.61250000000007,3118,128.61250000000007]
[null,null,null,null,null,null,null,null,568.61250000000007,3119,128.61250000000007]
[null,null,null,null,null,null,null,null,568.61250000000007,3120,128.61250000000007]
[null,null,null,null,null,null,null,null,567.48750000000007,3121,127.48750000000007]
[null,null,null,null,null,null,null,null,567.48750000000007,3122,127.48750000000007]
[null,null,null,null,null,null,null,null,567.48750000000007,3123,127.48750000000007]
[null,null,null,null,null,null,null,null,567.48750000000007,3124,127.48750000000007]
[null,null,null,null,null,null,null,null,567.48750000000007,3125,127.48750000000007]
[null,null,null,null,null,null,null,null,567.48750000000007,3126,127.48750000000007]
[null,null,null,null,null,null,null,null,567.48750000000007,3127,127.48750000000007]
[null,null,null,null,null,null,null,null,567.48750000000007,3128,127.48750000000007]
[null,null,null,null,null,null,null,null,567.48750000000007,3129,127.48750000000007]
[null,null,null,null,null,null,null,null,567.48750000000007,3130,127.48750000000007]
[null,null,null,null,null,null,null,null,567.48750000000007,3131,127.48750000000007]
[null,null,null,null,null,null,null,null,567.48750000000007,3132,127.48750000000007]
[null,null,null,null,null,null,null,null,567.48750000000007,3133,127.48750000000007]
[null,null,null,null,null,null,null,null,567.48750000000007,3134,127.48750000000007]
[null,null,null,null,null,null,null,null,567.48750000000007,3135,127.48750000000007]
[null,null,null,null,null,null,null,null,567.48750000000007,3136,127.48750000000007]
[null,null,null,null,null,null,null,null,567.48750000000007,3137,127.48750000000007]
[null,null,null,null,null,null,null,null,567.48750000000007,3138,{"$f":"IF(I3140>440,I3140-440,0)","v":127.48750000000007}]
[null,null,null,null,null,null,null,null,567.48750000000007,3139,127.48750000000007]
[null,null,null,null,null,null,null,null,567.48750000000007,3140,127.48750000000007]
[null,null,null,null,null,null,null,null,567.48750000000007,3141,127.48750000000007]
[null,null,null,null,null,null,null,null,567.48750000000007,3142,127.48750000000007]
[null,null,null,null,null,null,null,null,567.48750000000007,3143,127.48750000000007]
[null,null,null,null,null,null,null,null,567.48750000000007,3144,127.48750000000007]
[null,null,null,null,null,null,null,null,567.22500000000002,3145,127.22500000000002]
[null,null,null,null,null,null,null,null,567.22500000000002,3146,127.22500000000002]
[null,null,null,null,null,null,null,null,567.22500000000002,3147,127.22500000000002]
[null,null,null,null,null,null,null,null,567.22500000000002,3148,127.22500000000002]
[null,null,null,null,null,null,null,null,567.22500000000002,3149,127.22500000000002]
[null,null,null,null,null,null,null,null,567.22500000000002,3150,127.22500000000002]
[null,null,null,null,null,null,null,null,567.22500000000002,3151,127.22500000000002]
[null,null,null,null,null,null,null,null,567.22500000000002,3152,127.22500000000002]
[null,null,null,null,null,null,null,null,567.22500000000002,3153,127.22500000000002]
[null,null,null,null,null,null,null,null,567.22500000000002,3154,127.22500000000002]
[null,null,null,null,null,null,null,null,567.22500000000002,3155,127.22500000000002]
[null,null,null,null,null,null,null,null,567.22500000000002,3156,127.22500000000002]
[null,null,null,null,null,null,null,null,567.22500000000002,3157,127.22500000000002]
[null,null,null,null,null,null,null,null,567.22500000000002,3158,127.22500000000002]
[null,null,null,null,null,null,null,null,567.22500000000002,3159,127.22500000000002]
[null,null,null,null,null,null,null,null,567.22500000000002,3160,127.22500000000002]
[null,null,null,null,null,null,null,null,567.22500000000002,3161,127.22500000000002]
[null,null,null,null,null,null,null,null,567.22500000000002,3162,127.22500000000002]
[null,null,null,null,null,null,null,null,567.22500000000002,3163,127.22500000000002]
[null,null,null,null,null,null,null,null,567.22500000000002,3164,127.22500000000002]
[null,null,null,null,null,null,null,null,567.22500000000002,3165,127.22500000000002]
[null,null,null,null,null,null,null,null,567.22500000000002,3166,127.22500000000002]
[null,null,null,null,null,null,null,null,567.22500000000002,3167,127.22500000000002]
[null,null,null,null,null,null,null,null,567.22500000000002,3168,127.22500000000002]
[null,null,null,null,null,null,null,null,566.85,3169,126.85000000000002]
[null,null,null,null,null,null,null,null,566.85,3170,126.85000000000002]
[null,null,null,null,null,null,null,null,566.85,3171,126.85000000000002]
[null,null,null,null,null,null,null,null,566.85,3172,126.85000000000002]
[null,null,null,null,null,null,null,null,566.85,3173,126.85000000000002]
[null,null,null,null,null,null,null,null,566.85,3174,126.85000000000002]
[null,null,null,null,null,null,null,null,566.85,3175,126.85000000000002]
[null,null,null,null,null,null,null,null,566.85,3176,126.85000000000002]
[null,null,null,null,null,null,null,null,566.85,3177,126.85000000000002]
[null,null,null,null,null,null,null,null,566.85,3178,126.85000000000002]
[null,null,null,null,null,null,null,null,566.85,3179,126.85000000000002]
[null,null,null,null,null,null,null,null,566.85,3180,126.85000000000002]
[null,null,null,null,null,null,null,null,566.85,3181,126.85000000000002]
[null,null,null,null,null,null,null,null,566.85,3182,126.85000000000002]
[null,null,null,null,null,null,null,null,566.85,3183,126.85000000000002]
[null,null,null,null,null,null,null,null,566.85,3184,126.85000000000002]
[null,null,null,null,null,null,null,null,566.85,3185,126.85000000000002]
[null,null,null,null,null,null,null,null,566.85,3186,126.85000000000002]
[null,null,null,null,null,null,null,null,566.85,3187,126.85000000000002]
[null,null,null,null,null,null,null,null,566.85,3188,126.85000000000002]
[null,null,null,null,null,null,null,null,566.85,3189,126.85000000000002]
[null,null,null,null,null,null,null,null,566.85,3190,126.85000000000002]
[null,null,null,null,null,null,null,null,566.85,3191,126.85000000000002]
[null,null,null,null,null,null,null,null,566.85,3192,126.85000000000002]
[null,null,null,null,null,null,null,null,565.23750000000007,3193,125.23750000000007]
[null,null,null,null,null,null,null,null,565.23750000000007,3194,125.23750000000007]
[null,null,null,null,null,null,null,null,565.23750000000007,3195,125.23750000000007]
[null,null,null,null,null,null,null,null,565.23750000000007,3196,125.23750000000007]
[null,null,null,null,null,null,null,null,565.23750000000007,3197,125.23750000000007]
[null,null,null,null,null,null,null,null,565.23750000000007,3198,125.23750000000007]
[null,null,null,null,null,null,null,null,565.23750000000007,3199,125.23750000000007]
[null,null,null,null,null,null,null,null,565.23750000000007,3200,125.23750000000007]
[null,null,null,null,null,null,null,null,565.23750000000007,3201,125.23750000000007]
[null,null,null,null,null,null,null,null,565.23750000000007,3202,{"$f":"IF(I3204>440,I3204-440,0)","v":125.23750000000007}]
[null,null,null,null,null,null,null,null,565.23750000000007,3203,125.23750000000007]
[null,null,null,null,null,null,null,null,565.23750000000007,3204,125.23750000000007]
[null,null,null,null,null,null,null,null,565.23750000000007,3205,125.23750000000007]
[null,null,null,null,null,null,null,null,565.23750000000007,3206,125.23750000000007]
[null,null,null,null,null,null,null,null,565.23750000000007,3207,125.23750000000007]
[null,null,null,null,null,null,null,null,565.23750000000007,3208,125.23750000000007]
[null,null,null,null,null,null,null,null,565.23750000000007,3209,125.23750000000007]
[null,null,null,null,null,null,null,null,565.23750000000007,3210,125.23750000000007]
[null,null,null,null,null,null,null,null,565.23750000000007,3211,125.23750000000007]
[null,null,null,null,null,null,null,null,565.23750000000007,3212,125.23750000000007]
[null,null,null,null,null,null,null,null,565.23750000000007,3213,125.23750000000007]
[null,null,null,null,null,null,null,null,565.23750000000007,3214,125.23750000000007]
[null,null,null,null,null,null,null,null,565.23750000000007,3215,125.23750000000007]
[null,null,null,null,null,null,null,null,565.23750000000007,3216,125.23750000000007]
[null,null,null,null,null,null,null,null,563.0625,3217,123.0625]
[null,null,null,null,null,null,null,null,563.0625,3218,123.0625]
[null,null,null,null,null,null,null,null,563.0625,3219,123.0625]
[null,null,null,null,null,null,null,null,563.0625,3220,123.0625]
[null,null,null,null,null,null,null,null,563.0625,3221,123.0625]
[null,null,null,null,null,null,null,null,563.0625,3222,123.0625]
[null,null,null,null,null,null,null,null,563.0625,3223,123.0625]
[null,null,null,null,null,null,null,null,563.0625,3224,123.0625]
[null,null,null,null,null,null,null,null,563.0625,3225,123.0625]
[null,null,null,null,null,null,null,null,563.0625,3226,123.0625]
[null,null,null,null,null,null,null,null,563.0625,3227,123.0625]
[null,null,null,null,null,null,null,null,563.0625,3228,123.0625]
[null,null,null,null,null,null,null,null,563.0625,3229,123.0625]
[null,null,null,null,null,null,null,null,563.0625,3230,123.0625]
[null,null,null,null,null,null,null,null,563.0625,3231,123.0625]
[null,null,null,null,null,null,null,null,563.0625,3232,123.0625]
[null,null,null,null,null,null,null,null,563.0625,3233,123.0625]
[null,null,null,null,null,null,null,null,563.0625,3234,123.0625]
[null,null,null,null,null,null,null,null,563.0625,3235,123.0625]
[null,null,null,null,null,null,null,null,563.0625,3236,123.0625]
[null,null,null,null,null,null,null,null,563.0625,3237,123.0625]
[null,null,null,null,null,null,null,null,563.0625,3238,123.0625]
[null,null,null,null,null,null,null,null,563.0625,3239,123.0625]
[null,null,null,null,null,null,null,null,563.0625,3240,123.0625]
[null,null,null,null,null,null,null,null,550.20000000000005,3241,110.20000000000005]
[null,null,null,null,null,null,null,null,550.20000000000005,3242,110.20000000000005]
[null,null,null,null,null,null,null,null,550.20000000000005,3243,110.20000000000005]
[null,null,null,null,null,null,null,null,550.20000000000005,3244,110.20000000000005]
[null,null,null,null,null,null,null,null,550.20000000000005,3245,110.20000000000005]
[null,null,null,null,null,null,null,null,550.20000000000005,3246,110.20000000000005]
[null,null,null,null,null,null,null,null,550.20000000000005,3247,110.20000000000005]
[null,null,null,null,null,null,null,null,550.20000000000005,3248,110.20000000000005]
[null,null,null,null,null,null,null,null,550.20000000000005,3249,110.20000000000005]
[null,null,null,null,null,null,null,null,550.20000000000005,3250,110.20000000000005]
[null,null,null,null,null,null,null,null,550.20000000000005,3251,110.20000000000005]
[null,null,null,null,null,null,null,null,550.20000000000005,3252,110.20000000000005]
[null,null,null,null,null,null,null,null,550.20000000000005,3253,110.20000000000005]
[null,null,null,null,null,null,null,null,550.20000000000005,3254,110.20000000000005]
[null,null,null,null,null,null,null,null,550.20000000000005,3255,110.20000000000005]
[null,null,null,null,null,null,null,null,550.20000000000005,3256,110.20000000000005]
[null,null,null,null,null,null,null,null,550.20000000000005,3257,110.20000000000005]
[null,null,null,null,null,null,null,null,550.20000000000005,3258,110.20000000000005]
[null,null,null,null,null,null,null,null,550.20000000000005,3259,110.20000000000005]
[null,null,null,null,null,null,null,null,550.20000000000005,3260,110.20000000000005]
[null,null,null,null,null,null,null,null,550.20000000000005,3261,110.20000000000005]
[null,null,null,null,null,null,null,null,550.20000000000005,3262,110.20000000000005]
[null,null,null,null,null,null,null,null,550.20000000000005,3263,110.20000000000005]
[null,null,null,null,null,null,null,null,550.20000000000005,3264,110.20000000000005]
[null,null,null,null,null,null,null,null,549.71249999999998,3265,109.71249999999998]
[null,null,null,null,null,null,null,null,549.71249999999998,3266,{"$f":"IF(I3268>440,I3268-440,0)","v":109.71249999999998}]
[null,null,null,null,null,null,null,null,549.71249999999998,3267,109.71249999999998]
[null,null,null,null,null,null,null,null,549.71249999999998,3268,109.71249999999998]
[null,null,null,null,null,null,null,null,549.71249999999998,3269,109.71249999999998]
[null,null,null,null,null,null,null,null,549.71249999999998,3270,109.71249999999998]
[null,null,null,null,null,null,null,null,549.71249999999998,3271,109.71249999999998]
[null,null,null,null,null,null,null,null,549.71249999999998,3272,109.71249999999998]
[null,null,null,null,null,null,null,null,549.71249999999998,3273,109.71249999999998]
[null,null,null,null,null,null,null,null,549.71249999999998,3274,109.71249999999998]
[null,null,null,null,null,null,null,null,549.71249999999998,3275,109.71249999999998]
[null,null,null,null,null,null,null,null,549.71249999999998,3276,109.71249999999998]
[null,null,null,null,null,null,null,null,549.71249999999998,3277,109.71249999999998]
[null,null,null,null,null,null,null,null,549.71249999999998,3278,109.71249999999998]
[null,null,null,null,null,null,null,null,549.71249999999998,3279,109.71249999999998]
[null,null,null,null,null,null,null,null,549.71249999999998,3280,109.71249999999998]
[null,null,null,null,null,null,null,null,549.71249999999998,3281,109.71249999999998]
[null,null,null,null,null,null,null,null,549.71249999999998,3282,109.71249999999998]
[null,null,null,null,null,null,null,null,549.71249999999998,3283,109.71249999999998]
[null,null,null,null,null,null,null,null,549.71249999999998,3284,109.71249999999998]
[null,null,null,null,null,null,null,null,549.71249999999998,3285,109.71249999999998]
[null,null,null,null,null,null,null,null,549.71249999999998,3286,109.71249999999998]
[null,null,null,null,null,null,null,null,549.71249999999998,3287,109.71249999999998]
[null,null,null,null,null,null,null,null,549.71249999999998,3288,109.71249999999998]
[null,null,null,null,null,null,null,null,548.85,3289,108.85000000000002]
[null,null,null,null,null,null,null,null,548.85,3290,108.85000000000002]
[null,null,null,null,null,null,null,null,548.85,3291,108.85000000000002]
[null,null,null,null,null,null,null,null,548.85,3292,108.85000000000002]
[null,null,null,null,null,null,null,null,548.85,3293,108.85000000000002]
[null,null,null,null,null,null,null,null,548.85,3294,108.85000000000002]
[null,null,null,null,null,null,null,null,548.85,3295,108.85000000000002]
[null,null,null,null,null,null,null,null,548.85,3296,108.85000000000002]
[null,null,null,null,null,null,null,null,548.85,3297,108.85000000000002]
[null,null,null,null,null,null,null,null,548.85,3298,108.85000000000002]
[null,null,null,null,null,null,null,null,548.85,3299,108.85000000000002]
[null,null,null,null,null,null,null,null,548.85,3300,108.85000000000002]
[null,null,null,null,null,null,null,null,548.85,3301,108.85000000000002]
[null,null,null,null,null,null,null,null,548.85,3302,108.85000000000002]
[null,null,null,null,null,null,null,null,548.85,3303,108.85000000000002]
[null,null,null,null,null,null,null,null,548.85,3304,108.85000000000002]
[null,null,null,null,null,null,null,null,548.85,3305,108.85000000000002]
[null,null,null,null,null,null,null,null,548.85,3306,108.85000000000002]
[null,null,null,null,null,null,null,null,548.85,3307,108.85000000000002]
[null,null,null,null,null,null,null,null,548.85,3308,108.85000000000002]
[null,null,null,null,null,null,null,null,548.85,3309,108.85000000000002]
[null,null,null,null,null,null,null,null,548.85,3310,108.85000000000002]
[null,null,null,null,null,null,null,null,548.85,3311,108.85000000000002]
[null,null,null,null,null,null,null,null,548.85,3312,108.85000000000002]
[null,null,null,null,null,null,null,null,539.51250000000005,3313,99.512500000000045]
[null,null,null,null,null,null,null,null,539.51250000000005,3314,99.512500000000045]
[null,null,null,null,null,null,null,null,539.51250000000005,3315,99.512500000000045]
[null,null,null,null,null,null,null,null,539.51250000000005,3316,99.512500000000045]
[null,null,null,null,null,null,null,null,539.51250000000005,3317,99.512500000000045]
[null,null,null,null,null,null,null,null,539.51250000000005,3318,99.512500000000045]
[null,null,null,null,null,null,null,null,539.51250000000005,3319,99.512500000000045]
[null,null,null,null,null,null,null,null,539.51250000000005,3320,99.512500000000045]
[null,null,null,null,null,null,null,null,539.51250000000005,3321,99.512500000000045]
[null,null,null,null,null,null,null,null,539.51250000000005,3322,99.512500000000045]
[null,null,null,null,null,null,null,null,539.51250000000005,3323,99.512500000000045]
[null,null,null,null,null,null,null,null,539.51250000000005,3324,99.512500000000045]
[null,null,null,null,null,null,null,null,539.51250000000005,3325,99.512500000000045]
[null,null,null,null,null,null,null,null,539.51250000000005,3326,99.512500000000045]
[null,null,null,null,null,null,null,null,539.51250000000005,3327,99.512500000000045]
[null,null,null,null,null,null,null,null,539.51250000000005,3328,99.512500000000045]
[null,null,null,null,null,null,null,null,539.51250000000005,3329,99.512500000000045]
[null,null,null,null,null,null,null,null,539.51250000000005,3330,{"$f":"IF(I3332>440,I3332-440,0)","v":99.512500000000045}]
[null,null,null,null,null,null,null,null,539.51250000000005,3331,99.512500000000045]
[null,null,null,null,null,null,null,null,539.51250000000005,3332,99.512500000000045]
[null,null,null,null,null,null,null,null,539.51250000000005,3333,99.512500000000045]
[null,null,null,null,null,null,null,null,539.51250000000005,3334,99.512500000000045]
[null,null,null,null,null,null,null,null,539.51250000000005,3335,99.512500000000045]
[null,null,null,null,null,null,null,null,539.51250000000005,3336,99.512500000000045]
[null,null,null,null,null,null,null,null,539.47500000000002,3337,99.475000000000023]
[null,null,null,null,null,null,null,null,539.47500000000002,3338,99.475000000000023]
[null,null,null,null,null,null,null,null,539.47500000000002,3339,99.475000000000023]
[null,null,null,null,null,null,null,null,539.47500000000002,3340,99.475000000000023]
[null,null,null,null,null,null,null,null,539.47500000000002,3341,99.475000000000023]
[null,null,null,null,null,null,null,null,539.47500000000002,3342,99.475000000000023]
[null,null,null,null,null,null,null,null,539.47500000000002,3343,99.475000000000023]
[null,null,null,null,null,null,null,null,539.47500000000002,3344,99.475000000000023]
[null,null,null,null,null,null,null,null,539.47500000000002,3345,99.475000000000023]
[null,null,null,null,null,null,null,null,539.47500000000002,3346,99.475000000000023]
[null,null,null,null,null,null,null,null,539.47500000000002,3347,99.475000000000023]
[null,null,null,null,null,null,null,null,539.47500000000002,3348,99.475000000000023]
[null,null,null,null,null,null,null,null,539.47500000000002,3349,99.475000000000023]
[null,null,null,null,null,null,null,null,539.47500000000002,3350,99.475000000000023]
[null,null,null,null,null,null,null,null,539.47500000000002,3351,99.475000000000023]
[null,null,null,null,null,null,null,null,539.47500000000002,3352,99.475000000000023]
[null,null,null,null,null,null,null,null,539.47500000000002,3353,99.475000000000023]
[null,null,null,null,null,null,null,null,539.47500000000002,3354,99.475000000000023]
[null,null,null,null,null,null,null,null,539.47500000000002,3355,99.475000000000023]
[null,null,null,null,null,null,null,null,539.47500000000002,3356,99.475000000000023]
[null,null,null,null,null,null,null,null,539.47500000000002,3357,99.475000000000023]
[null,null,null,null,null,null,null,null,539.47500000000002,3358,99.475000000000023]
[null,null,null,null,null,null,null,null,539.47500000000002,3359,99.475000000000023]
[null,null,null,null,null,null,null,null,539.47500000000002,3360,99.475000000000023]
[null,null,null,null,null,null,null,null,539.21249999999998,3361,99.212499999999977]
[null,null,null,null,null,null,null,null,539.21249999999998,3362,99.212499999999977]
[null,null,null,null,null,null,null,null,539.21249999999998,3363,99.212499999999977]
[null,null,null,null,null,null,null,null,539.21249999999998,3364,99.212499999999977]
[null,null,null,null,null,null,null,null,539.21249999999998,3365,99.212499999999977]
[null,null,null,null,null,null,null,null,539.21249999999998,3366,99.212499999999977]
[null,null,null,null,null,null,null,null,539.21249999999998,3367,99.212499999999977]
[null,null,null,null,null,null,null,null,539.21249999999998,3368,99.212499999999977]
[null,null,null,null,null,null,null,null,539.21249999999998,3369,99.212499999999977]
[null,null,null,null,null,null,null,null,539.21249999999998,3370,99.212499999999977]
[null,null,null,null,null,null,null,null,539.21249999999998,3371,99.212499999999977]
[null,null,null,null,null,null,null,null,539.21249999999998,3372,99.212499999999977]
[null,null,null,null,null,null,null,null,539.21249999999998,3373,99.212499999999977]
[null,null,null,null,null,null,null,null,539.21249999999998,3374,99.212499999999977]
[null,null,null,null,null,null,null,null,539.21249999999998,3375,99.212499999999977]
[null,null,null,null,null,null,null,null,539.21249999999998,3376,99.212499999999977]
[null,null,null,null,null,null,null,null,539.21249999999998,3377,99.212499999999977]
[null,null,null,null,null,null,null,null,539.21249999999998,3378,99.212499999999977]
[null,null,null,null,null,null,null,null,539.21249999999998,3379,99.212499999999977]
[null,null,null,null,null,null,null,null,539.21249999999998,3380,99.212499999999977]
[null,null,null,null,null,null,null,null,539.21249999999998,3381,99.212499999999977]
[null,null,null,null,null,null,null,null,539.21249999999998,3382,99.212499999999977]
[null,null,null,null,null,null,null,null,539.21249999999998,3383,99.212499999999977]
[null,null,null,null,null,null,null,null,539.21249999999998,3384,99.212499999999977]
[null,null,null,null,null,null,null,null,525.9,3385,85.899999999999977]
[null,null,null,null,null,null,null,null,525.9,3386,85.899999999999977]
[null,null,null,null,null,null,null,null,525.9,3387,85.899999999999977]
[null,null,null,null,null,null,null,null,525.9,3388,85.899999999999977]
[null,null,null,null,null,null,null,null,525.9,3389,85.899999999999977]
[null,null,null,null,null,null,null,null,525.9,3390,85.899999999999977]
[null,null,null,null,null,null,null,null,525.9,3391,85.899999999999977]
[null,null,null,null,null,null,null,null,525.9,3392,85.899999999999977]
[null,null,null,null,null,null,null,null,525.9,3393,85.899999999999977]
[null,null,null,null,null,null,null,null,525.9,3394,{"$f":"IF(I3396>440,I3396-440,0)","v":85.899999999999977}]
[null,null,null,null,null,null,null,null,525.9,3395,85.899999999999977]
[null,null,null,null,null,null,null,null,525.9,3396,85.899999999999977]
[null,null,null,null,null,null,null,null,525.9,3397,85.899999999999977]
[null,null,null,null,null,null,null,null,525.9,3398,85.899999999999977]
[null,null,null,null,null,null,null,null,525.9,3399,85.899999999999977]
[null,null,null,null,null,null,null,null,525.9,3400,85.899999999999977]
[null,null,null,null,null,null,null,null,525.9,3401,85.899999999999977]
[null,null,null,null,null,null,null,null,525.9,3402,85.899999999999977]
[null,null,null,null,null,null,null,null,525.9,3403,85.899999999999977]
[null,null,null,null,null,null,null,null,525.9,3404,85.899999999999977]
[null,null,null,null,null,null,null,null,525.9,3405,85.899999999999977]
[null,null,null,null,null,null,null,null,525.9,3406,85.899999999999977]
[null,null,null,null,null,null,null,null,525.9,3407,85.899999999999977]
[null,null,null,null,null,null,null,null,525.9,3408,85.899999999999977]
[null,null,null,null,null,null,null,null,520.46249999999998,3409,80.462499999999977]
[null,null,null,null,null,null,null,null,520.46249999999998,3410,80.462499999999977]
[null,null,null,null,null,null,null,null,520.46249999999998,3411,80.462499999999977]
[null,null,null,null,null,null,null,null,520.46249999999998,3412,80.462499999999977]
[null,null,null,null,null,null,null,null,520.46249999999998,3413,80.462499999999977]
[null,null,null,null,null,null,null,null,520.46249999999998,3414,80.462499999999977]
[null,null,null,null,null,null,null,null,520.46249999999998,3415,80.462499999999977]
[null,null,null,null,null,null,null,null,520.46249999999998,3416,80.462499999999977]
[null,null,null,null,null,null,null,null,520.46249999999998,3417,80.462499999999977]
[null,null,null,null,null,null,null,null,520.46249999999998,3418,80.462499999999977]
[null,null,null,null,null,null,null,null,520.46249999999998,3419,80.462499999999977]
[null,null,null,null,null,null,null,null,520.46249999999998,3420,80.462499999999977]
[null,null,null,null,null,null,null,null,520.46249999999998,3421,80.462499999999977]
[null,null,null,null,null,null,null,null,520.46249999999998,3422,80.462499999999977]
[null,null,null,null,null,null,null,null,520.46249999999998,3423,80.462499999999977]
[null,null,null,null,null,null,null,null,520.46249999999998,3424,80.462499999999977]
[null,null,null,null,null,null,null,null,520.46249999999998,3425,80.462499999999977]
[null,null,null,null,null,null,null,null,520.46249999999998,3426,80.462499999999977]
[null,null,null,null,null,null,null,null,520.46249999999998,3427,80.462499999999977]
[null,null,null,null,null,null,null,null,520.46249999999998,3428,80.462499999999977]
[null,null,null,null,null,null,null,null,520.46249999999998,3429,80.462499999999977]
[null,null,null,null,null,null,null,null,520.46249999999998,3430,80.462499999999977]
[null,null,null,null,null,null,null,null,520.46249999999998,3431,80.462499999999977]
[null,null,null,null,null,null,null,null,520.46249999999998,3432,80.462499999999977]
[null,null,null,null,null,null,null,null,519.5625,3433,79.5625]
[null,null,null,null,null,null,null,null,519.5625,3434,79.5625]
[null,null,null,null,null,null,null,null,519.5625,3435,79.5625]
[null,null,null,null,null,null,null,null,519.5625,3436,79.5625]
[null,null,null,null,null,null,null,null,519.5625,3437,79.5625]
[null,null,null,null,null,null,null,null,519.5625,3438,79.5625]
[null,null,null,null,null,null,null,null,519.5625,3439,79.5625]
[null,null,null,null,null,null,null,null,519.5625,3440,79.5625]
[null,null,null,null,null,null,null,null,519.5625,3441,79.5625]
[null,null,null,null,null,null,null,null,519.5625,3442,79.5625]
[null,null,null,null,null,null,null,null,519.5625,3443,79.5625]
[null,null,null,null,null,null,null,null,519.5625,3444,79.5625]
[null,null,null,null,null,null,null,null,519.5625,3445,79.5625]
[null,null,null,null,null,null,null,null,519.5625,3446,79.5625]
[null,null,null,null,null,null,null,null,519.5625,3447,79.5625]
[null,null,null,null,null,null,null,null,519.5625,3448,79.5625]
[null,null,null,null,null,null,null,null,519.5625,3449,79.5625]
[null,null,null,null,null,null,null,null,519.5625,3450,79.5625]
[null,null,null,null,null,null,null,null,519.5625,3451,79.5625]
[null,null,null,null,null,null,null,null,519.5625,3452,79.5625]
[null,null,null,null,null,null,null,null,519.5625,3453,79.5625]
[null,null,null,null,null,null,null,null,519.5625,3454,79.5625]
[null,null,null,null,null,null,null,null,519.5625,3455,79.5625]
[null,null,null,null,null,null,null,null,519.5625,3456,79.5625]
[null,null,null,null,null,null,null,null,517.46249999999998,3457,77.462499999999977]
[null,null,null,null,null,null,null,null,517.46249999999998,3458,{"$f":"IF(I3460>440,I3460-440,0)","v":77.462499999999977}]
[null,null,null,null,null,null,null,null,517.46249999999998,3459,77.462499999999977]
[null,null,null,null,null,null,null,null,517.46249999999998,3460,77.462499999999977]
[null,null,null,null,null,null,null,null,517.46249999999998,3461,77.462499999999977]
[null,null,null,null,null,null,null,null,517.46249999999998,3462,77.462499999999977]
[null,null,null,null,null,null,null,null,517.46249999999998,3463,77.462499999999977]
[null,null,null,null,null,null,null,null,517.46249999999998,3464,77.462499999999977]
[null,null,null,null,null,null,null,null,517.46249999999998,3465,77.462499999999977]
[null,null,null,null,null,null,null,null,517.46249999999998,3466,77.462499999999977]
[null,null,null,null,null,null,null,null,517.46249999999998,3467,77.462499999999977]
[null,null,null,null,null,null,null,null,517.46249999999998,3468,77.462499999999977]
[null,null,null,null,null,null,null,null,517.46249999999998,3469,77.462499999999977]
[null,null,null,null,null,null,null,null,517.46249999999998,3470,77.462499999999977]
[null,null,null,null,null,null,null,null,517.46249999999998,3471,77.462499999999977]
[null,null,null,null,null,null,null,null,517.46249999999998,3472,77.462499999999977]
[null,null,null,null,null,null,null,null,517.46249999999998,3473,77.462499999999977]
[null,null,null,null,null,null,null,null,517.46249999999998,3474,77.462499999999977]
[null,null,null,null,null,null,null,null,517.46249999999998,3475,77.462499999999977]
[null,null,null,null,null,null,null,null,517.46249999999998,3476,77.462499999999977]
[null,null,null,null,null,null,null,null,517.46249999999998,3477,77.462499999999977]
[null,null,null,null,null,null,null,null,517.46249999999998,3478,77.462499999999977]
[null,null,null,null,null,null,null,null,517.46249999999998,3479,77.462499999999977]
[null,null,null,null,null,null,null,null,517.46249999999998,3480,77.462499999999977]
[null,null,null,null,null,null,null,null,514.72500000000002,3481,74.725000000000023]
[null,null,null,null,null,null,null,null,514.72500000000002,3482,74.725000000000023]
[null,null,null,null,null,null,null,null,514.72500000000002,3483,74.725000000000023]
[null,null,null,null,null,null,null,null,514.72500000000002,3484,74.725000000000023]
[null,null,null,null,null,null,null,null,514.72500000000002,3485,74.725000000000023]
[null,null,null,null,null,null,null,null,514.72500000000002,3486,74.725000000000023]
[null,null,null,null,null,null,null,null,514.72500000000002,3487,74.725000000000023]
[null,null,null,null,null,null,null,null,514.72500000000002,3488,74.725000000000023]
[null,null,null,null,null,null,null,null,514.72500000000002,3489,74.725000000000023]
[null,null,null,null,null,null,null,null,514.72500000000002,3490,74.725000000000023]
[null,null,null,null,null,null,null,null,514.72500000000002,3491,74.725000000000023]
[null,null,null,null,null,null,null,null,514.72500000000002,3492,74.725000000000023]
[null,null,null,null,null,null,null,null,514.72500000000002,3493,74.725000000000023]
[null,null,null,null,null,null,null,null,514.72500000000002,3494,74.725000000000023]
[null,null,null,null,null,null,null,null,514.72500000000002,3495,74.725000000000023]
[null,null,null,null,null,null,null,null,514.72500000000002,3496,74.725000000000023]
[null,null,null,null,null,null,null,null,514.72500000000002,3497,74.725000000000023]
[null,null,null,null,null,null,null,null,514.72500000000002,3498,74.725000000000023]
[null,null,null,null,null,null,null,null,514.72500000000002,3499,74.725000000000023]
[null,null,null,null,null,null,null,null,514.72500000000002,3500,74.725000000000023]
[null,null,null,null,null,null,null,null,514.72500000000002,3501,74.725000000000023]
[null,null,null,null,null,null,null,null,514.72500000000002,3502,74.725000000000023]
[null,null,null,null,null,null,null,null,514.72500000000002,3503,74.725000000000023]
[null,null,null,null,null,null,null,null,514.72500000000002,3504,74.725000000000023]
[null,null,null,null,null,null,null,null,514.23750000000007,3505,74.237500000000068]
[null,null,null,null,null,null,null,null,514.23750000000007,3506,74.237500000000068]
[null,null,null,null,null,null,null,null,514.23750000000007,3507,74.237500000000068]
[null,null,null,null,null,null,null,null,514.23750000000007,3508,74.237500000000068]
[null,null,null,null,null,null,null,null,514.23750000000007,3509,74.237500000000068]
[null,null,null,null,null,null,null,null,514.23750000000007,3510,74.237500000000068]
[null,null,null,null,null,null,null,null,514.23750000000007,3511,74.237500000000068]
[null,null,null,null,null,null,null,null,514.23750000000007,3512,74.237500000000068]
[null,null,null,null,null,null,null,null,514.23750000000007,3513,74.237500000000068]
[null,null,null,null,null,null,null,null,514.23750000000007,3514,74.237500000000068]
[null,null,null,null,null,null,null,null,514.23750000000007,3515,74.237500000000068]
[null,null,null,null,null,null,null,null,514.23750000000007,3516,74.237500000000068]
[null,null,null,null,null,null,null,null,514.23750000000007,3517,74.237500000000068]
[null,null,null,null,null,null,null,null,514.23750000000007,3518,74.237500000000068]
[null,null,null,null,null,null,null,null,514.23750000000007,3519,74.237500000000068]
[null,null,null,null,null,null,null,null,514.23750000000007,3520,74.237500000000068]
[null,null,null,null,null,null,null,null,514.23750000000007,3521,74.237500000000068]
[null,null,null,null,null,null,null,null,514.23750000000007,3522,{"$f":"IF(I3524>440,I3524-440,0)","v":74.237500000000068}]
[null,null,null,null,null,null,null,null,514.23750000000007,3523,74.237500000000068]
[null,null,null,null,null,null,null,null,514.23750000000007,3524,74.237500000000068]
[null,null,null,null,null,null,null,null,514.23750000000007,3525,74.237500000000068]
[null,null,null,null,null,null,null,null,514.23750000000007,3526,74.237500000000068]
[null,null,null,null,null,null,null,null,514.23750000000007,3527,74.237500000000068]
[null,null,null,null,null,null,null,null,514.23750000000007,3528,74.237500000000068]
[null,null,null,null,null,null,null,null,511.01250000000005,3529,71.012500000000045]
[null,null,null,null,null,null,null,null,511.01250000000005,3530,71.012500000000045]
[null,null,null,null,null,null,null,null,511.01250000000005,3531,71.012500000000045]
[null,null,null,null,null,null,null,null,511.01250000000005,3532,71.012500000000045]
[null,null,null,null,null,null,null,null,511.01250000000005,3533,71.012500000000045]
[null,null,null,null,null,null,null,null,511.01250000000005,3534,71.012500000000045]
[null,null,null,null,null,null,null,null,511.01250000000005,3535,71.012500000000045]
[null,null,null,null,null,null,null,null,511.01250000000005,3536,71.012500000000045]
[null,null,null,null,null,null,null,null,511.01250000000005,3537,71.012500000000045]
[null,null,null,null,null,null,null,null,511.01250000000005,3538,71.012500000000045]
[null,null,null,null,null,null,null,null,511.01250000000005,3539,71.012500000000045]
[null,null,null,null,null,null,null,null,511.01250000000005,3540,71.012500000000045]
[null,null,null,null,null,null,null,null,511.01250000000005,3541,71.012500000000045]
[null,null,null,null,null,null,null,null,511.01250000000005,3542,71.012500000000045]
[null,null,null,null,null,null,null,null,511.01250000000005,3543,71.012500000000045]
[null,null,null,null,null,null,null,null,511.01250000000005,3544,71.012500000000045]
[null,null,null,null,null,null,null,null,511.01250000000005,3545,71.012500000000045]
[null,null,null,null,null,null,null,null,511.01250000000005,3546,71.012500000000045]
[null,null,null,null,null,null,null,null,511.01250000000005,3547,71.012500000000045]
[null,null,null,null,null,null,null,null,511.01250000000005,3548,71.012500000000045]
[null,null,null,null,null,null,null,null,511.01250000000005,3549,71.012500000000045]
[null,null,null,null,null,null,null,null,511.01250000000005,3550,71.012500000000045]
[null,null,null,null,null,null,null,null,511.01250000000005,3551,71.012500000000045]
[null,null,null,null,null,null,null,null,511.01250000000005,3552,71.012500000000045]
[null,null,null,null,null,null,null,null,507.90000000000003,3553,67.900000000000034]
[null,null,null,null,null,null,null,null,507.90000000000003,3554,67.900000000000034]
[null,null,null,null,null,null,null,null,507.90000000000003,3555,67.900000000000034]
[null,null,null,null,null,null,null,null,507.90000000000003,3556,67.900000000000034]
[null,null,null,null,null,null,null,null,507.90000000000003,3557,67.900000000000034]
[null,null,null,null,null,null,null,null,507.90000000000003,3558,67.900000000000034]
[null,null,null,null,null,null,null,null,507.90000000000003,3559,67.900000000000034]
[null,null,null,null,null,null,null,null,507.90000000000003,3560,67.900000000000034]
[null,null,null,null,null,null,null,null,507.90000000000003,3561,67.900000000000034]
[null,null,null,null,null,null,null,null,507.90000000000003,3562,67.900000000000034]
[null,null,null,null,null,null,null,null,507.90000000000003,3563,67.900000000000034]
[null,null,null,null,null,null,null,null,507.90000000000003,3564,67.900000000000034]
[null,null,null,null,null,null,null,null,507.90000000000003,3565,67.900000000000034]
[null,null,null,null,null,null,null,null,507.90000000000003,3566,67.900000000000034]
[null,null,null,null,null,null,null,null,507.90000000000003,3567,67.900000000000034]
[null,null,null,null,null,null,null,null,507.90000000000003,3568,67.900000000000034]
[null,null,null,null,null,null,null,null,507.90000000000003,3569,67.900000000000034]
[null,null,null,null,null,null,null,null,507.90000000000003,3570,67.900000000000034]
[null,null,null,null,null,null,null,null,507.90000000000003,3571,67.900000000000034]
[null,null,null,null,null,null,null,null,507.90000000000003,3572,67.900000000000034]
[null,null,null,null,null,null,null,null,507.90000000000003,3573,67.900000000000034]
[null,null,null,null,null,null,null,null,507.90000000000003,3574,67.900000000000034]
[null,null,null,null,null,null,null,null,507.90000000000003,3575,67.900000000000034]
[null,null,null,null,null,null,null,null,507.90000000000003,3576,67.900000000000034]
[null,null,null,null,null,null,null,null,500.02500000000003,3577,60.025000000000034]
[null,null,null,null,null,null,null,null,500.02500000000003,3578,60.025000000000034]
[null,null,null,null,null,null,null,null,500.02500000000003,3579,60.025000000000034]
[null,null,null,null,null,null,null,null,500.02500000000003,3580,60.025000000000034]
[null,null,null,null,null,null,null,null,500.02500000000003,3581,60.025000000000034]
[null,null,null,null,null,null,null,null,500.02500000000003,3582,60.025000000000034]
[null,null,null,null,null,null,null,null,500.02500000000003,3583,60.025000000000034]
[null,null,null,null,null,null,null,null,500.02500000000003,3584,60.025000000000034]
[null,null,null,null,null,null,null,null,500.02500000000003,3585,60.025000000000034]
[null,null,null,null,null,null,null,null,500.02500000000003,3586,{"$f":"IF(I3588>440,I3588-440,0)","v":60.025000000000034}]
[null,null,null,null,null,null,null,null,500.02500000000003,3587,60.025000000000034]
[null,null,null,null,null,null,null,null,500.02500000000003,3588,60.025000000000034]
[null,null,null,null,null,null,null,null,500.02500000000003,3589,60.025000000000034]
[null,null,null,null,null,null,null,null,500.02500000000003,3590,60.025000000000034]
[null,null,null,null,null,null,null,null,500.02500000000003,3591,60.025000000000034]
[null,null,null,null,null,null,null,null,500.02500000000003,3592,60.025000000000034]
[null,null,null,null,null,null,null,null,500.02500000000003,3593,60.025000000000034]
[null,null,null,null,null,null,null,null,500.02500000000003,3594,60.025000000000034]
[null,null,null,null,null,null,null,null,500.02500000000003,3595,60.025000000000034]
[null,null,null,null,null,null,null,null,500.02500000000003,3596,60.025000000000034]
[null,null,null,null,null,null,null,null,500.02500000000003,3597,60.025000000000034]
[null,null,null,null,null,null,null,null,500.02500000000003,3598,60.025000000000034]
[null,null,null,null,null,null,null,null,500.02500000000003,3599,60.025000000000034]
[null,null,null,null,null,null,null,null,500.02500000000003,3600,60.025000000000034]
[null,null,null,null,null,null,null,null,492.63750000000005,3601,52.637500000000045]
[null,null,null,null,null,null,null,null,492.63750000000005,3602,52.637500000000045]
[null,null,null,null,null,null,null,null,492.63750000000005,3603,52.637500000000045]
[null,null,null,null,null,null,null,null,492.63750000000005,3604,52.637500000000045]
[null,null,null,null,null,null,null,null,492.63750000000005,3605,52.637500000000045]
[null,null,null,null,null,null,null,null,492.63750000000005,3606,52.637500000000045]
[null,null,null,null,null,null,null,null,492.63750000000005,3607,52.637500000000045]
[null,null,null,null,null,null,null,null,492.63750000000005,3608,52.637500000000045]
[null,null,null,null,null,null,null,null,492.63750000000005,3609,52.637500000000045]
[null,null,null,null,null,null,null,null,492.63750000000005,3610,52.637500000000045]
[null,null,null,null,null,null,null,null,492.63750000000005,3611,52.637500000000045]
[null,null,null,null,null,null,null,null,492.63750000000005,3612,52.637500000000045]
[null,null,null,null,null,null,null,null,492.63750000000005,3613,52.637500000000045]
[null,null,null,null,null,null,null,null,492.63750000000005,3614,52.637500000000045]
[null,null,null,null,null,null,null,null,492.63750000000005,3615,52.637500000000045]
[null,null,null,null,null,null,null,null,492.63750000000005,3616,52.637500000000045]
[null,null,null,null,null,null,null,null,492.63750000000005,3617,52.637500000000045]
[null,null,null,null,null,null,null,null,492.63750000000005,3618,52.637500000000045]
[null,null,null,null,null,null,null,null,492.63750000000005,3619,52.637500000000045]
[null,null,null,null,null,null,null,null,492.63750000000005,3620,52.637500000000045]
[null,null,null,null,null,null,null,null,492.63750000000005,3621,52.637500000000045]
[null,null,null,null,null,null,null,null,492.63750000000005,3622,52.637500000000045]
[null,null,null,null,null,null,null,null,492.63750000000005,3623,52.637500000000045]
[null,null,null,null,null,null,null,null,492.63750000000005,3624,52.637500000000045]
[null,null,null,null,null,null,null,null,490.53749999999997,3625,50.537499999999966]
[null,null,null,null,null,null,null,null,490.53749999999997,3626,50.537499999999966]
[null,null,null,null,null,null,null,null,490.53749999999997,3627,50.537499999999966]
[null,null,null,null,null,null,null,null,490.53749999999997,3628,50.537499999999966]
[null,null,null,null,null,null,null,null,490.53749999999997,3629,50.537499999999966]
[null,null,null,null,null,null,null,null,490.53749999999997,3630,50.537499999999966]
[null,null,null,null,null,null,null,null,490.53749999999997,3631,50.537499999999966]
[null,null,null,null,null,null,null,null,490.53749999999997,3632,50.537499999999966]
[null,null,null,null,null,null,null,null,490.53749999999997,3633,50.537499999999966]
[null,null,null,null,null,null,null,null,490.53749999999997,3634,50.537499999999966]
[null,null,null,null,null,null,null,null,490.53749999999997,3635,50.537499999999966]
[null,null,null,null,null,null,null,null,490.53749999999997,3636,50.537499999999966]
[null,null,null,null,null,null,null,null,490.53749999999997,3637,50.537499999999966]
[null,null,null,null,null,null,null,null,490.53749999999997,3638,50.537499999999966]
[null,null,null,null,null,null,null,null,490.53749999999997,3639,50.537499999999966]
[null,null,null,null,null,null,null,null,490.53749999999997,3640,50.537499999999966]
[null,null,null,null,null,null,null,null,490.53749999999997,3641,50.537499999999966]
[null,null,null,null,null,null,null,null,490.53749999999997,3642,50.537499999999966]
[null,null,null,null,null,null,null,null,490.53749999999997,3643,50.537499999999966]
[null,null,null,null,null,null,null,null,490.53749999999997,3644,50.537499999999966]
[null,null,null,null,null,null,null,null,490.53749999999997,3645,50.537499999999966]
[null,null,null,null,null,null,null,null,490.53749999999997,3646,50.537499999999966]
[null,null,null,null,null,null,null,null,490.53749999999997,3647,50.537499999999966]
[null,null,null,null,null,null,null,null,490.53749999999997,3648,50.537499999999966]
[null,null,null,null,null,null,null,null,483.78749999999997,3649,43.787499999999966]
[null,null,null,null,null,null,null,null,483.78749999999997,3650,{"$f":"IF(I3652>440,I3652-440,0)","v":43.787499999999966}]
[null,null,null,null,null,null,null,null,483.78749999999997,3651,43.787499999999966]
[null,null,null,null,null,null,null,null,483.78749999999997,3652,43.787499999999966]
[null,null,null,null,null,null,null,null,483.78749999999997,3653,43.787499999999966]
[null,null,null,null,null,null,null,null,483.78749999999997,3654,43.787499999999966]
[null,null,null,null,null,null,null,null,483.78749999999997,3655,43.787499999999966]
[null,null,null,null,null,null,null,null,483.78749999999997,3656,43.787499999999966]
[null,null,null,null,null,null,null,null,483.78749999999997,3657,43.787499999999966]
[null,null,null,null,null,null,null,null,483.78749999999997,3658,43.787499999999966]
[null,null,null,null,null,null,null,null,483.78749999999997,3659,43.787499999999966]
[null,null,null,null,null,null,null,null,483.78749999999997,3660,43.787499999999966]
[null,null,null,null,null,null,null,null,483.78749999999997,3661,43.787499999999966]
[null,null,null,null,null,null,null,null,483.78749999999997,3662,43.787499999999966]
[null,null,null,null,null,null,null,null,483.78749999999997,3663,43.787499999999966]
[null,null,null,null,null,null,null,null,483.78749999999997,3664,43.787499999999966]
[null,null,null,null,null,null,null,null,483.78749999999997,3665,43.787499999999966]
[null,null,null,null,null,null,null,null,483.78749999999997,3666,43.787499999999966]
[null,null,null,null,null,null,null,null,483.78749999999997,3667,43.787499999999966]
[null,null,null,null,null,null,null,null,483.78749999999997,3668,43.787499999999966]
[null,null,null,null,null,null,null,null,483.78749999999997,3669,43.787499999999966]
[null,null,null,null,null,null,null,null,483.78749999999997,3670,43.787499999999966]
[null,null,null,null,null,null,null,null,483.78749999999997,3671,43.787499999999966]
[null,null,null,null,null,null,null,null,483.78749999999997,3672,43.787499999999966]
[null,null,null,null,null,null,null,null,478.98750000000001,3673,38.987500000000011]
[null,null,null,null,null,null,null,null,478.98750000000001,3674,38.987500000000011]
[null,null,null,null,null,null,null,null,478.98750000000001,3675,38.987500000000011]
[null,null,null,null,null,null,null,null,478.98750000000001,3676,38.987500000000011]
[null,null,null,null,null,null,null,null,478.98750000000001,3677,38.987500000000011]
[null,null,null,null,null,null,null,null,478.98750000000001,3678,38.987500000000011]
[null,null,null,null,null,null,null,null,478.98750000000001,3679,38.987500000000011]
[null,null,null,null,null,null,null,null,478.98750000000001,3680,38.987500000000011]
[null,null,null,null,null,null,null,null,478.98750000000001,3681,38.987500000000011]
[null,null,null,null,null,null,null,null,478.98750000000001,3682,38.987500000000011]
[null,null,null,null,null,null,null,null,478.98750000000001,3683,38.987500000000011]
[null,null,null,null,null,null,null,null,478.98750000000001,3684,38.987500000000011]
[null,null,null,null,null,null,null,null,478.98750000000001,3685,38.987500000000011]
[null,null,null,null,null,null,null,null,478.98750000000001,3686,38.987500000000011]
[null,null,null,null,null,null,null,null,478.98750000000001,3687,38.987500000000011]
[null,null,null,null,null,null,null,null,478.98750000000001,3688,38.987500000000011]
[null,null,null,null,null,null,null,null,478.98750000000001,3689,38.987500000000011]
[null,null,null,null,null,null,null,null,478.98750000000001,3690,38.987500000000011]
[null,null,null,null,null,null,null,null,478.98750000000001,3691,38.987500000000011]
[null,null,null,null,null,null,null,null,478.98750000000001,3692,38.987500000000011]
[null,null,null,null,null,null,null,null,478.98750000000001,3693,38.987500000000011]
[null,null,null,null,null,null,null,null,478.98750000000001,3694,38.987500000000011]
[null,null,null,null,null,null,null,null,478.98750000000001,3695,38.987500000000011]
[null,null,null,null,null,null,null,null,478.98750000000001,3696,38.987500000000011]
[null,null,null,null,null,null,null,null,477.33750000000003,3697,37.337500000000034]
[null,null,null,null,null,null,null,null,477.33750000000003,3698,37.337500000000034]
[null,null,null,null,null,null,null,null,477.33750000000003,3699,37.337500000000034]
[null,null,null,null,null,null,null,null,477.33750000000003,3700,37.337500000000034]
[null,null,null,null,null,null,null,null,477.33750000000003,3701,37.337500000000034]
[null,null,null,null,null,null,null,null,477.33750000000003,3702,37.337500000000034]
[null,null,null,null,null,null,null,null,477.33750000000003,3703,37.337500000000034]
[null,null,null,null,null,null,null,null,477.33750000000003,3704,37.337500000000034]
[null,null,null,null,null,null,null,null,477.33750000000003,3705,37.337500000000034]
[null,null,null,null,null,null,null,null,477.33750000000003,3706,37.337500000000034]
[null,null,null,null,null,null,null,null,477.33750000000003,3707,37.337500000000034]
[null,null,null,null,null,null,null,null,477.33750000000003,3708,37.337500000000034]
[null,null,null,null,null,null,null,null,477.33750000000003,3709,37.337500000000034]
[null,null,null,null,null,null,null,null,477.33750000000003,3710,37.337500000000034]
[null,null,null,null,null,null,null,null,477.33750000000003,3711,37.337500000000034]
[null,null,null,null,null,null,null,null,477.33750000000003,3712,37.337500000000034]
[null,null,null,null,null,null,null,null,477.33750000000003,3713,37.337500000000034]
[null,null,null,null,null,null,null,null,477.33750000000003,3714,{"$f":"IF(I3716>440,I3716-440,0)","v":37.337500000000034}]
[null,null,null,null,null,null,null,null,477.33750000000003,3715,37.337500000000034]
[null,null,null,null,null,null,null,null,477.33750000000003,3716,37.337500000000034]
[null,null,null,null,null,null,null,null,477.33750000000003,3717,37.337500000000034]
[null,null,null,null,null,null,null,null,477.33750000000003,3718,37.337500000000034]
[null,null,null,null,null,null,null,null,477.33750000000003,3719,37.337500000000034]
[null,null,null,null,null,null,null,null,477.33750000000003,3720,37.337500000000034]
[null,null,null,null,null,null,null,null,476.28749999999997,3721,36.287499999999966]
[null,null,null,null,null,null,null,null,476.28749999999997,3722,36.287499999999966]
[null,null,null,null,null,null,null,null,476.28749999999997,3723,36.287499999999966]
[null,null,null,null,null,null,null,null,476.28749999999997,3724,36.287499999999966]
[null,null,null,null,null,null,null,null,476.28749999999997,3725,36.287499999999966]
[null,null,null,null,null,null,null,null,476.28749999999997,3726,36.287499999999966]
[null,null,null,null,null,null,null,null,476.28749999999997,3727,36.287499999999966]
[null,null,null,null,null,null,null,null,476.28749999999997,3728,36.287499999999966]
[null,null,null,null,null,null,null,null,476.28749999999997,3729,36.287499999999966]
[null,null,null,null,null,null,null,null,476.28749999999997,3730,36.287499999999966]
[null,null,null,null,null,null,null,null,476.28749999999997,3731,36.287499999999966]
[null,null,null,null,null,null,null,null,476.28749999999997,3732,36.287499999999966]
[null,null,null,null,null,null,null,null,476.28749999999997,3733,36.287499999999966]
[null,null,null,null,null,null,null,null,476.28749999999997,3734,36.287499999999966]
[null,null,null,null,null,null,null,null,476.28749999999997,3735,36.287499999999966]
[null,null,null,null,null,null,null,null,476.28749999999997,3736,36.287499999999966]
[null,null,null,null,null,null,null,null,476.28749999999997,3737,36.287499999999966]
[null,null,null,null,null,null,null,null,476.28749999999997,3738,36.287499999999966]
[null,null,null,null,null,null,null,null,476.28749999999997,3739,36.287499999999966]
[null,null,null,null,null,null,null,null,476.28749999999997,3740,36.287499999999966]
[null,null,null,null,null,null,null,null,476.28749999999997,3741,36.287499999999966]
[null,null,null,null,null,null,null,null,476.28749999999997,3742,36.287499999999966]
[null,null,null,null,null,null,null,null,476.28749999999997,3743,36.287499999999966]
[null,null,null,null,null,null,null,null,476.28749999999997,3744,36.287499999999966]
[null,null,null,null,null,null,null,null,476.0625,3745,36.0625]
[null,null,null,null,null,null,null,null,476.0625,3746,36.0625]
[null,null,null,null,null,null,null,null,476.0625,3747,36.0625]
[null,null,null,null,null,null,null,null,476.0625,3748,36.0625]
[null,null,null,null,null,null,null,null,476.0625,3749,36.0625]
[null,null,null,null,null,null,null,null,476.0625,3750,36.0625]
[null,null,null,null,null,null,null,null,476.0625,3751,36.0625]
[null,null,null,null,null,null,null,null,476.0625,3752,36.0625]
[null,null,null,null,null,null,null,null,476.0625,3753,36.0625]
[null,null,null,null,null,null,null,null,476.0625,3754,36.0625]
[null,null,null,null,null,null,null,null,476.0625,3755,36.0625]
[null,null,null,null,null,null,null,null,476.0625,3756,36.0625]
[null,null,null,null,null,null,null,null,476.0625,3757,36.0625]
[null,null,null,null,null,null,null,null,476.0625,3758,36.0625]
[null,null,null,null,null,null,null,null,476.0625,3759,36.0625]
[null,null,null,null,null,null,null,null,476.0625,3760,36.0625]
[null,null,null,null,null,null,null,null,476.0625,3761,36.0625]
[null,null,null,null,null,null,null,null,476.0625,3762,36.0625]
[null,null,null,null,null,null,null,null,476.0625,3763,36.0625]
[null,null,null,null,null,null,null,null,476.0625,3764,36.0625]
[null,null,null,null,null,null,null,null,476.0625,3765,36.0625]
[null,null,null,null,null,null,null,null,476.0625,3766,36.0625]
[null,null,null,null,null,null,null,null,476.0625,3767,36.0625]
[null,null,null,null,null,null,null,null,476.0625,3768,36.0625]
[null,null,null,null,null,null,null,null,475.57500000000005,3769,35.575000000000045]
[null,null,null,null,null,null,null,null,475.57500000000005,3770,35.575000000000045]
[null,null,null,null,null,null,null,null,475.57500000000005,3771,35.575000000000045]
[null,null,null,null,null,null,null,null,475.57500000000005,3772,35.575000000000045]
[null,null,null,null,null,null,null,null,475.57500000000005,3773,35.575000000000045]
[null,null,null,null,null,null,null,null,475.57500000000005,3774,35.575000000000045]
[null,null,null,null,null,null,null,null,475.57500000000005,3775,35.575000000000045]
[null,null,null,null,null,null,null,null,475.57500000000005,3776,35.575000000000045]
[null,null,null,null,null,null,null,null,475.57500000000005,3777,35.575000000000045]
[null,null,null,null,null,null,null,null,475.57500000000005,3778,{"$f":"IF(I3780>440,I3780-440,0)","v":35.575000000000045}]
[null,null,null,null,null,null,null,null,475.57500000000005,3779,35.575000000000045]
[null,null,null,null,null,null,null,null,475.57500000000005,3780,35.575000000000045]
[null,null,null,null,null,null,null,null,475.57500000000005,3781,35.575000000000045]
[null,null,null,null,null,null,null,null,475.57500000000005,3782,35.575000000000045]
[null,null,null,null,null,null,null,null,475.57500000000005,3783,35.575000000000045]
[null,null,null,null,null,null,null,null,475.57500000000005,3784,35.575000000000045]
[null,null,null,null,null,null,null,null,475.57500000000005,3785,35.575000000000045]
[null,null,null,null,null,null,null,null,475.57500000000005,3786,35.575000000000045]
[null,null,null,null,null,null,null,null,475.57500000000005,3787,35.575000000000045]
[null,null,null,null,null,null,null,null,475.57500000000005,3788,35.575000000000045]
[null,null,null,null,null,null,null,null,475.57500000000005,3789,35.575000000000045]
[null,null,null,null,null,null,null,null,475.57500000000005,3790,35.575000000000045]
[null,null,null,null,null,null,null,null,475.57500000000005,3791,35.575000000000045]
[null,null,null,null,null,null,null,null,475.57500000000005,3792,35.575000000000045]
[null,null,null,null,null,null,null,null,475.27500000000003,3793,35.275000000000034]
[null,null,null,null,null,null,null,null,475.27500000000003,3794,35.275000000000034]
[null,null,null,null,null,null,null,null,475.27500000000003,3795,35.275000000000034]
[null,null,null,null,null,null,null,null,475.27500000000003,3796,35.275000000000034]
[null,null,null,null,null,null,null,null,475.27500000000003,3797,35.275000000000034]
[null,null,null,null,null,null,null,null,475.27500000000003,3798,35.275000000000034]
[null,null,null,null,null,null,null,null,475.27500000000003,3799,35.275000000000034]
[null,null,null,null,null,null,null,null,475.27500000000003,3800,35.275000000000034]
[null,null,null,null,null,null,null,null,475.27500000000003,3801,35.275000000000034]
[null,null,null,null,null,null,null,null,475.27500000000003,3802,35.275000000000034]
[null,null,null,null,null,null,null,null,475.27500000000003,3803,35.275000000000034]
[null,null,null,null,null,null,null,null,475.27500000000003,3804,35.275000000000034]
[null,null,null,null,null,null,null,null,475.27500000000003,3805,35.275000000000034]
[null,null,null,null,null,null,null,null,475.27500000000003,3806,35.275000000000034]
[null,null,null,null,null,null,null,null,475.27500000000003,3807,35.275000000000034]
[null,null,null,null,null,null,null,null,475.27500000000003,3808,35.275000000000034]
[null,null,null,null,null,null,null,null,475.27500000000003,3809,35.275000000000034]
[null,null,null,null,null,null,null,null,475.27500000000003,3810,35.275000000000034]
[null,null,null,null,null,null,null,null,475.27500000000003,3811,35.275000000000034]
[null,null,null,null,null,null,null,null,475.27500000000003,3812,35.275000000000034]
[null,null,null,null,null,null,null,null,475.27500000000003,3813,35.275000000000034]
[null,null,null,null,null,null,null,null,475.27500000000003,3814,35.275000000000034]
[null,null,null,null,null,null,null,null,475.27500000000003,3815,35.275000000000034]
[null,null,null,null,null,null,null,null,475.27500000000003,3816,35.275000000000034]
[null,null,null,null,null,null,null,null,470.84999999999997,3817,30.849999999999966]
[null,null,null,null,null,null,null,null,470.84999999999997,3818,30.849999999999966]
[null,null,null,null,null,null,null,null,470.84999999999997,3819,30.849999999999966]
[null,null,null,null,null,null,null,null,470.84999999999997,3820,30.849999999999966]
[null,null,null,null,null,null,null,null,470.84999999999997,3821,30.849999999999966]
[null,null,null,null,null,null,null,null,470.84999999999997,3822,30.849999999999966]
[null,null,null,null,null,null,null,null,470.84999999999997,3823,30.849999999999966]
[null,null,null,null,null,null,null,null,470.84999999999997,3824,30.849999999999966]
[null,null,null,null,null,null,null,null,470.84999999999997,3825,30.849999999999966]
[null,null,null,null,null,null,null,null,470.84999999999997,3826,30.849999999999966]
[null,null,null,null,null,null,null,null,470.84999999999997,3827,30.849999999999966]
[null,null,null,null,null,null,null,null,470.84999999999997,3828,30.849999999999966]
[null,null,null,null,null,null,null,null,470.84999999999997,3829,30.849999999999966]
[null,null,null,null,null,null,null,null,470.84999999999997,3830,30.849999999999966]
[null,null,null,null,null,null,null,null,470.84999999999997,3831,30.849999999999966]
[null,null,null,null,null,null,null,null,470.84999999999997,3832,30.849999999999966]
[null,null,null,null,null,null,null,null,470.84999999999997,3833,30.849999999999966]
[null,null,null,null,null,null,null,null,470.84999999999997,3834,30.849999999999966]
[null,null,null,null,null,null,null,null,470.84999999999997,3835,30.849999999999966]
[null,null,null,null,null,null,null,null,470.84999999999997,3836,30.849999999999966]
[null,null,null,null,null,null,null,null,470.84999999999997,3837,30.849999999999966]
[null,null,null,null,null,null,null,null,470.84999999999997,3838,30.849999999999966]
[null,null,null,null,null,null,null,null,470.84999999999997,3839,30.849999999999966]
[null,null,null,null,null,null,null,null,470.84999999999997,3840,30.849999999999966]
[null,null,null,null,null,null,null,null,467.47499999999997,3841,27.474999999999966]
[null,null,null,null,null,null,null,null,467.47499999999997,3842,{"$f":"IF(I3844>440,I3844-440,0)","v":27.474999999999966}]
[null,null,null,null,null,null,null,null,467.47499999999997,3843,27.474999999999966]
[null,null,null,null,null,null,null,null,467.47499999999997,3844,27.474999999999966]
[null,null,null,null,null,null,null,null,467.47499999999997,3845,27.474999999999966]
[null,null,null,null,null,null,null,null,467.47499999999997,3846,27.474999999999966]
[null,null,null,null,null,null,null,null,467.47499999999997,3847,27.474999999999966]
[null,null,null,null,null,null,null,null,467.47499999999997,3848,27.474999999999966]
[null,null,null,null,null,null,null,null,467.47499999999997,3849,27.474999999999966]
[null,null,null,null,null,null,null,null,467.47499999999997,3850,27.474999999999966]
[null,null,null,null,null,null,null,null,467.47499999999997,3851,27.474999999999966]
[null,null,null,null,null,null,null,null,467.47499999999997,3852,27.474999999999966]
[null,null,null,null,null,null,null,null,467.47499999999997,3853,27.474999999999966]
[null,null,null,null,null,null,null,null,467.47499999999997,3854,27.474999999999966]
[null,null,null,null,null,null,null,null,467.47499999999997,3855,27.474999999999966]
[null,null,null,null,null,null,null,null,467.47499999999997,3856,27.474999999999966]
[null,null,null,null,null,null,null,null,467.47499999999997,3857,27.474999999999966]
[null,null,null,null,null,null,null,null,467.47499999999997,3858,27.474999999999966]
[null,null,null,null,null,null,null,null,467.47499999999997,3859,27.474999999999966]
[null,null,null,null,null,null,null,null,467.47499999999997,3860,27.474999999999966]
[null,null,null,null,null,null,null,null,467.47499999999997,3861,27.474999999999966]
[null,null,null,null,null,null,null,null,467.47499999999997,3862,27.474999999999966]
[null,null,null,null,null,null,null,null,467.47499999999997,3863,27.474999999999966]
[null,null,null,null,null,null,null,null,467.47499999999997,3864,27.474999999999966]
[null,null,null,null,null,null,null,null,459.07500000000005,3865,19.075000000000045]
[null,null,null,null,null,null,null,null,459.07500000000005,3866,19.075000000000045]
[null,null,null,null,null,null,null,null,459.07500000000005,3867,19.075000000000045]
[null,null,null,null,null,null,null,null,459.07500000000005,3868,19.075000000000045]
[null,null,null,null,null,null,null,null,459.07500000000005,3869,19.075000000000045]
[null,null,null,null,null,null,null,null,459.07500000000005,3870,19.075000000000045]
[null,null,null,null,null,null,null,null,459.07500000000005,3871,19.075000000000045]
[null,null,null,null,null,null,null,null,459.07500000000005,3872,19.075000000000045]
[null,null,null,null,null,null,null,null,459.07500000000005,3873,19.075000000000045]
[null,null,null,null,null,null,null,null,459.07500000000005,3874,19.075000000000045]
[null,null,null,null,null,null,null,null,459.07500000000005,3875,19.075000000000045]
[null,null,null,null,null,null,null,null,459.07500000000005,3876,19.075000000000045]
[null,null,null,null,null,null,null,null,459.07500000000005,3877,19.075000000000045]
[null,null,null,null,null,null,null,null,459.07500000000005,3878,19.075000000000045]
[null,null,null,null,null,null,null,null,459.07500000000005,3879,19.075000000000045]
[null,null,null,null,null,null,null,null,459.07500000000005,3880,19.075000000000045]
[null,null,null,null,null,null,null,null,459.07500000000005,3881,19.075000000000045]
[null,null,null,null,null,null,null,null,459.07500000000005,3882,19.075000000000045]
[null,null,null,null,null,null,null,null,459.07500000000005,3883,19.075000000000045]
[null,null,null,null,null,null,null,null,459.07500000000005,3884,19.075000000000045]
[null,null,null,null,null,null,null,null,459.07500000000005,3885,19.075000000000045]
[null,null,null,null,null,null,null,null,459.07500000000005,3886,19.075000000000045]
[null,null,null,null,null,null,null,null,459.07500000000005,3887,19.075000000000045]
[null,null,null,null,null,null,null,null,459.07500000000005,3888,19.075000000000045]
[null,null,null,null,null,null,null,null,458.17500000000001,3889,18.175000000000011]
[null,null,null,null,null,null,null,null,458.17500000000001,3890,18.175000000000011]
[null,null,null,null,null,null,null,null,458.17500000000001,3891,18.175000000000011]
[null,null,null,null,null,null,null,null,458.17500000000001,3892,18.175000000000011]
[null,null,null,null,null,null,null,null,458.17500000000001,3893,18.175000000000011]
[null,null,null,null,null,null,null,null,458.17500000000001,3894,18.175000000000011]
[null,null,null,null,null,null,null,null,458.17500000000001,3895,18.175000000000011]
[null,null,null,null,null,null,null,null,458.17500000000001,3896,18.175000000000011]
[null,null,null,null,null,null,null,null,458.17500000000001,3897,18.175000000000011]
[null,null,null,null,null,null,null,null,458.17500000000001,3898,18.175000000000011]
[null,null,null,null,null,null,null,null,458.17500000000001,3899,18.175000000000011]
[null,null,null,null,null,null,null,null,458.17500000000001,3900,18.175000000000011]
[null,null,null,null,null,null,null,null,458.17500000000001,3901,18.175000000000011]
[null,null,null,null,null,null,null,null,458.17500000000001,3902,18.175000000000011]
[null,null,null,null,null,null,null,null,458.17500000000001,3903,18.175000000000011]
[null,null,null,null,null,null,null,null,458.17500000000001,3904,18.175000000000011]
[null,null,null,null,null,null,null,null,458.17500000000001,3905,18.175000000000011]
[null,null,null,null,null,null,null,null,458.17500000000001,3906,{"$f":"IF(I3908>440,I3908-440,0)","v":18.175000000000011}]
[null,null,null,null,null,null,null,null,458.17500000000001,3907,18.175000000000011]
[null,null,null,null,null,null,null,null,458.17500000000001,3908,18.175000000000011]
[null,null,null,null,null,null,null,null,458.17500000000001,3909,18.175000000000011]
[null,null,null,null,null,null,null,null,458.17500000000001,3910,18.175000000000011]
[null,null,null,null,null,null,null,null,458.17500000000001,3911,18.175000000000011]
[null,null,null,null,null,null,null,null,458.17500000000001,3912,18.175000000000011]
[null,null,null,null,null,null,null,null,456.11250000000001,3913,16.112500000000011]
[null,null,null,null,null,null,null,null,456.11250000000001,3914,16.112500000000011]
[null,null,null,null,null,null,null,null,456.11250000000001,3915,16.112500000000011]
[null,null,null,null,null,null,null,null,456.11250000000001,3916,16.112500000000011]
[null,null,null,null,null,null,null,null,456.11250000000001,3917,16.112500000000011]
[null,null,null,null,null,null,null,null,456.11250000000001,3918,16.112500000000011]
[null,null,null,null,null,null,null,null,456.11250000000001,3919,16.112500000000011]
[null,null,null,null,null,null,null,null,456.11250000000001,3920,16.112500000000011]
[null,null,null,null,null,null,null,null,456.11250000000001,3921,16.112500000000011]
[null,null,null,null,null,null,null,null,456.11250000000001,3922,16.112500000000011]
[null,null,null,null,null,null,null,null,456.11250000000001,3923,16.112500000000011]
[null,null,null,null,null,null,null,null,456.11250000000001,3924,16.112500000000011]
[null,null,null,null,null,null,null,null,456.11250000000001,3925,16.112500000000011]
[null,null,null,null,null,null,null,null,456.11250000000001,3926,16.112500000000011]
[null,null,null,null,null,null,null,null,456.11250000000001,3927,16.112500000000011]
[null,null,null,null,null,null,null,null,456.11250000000001,3928,16.112500000000011]
[null,null,null,null,null,null,null,null,456.11250000000001,3929,16.112500000000011]
[null,null,null,null,null,null,null,null,456.11250000000001,3930,16.112500000000011]
[null,null,null,null,null,null,null,null,456.11250000000001,3931,16.112500000000011]
[null,null,null,null,null,null,null,null,456.11250000000001,3932,16.112500000000011]
[null,null,null,null,null,null,null,null,456.11250000000001,3933,16.112500000000011]
[null,null,null,null,null,null,null,null,456.11250000000001,3934,16.112500000000011]
[null,null,null,null,null,null,null,null,456.11250000000001,3935,16.112500000000011]
[null,null,null,null,null,null,null,null,456.11250000000001,3936,16.112500000000011]
[null,null,null,null,null,null,null,null,451.76250000000005,3937,11.762500000000045]
[null,null,null,null,null,null,null,null,451.76250000000005,3938,11.762500000000045]
[null,null,null,null,null,null,null,null,451.76250000000005,3939,11.762500000000045]
[null,null,null,null,null,null,null,null,451.76250000000005,3940,11.762500000000045]
[null,null,null,null,null,null,null,null,451.76250000000005,3941,11.762500000000045]
[null,null,null,null,null,null,null,null,451.76250000000005,3942,11.762500000000045]
[null,null,null,null,null,null,null,null,451.76250000000005,3943,11.762500000000045]
[null,null,null,null,null,null,null,null,451.76250000000005,3944,11.762500000000045]
[null,null,null,null,null,null,null,null,451.76250000000005,3945,11.762500000000045]
[null,null,null,null,null,null,null,null,451.76250000000005,3946,11.762500000000045]
[null,null,null,null,null,null,null,null,451.76250000000005,3947,11.762500000000045]
[null,null,null,null,null,null,null,null,451.76250000000005,3948,11.762500000000045]
[null,null,null,null,null,null,null,null,451.76250000000005,3949,11.762500000000045]
[null,null,null,null,null,null,null,null,451.76250000000005,3950,11.762500000000045]
[null,null,null,null,null,null,null,null,451.76250000000005,3951,11.762500000000045]
[null,null,null,null,null,null,null,null,451.76250000000005,3952,11.762500000000045]
[null,null,null,null,null,null,null,null,451.76250000000005,3953,11.762500000000045]
[null,null,null,null,null,null,null,null,451.76250000000005,3954,11.762500000000045]
[null,null,null,null,null,null,null,null,451.76250000000005,3955,11.762500000000045]
[null,null,null,null,null,null,null,null,451.76250000000005,3956,11.762500000000045]
[null,null,null,null,null,null,null,null,451.76250000000005,3957,11.762500000000045]
[null,null,null,null,null,null,null,null,451.76250000000005,3958,11.762500000000045]
[null,null,null,null,null,null,null,null,451.76250000000005,3959,11.762500000000045]
[null,null,null,null,null,null,null,null,451.76250000000005,3960,11.762500000000045]
[null,null,null,null,null,null,null,null,448.72499999999997,3961,8.7249999999999659]
[null,null,null,null,null,null,null,null,448.72499999999997,3962,8.7249999999999659]
[null,null,null,null,null,null,null,null,448.72499999999997,3963,8.7249999999999659]
[null,null,null,null,null,null,null,null,448.72499999999997,3964,8.7249999999999659]
[null,null,null,null,null,null,null,null,448.72499999999997,3965,8.7249999999999659]
[null,null,null,null,null,null,null,null,448.72499999999997,3966,8.7249999999999659]
[null,null,null,null,null,null,null,null,448.72499999999997,3967,8.7249999999999659]
[null,null,null,null,null,null,null,null,448.72499999999997,3968,8.7249999999999659]
[null,null,null,null,null,null,null,null,448.72499999999997,3969,8.7249999999999659]
[null,null,null,null,null,null,null,null,448.72499999999997,3970,{"$f":"IF(I3972>440,I3972-440,0)","v":8.7249999999999659}]
[null,null,null,null,null,null,null,null,448.72499999999997,3971,8.7249999999999659]
[null,null,null,null,null,null,null,null,448.72499999999997,3972,8.7249999999999659]
[null,null,null,null,null,null,null,null,448.72499999999997,3973,8.7249999999999659]
[null,null,null,null,null,null,null,null,448.72499999999997,3974,8.7249999999999659]
[null,null,null,null,null,null,null,null,448.72499999999997,3975,8.7249999999999659]
[null,null,null,null,null,null,null,null,448.72499999999997,3976,8.7249999999999659]
[null,null,null,null,null,null,null,null,448.72499999999997,3977,8.7249999999999659]
[null,null,null,null,null,null,null,null,448.72499999999997,3978,8.7249999999999659]
[null,null,null,null,null,null,null,null,448.72499999999997,3979,8.7249999999999659]
[null,null,null,null,null,null,null,null,448.72499999999997,3980,8.7249999999999659]
[null,null,null,null,null,null,null,null,448.72499999999997,3981,8.7249999999999659]
[null,null,null,null,null,null,null,null,448.72499999999997,3982,8.7249999999999659]
[null,null,null,null,null,null,null,null,448.72499999999997,3983,8.7249999999999659]
[null,null,null,null,null,null,null,null,448.72499999999997,3984,8.7249999999999659]
[null,null,null,null,null,null,null,null,447.33750000000003,3985,7.3375000000000341]
[null,null,null,null,null,null,null,null,447.33750000000003,3986,7.3375000000000341]
[null,null,null,null,null,null,null,null,447.33750000000003,3987,7.3375000000000341]
[null,null,null,null,null,null,null,null,447.33750000000003,3988,7.3375000000000341]
[null,null,null,null,null,null,null,null,447.33750000000003,3989,7.3375000000000341]
[null,null,null,null,null,null,null,null,447.33750000000003,3990,7.3375000000000341]
[null,null,null,null,null,null,null,null,447.33750000000003,3991,7.3375000000000341]
[null,null,null,null,null,null,null,null,447.33750000000003,3992,7.3375000000000341]
[null,null,null,null,null,null,null,null,447.33750000000003,3993,7.3375000000000341]
[null,null,null,null,null,null,null,null,447.33750000000003,3994,7.3375000000000341]
[null,null,null,null,null,null,null,null,447.33750000000003,3995,7.3375000000000341]
[null,null,null,null,null,null,null,null,447.33750000000003,3996,7.3375000000000341]
[null,null,null,null,null,null,null,null,447.33750000000003,3997,7.3375000000000341]
[null,null,null,null,null,null,null,null,447.33750000000003,3998,7.3375000000000341]
[null,null,null,null,null,null,null,null,447.33750000000003,3999,7.3375000000000341]
[null,null,null,null,null,null,null,null,447.33750000000003,4000,7.3375000000000341]
[null,null,null,null,null,null,null,null,447.33750000000003,4001,7.3375000000000341]
[null,null,null,null,null,null,null,null,447.33750000000003,4002,7.3375000000000341]
[null,null,null,null,null,null,null,null,447.33750000000003,4003,7.3375000000000341]
[null,null,null,null,null,null,null,null,447.33750000000003,4004,7.3375000000000341]
[null,null,null,null,null,null,null,null,447.33750000000003,4005,7.3375000000000341]
[null,null,null,null,null,null,null,null,447.33750000000003,4006,7.3375000000000341]
[null,null,null,null,null,null,null,null,447.33750000000003,4007,7.3375000000000341]
[null,null,null,null,null,null,null,null,447.33750000000003,4008,7.3375000000000341]
[null,null,null,null,null,null,null,null,445.08750000000003,4009,5.0875000000000341]
[null,null,null,null,null,null,null,null,445.08750000000003,4010,5.0875000000000341]
[null,null,null,null,null,null,null,null,445.08750000000003,4011,5.0875000000000341]
[null,null,null,null,null,null,null,null,445.08750000000003,4012,5.0875000000000341]
[null,null,null,null,null,null,null,null,445.08750000000003,4013,5.0875000000000341]
[null,null,null,null,null,null,null,null,445.08750000000003,4014,5.0875000000000341]
[null,null,null,null,null,null,null,null,445.08750000000003,4015,5.0875000000000341]
[null,null,null,null,null,null,null,null,445.08750000000003,4016,5.0875000000000341]
[null,null,null,null,null,null,null,null,445.08750000000003,4017,5.0875000000000341]
[null,null,null,null,null,null,null,null,445.08750000000003,4018,5.0875000000000341]
[null,null,null,null,null,null,null,null,445.08750000000003,4019,5.0875000000000341]
[null,null,null,null,null,null,null,null,445.08750000000003,4020,5.0875000000000341]
[null,null,null,null,null,null,null,null,445.08750000000003,4021,5.0875000000000341]
[null,null,null,null,null,null,null,null,445.08750000000003,4022,5.0875000000000341]
[null,null,null,null,null,null,null,null,445.08750000000003,4023,5.0875000000000341]
[null,null,null,null,null,null,null,null,445.08750000000003,4024,5.0875000000000341]
[null,null,null,null,null,null,null,null,445.08750000000003,4025,5.0875000000000341]
[null,null,null,null,null,null,null,null,445.08750000000003,4026,5.0875000000000341]
[null,null,null,null,null,null,null,null,445.08750000000003,4027,5.0875000000000341]
[null,null,null,null,null,null,null,null,445.08750000000003,4028,5.0875000000000341]
[null,null,null,null,null,null,null,null,445.08750000000003,4029,5.0875000000000341]
[null,null,null,null,null,null,null,null,445.08750000000003,4030,5.0875000000000341]
[null,null,null,null,null,null,null,null,445.08750000000003,4031,5.0875000000000341]
[null,null,null,null,null,null,null,null,445.08750000000003,4032,5.0875000000000341]
[null,null,null,null,null,null,null,null,441.3,4033,1.3000000000000114]
[null,null,null,null,null,null,null,null,441.3,4034,{"$f":"IF(I4036>440,I4036-440,0)","v":1.3000000000000114}]
[null,null,null,null,null,null,null,null,441.3,4035,1.3000000000000114]
[null,null,null,null,null,null,null,null,441.3,4036,1.3000000000000114]
[null,null,null,null,null,null,null,null,441.3,4037,1.3000000000000114]
[null,null,null,null,null,null,null,null,441.3,4038,1.3000000000000114]
[null,null,null,null,null,null,null,null,441.3,4039,1.3000000000000114]
[null,null,null,null,null,null,null,null,441.3,4040,1.3000000000000114]
[null,null,null,null,null,null,null,null,441.3,4041,1.3000000000000114]
[null,null,null,null,null,null,null,null,441.3,4042,1.3000000000000114]
[null,null,null,null,null,null,null,null,441.3,4043,1.3000000000000114]
[null,null,null,null,null,null,null,null,441.3,4044,1.3000000000000114]
[null,null,null,null,null,null,null,null,441.3,4045,1.3000000000000114]
[null,null,null,null,null,null,null,null,441.3,4046,1.3000000000000114]
[null,null,null,null,null,null,null,null,441.3,4047,1.3000000000000114]
[null,null,null,null,null,null,null,null,441.3,4048,1.3000000000000114]
[null,null,null,null,null,null,null,null,441.3,4049,1.3000000000000114]
[null,null,null,null,null,null,null,null,441.3,4050,1.3000000000000114]
[null,null,null,null,null,null,null,null,441.3,4051,1.3000000000000114]
[null,null,null,null,null,null,null,null,441.3,4052,1.3000000000000114]
[null,null,null,null,null,null,null,null,441.3,4053,1.3000000000000114]
[null,null,null,null,null,null,null,null,441.3,4054,1.3000000000000114]
[null,null,null,null,null,null,null,null,441.3,4055,1.3000000000000114]
[null,null,null,null,null,null,null,null,441.3,4056,1.3000000000000114]
[null,null,null,null,null,null,null,null,438.375,4057,0]
[null,null,null,null,null,null,null,null,438.375,4058,0]
[null,null,null,null,null,null,null,null,438.375,4059,0]
[null,null,null,null,null,null,null,null,438.375,4060,0]
[null,null,null,null,null,null,null,null,438.375,4061,0]
[null,null,null,null,null,null,null,null,438.375,4062,0]
[null,null,null,null,null,null,null,null,438.375,4063,0]
[null,null,null,null,null,null,null,null,438.375,4064,0]
[null,null,null,null,null,null,null,null,438.375,4065,0]
[null,null,null,null,null,null,null,null,438.375,4066,0]
[null,null,null,null,null,null,null,null,438.375,4067,0]
[null,null,null,null,null,null,null,null,438.375,4068,0]
[null,null,null,null,null,null,null,null,438.375,4069,0]
[null,null,null,null,null,null,null,null,438.375,4070,0]
[null,null,null,null,null,null,null,null,438.375,4071,0]
[null,null,null,null,null,null,null,null,438.375,4072,0]
[null,null,null,null,null,null,null,null,438.375,4073,0]
[null,null,null,null,null,null,null,null,438.375,4074,0]
[null,null,null,null,null,null,null,null,438.375,4075,0]
[null,null,null,null,null,null,null,null,438.375,4076,0]
[null,null,null,null,null,null,null,null,438.375,4077,0]
[null,null,null,null,null,null,null,null,438.375,4078,0]
[null,null,null,null,null,null,null,null,438.375,4079,0]
[null,null,null,null,null,null,null,null,438.375,4080,0]
[null,null,null,null,null,null,null,null,436.01250000000005,4081,0]
[null,null,null,null,null,null,null,null,436.01250000000005,4082,0]
[null,null,null,null,null,null,null,null,436.01250000000005,4083,0]
[null,null,null,null,null,null,null,null,436.01250000000005,4084,0]
[null,null,null,null,null,null,null,null,436.01250000000005,4085,0]
[null,null,null,null,null,null,null,null,436.01250000000005,4086,0]
[null,null,null,null,null,null,null,null,436.01250000000005,4087,0]
[null,null,null,null,null,null,null,null,436.01250000000005,4088,0]
[null,null,null,null,null,null,null,null,436.01250000000005,4089,0]
[null,null,null,null,null,null,null,null,436.01250000000005,4090,0]
[null,null,null,null,null,null,null,null,436.01250000000005,4091,0]
[null,null,null,null,null,null,null,null,436.01250000000005,4092,0]
[null,null,null,null,null,null,null,null,436.01250000000005,4093,0]
[null,null,null,null,null,null,null,null,436.01250000000005,4094,0]
[null,null,null,null,null,null,null,null,436.01250000000005,4095,0]
[null,null,null,null,null,null,null,null,436.01250000000005,4096,0]
[null,null,null,null,null,null,null,null,436.01250000000005,4097,0]
[null,null,null,null,null,null,null,null,436.01250000000005,4098,{"$f":"IF(I4100>440,I4100-440,0)","v":0}]
[null,null,null,null,null,null,null,null,436.01250000000005,4099,0]
[null,null,null,null,null,null,null,null,436.01250000000005,4100,0]
[null,null,null,null,null,null,null,null,436.01250000000005,4101,0]
[null,null,null,null,null,null,null,null,436.01250000000005,4102,0]
[null,null,null,null,null,null,null,null,436.01250000000005,4103,0]
[null,null,null,null,null,null,null,null,436.01250000000005,4104,0]
[null,null,null,null,null,null,null,null,432.41249999999997,4105,0]
[null,null,null,null,null,null,null,null,432.41249999999997,4106,0]
[null,null,null,null,null,null,null,null,432.41249999999997,4107,0]
[null,null,null,null,null,null,null,null,432.41249999999997,4108,0]
[null,null,null,null,null,null,null,null,432.41249999999997,4109,0]
[null,null,null,null,null,null,null,null,432.41249999999997,4110,0]
[null,null,null,null,null,null,null,null,432.41249999999997,4111,0]
[null,null,null,null,null,null,null,null,432.41249999999997,4112,0]
[null,null,null,null,null,null,null,null,432.41249999999997,4113,0]
[null,null,null,null,null,null,null,null,432.41249999999997,4114,0]
[null,null,null,null,null,null,null,null,432.41249999999997,4115,0]
[null,null,null,null,null,null,null,null,432.41249999999997,4116,0]
[null,null,null,null,null,null,null,null,432.41249999999997,4117,0]
[null,null,null,null,null,null,null,null,432.41249999999997,4118,0]
[null,null,null,null,null,null,null,null,432.41249999999997,4119,0]
[null,null,null,null,null,null,null,null,432.41249999999997,4120,0]
[null,null,null,null,null,null,null,null,432.41249999999997,4121,0]
[null,null,null,null,null,null,null,null,432.41249999999997,4122,0]
[null,null,null,null,null,null,null,null,432.41249999999997,4123,0]
[null,null,null,null,null,null,null,null,432.41249999999997,4124,0]
[null,null,null,null,null,null,null,null,432.41249999999997,4125,0]
[null,null,null,null,null,null,null,null,432.41249999999997,4126,0]
[null,null,null,null,null,null,null,null,432.41249999999997,4127,0]
[null,null,null,null,null,null,null,null,432.41249999999997,4128,0]
[null,null,null,null,null,null,null,null,430.875,4129,0]
[null,null,null,null,null,null,null,null,430.875,4130,0]
[null,null,null,null,null,null,null,null,430.875,4131,0]
[null,null,null,null,null,null,null,null,430.875,4132,0]
[null,null,null,null,null,null,null,null,430.875,4133,0]
[null,null,null,null,null,null,null,null,430.875,4134,0]
[null,null,null,null,null,null,null,null,430.875,4135,0]
[null,null,null,null,null,null,null,null,430.875,4136,0]
[null,null,null,null,null,null,null,null,430.875,4137,0]
[null,null,null,null,null,null,null,null,430.875,4138,0]
[null,null,null,null,null,null,null,null,430.875,4139,0]
[null,null,null,null,null,null,null,null,430.875,4140,0]
[null,null,null,null,null,null,null,null,430.875,4141,0]
[null,null,null,null,null,null,null,null,430.875,4142,0]
[null,null,null,null,null,null,null,null,430.875,4143,0]
[null,null,null,null,null,null,null,null,430.875,4144,0]
[null,null,null,null,null,null,null,null,430.875,4145,0]
[null,null,null,null,null,null,null,null,430.875,4146,0]
[null,null,null,null,null,null,null,null,430.875,4147,0]
[null,null,null,null,null,null,null,null,430.875,4148,0]
[null,null,null,null,null,null,null,null,430.875,4149,0]
[null,null,null,null,null,null,null,null,430.875,4150,0]
[null,null,null,null,null,null,null,null,430.875,4151,0]
[null,null,null,null,null,null,null,null,430.875,4152,0]
[null,null,null,null,null,null,null,null,426.90000000000003,4153,0]
[null,null,null,null,null,null,null,null,426.90000000000003,4154,0]
[null,null,null,null,null,null,null,null,426.90000000000003,4155,0]
[null,null,null,null,null,null,null,null,426.90000000000003,4156,0]
[null,null,null,null,null,null,null,null,426.90000000000003,4157,0]
[null,null,null,null,null,null,null,null,426.90000000000003,4158,0]
[null,null,null,null,null,null,null,null,426.90000000000003,4159,0]
[null,null,null,null,null,null,null,null,426.90000000000003,4160,0]
[null,null,null,null,null,null,null,null,426.90000000000003,4161,0]
[null,null,null,null,null,null,null,null,426.90000000000003,4162,{"$f":"IF(I4164>440,I4164-440,0)","v":0}]
[null,null,null,null,null,null,null,null,426.90000000000003,4163,0]
[null,null,null,null,null,null,null,null,426.90000000000003,4164,0]
[null,null,null,null,null,null,null,null,426.90000000000003,4165,0]
[null,null,null,null,null,null,null,null,426.90000000000003,4166,0]
[null,null,null,null,null,null,null,null,426.90000000000003,4167,0]
[null,null,null,null,null,null,null,null,426.90000000000003,4168,0]
[null,null,null,null,null,null,null,null,426.90000000000003,4169,0]
[null,null,null,null,null,null,null,null,426.90000000000003,4170,0]
[null,null,null,null,null,null,null,null,426.90000000000003,4171,0]
[null,null,null,null,null,null,null,null,426.90000000000003,4172,0]
[null,null,null,null,null,null,null,null,426.90000000000003,4173,0]
[null,null,null,null,null,null,null,null,426.90000000000003,4174,0]
[null,null,null,null,null,null,null,null,426.90000000000003,4175,0]
[null,null,null,null,null,null,null,null,426.90000000000003,4176,0]
[null,null,null,null,null,null,null,null,424.20000000000005,4177,0]
[null,null,null,null,null,null,null,null,424.20000000000005,4178,0]
[null,null,null,null,null,null,null,null,424.20000000000005,4179,0]
[null,null,null,null,null,null,null,null,424.20000000000005,4180,0]
[null,null,null,null,null,null,null,null,424.20000000000005,4181,0]
[null,null,null,null,null,null,null,null,424.20000000000005,4182,0]
[null,null,null,null,null,null,null,null,424.20000000000005,4183,0]
[null,null,null,null,null,null,null,null,424.20000000000005,4184,0]
[null,null,null,null,null,null,null,null,424.20000000000005,4185,0]
[null,null,null,null,null,null,null,null,424.20000000000005,4186,0]
[null,null,null,null,null,null,null,null,424.20000000000005,4187,0]
[null,null,null,null,null,null,null,null,424.20000000000005,4188,0]
[null,null,null,null,null,null,null,null,424.20000000000005,4189,0]
[null,null,null,null,null,null,null,null,424.20000000000005,4190,0]
[null,null,null,null,null,null,null,null,424.20000000000005,4191,0]
[null,null,null,null,null,null,null,null,424.20000000000005,4192,0]
[null,null,null,null,null,null,null,null,424.20000000000005,4193,0]
[null,null,null,null,null,null,null,null,424.20000000000005,4194,0]
[null,null,null,null,null,null,null,null,424.20000000000005,4195,0]
[null,null,null,null,null,null,null,null,424.20000000000005,4196,0]
[null,null,null,null,null,null,null,null,424.20000000000005,4197,0]
[null,null,null,null,null,null,null,null,424.20000000000005,4198,0]
[null,null,null,null,null,null,null,null,424.20000000000005,4199,0]
[null,null,null,null,null,null,null,null,424.20000000000005,4200,0]
[null,null,null,null,null,null,null,null,414.07500000000005,4201,0]
[null,null,null,null,null,null,null,null,414.07500000000005,4202,0]
[null,null,null,null,null,null,null,null,414.07500000000005,4203,0]
[null,null,null,null,null,null,null,null,414.07500000000005,4204,0]
[null,null,null,null,null,null,null,null,414.07500000000005,4205,0]
[null,null,null,null,null,null,null,null,414.07500000000005,4206,0]
[null,null,null,null,null,null,null,null,414.07500000000005,4207,0]
[null,null,null,null,null,null,null,null,414.07500000000005,4208,0]
[null,null,null,null,null,null,null,null,414.07500000000005,4209,0]
[null,null,null,null,null,null,null,null,414.07500000000005,4210,0]
[null,null,null,null,null,null,null,null,414.07500000000005,4211,0]
[null,null,null,null,null,null,null,null,414.07500000000005,4212,0]
[null,null,null,null,null,null,null,null,414.07500000000005,4213,0]
[null,null,null,null,null,null,null,null,414.07500000000005,4214,0]
[null,null,null,null,null,null,null,null,414.07500000000005,4215,0]
[null,null,null,null,null,null,null,null,414.07500000000005,4216,0]
[null,null,null,null,null,null,null,null,414.07500000000005,4217,0]
[null,null,null,null,null,null,null,null,414.07500000000005,4218,0]
[null,null,null,null,null,null,null,null,414.07500000000005,4219,0]
[null,null,null,null,null,null,null,null,414.07500000000005,4220,0]
[null,null,null,null,null,null,null,null,414.07500000000005,4221,0]
[null,null,null,null,null,null,null,null,414.07500000000005,4222,0]
[null,null,null,null,null,null,null,null,414.07500000000005,4223,0]
[null,null,null,null,null,null,null,null,414.07500000000005,4224,0]
[null,null,null,null,null,null,null,null,412.38750000000005,4225,0]
[null,null,null,null,null,null,null,null,412.38750000000005,4226,{"$f":"IF(I4228>440,I4228-440,0)","v":0}]
[null,null,null,null,null,null,null,null,412.38750000000005,4227,0]
[null,null,null,null,null,null,null,null,412.38750000000005,4228,0]
[null,null,null,null,null,null,null,null,412.38750000000005,4229,0]
[null,null,null,null,null,null,null,null,412.38750000000005,4230,0]
[null,null,null,null,null,null,null,null,412.38750000000005,4231,0]
[null,null,null,null,null,null,null,null,412.38750000000005,4232,0]
[null,null,null,null,null,null,null,null,412.38750000000005,4233,0]
[null,null,null,null,null,null,null,null,412.38750000000005,4234,0]
[null,null,null,null,null,null,null,null,412.38750000000005,4235,0]
[null,null,null,null,null,null,null,null,412.38750000000005,4236,0]
[null,null,null,null,null,null,null,null,412.38750000000005,4237,0]
[null,null,null,null,null,null,null,null,412.38750000000005,4238,0]
[null,null,null,null,null,null,null,null,412.38750000000005,4239,0]
[null,null,null,null,null,null,null,null,412.38750000000005,4240,0]
[null,null,null,null,null,null,null,null,412.38750000000005,4241,0]
[null,null,null,null,null,null,null,null,412.38750000000005,4242,0]
[null,null,null,null,null,null,null,null,412.38750000000005,4243,0]
[null,null,null,null,null,null,null,null,412.38750000000005,4244,0]
[null,null,null,null,null,null,null,null,412.38750000000005,4245,0]
[null,null,null,null,null,null,null,null,412.38750000000005,4246,0]
[null,null,null,null,null,null,null,null,412.38750000000005,4247,0]
[null,null,null,null,null,null,null,null,412.38750000000005,4248,0]
[null,null,null,null,null,null,null,null,410.0625,4249,0]
[null,null,null,null,null,null,null,null,410.0625,4250,0]
[null,null,null,null,null,null,null,null,410.0625,4251,0]
[null,null,null,null,null,null,null,null,410.0625,4252,0]
[null,null,null,null,null,null,null,null,410.0625,4253,0]
[null,null,null,null,null,null,null,null,410.0625,4254,0]
[null,null,null,null,null,null,null,null,410.0625,4255,0]
[null,null,null,null,null,null,null,null,410.0625,4256,0]
[null,null,null,null,null,null,null,null,410.0625,4257,0]
[null,null,null,null,null,null,null,null,410.0625,4258,0]
[null,null,null,null,null,null,null,null,410.0625,4259,0]
[null,null,null,null,null,null,null,null,410.0625,4260,0]
[null,null,null,null,null,null,null,null,410.0625,4261,0]
[null,null,null,null,null,null,null,null,410.0625,4262,0]
[null,null,null,null,null,null,null,null,410.0625,4263,0]
[null,null,null,null,null,null,null,null,410.0625,4264,0]
[null,null,null,null,null,null,null,null,410.0625,4265,0]
[null,null,null,null,null,null,null,null,410.0625,4266,0]
[null,null,null,null,null,null,null,null,410.0625,4267,0]
[null,null,null,null,null,null,null,null,410.0625,4268,0]
[null,null,null,null,null,null,null,null,410.0625,4269,0]
[null,null,null,null,null,null,null,null,410.0625,4270,0]
[null,null,null,null,null,null,null,null,410.0625,4271,0]
[null,null,null,null,null,null,null,null,410.0625,4272,0]
[null,null,null,null,null,null,null,null,407.73750000000001,4273,0]
[null,null,null,null,null,null,null,null,407.73750000000001,4274,0]
[null,null,null,null,null,null,null,null,407.73750000000001,4275,0]
[null,null,null,null,null,null,null,null,407.73750000000001,4276,0]
[null,null,null,null,null,null,null,null,407.73750000000001,4277,0]
[null,null,null,null,null,null,null,null,407.73750000000001,4278,0]
[null,null,null,null,null,null,null,null,407.73750000000001,4279,0]
[null,null,null,null,null,null,null,null,407.73750000000001,4280,0]
[null,null,null,null,null,null,null,null,407.73750000000001,4281,0]
[null,null,null,null,null,null,null,null,407.73750000000001,4282,0]
[null,null,null,null,null,null,null,null,407.73750000000001,4283,0]
[null,null,null,null,null,null,null,null,407.73750000000001,4284,0]
[null,null,null,null,null,null,null,null,407.73750000000001,4285,0]
[null,null,null,null,null,null,null,null,407.73750000000001,4286,0]
[null,null,null,null,null,null,null,null,407.73750000000001,4287,0]
[null,null,null,null,null,null,null,null,407.73750000000001,4288,0]
[null,null,null,null,null,null,null,null,407.73750000000001,4289,0]
[null,null,null,null,null,null,null,null,407.73750000000001,4290,{"$f":"IF(I4292>440,I4292-440,0)","v":0}]
[null,null,null,null,null,null,null,null,407.73750000000001,4291,0]
[null,null,null,null,null,null,null,null,407.73750000000001,4292,0]
[null,null,null,null,null,null,null,null,407.73750000000001,4293,0]
[null,null,null,null,null,null,null,null,407.73750000000001,4294,0]
[null,null,null,null,null,null,null,null,407.73750000000001,4295,0]
[null,null,null,null,null,null,null,null,407.73750000000001,4296,0]
[null,null,null,null,null,null,null,null,401.8125,4297,0]
[null,null,null,null,null,null,null,null,401.8125,4298,0]
[null,null,null,null,null,null,null,null,401.8125,4299,0]
[null,null,null,null,null,null,null,null,401.8125,4300,0]
[null,null,null,null,null,null,null,null,401.8125,4301,0]
[null,null,null,null,null,null,null,null,401.8125,4302,0]
[null,null,null,null,null,null,null,null,401.8125,4303,0]
[null,null,null,null,null,null,null,null,401.8125,4304,0]
[null,null,null,null,null,null,null,null,401.8125,4305,0]
[null,null,null,null,null,null,null,null,401.8125,4306,0]
[null,null,null,null,null,null,null,null,401.8125,4307,0]
[null,null,null,null,null,null,null,null,401.8125,4308,0]
[null,null,null,null,null,null,null,null,401.8125,4309,0]
[null,null,null,null,null,null,null,null,401.8125,4310,0]
[null,null,null,null,null,null,null,null,401.8125,4311,0]
[null,null,null,null,null,null,null,null,401.8125,4312,0]
[null,null,null,null,null,null,null,null,401.8125,4313,0]
[null,null,null,null,null,null,null,null,401.8125,4314,0]
[null,null,null,null,null,null,null,null,401.8125,4315,0]
[null,null,null,null,null,null,null,null,401.8125,4316,0]
[null,null,null,null,null,null,null,null,401.8125,4317,0]
[null,null,null,null,null,null,null,null,401.8125,4318,0]
[null,null,null,null,null,null,null,null,401.8125,4319,0]
[null,null,null,null,null,null,null,null,401.8125,4320,0]
[null,null,null,null,null,null,null,null,392.84999999999997,4321,0]
[null,null,null,null,null,null,null,null,392.84999999999997,4322,0]
[null,null,null,null,null,null,null,null,392.84999999999997,4323,0]
[null,null,null,null,null,null,null,null,392.84999999999997,4324,0]
[null,null,null,null,null,null,null,null,392.84999999999997,4325,0]
[null,null,null,null,null,null,null,null,392.84999999999997,4326,0]
[null,null,null,null,null,null,null,null,392.84999999999997,4327,0]
[null,null,null,null,null,null,null,null,392.84999999999997,4328,0]
[null,null,null,null,null,null,null,null,392.84999999999997,4329,0]
[null,null,null,null,null,null,null,null,392.84999999999997,4330,0]
[null,null,null,null,null,null,null,null,392.84999999999997,4331,0]
[null,null,null,null,null,null,null,null,392.84999999999997,4332,0]
[null,null,null,null,null,null,null,null,392.84999999999997,4333,0]
[null,null,null,null,null,null,null,null,392.84999999999997,4334,0]
[null,null,null,null,null,null,null,null,392.84999999999997,4335,0]
[null,null,null,null,null,null,null,null,392.84999999999997,4336,0]
[null,null,null,null,null,null,null,null,392.84999999999997,4337,0]
[null,null,null,null,null,null,null,null,392.84999999999997,4338,0]
[null,null,null,null,null,null,null,null,392.84999999999997,4339,0]
[null,null,null,null,null,null,null,null,392.84999999999997,4340,0]
[null,null,null,null,null,null,null,null,392.84999999999997,4341,0]
[null,null,null,null,null,null,null,null,392.84999999999997,4342,0]
[null,null,null,null,null,null,null,null,392.84999999999997,4343,0]
[null,null,null,null,null,null,null,null,392.84999999999997,4344,0]
[null,null,null,null,null,null,null,null,392.77500000000003,4345,0]
[null,null,null,null,null,null,null,null,392.77500000000003,4346,0]
[null,null,null,null,null,null,null,null,392.77500000000003,4347,0]
[null,null,null,null,null,null,null,null,392.77500000000003,4348,0]
[null,null,null,null,null,null,null,null,392.77500000000003,4349,0]
[null,null,null,null,null,null,null,null,392.77500000000003,4350,0]
[null,null,null,null,null,null,null,null,392.77500000000003,4351,0]
[null,null,null,null,null,null,null,null,392.77500000000003,4352,0]
[null,null,null,null,null,null,null,null,392.77500000000003,4353,0]
[null,null,null,null,null,null,null,null,392.77500000000003,4354,{"$f":"IF(I4356>440,I4356-440,0)","v":0}]
[null,null,null,null,null,null,null,null,392.77500000000003,4355,0]
[null,null,null,null,null,null,null,null,392.77500000000003,4356,0]
[null,null,null,null,null,null,null,null,392.77500000000003,4357,0]
[null,null,null,null,null,null,null,null,392.77500000000003,4358,0]
[null,null,null,null,null,null,null,null,392.77500000000003,4359,0]
[null,null,null,null,null,null,null,null,392.77500000000003,4360,0]
[null,null,null,null,null,null,null,null,392.77500000000003,4361,0]
[null,null,null,null,null,null,null,null,392.77500000000003,4362,0]
[null,null,null,null,null,null,null,null,392.77500000000003,4363,0]
[null,null,null,null,null,null,null,null,392.77500000000003,4364,0]
[null,null,null,null,null,null,null,null,392.77500000000003,4365,0]
[null,null,null,null,null,null,null,null,392.77500000000003,4366,0]
[null,null,null,null,null,null,null,null,392.77500000000003,4367,0]
[null,null,null,null,null,null,null,null,392.77500000000003,4368,0]
[null,null,null,null,null,null,null,null,390.07500000000005,4369,0]
[null,null,null,null,null,null,null,null,390.07500000000005,4370,0]
[null,null,null,null,null,null,null,null,390.07500000000005,4371,0]
[null,null,null,null,null,null,null,null,390.07500000000005,4372,0]
[null,null,null,null,null,null,null,null,390.07500000000005,4373,0]
[null,null,null,null,null,null,null,null,390.07500000000005,4374,0]
[null,null,null,null,null,null,null,null,390.07500000000005,4375,0]
[null,null,null,null,null,null,null,null,390.07500000000005,4376,0]
[null,null,null,null,null,null,null,null,390.07500000000005,4377,0]
[null,null,null,null,null,null,null,null,390.07500000000005,4378,0]
[null,null,null,null,null,null,null,null,390.07500000000005,4379,0]
[null,null,null,null,null,null,null,null,390.07500000000005,4380,0]
[null,null,null,null,null,null,null,null,390.07500000000005,4381,0]
[null,null,null,null,null,null,null,null,390.07500000000005,4382,0]
[null,null,null,null,null,null,null,null,390.07500000000005,4383,0]
[null,null,null,null,null,null,null,null,390.07500000000005,4384,0]
[null,null,null,null,null,null,null,null,390.07500000000005,4385,0]
[null,null,null,null,null,null,null,null,390.07500000000005,4386,0]
[null,null,null,null,null,null,null,null,390.07500000000005,4387,0]
[null,null,null,null,null,null,null,null,390.07500000000005,4388,0]
[null,null,null,null,null,null,null,null,390.07500000000005,4389,0]
[null,null,null,null,null,null,null,null,390.07500000000005,4390,0]
[null,null,null,null,null,null,null,null,390.07500000000005,4391,0]
[null,null,null,null,null,null,null,null,390.07500000000005,4392,0]
[null,null,null,null,null,null,null,null,385.57500000000005,4393,0]
[null,null,null,null,null,null,null,null,385.57500000000005,4394,0]
[null,null,null,null,null,null,null,null,385.57500000000005,4395,0]
[null,null,null,null,null,null,null,null,385.57500000000005,4396,0]
[null,null,null,null,null,null,null,null,385.57500000000005,4397,0]
[null,null,null,null,null,null,null,null,385.57500000000005,4398,0]
[null,null,null,null,null,null,null,null,385.57500000000005,4399,0]
[null,null,null,null,null,null,null,null,385.57500000000005,4400,0]
[null,null,null,null,null,null,null,null,385.57500000000005,4401,0]
[null,null,null,null,null,null,null,null,385.57500000000005,4402,0]
[null,null,null,null,null,null,null,null,385.57500000000005,4403,0]
[null,null,null,null,null,null,null,null,385.57500000000005,4404,0]
[null,null,null,null,null,null,null,null,385.57500000000005,4405,0]
[null,null,null,null,null,null,null,null,385.57500000000005,4406,0]
[null,null,null,null,null,null,null,null,385.57500000000005,4407,0]
[null,null,null,null,null,null,null,null,385.57500000000005,4408,0]
[null,null,null,null,null,null,null,null,385.57500000000005,4409,0]
[null,null,null,null,null,null,null,null,385.57500000000005,4410,0]
[null,null,null,null,null,null,null,null,385.57500000000005,4411,0]
[null,null,null,null,null,null,null,null,385.57500000000005,4412,0]
[null,null,null,null,null,null,null,null,385.57500000000005,4413,0]
[null,null,null,null,null,null,null,null,385.57500000000005,4414,0]
[null,null,null,null,null,null,null,null,385.57500000000005,4415,0]
[null,null,null,null,null,null,null,null,385.57500000000005,4416,0]
[null,null,null,null,null,null,null,null,385.46250000000003,4417,0]
[null,null,null,null,null,null,null,null,385.46250000000003,4418,{"$f":"IF(I4420>440,I4420-440,0)","v":0}]
[null,null,null,null,null,null,null,null,385.46250000000003,4419,0]
[null,null,null,null,null,null,null,null,385.46250000000003,4420,0]
[null,null,null,null,null,null,null,null,385.46250000000003,4421,0]
[null,null,null,null,null,null,null,null,385.46250000000003,4422,0]
[null,null,null,null,null,null,null,null,385.46250000000003,4423,0]
[null,null,null,null,null,null,null,null,385.46250000000003,4424,0]
[null,null,null,null,null,null,null,null,385.46250000000003,4425,0]
[null,null,null,null,null,null,null,null,385.46250000000003,4426,0]
[null,null,null,null,null,null,null,null,385.46250000000003,4427,0]
[null,null,null,null,null,null,null,null,385.46250000000003,4428,0]
[null,null,null,null,null,null,null,null,385.46250000000003,4429,0]
[null,null,null,null,null,null,null,null,385.46250000000003,4430,0]
[null,null,null,null,null,null,null,null,385.46250000000003,4431,0]
[null,null,null,null,null,null,null,null,385.46250000000003,4432,0]
[null,null,null,null,null,null,null,null,385.46250000000003,4433,0]
[null,null,null,null,null,null,null,null,385.46250000000003,4434,0]
[null,null,null,null,null,null,null,null,385.46250000000003,4435,0]
[null,null,null,null,null,null,null,null,385.46250000000003,4436,0]
[null,null,null,null,null,null,null,null,385.46250000000003,4437,0]
[null,null,null,null,null,null,null,null,385.46250000000003,4438,0]
[null,null,null,null,null,null,null,null,385.46250000000003,4439,0]
[null,null,null,null,null,null,null,null,385.46250000000003,4440,0]
[null,null,null,null,null,null,null,null,382.38750000000005,4441,0]
[null,null,null,null,null,null,null,null,382.38750000000005,4442,0]
[null,null,null,null,null,null,null,null,382.38750000000005,4443,0]
[null,null,null,null,null,null,null,null,382.38750000000005,4444,0]
[null,null,null,null,null,null,null,null,382.38750000000005,4445,0]
[null,null,null,null,null,null,null,null,382.38750000000005,4446,0]
[null,null,null,null,null,null,null,null,382.38750000000005,4447,0]
[null,null,null,null,null,null,null,null,382.38750000000005,4448,0]
[null,null,null,null,null,null,null,null,382.38750000000005,4449,0]
[null,null,null,null,null,null,null,null,382.38750000000005,4450,0]
[null,null,null,null,null,null,null,null,382.38750000000005,4451,0]
[null,null,null,null,null,null,null,null,382.38750000000005,4452,0]
[null,null,null,null,null,null,null,null,382.38750000000005,4453,0]
[null,null,null,null,null,null,null,null,382.38750000000005,4454,0]
[null,null,null,null,null,null,null,null,382.38750000000005,4455,0]
[null,null,null,null,null,null,null,null,382.38750000000005,4456,0]
[null,null,null,null,null,null,null,null,382.38750000000005,4457,0]
[null,null,null,null,null,null,null,null,382.38750000000005,4458,0]
[null,null,null,null,null,null,null,null,382.38750000000005,4459,0]
[null,null,null,null,null,null,null,null,382.38750000000005,4460,0]
[null,null,null,null,null,null,null,null,382.38750000000005,4461,0]
[null,null,null,null,null,null,null,null,382.38750000000005,4462,0]
[null,null,null,null,null,null,null,null,382.38750000000005,4463,0]
[null,null,null,null,null,null,null,null,382.38750000000005,4464,0]
[null,null,null,null,null,null,null,null,376.8,4465,0]
[null,null,null,null,null,null,null,null,376.8,4466,0]
[null,null,null,null,null,null,null,null,376.8,4467,0]
[null,null,null,null,null,null,null,null,376.8,4468,0]
[null,null,null,null,null,null,null,null,376.8,4469,0]
[null,null,null,null,null,null,null,null,376.8,4470,0]
[null,null,null,null,null,null,null,null,376.8,4471,0]
[null,null,null,null,null,null,null,null,376.8,4472,0]
[null,null,null,null,null,null,null,null,376.8,4473,0]
[null,null,null,null,null,null,null,null,376.8,4474,0]
[null,null,null,null,null,null,null,null,376.8,4475,0]
[null,null,null,null,null,null,null,null,376.8,4476,0]
[null,null,null,null,null,null,null,null,376.8,4477,0]
[null,null,null,null,null,null,null,null,376.8,4478,0]
[null,null,null,null,null,null,null,null,376.8,4479,0]
[null,null,null,null,null,null,null,null,376.8,4480,0]
[null,null,null,null,null,null,null,null,376.8,4481,0]
[null,null,null,null,null,null,null,null,376.8,4482,{"$f":"IF(I4484>440,I4484-440,0)","v":0}]
[null,null,null,null,null,null,null,null,376.8,4483,0]
[null,null,null,null,null,null,null,null,376.8,4484,0]
[null,null,null,null,null,null,null,null,376.8,4485,0]
[null,null,null,null,null,null,null,null,376.8,4486,0]
[null,null,null,null,null,null,null,null,376.8,4487,0]
[null,null,null,null,null,null,null,null,376.8,4488,0]
[null,null,null,null,null,null,null,null,373.72499999999997,4489,0]
[null,null,null,null,null,null,null,null,373.72499999999997,4490,0]
[null,null,null,null,null,null,null,null,373.72499999999997,4491,0]
[null,null,null,null,null,null,null,null,373.72499999999997,4492,0]
[null,null,null,null,null,null,null,null,373.72499999999997,4493,0]
[null,null,null,null,null,null,null,null,373.72499999999997,4494,0]
[null,null,null,null,null,null,null,null,373.72499999999997,4495,0]
[null,null,null,null,null,null,null,null,373.72499999999997,4496,0]
[null,null,null,null,null,null,null,null,373.72499999999997,4497,0]
[null,null,null,null,null,null,null,null,373.72499999999997,4498,0]
[null,null,null,null,null,null,null,null,373.72499999999997,4499,0]
[null,null,null,null,null,null,null,null,373.72499999999997,4500,0]
[null,null,null,null,null,null,null,null,373.72499999999997,4501,0]
[null,null,null,null,null,null,null,null,373.72499999999997,4502,0]
[null,null,null,null,null,null,null,null,373.72499999999997,4503,0]
[null,null,null,null,null,null,null,null,373.72499999999997,4504,0]
[null,null,null,null,null,null,null,null,373.72499999999997,4505,0]
[null,null,null,null,null,null,null,null,373.72499999999997,4506,0]
[null,null,null,null,null,null,null,null,373.72499999999997,4507,0]
[null,null,null,null,null,null,null,null,373.72499999999997,4508,0]
[null,null,null,null,null,null,null,null,373.72499999999997,4509,0]
[null,null,null,null,null,null,null,null,373.72499999999997,4510,0]
[null,null,null,null,null,null,null,null,373.72499999999997,4511,0]
[null,null,null,null,null,null,null,null,373.72499999999997,4512,0]
[null,null,null,null,null,null,null,null,367.20000000000005,4513,0]
[null,null,null,null,null,null,null,null,367.20000000000005,4514,0]
[null,null,null,null,null,null,null,null,367.20000000000005,4515,0]
[null,null,null,null,null,null,null,null,367.20000000000005,4516,0]
[null,null,null,null,null,null,null,null,367.20000000000005,4517,0]
[null,null,null,null,null,null,null,null,367.20000000000005,4518,0]
[null,null,null,null,null,null,null,null,367.20000000000005,4519,0]
[null,null,null,null,null,null,null,null,367.20000000000005,4520,0]
[null,null,null,null,null,null,null,null,367.20000000000005,4521,0]
[null,null,null,null,null,null,null,null,367.20000000000005,4522,0]
[null,null,null,null,null,null,null,null,367.20000000000005,4523,0]
[null,null,null,null,null,null,null,null,367.20000000000005,4524,0]
[null,null,null,null,null,null,null,null,367.20000000000005,4525,0]
[null,null,null,null,null,null,null,null,367.20000000000005,4526,0]
[null,null,null,null,null,null,null,null,367.20000000000005,4527,0]
[null,null,null,null,null,null,null,null,367.20000000000005,4528,0]
[null,null,null,null,null,null,null,null,367.20000000000005,4529,0]
[null,null,null,null,null,null,null,null,367.20000000000005,4530,0]
[null,null,null,null,null,null,null,null,367.20000000000005,4531,0]
[null,null,null,null,null,null,null,null,367.20000000000005,4532,0]
[null,null,null,null,null,null,null,null,367.20000000000005,4533,0]
[null,null,null,null,null,null,null,null,367.20000000000005,4534,0]
[null,null,null,null,null,null,null,null,367.20000000000005,4535,0]
[null,null,null,null,null,null,null,null,367.20000000000005,4536,0]
[null,null,null,null,null,null,null,null,366.82500000000005,4537,0]
[null,null,null,null,null,null,null,null,366.82500000000005,4538,0]
[null,null,null,null,null,null,null,null,366.82500000000005,4539,0]
[null,null,null,null,null,null,null,null,366.82500000000005,4540,0]
[null,null,null,null,null,null,null,null,366.82500000000005,4541,0]
[null,null,null,null,null,null,null,null,366.82500000000005,4542,0]
[null,null,null,null,null,null,null,null,366.82500000000005,4543,0]
[null,null,null,null,null,null,null,null,366.82500000000005,4544,0]
[null,null,null,null,null,null,null,null,366.82500000000005,4545,0]
[null,null,null,null,null,null,null,null,366.82500000000005,4546,{"$f":"IF(I4548>440,I4548-440,0)","v":0}]
[null,null,null,null,null,null,null,null,366.82500000000005,4547,0]
[null,null,null,null,null,null,null,null,366.82500000000005,4548,0]
[null,null,null,null,null,null,null,null,366.82500000000005,4549,0]
[null,null,null,null,null,null,null,null,366.82500000000005,4550,0]
[null,null,null,null,null,null,null,null,366.82500000000005,4551,0]
[null,null,null,null,null,null,null,null,366.82500000000005,4552,0]
[null,null,null,null,null,null,null,null,366.82500000000005,4553,0]
[null,null,null,null,null,null,null,null,366.82500000000005,4554,0]
[null,null,null,null,null,null,null,null,366.82500000000005,4555,0]
[null,null,null,null,null,null,null,null,366.82500000000005,4556,0]
[null,null,null,null,null,null,null,null,366.82500000000005,4557,0]
[null,null,null,null,null,null,null,null,366.82500000000005,4558,0]
[null,null,null,null,null,null,null,null,366.82500000000005,4559,0]
[null,null,null,null,null,null,null,null,366.82500000000005,4560,0]
[null,null,null,null,null,null,null,null,366.63750000000005,4561,0]
[null,null,null,null,null,null,null,null,366.63750000000005,4562,0]
[null,null,null,null,null,null,null,null,366.63750000000005,4563,0]
[null,null,null,null,null,null,null,null,366.63750000000005,4564,0]
[null,null,null,null,null,null,null,null,366.63750000000005,4565,0]
[null,null,null,null,null,null,null,null,366.63750000000005,4566,0]
[null,null,null,null,null,null,null,null,366.63750000000005,4567,0]
[null,null,null,null,null,null,null,null,366.63750000000005,4568,0]
[null,null,null,null,null,null,null,null,366.63750000000005,4569,0]
[null,null,null,null,null,null,null,null,366.63750000000005,4570,0]
[null,null,null,null,null,null,null,null,366.63750000000005,4571,0]
[null,null,null,null,null,null,null,null,366.63750000000005,4572,0]
[null,null,null,null,null,null,null,null,366.63750000000005,4573,0]
[null,null,null,null,null,null,null,null,366.63750000000005,4574,0]
[null,null,null,null,null,null,null,null,366.63750000000005,4575,0]
[null,null,null,null,null,null,null,null,366.63750000000005,4576,0]
[null,null,null,null,null,null,null,null,366.63750000000005,4577,0]
[null,null,null,null,null,null,null,null,366.63750000000005,4578,0]
[null,null,null,null,null,null,null,null,366.63750000000005,4579,0]
[null,null,null,null,null,null,null,null,366.63750000000005,4580,0]
[null,null,null,null,null,null,null,null,366.63750000000005,4581,0]
[null,null,null,null,null,null,null,null,366.63750000000005,4582,0]
[null,null,null,null,null,null,null,null,366.63750000000005,4583,0]
[null,null,null,null,null,null,null,null,366.63750000000005,4584,0]
[null,null,null,null,null,null,null,null,340.46250000000003,4585,0]
[null,null,null,null,null,null,null,null,340.46250000000003,4586,0]
[null,null,null,null,null,null,null,null,340.46250000000003,4587,0]
[null,null,null,null,null,null,null,null,340.46250000000003,4588,0]
[null,null,null,null,null,null,null,null,340.46250000000003,4589,0]
[null,null,null,null,null,null,null,null,340.46250000000003,4590,0]
[null,null,null,null,null,null,null,null,340.46250000000003,4591,0]
[null,null,null,null,null,null,null,null,340.46250000000003,4592,0]
[null,null,null,null,null,null,null,null,340.46250000000003,4593,0]
[null,null,null,null,null,null,null,null,340.46250000000003,4594,0]
[null,null,null,null,null,null,null,null,340.46250000000003,4595,0]
[null,null,null,null,null,null,null,null,340.46250000000003,4596,0]
[null,null,null,null,null,null,null,null,340.46250000000003,4597,0]
[null,null,null,null,null,null,null,null,340.46250000000003,4598,0]
[null,null,null,null,null,null,null,null,340.46250000000003,4599,0]
[null,null,null,null,null,null,null,null,340.46250000000003,4600,0]
[null,null,null,null,null,null,null,null,340.46250000000003,4601,0]
[null,null,null,null,null,null,null,null,340.46250000000003,4602,0]
[null,null,null,null,null,null,null,null,340.46250000000003,4603,0]
[null,null,null,null,null,null,null,null,340.46250000000003,4604,0]
[null,null,null,null,null,null,null,null,340.46250000000003,4605,0]
[null,null,null,null,null,null,null,null,340.46250000000003,4606,0]
[null,null,null,null,null,null,null,null,340.46250000000003,4607,0]
[null,null,null,null,null,null,null,null,340.46250000000003,4608,0]
[null,null,null,null,null,null,null,null,331.23750000000001,4609,0]
[null,null,null,null,null,null,null,null,331.23750000000001,4610,{"$f":"IF(I4612>440,I4612-440,0)","v":0}]
[null,null,null,null,null,null,null,null,331.23750000000001,4611,0]
[null,null,null,null,null,null,null,null,331.23750000000001,4612,0]
[null,null,null,null,null,null,null,null,331.23750000000001,4613,0]
[null,null,null,null,null,null,null,null,331.23750000000001,4614,0]
[null,null,null,null,null,null,null,null,331.23750000000001,4615,0]
[null,null,null,null,null,null,null,null,331.23750000000001,4616,0]
[null,null,null,null,null,null,null,null,331.23750000000001,4617,0]
[null,null,null,null,null,null,null,null,331.23750000000001,4618,0]
[null,null,null,null,null,null,null,null,331.23750000000001,4619,0]
[null,null,null,null,null,null,null,null,331.23750000000001,4620,0]
[null,null,null,null,null,null,null,null,331.23750000000001,4621,0]
[null,null,null,null,null,null,null,null,331.23750000000001,4622,0]
[null,null,null,null,null,null,null,null,331.23750000000001,4623,0]
[null,null,null,null,null,null,null,null,331.23750000000001,4624,0]
[null,null,null,null,null,null,null,null,331.23750000000001,4625,0]
[null,null,null,null,null,null,null,null,331.23750000000001,4626,0]
[null,null,null,null,null,null,null,null,331.23750000000001,4627,0]
[null,null,null,null,null,null,null,null,331.23750000000001,4628,0]
[null,null,null,null,null,null,null,null,331.23750000000001,4629,0]
[null,null,null,null,null,null,null,null,331.23750000000001,4630,0]
[null,null,null,null,null,null,null,null,331.23750000000001,4631,0]
[null,null,null,null,null,null,null,null,331.23750000000001,4632,0]
[null,null,null,null,null,null,null,null,320.8125,4633,0]
[null,null,null,null,null,null,null,null,320.8125,4634,0]
[null,null,null,null,null,null,null,null,320.8125,4635,0]
[null,null,null,null,null,null,null,null,320.8125,4636,0]
[null,null,null,null,null,null,null,null,320.8125,4637,0]
[null,null,null,null,null,null,null,null,320.8125,4638,0]
[null,null,null,null,null,null,null,null,320.8125,4639,0]
[null,null,null,null,null,null,null,null,320.8125,4640,0]
[null,null,null,null,null,null,null,null,320.8125,4641,0]
[null,null,null,null,null,null,null,null,320.8125,4642,0]
[null,null,null,null,null,null,null,null,320.8125,4643,0]
[null,null,null,null,null,null,null,null,320.8125,4644,0]
[null,null,null,null,null,null,null,null,320.8125,4645,0]
[null,null,null,null,null,null,null,null,320.8125,4646,0]
[null,null,null,null,null,null,null,null,320.8125,4647,0]
[null,null,null,null,null,null,null,null,320.8125,4648,0]
[null,null,null,null,null,null,null,null,320.8125,4649,0]
[null,null,null,null,null,null,null,null,320.8125,4650,0]
[null,null,null,null,null,null,null,null,320.8125,4651,0]
[null,null,null,null,null,null,null,null,320.8125,4652,0]
[null,null,null,null,null,null,null,null,320.8125,4653,0]
[null,null,null,null,null,null,null,null,320.8125,4654,0]
[null,null,null,null,null,null,null,null,320.8125,4655,0]
[null,null,null,null,null,null,null,null,320.8125,4656,0]
[null,null,null,null,null,null,null,null,308.85000000000002,4657,0]
[null,null,null,null,null,null,null,null,308.85000000000002,4658,0]
[null,null,null,null,null,null,null,null,308.85000000000002,4659,0]
[null,null,null,null,null,null,null,null,308.85000000000002,4660,0]
[null,null,null,null,null,null,null,null,308.85000000000002,4661,0]
[null,null,null,null,null,null,null,null,308.85000000000002,4662,0]
[null,null,null,null,null,null,null,null,308.85000000000002,4663,0]
[null,null,null,null,null,null,null,null,308.85000000000002,4664,0]
[null,null,null,null,null,null,null,null,308.85000000000002,4665,0]
[null,null,null,null,null,null,null,null,308.85000000000002,4666,0]
[null,null,null,null,null,null,null,null,308.85000000000002,4667,0]
[null,null,null,null,null,null,null,null,308.85000000000002,4668,0]
[null,null,null,null,null,null,null,null,308.85000000000002,4669,0]
[null,null,null,null,null,null,null,null,308.85000000000002,4670,0]
[null,null,null,null,null,null,null,null,308.85000000000002,4671,0]
[null,null,null,null,null,null,null,null,308.85000000000002,4672,0]
[null,null,null,null,null,null,null,null,308.85000000000002,4673,0]
[null,null,null,null,null,null,null,null,308.85000000000002,4674,{"$f":"IF(I4676>440,I4676-440,0)","v":0}]
[null,null,null,null,null,null,null,null,308.85000000000002,4675,0]
[null,null,null,null,null,null,null,null,308.85000000000002,4676,0]
[null,null,null,null,null,null,null,null,308.85000000000002,4677,0]
[null,null,null,null,null,null,null,null,308.85000000000002,4678,0]
[null,null,null,null,null,null,null,null,308.85000000000002,4679,0]
[null,null,null,null,null,null,null,null,308.85000000000002,4680,0]
[null,null,null,null,null,null,null,null,282.03750000000002,4681,0]
[null,null,null,null,null,null,null,null,282.03750000000002,4682,0]
[null,null,null,null,null,null,null,null,282.03750000000002,4683,0]
[null,null,null,null,null,null,null,null,282.03750000000002,4684,0]
[null,null,null,null,null,null,null,null,282.03750000000002,4685,0]
[null,null,null,null,null,null,null,null,282.03750000000002,4686,0]
[null,null,null,null,null,null,null,null,282.03750000000002,4687,0]
[null,null,null,null,null,null,null,null,282.03750000000002,4688,0]
[null,null,null,null,null,null,null,null,282.03750000000002,4689,0]
[null,null,null,null,null,null,null,null,282.03750000000002,4690,0]
[null,null,null,null,null,null,null,null,282.03750000000002,4691,0]
[null,null,null,null,null,null,null,null,282.03750000000002,4692,0]
[null,null,null,null,null,null,null,null,282.03750000000002,4693,0]
[null,null,null,null,null,null,null,null,282.03750000000002,4694,0]
[null,null,null,null,null,null,null,null,282.03750000000002,4695,0]
[null,null,null,null,null,null,null,null,282.03750000000002,4696,0]
[null,null,null,null,null,null,null,null,282.03750000000002,4697,0]
[null,null,null,null,null,null,null,null,282.03750000000002,4698,0]
[null,null,null,null,null,null,null,null,282.03750000000002,4699,0]
[null,null,null,null,null,null,null,null,282.03750000000002,4700,0]
[null,null,null,null,null,null,null,null,282.03750000000002,4701,0]
[null,null,null,null,null,null,null,null,282.03750000000002,4702,0]
[null,null,null,null,null,null,null,null,282.03750000000002,4703,0]
[null,null,null,null,null,null,null,null,282.03750000000002,4704,0]
[null,null,null,null,null,null,null,null,264,4705,0]
[null,null,null,null,null,null,null,null,264,4706,0]
[null,null,null,null,null,null,null,null,264,4707,0]
[null,null,null,null,null,null,null,null,264,4708,0]
[null,null,null,null,null,null,null,null,264,4709,0]
[null,null,null,null,null,null,null,null,264,4710,0]
[null,null,null,null,null,null,null,null,264,4711,0]
[null,null,null,null,null,null,null,null,264,4712,0]
[null,null,null,null,null,null,null,null,264,4713,0]
[null,null,null,null,null,null,null,null,264,4714,0]
[null,null,null,null,null,null,null,null,264,4715,0]
[null,null,null,null,null,null,null,null,264,4716,0]
[null,null,null,null,null,null,null,null,264,4717,0]
[null,null,null,null,null,null,null,null,264,4718,0]
[null,null,null,null,null,null,null,null,264,4719,0]
[null,null,null,null,null,null,null,null,264,4720,0]
[null,null,null,null,null,null,null,null,264,4721,0]
[null,null,null,null,null,null,null,null,264,4722,0]
[null,null,null,null,null,null,null,null,264,4723,0]
[null,null,null,null,null,null,null,null,264,4724,0]
[null,null,null,null,null,null,null,null,264,4725,0]
[null,null,null,null,null,null,null,null,264,4726,0]
[null,null,null,null,null,null,null,null,264,4727,0]
[null,null,null,null,null,null,null,null,264,4728,0]
[null,null,null,null,null,null,null,null,261.86250000000001,4729,0]
[null,null,null,null,null,null,null,null,261.86250000000001,4730,0]
[null,null,null,null,null,null,null,null,261.86250000000001,4731,0]
[null,null,null,null,null,null,null,null,261.86250000000001,4732,0]
[null,null,null,null,null,null,null,null,261.86250000000001,4733,0]
[null,null,null,null,null,null,null,null,261.86250000000001,4734,0]
[null,null,null,null,null,null,null,null,261.86250000000001,4735,0]
[null,null,null,null,null,null,null,null,261.86250000000001,4736,0]
[null,null,null,null,null,null,null,null,261.86250000000001,4737,0]
[null,null,null,null,null,null,null,null,261.86250000000001,4738,{"$f":"IF(I4740>440,I4740-440,0)","v":0}]
[null,null,null,null,null,null,null,null,261.86250000000001,4739,0]
[null,null,null,null,null,null,null,null,261.86250000000001,4740,0]
[null,null,null,null,null,null,null,null,261.86250000000001,4741,0]
[null,null,null,null,null,null,null,null,261.86250000000001,4742,0]
[null,null,null,null,null,null,null,null,261.86250000000001,4743,0]
[null,null,null,null,null,null,null,null,261.86250000000001,4744,0]
[null,null,null,null,null,null,null,null,261.86250000000001,4745,0]
[null,null,null,null,null,null,null,null,261.86250000000001,4746,0]
[null,null,null,null,null,null,null,null,261.86250000000001,4747,0]
[null,null,null,null,null,null,null,null,261.86250000000001,4748,0]
[null,null,null,null,null,null,null,null,261.86250000000001,4749,0]
[null,null,null,null,null,null,null,null,261.86250000000001,4750,0]
[null,null,null,null,null,null,null,null,261.86250000000001,4751,0]
[null,null,null,null,null,null,null,null,261.86250000000001,4752,0]
[null,null,null,null,null,null,null,null,258.63749999999999,4753,0]
[null,null,null,null,null,null,null,null,258.63749999999999,4754,0]
[null,null,null,null,null,null,null,null,258.63749999999999,4755,0]
[null,null,null,null,null,null,null,null,258.63749999999999,4756,0]
[null,null,null,null,null,null,null,null,258.63749999999999,4757,0]
[null,null,null,null,null,null,null,null,258.63749999999999,4758,0]
[null,null,null,null,null,null,null,null,258.63749999999999,4759,0]
[null,null,null,null,null,null,null,null,258.63749999999999,4760,0]
[null,null,null,null,null,null,null,null,258.63749999999999,4761,0]
[null,null,null,null,null,null,null,null,258.63749999999999,4762,0]
[null,null,null,null,null,null,null,null,258.63749999999999,4763,0]
[null,null,null,null,null,null,null,null,258.63749999999999,4764,0]
[null,null,null,null,null,null,null,null,258.63749999999999,4765,0]
[null,null,null,null,null,null,null,null,258.63749999999999,4766,0]
[null,null,null,null,null,null,null,null,258.63749999999999,4767,0]
[null,null,null,null,null,null,null,null,258.63749999999999,4768,0]
[null,null,null,null,null,null,null,null,258.63749999999999,4769,0]
[null,null,null,null,null,null,null,null,258.63749999999999,4770,0]
[null,null,null,null,null,null,null,null,258.63749999999999,4771,0]
[null,null,null,null,null,null,null,null,258.63749999999999,4772,0]
[null,null,null,null,null,null,null,null,258.63749999999999,4773,0]
[null,null,null,null,null,null,null,null,258.63749999999999,4774,0]
[null,null,null,null,null,null,null,null,258.63749999999999,4775,0]
[null,null,null,null,null,null,null,null,258.63749999999999,4776,0]
[null,null,null,null,null,null,null,null,251.47500000000002,4777,0]
[null,null,null,null,null,null,null,null,251.47500000000002,4778,0]
[null,null,null,null,null,null,null,null,251.47500000000002,4779,0]
[null,null,null,null,null,null,null,null,251.47500000000002,4780,0]
[null,null,null,null,null,null,null,null,251.47500000000002,4781,0]
[null,null,null,null,null,null,null,null,251.47500000000002,4782,0]
[null,null,null,null,null,null,null,null,251.47500000000002,4783,0]
[null,null,null,null,null,null,null,null,251.47500000000002,4784,0]
[null,null,null,null,null,null,null,null,251.47500000000002,4785,0]
[null,null,null,null,null,null,null,null,251.47500000000002,4786,0]
[null,null,null,null,null,null,null,null,251.47500000000002,4787,0]
[null,null,null,null,null,null,null,null,251.47500000000002,4788,0]
[null,null,null,null,null,null,null,null,251.47500000000002,4789,0]
[null,null,null,null,null,null,null,null,251.47500000000002,4790,0]
[null,null,null,null,null,null,null,null,251.47500000000002,4791,0]
[null,null,null,null,null,null,null,null,251.47500000000002,4792,0]
[null,null,null,null,null,null,null,null,251.47500000000002,4793,0]
[null,null,null,null,null,null,null,null,251.47500000000002,4794,0]
[null,null,null,null,null,null,null,null,251.47500000000002,4795,0]
[null,null,null,null,null,null,null,null,251.47500000000002,4796,0]
[null,null,null,null,null,null,null,null,251.47500000000002,4797,0]
[null,null,null,null,null,null,null,null,251.47500000000002,4798,0]
[null,null,null,null,null,null,null,null,251.47500000000002,4799,0]
[null,null,null,null,null,null,null,null,251.47500000000002,4800,0]
[null,null,null,null,null,null,null,null,249.9375,4801,0]
[null,null,null,null,null,null,null,null,249.9375,4802,{"$f":"IF(I4804>440,I4804-440,0)","v":0}]
[null,null,null,null,null,null,null,null,249.9375,4803,0]
[null,null,null,null,null,null,null,null,249.9375,4804,0]
[null,null,null,null,null,null,null,null,249.9375,4805,0]
[null,null,null,null,null,null,null,null,249.9375,4806,0]
[null,null,null,null,null,null,null,null,249.9375,4807,0]
[null,null,null,null,null,null,null,null,249.9375,4808,0]
[null,null,null,null,null,null,null,null,249.9375,4809,0]
[null,null,null,null,null,null,null,null,249.9375,4810,0]
[null,null,null,null,null,null,null,null,249.9375,4811,0]
[null,null,null,null,null,null,null,null,249.9375,4812,0]
[null,null,null,null,null,null,null,null,249.9375,4813,0]
[null,null,null,null,null,null,null,null,249.9375,4814,0]
[null,null,null,null,null,null,null,null,249.9375,4815,0]
[null,null,null,null,null,null,null,null,249.9375,4816,0]
[null,null,null,null,null,null,null,null,249.9375,4817,0]
[null,null,null,null,null,null,null,null,249.9375,4818,0]
[null,null,null,null,null,null,null,null,249.9375,4819,0]
[null,null,null,null,null,null,null,null,249.9375,4820,0]
[null,null,null,null,null,null,null,null,249.9375,4821,0]
[null,null,null,null,null,null,null,null,249.9375,4822,0]
[null,null,null,null,null,null,null,null,249.9375,4823,0]
[null,null,null,null,null,null,null,null,249.9375,4824,0]
[null,null,null,null,null,null,null,null,244.27500000000001,4825,0]
[null,null,null,null,null,null,null,null,244.27500000000001,4826,0]
[null,null,null,null,null,null,null,null,244.27500000000001,4827,0]
[null,null,null,null,null,null,null,null,244.27500000000001,4828,0]
[null,null,null,null,null,null,null,null,244.27500000000001,4829,0]
[null,null,null,null,null,null,null,null,244.27500000000001,4830,0]
[null,null,null,null,null,null,null,null,244.27500000000001,4831,0]
[null,null,null,null,null,null,null,null,244.27500000000001,4832,0]
[null,null,null,null,null,null,null,null,244.27500000000001,4833,0]
[null,null,null,null,null,null,null,null,244.27500000000001,4834,0]
[null,null,null,null,null,null,null,null,244.27500000000001,4835,0]
[null,null,null,null,null,null,null,null,244.27500000000001,4836,0]
[null,null,null,null,null,null,null,null,244.27500000000001,4837,0]
[null,null,null,null,null,null,null,null,244.27500000000001,4838,0]
[null,null,null,null,null,null,null,null,244.27500000000001,4839,0]
[null,null,null,null,null,null,null,null,244.27500000000001,4840,0]
[null,null,null,null,null,null,null,null,244.27500000000001,4841,0]
[null,null,null,null,null,null,null,null,244.27500000000001,4842,0]
[null,null,null,null,null,null,null,null,244.27500000000001,4843,0]
[null,null,null,null,null,null,null,null,244.27500000000001,4844,0]
[null,null,null,null,null,null,null,null,244.27500000000001,4845,0]
[null,null,null,null,null,null,null,null,244.27500000000001,4846,0]
[null,null,null,null,null,null,null,null,244.27500000000001,4847,0]
[null,null,null,null,null,null,null,null,244.27500000000001,4848,0]
[null,null,null,null,null,null,null,null,240.75,4849,0]
[null,null,null,null,null,null,null,null,240.75,4850,0]
[null,null,null,null,null,null,null,null,240.75,4851,0]
[null,null,null,null,null,null,null,null,240.75,4852,0]
[null,null,null,null,null,null,null,null,240.75,4853,0]
[null,null,null,null,null,null,null,null,240.75,4854,0]
[null,null,null,null,null,null,null,null,240.75,4855,0]
[null,null,null,null,null,null,null,null,240.75,4856,0]
[null,null,null,null,null,null,null,null,240.75,4857,0]
[null,null,null,null,null,null,null,null,240.75,4858,0]
[null,null,null,null,null,null,null,null,240.75,4859,0]
[null,null,null,null,null,null,null,null,240.75,4860,0]
[null,null,null,null,null,null,null,null,240.75,4861,0]
[null,null,null,null,null,null,null,null,240.75,4862,0]
[null,null,null,null,null,null,null,null,240.75,4863,0]
[null,null,null,null,null,null,null,null,240.75,4864,0]
[null,null,null,null,null,null,null,null,240.75,4865,0]
[null,null,null,null,null,null,null,null,240.75,4866,{"$f":"IF(I4868>440,I4868-440,0)","v":0}]
[null,null,null,null,null,null,null,null,240.75,4867,0]
[null,null,null,null,null,null,null,null,240.75,4868,0]
[null,null,null,null,null,null,null,null,240.75,4869,0]
[null,null,null,null,null,null,null,null,240.75,4870,0]
[null,null,null,null,null,null,null,null,240.75,4871,0]
[null,null,null,null,null,null,null,null,240.75,4872,0]
[null,null,null,null,null,null,null,null,236.66250000000002,4873,0]
[null,null,null,null,null,null,null,null,236.66250000000002,4874,0]
[null,null,null,null,null,null,null,null,236.66250000000002,4875,0]
[null,null,null,null,null,null,null,null,236.66250000000002,4876,0]
[null,null,null,null,null,null,null,null,236.66250000000002,4877,0]
[null,null,null,null,null,null,null,null,236.66250000000002,4878,0]
[null,null,null,null,null,null,null,null,236.66250000000002,4879,0]
[null,null,null,null,null,null,null,null,236.66250000000002,4880,0]
[null,null,null,null,null,null,null,null,236.66250000000002,4881,0]
[null,null,null,null,null,null,null,null,236.66250000000002,4882,0]
[null,null,null,null,null,null,null,null,236.66250000000002,4883,0]
[null,null,null,null,null,null,null,null,236.66250000000002,4884,0]
[null,null,null,null,null,null,null,null,236.66250000000002,4885,0]
[null,null,null,null,null,null,null,null,236.66250000000002,4886,0]
[null,null,null,null,null,null,null,null,236.66250000000002,4887,0]
[null,null,null,null,null,null,null,null,236.66250000000002,4888,0]
[null,null,null,null,null,null,null,null,236.66250000000002,4889,0]
[null,null,null,null,null,null,null,null,236.66250000000002,4890,0]
[null,null,null,null,null,null,null,null,236.66250000000002,4891,0]
[null,null,null,null,null,null,null,null,236.66250000000002,4892,0]
[null,null,null,null,null,null,null,null,236.66250000000002,4893,0]
[null,null,null,null,null,null,null,null,236.66250000000002,4894,0]
[null,null,null,null,null,null,null,null,236.66250000000002,4895,0]
[null,null,null,null,null,null,null,null,236.66250000000002,4896,0]
[null,null,null,null,null,null,null,null,227.51250000000002,4897,0]
[null,null,null,null,null,null,null,null,227.51250000000002,4898,0]
[null,null,null,null,null,null,null,null,227.51250000000002,4899,0]
[null,null,null,null,null,null,null,null,227.51250000000002,4900,0]
[null,null,null,null,null,null,null,null,227.51250000000002,4901,0]
[null,null,null,null,null,null,null,null,227.51250000000002,4902,0]
[null,null,null,null,null,null,null,null,227.51250000000002,4903,0]
[null,null,null,null,null,null,null,null,227.51250000000002,4904,0]
[null,null,null,null,null,null,null,null,227.51250000000002,4905,0]
[null,null,null,null,null,null,null,null,227.51250000000002,4906,0]
[null,null,null,null,null,null,null,null,227.51250000000002,4907,0]
[null,null,null,null,null,null,null,null,227.51250000000002,4908,0]
[null,null,null,null,null,null,null,null,227.51250000000002,4909,0]
[null,null,null,null,null,null,null,null,227.51250000000002,4910,0]
[null,null,null,null,null,null,null,null,227.51250000000002,4911,0]
[null,null,null,null,null,null,null,null,227.51250000000002,4912,0]
[null,null,null,null,null,null,null,null,227.51250000000002,4913,0]
[null,null,null,null,null,null,null,null,227.51250000000002,4914,0]
[null,null,null,null,null,null,null,null,227.51250000000002,4915,0]
[null,null,null,null,null,null,null,null,227.51250000000002,4916,0]
[null,null,null,null,null,null,null,null,227.51250000000002,4917,0]
[null,null,null,null,null,null,null,null,227.51250000000002,4918,0]
[null,null,null,null,null,null,null,null,227.51250000000002,4919,0]
[null,null,null,null,null,null,null,null,227.51250000000002,4920,0]
[null,null,null,null,null,null,null,null,208.20000000000002,4921,0]
[null,null,null,null,null,null,null,null,208.20000000000002,4922,0]
[null,null,null,null,null,null,null,null,208.20000000000002,4923,0]
[null,null,null,null,null,null,null,null,208.20000000000002,4924,0]
[null,null,null,null,null,null,null,null,208.20000000000002,4925,0]
[null,null,null,null,null,null,null,null,208.20000000000002,4926,0]
[null,null,null,null,null,null,null,null,208.20000000000002,4927,0]
[null,null,null,null,null,null,null,null,208.20000000000002,4928,0]
[null,null,null,null,null,null,null,null,208.20000000000002,4929,0]
[null,null,null,null,null,null,null,null,208.20000000000002,4930,{"$f":"IF(I4932>440,I4932-440,0)","v":0}]
[null,null,null,null,null,null,null,null,208.20000000000002,4931,0]
[null,null,null,null,null,null,null,null,208.20000000000002,4932,0]
[null,null,null,null,null,null,null,null,208.20000000000002,4933,0]
[null,null,null,null,null,null,null,null,208.20000000000002,4934,0]
[null,null,null,null,null,null,null,null,208.20000000000002,4935,0]
[null,null,null,null,null,null,null,null,208.20000000000002,4936,0]
[null,null,null,null,null,null,null,null,208.20000000000002,4937,0]
[null,null,null,null,null,null,null,null,208.20000000000002,4938,0]
[null,null,null,null,null,null,null,null,208.20000000000002,4939,0]
[null,null,null,null,null,null,null,null,208.20000000000002,4940,0]
[null,null,null,null,null,null,null,null,208.20000000000002,4941,0]
[null,null,null,null,null,null,null,null,208.20000000000002,4942,0]
[null,null,null,null,null,null,null,null,208.20000000000002,4943,0]
[null,null,null,null,null,null,null,null,208.20000000000002,4944,0]
[null,null,null,null,null,null,null,null,206.66250000000002,4945,0]
[null,null,null,null,null,null,null,null,206.66250000000002,4946,0]
[null,null,null,null,null,null,null,null,206.66250000000002,4947,0]
[null,null,null,null,null,null,null,null,206.66250000000002,4948,0]
[null,null,null,null,null,null,null,null,206.66250000000002,4949,0]
[null,null,null,null,null,null,null,null,206.66250000000002,4950,0]
[null,null,null,null,null,null,null,null,206.66250000000002,4951,0]
[null,null,null,null,null,null,null,null,206.66250000000002,4952,0]
[null,null,null,null,null,null,null,null,206.66250000000002,4953,0]
[null,null,null,null,null,null,null,null,206.66250000000002,4954,0]
[null,null,null,null,null,null,null,null,206.66250000000002,4955,0]
[null,null,null,null,null,null,null,null,206.66250000000002,4956,0]
[null,null,null,null,null,null,null,null,206.66250000000002,4957,0]
[null,null,null,null,null,null,null,null,206.66250000000002,4958,0]
[null,null,null,null,null,null,null,null,206.66250000000002,4959,0]
[null,null,null,null,null,null,null,null,206.66250000000002,4960,0]
[null,null,null,null,null,null,null,null,206.66250000000002,4961,0]
[null,null,null,null,null,null,null,null,206.66250000000002,4962,0]
[null,null,null,null,null,null,null,null,206.66250000000002,4963,0]
[null,null,null,null,null,null,null,null,206.66250000000002,4964,0]
[null,null,null,null,null,null,null,null,206.66250000000002,4965,0]
[null,null,null,null,null,null,null,null,206.66250000000002,4966,0]
[null,null,null,null,null,null,null,null,206.66250000000002,4967,0]
[null,null,null,null,null,null,null,null,206.66250000000002,4968,0]
[null,null,null,null,null,null,null,null,194.21250000000001,4969,0]
[null,null,null,null,null,null,null,null,194.21250000000001,4970,0]
[null,null,null,null,null,null,null,null,194.21250000000001,4971,0]
[null,null,null,null,null,null,null,null,194.21250000000001,4972,0]
[null,null,null,null,null,null,null,null,194.21250000000001,4973,0]
[null,null,null,null,null,null,null,null,194.21250000000001,4974,0]
[null,null,null,null,null,null,null,null,194.21250000000001,4975,0]
[null,null,null,null,null,null,null,null,194.21250000000001,4976,0]
[null,null,null,null,null,null,null,null,194.21250000000001,4977,0]
[null,null,null,null,null,null,null,null,194.21250000000001,4978,0]
[null,null,null,null,null,null,null,null,194.21250000000001,4979,0]
[null,null,null,null,null,null,null,null,194.21250000000001,4980,0]
[null,null,null,null,null,null,null,null,194.21250000000001,4981,0]
[null,null,null,null,null,null,null,null,194.21250000000001,4982,0]
[null,null,null,null,null,null,null,null,194.21250000000001,4983,0]
[null,null,null,null,null,null,null,null,194.21250000000001,4984,0]
[null,null,null,null,null,null,null,null,194.21250000000001,4985,0]
[null,null,null,null,null,null,null,null,194.21250000000001,4986,0]
[null,null,null,null,null,null,null,null,194.21250000000001,4987,0]
[null,null,null,null,null,null,null,null,194.21250000000001,4988,0]
[null,null,null,null,null,null,null,null,194.21250000000001,4989,0]
[null,null,null,null,null,null,null,null,194.21250000000001,4990,0]
[null,null,null,null,null,null,null,null,194.21250000000001,4991,0]
[null,null,null,null,null,null,null,null,194.21250000000001,4992,0]
[null,null,null,null,null,null,null,null,181.125,4993,0]
[null,null,null,null,null,null,null,null,181.125,4994,{"$f":"IF(I4996>440,I4996-440,0)","v":0}]
[null,null,null,null,null,null,null,null,181.125,4995,0]
[null,null,null,null,null,null,null,null,181.125,4996,0]
[null,null,null,null,null,null,null,null,181.125,4997,0]
[null,null,null,null,null,null,null,null,181.125,4998,0]
[null,null,null,null,null,null,null,null,181.125,4999,0]
[null,null,null,null,null,null,null,null,181.125,5000,0]
[null,null,null,null,null,null,null,null,181.125,5001,0]
[null,null,null,null,null,null,null,null,181.125,5002,0]
[null,null,null,null,null,null,null,null,181.125,5003,0]
[null,null,null,null,null,null,null,null,181.125,5004,0]
[null,null,null,null,null,null,null,null,181.125,5005,0]
[null,null,null,null,null,null,null,null,181.125,5006,0]
[null,null,null,null,null,null,null,null,181.125,5007,0]
[null,null,null,null,null,null,null,null,181.125,5008,0]
[null,null,null,null,null,null,null,null,181.125,5009,0]
[null,null,null,null,null,null,null,null,181.125,5010,0]
[null,null,null,null,null,null,null,null,181.125,5011,0]
[null,null,null,null,null,null,null,null,181.125,5012,0]
[null,null,null,null,null,null,null,null,181.125,5013,0]
[null,null,null,null,null,null,null,null,181.125,5014,0]
[null,null,null,null,null,null,null,null,181.125,5015,0]
[null,null,null,null,null,null,null,null,181.125,5016,0]
[null,null,null,null,null,null,null,null,177.45000000000002,5017,0]
[null,null,null,null,null,null,null,null,177.45000000000002,5018,0]
[null,null,null,null,null,null,null,null,177.45000000000002,5019,0]
[null,null,null,null,null,null,null,null,177.45000000000002,5020,0]
[null,null,null,null,null,null,null,null,177.45000000000002,5021,0]
[null,null,null,null,null,null,null,null,177.45000000000002,5022,0]
[null,null,null,null,null,null,null,null,177.45000000000002,5023,0]
[null,null,null,null,null,null,null,null,177.45000000000002,5024,0]
[null,null,null,null,null,null,null,null,177.45000000000002,5025,0]
[null,null,null,null,null,null,null,null,177.45000000000002,5026,0]
[null,null,null,null,null,null,null,null,177.45000000000002,5027,0]
[null,null,null,null,null,null,null,null,177.45000000000002,5028,0]
[null,null,null,null,null,null,null,null,177.45000000000002,5029,0]
[null,null,null,null,null,null,null,null,177.45000000000002,5030,0]
[null,null,null,null,null,null,null,null,177.45000000000002,5031,0]
[null,null,null,null,null,null,null,null,177.45000000000002,5032,0]
[null,null,null,null,null,null,null,null,177.45000000000002,5033,0]
[null,null,null,null,null,null,null,null,177.45000000000002,5034,0]
[null,null,null,null,null,null,null,null,177.45000000000002,5035,0]
[null,null,null,null,null,null,null,null,177.45000000000002,5036,0]
[null,null,null,null,null,null,null,null,177.45000000000002,5037]
[null,null,null,null,null,null,null,null,177.45000000000002,5038]
[null,null,null,null,null,null,null,null,177.45000000000002,5039]
[null,null,null,null,null,null,null,null,177.45000000000002,5040]
[null,null,null,null,null,null,null,null,96.112500000000011,5041]
[null,null,null,null,null,null,null,null,96.112500000000011,5042]
[null,null,null,null,null,null,null,null,96.112500000000011,5043]
[null,null,null,null,null,null,null,null,96.112500000000011,5044]
[null,null,null,null,null,null,null,null,96.112500000000011,5045]
[null,null,null,null,null,null,null,null,96.112500000000011,5046]
[null,null,null,null,null,null,null,null,96.112500000000011,5047]
[null,null,null,null,null,null,null,null,96.112500000000011,5048]
[null,null,null,null,null,null,null,null,96.112500000000011,5049]
[null,null,null,null,null,null,null,null,96.112500000000011,5050]
[null,null,null,null,null,null,null,null,96.112500000000011,5051]
[null,null,null,null,null,null,null,null,96.112500000000011,5052]
[null,null,null,null,null,null,null,null,96.112500000000011,5053]
[null,null,null,null,null,null,null,null,96.112500000000011,5054]
[null,null,null,null,null,null,null,null,96.112500000000011,5055]
[null,null,null,null,null,null,null,null,96.112500000000011,5056]
[null,null,null,null,null,null,null,null,96.112500000000011,5057]
[null,null,null,null,null,null,null,null,96.112500000000011,5058]
[null,null,null,null,null,null,null,null,96.112500000000011,5059]
[null,null,null,null,null,null,null,null,96.112500000000011,5060]
[null,null,null,null,null,null,null,null,96.112500000000011,5061]
[null,null,null,null,null,null,null,null,96.112500000000011,5062]
[null,null,null,null,null,null,null,null,96.112500000000011,5063]
[null,null,null,null,null,null,null,null,96.112500000000011,5064]
[null,null,null,null,null,null,null,null,89.550000000000011,5065]
[null,null,null,null,null,null,null,null,89.550000000000011,5066]
[null,null,null,null,null,null,null,null,89.550000000000011,5067]
[null,null,null,null,null,null,null,null,89.550000000000011,5068]
[null,null,null,null,null,null,null,null,89.550000000000011,5069]
[null,null,null,null,null,null,null,null,89.550000000000011,5070]
[null,null,null,null,null,null,null,null,89.550000000000011,5071]
[null,null,null,null,null,null,null,null,89.550000000000011,5072]
[null,null,null,null,null,null,null,null,89.550000000000011,5073]
[null,null,null,null,null,null,null,null,89.550000000000011,5074]
[null,null,null,null,null,null,null,null,89.550000000000011,5075]
[null,null,null,null,null,null,null,null,89.550000000000011,5076]
[null,null,null,null,null,null,null,null,89.550000000000011,5077]
[null,null,null,null,null,null,null,null,89.550000000000011,5078]
[null,null,null,null,null,null,null,null,89.550000000000011,5079]
[null,null,null,null,null,null,null,null,89.550000000000011,5080]
[null,null,null,null,null,null,null,null,89.550000000000011,5081]
[null,null,null,null,null,null,null,null,89.550000000000011,5082]
[null,null,null,null,null,null,null,null,89.550000000000011,5083]
[null,null,null,null,null,null,null,null,89.550000000000011,5084]
[null,null,null,null,null,null,null,null,89.550000000000011,5085]
[null,null,null,null,null,null,null,null,89.550000000000011,5086]
[null,null,null,null,null,null,null,null,89.550000000000011,5087]
[null,null,null,null,null,null,null,null,89.550000000000011,5088]
[null,null,null,null,null,null,null,null,28.387500000000003,5089]
[null,null,null,null,null,null,null,null,28.387500000000003,5090]
[null,null,null,null,null,null,null,null,28.387500000000003,5091]
[null,null,null,null,null,null,null,null,28.387500000000003,5092]
[null,null,null,null,null,null,null,null,28.387500000000003,5093]
[null,null,null,null,null,null,null,null,28.387500000000003,5094]
[null,null,null,null,null,null,null,null,28.387500000000003,5095]
[null,null,null,null,null,null,null,null,28.387500000000003,5096]
[null,null,null,null,null,null,null,null,28.387500000000003,5097]
[null,null,null,null,null,null,null,null,28.387500000000003,5098]
[null,null,null,null,null,null,null,null,28.387500000000003,5099]
[null,null,null,null,null,null,null,null,28.387500000000003,5100]
[null,null,null,null,null,null,null,null,28.387500000000003,5101]
[null,null,null,null,null,null,null,null,28.387500000000003,5102]
[null,null,null,null,null,null,null,null,28.387500000000003,5103]
[null,null,null,null,null,null,null,null,28.387500000000003,5104]
[null,null,null,null,null,null,null,null,28.387500000000003,5105]
[null,null,null,null,null,null,null,null,28.387500000000003,5106]
[null,null,null,null,null,null,null,null,28.387500000000003,5107]
[null,null,null,null,null,null,null,null,28.387500000000003,5108]
[null,null,null,null,null,null,null,null,28.387500000000003,5109]
[null,null,null,null,null,null,null,null,28.387500000000003,5110]
[null,null,null,null,null,null,null,null,28.387500000000003,5111]
[null,null,null,null,null,null,null,null,28.387500000000003,5112]
[null,null,null,null,null,null,null,null,6.0375000000000005,5113]
[null,null,null,null,null,null,null,null,6.0375000000000005,5114]
[null,null,null,null,null,null,null,null,6.0375000000000005,5115]
[null,null,null,null,null,null,null,null,6.0375000000000005,5116]
[null,null,null,null,null,null,null,null,6.0375000000000005,5117]
[null,null,null,null,null,null,null,null,6.0375000000000005,5118]
[null,null,null,null,null,null,null,null,6.0375000000000005,5119]
[null,null,null,null,null,null,null,null,6.0375000000000005,5120]
[null,null,null,null,null,null,null,null,6.0375000000000005,5121]
[null,null,null,null,null,null,null,null,6.0375000000000005,5122]
[null,null,null,null,null,null,null,null,6.0375000000000005,5123]
[null,null,null,null,null,null,null,null,6.0375000000000005,5124]
[null,null,null,null,null,null,null,null,6.0375000000000005,5125]
[null,null,null,null,null,null,null,null,6.0375000000000005,5126]
[null,null,null,null,null,null,null,null,6.0375000000000005,5127]
[null,null,null,null,null,null,null,null,6.0375000000000005,5128]
[null,null,null,null,null,null,null,null,6.0375000000000005,5129]
[null,null,null,null,null,null,null,null,6.0375000000000005,5130]
[null,null,null,null,null,null,null,null,6.0375000000000005,5131]
[null,null,null,null,null,null,null,null,6.0375000000000005,5132]
[null,null,null,null,null,null,null,null,6.0375000000000005,5133]
[null,null,null,null,null,null,null,null,6.0375000000000005,5134]
[null,null,null,null,null,null,null,null,6.0375000000000005,5135]
[null,null,null,null,null,null,null,null,6.0375000000000005,5136]
[null,null,null,null,null,null,null,null,6,5137]
[null,null,null,null,null,null,null,null,6,5138]
[null,null,null,null,null,null,null,null,6,5139]
[null,null,null,null,null,null,null,null,6,5140]
[null,null,null,null,null,null,null,null,6,5141]
[null,null,null,null,null,null,null,null,6,5142]
[null,null,null,null,null,null,null,null,6,5143]
[null,null,null,null,null,null,null,null,6,5144]
[null,null,null,null,null,null,null,null,6,5145]
[null,null,null,null,null,null,null,null,6,5146]
[null,null,null,null,null,null,null,null,6,5147]
[null,null,null,null,null,null,null,null,6,5148]
[null,null,null,null,null,null,null,null,6,5149]
[null,null,null,null,null,null,null,null,6,5150]
[null,null,null,null,null,null,null,null,6,5151]
[null,null,null,null,null,null,null,null,6,5152]
[null,null,null,null,null,null,null,null,6,5153]
[null,null,null,null,null,null,null,null,6,5154]
[null,null,null,null,null,null,null,null,6,5155]
[null,null,null,null,null,null,null,null,6,5156]
[null,null,null,null,null,null,null,null,6,5157]
[null,null,null,null,null,null,null,null,6,5158]
[null,null,null,null,null,null,null,null,6,5159]
[null,null,null,null,null,null,null,null,6,5160]
[null,null,null,null,null,null,null,null,5.625,5161]
[null,null,null,null,null,null,null,null,5.625,5162]
[null,null,null,null,null,null,null,null,5.625,5163]
[null,null,null,null,null,null,null,null,5.625,5164]
[null,null,null,null,null,null,null,null,5.625,5165]
[null,null,null,null,null,null,null,null,5.625,5166]
[null,null,null,null,null,null,null,null,5.625,5167]
[null,null,null,null,null,null,null,null,5.625,5168]
[null,null,null,null,null,null,null,null,5.625,5169]
[null,null,null,null,null,null,null,null,5.625,5170]
[null,null,null,null,null,null,null,null,5.625,5171]
[null,null,null,null,null,null,null,null,5.625,5172]
[null,null,null,null,null,null,null,null,5.625,5173]
[null,null,null,null,null,null,null,null,5.625,5174]
[null,null,null,null,null,null,null,null,5.625,5175]
[null,null,null,null,null,null,null,null,5.625,5176]
[null,null,null,null,null,null,null,null,5.625,5177]
[null,null,null,null,null,null,null,null,5.625,5178]
[null,null,null,null,null,null,null,null,5.625,5179]
[null,null,null,null,null,null,null,null,5.625,5180]
[null,null,null,null,null,null,null,null,5.625,5181]
[null,null,null,null,null,null,null,null,5.625,5182]
[null,null,null,null,null,null,null,null,5.625,5183]
[null,null,null,null,null,null,null,null,5.625,5184]
[null,null,null,null,null,null,null,null,5.625,5185]
[null,null,null,null,null,null,null,null,5.625,5186]
[null,null,null,null,null,null,null,null,5.625,5187]
[null,null,null,null,null,null,null,null,5.625,5188]
[null,null,null,null,null,null,null,null,5.625,5189]
[null,null,null,null,null,null,null,null,5.625,5190]
[null,null,null,null,null,null,null,null,5.625,5191]
[null,null,null,null,null,null,null,null,5.625,5192]
[null,null,null,null,null,null,null,null,5.625,5193]
[null,null,null,null,null,null,null,null,5.625,5194]
[null,null,null,null,null,null,null,null,5.625,5195]
[null,null,null,null,null,null,null,null,5.625,5196]
[null,null,null,null,null,null,null,null,5.625,5197]
[null,null,null,null,null,null,null,null,5.625,5198]
[null,null,null,null,null,null,null,null,5.625,5199]
[null,null,null,null,null,null,null,null,5.625,5200]
[null,null,null,null,null,null,null,null,5.625,5201]
[null,null,null,null,null,null,null,null,5.625,5202]
[null,null,null,null,null,null,null,null,5.625,5203]
[null,null,null,null,null,null,null,null,5.625,5204]
[null,null,null,null,null,null,null,null,5.625,5205]
[null,null,null,null,null,null,null,null,5.625,5206]
[null,null,null,null,null,null,null,null,5.625,5207]
[null,null,null,null,null,null,null,null,5.625,5208]
[null,null,null,null,null,null,null,null,5.625,5209]
[null,null,null,null,null,null,null,null,5.625,5210]
[null,null,null,null,null,null,null,null,5.625,5211]
[null,null,null,null,null,null,null,null,5.625,5212]
[null,null,null,null,null,null,null,null,5.625,5213]
[null,null,null,null,null,null,null,null,5.625,5214]
[null,null,null,null,null,null,null,null,5.625,5215]
[null,null,null,null,null,null,null,null,5.625,5216]
[null,null,null,null,null,null,null,null,5.625,5217]
[null,null,null,null,null,null,null,null,5.625,5218]
[null,null,null,null,null,null,null,null,5.625,5219]
[null,null,null,null,null,null,null,null,5.625,5220]
[null,null,null,null,null,null,null,null,5.625,5221]
[null,null,null,null,null,null,null,null,5.625,5222]
[null,null,null,null,null,null,null,null,5.625,5223]
[null,null,null,null,null,null,null,null,5.625,5224]
[null,null,null,null,null,null,null,null,5.625,5225]
[null,null,null,null,null,null,null,null,5.625,5226]
[null,null,null,null,null,null,null,null,5.625,5227]
[null,null,null,null,null,null,null,null,5.625,5228]
[null,null,null,null,null,null,null,null,5.625,5229]
[null,null,null,null,null,null,null,null,5.625,5230]
[null,null,null,null,null,null,null,null,5.625,5231]
[null,null,null,null,null,null,null,null,5.625,5232]
[null,null,null,null,null,null,null,null,5.625,5233]
[null,null,null,null,null,null,null,null,5.625,5234]
[null,null,null,null,null,null,null,null,5.625,5235]
[null,null,null,null,null,null,null,null,5.625,5236]
[null,null,null,null,null,null,null,null,5.625,5237]
[null,null,null,null,null,null,null,null,5.625,5238]
[null,null,null,null,null,null,null,null,5.625,5239]
[null,null,null,null,null,null,null,null,5.625,5240]
[null,null,null,null,null,null,null,null,5.625,5241]
[null,null,null,null,null,null,null,null,5.625,5242]
[null,null,null,null,null,null,null,null,5.625,5243]
[null,null,null,null,null,null,null,null,5.625,5244]
[null,null,null,null,null,null,null,null,5.625,5245]
[null,null,null,null,null,null,null,null,5.625,5246]
[null,null,null,null,null,null,null,null,5.625,5247]
[null,null,null,null,null,null,null,null,5.625,5248]
[null,null,null,null,null,null,null,null,5.625,5249]
[null,null,null,null,null,null,null,null,5.625,5250]
[null,null,null,null,null,null,null,null,5.625,5251]
[null,null,null,null,null,null,null,null,5.625,5252]
[null,null,null,null,null,null,null,null,5.625,5253]
[null,null,null,null,null,null,null,null,5.625,5254]
[null,null,null,null,null,null,null,null,5.625,5255]
[null,null,null,null,null,null,null,null,5.625,5256]
[null,null,null,null,null,null,null,null,5.5874999999999995,5257]
[null,null,null,null,null,null,null,null,5.5874999999999995,5258]
[null,null,null,null,null,null,null,null,5.5874999999999995,5259]
[null,null,null,null,null,null,null,null,5.5874999999999995,5260]
[null,null,null,null,null,null,null,null,5.5874999999999995,5261]
[null,null,null,null,null,null,null,null,5.5874999999999995,5262]
[null,null,null,null,null,null,null,null,5.5874999999999995,5263]
[null,null,null,null,null,null,null,null,5.5874999999999995,5264]
[null,null,null,null,null,null,null,null,5.5874999999999995,5265]
[null,null,null,null,null,null,null,null,5.5874999999999995,5266]
[null,null,null,null,null,null,null,null,5.5874999999999995,5267]
[null,null,null,null,null,null,null,null,5.5874999999999995,5268]
[null,null,null,null,null,null,null,null,5.5874999999999995,5269]
[null,null,null,null,null,null,null,null,5.5874999999999995,5270]
[null,null,null,null,null,null,null,null,5.5874999999999995,5271]
[null,null,null,null,null,null,null,null,5.5874999999999995,5272]
[null,null,null,null,null,null,null,null,5.5874999999999995,5273]
[null,null,null,null,null,null,null,null,5.5874999999999995,5274]
[null,null,null,null,null,null,null,null,5.5874999999999995,5275]
[null,null,null,null,null,null,null,null,5.5874999999999995,5276]
[null,null,null,null,null,null,null,null,5.5874999999999995,5277]
[null,null,null,null,null,null,null,null,5.5874999999999995,5278]
[null,null,null,null,null,null,null,null,5.5874999999999995,5279]
[null,null,null,null,null,null,null,null,5.5874999999999995,5280]
[null,null,null,null,null,null,null,null,5.5874999999999995,5281]
[null,null,null,null,null,null,null,null,5.5874999999999995,5282]
[null,null,null,null,null,null,null,null,5.5874999999999995,5283]
[null,null,null,null,null,null,null,null,5.5874999999999995,5284]
[null,null,null,null,null,null,null,null,5.5874999999999995,5285]
[null,null,null,null,null,null,null,null,5.5874999999999995,5286]
[null,null,null,null,null,null,null,null,5.5874999999999995,5287]
[null,null,null,null,null,null,null,null,5.5874999999999995,5288]
[null,null,null,null,null,null,null,null,5.5874999999999995,5289]
[null,null,null,null,null,null,null,null,5.5874999999999995,5290]
[null,null,null,null,null,null,null,null,5.5874999999999995,5291]
[null,null,null,null,null,null,null,null,5.5874999999999995,5292]
[null,null,null,null,null,null,null,null,5.5874999999999995,5293]
[null,null,null,null,null,null,null,null,5.5874999999999995,5294]
[null,null,null,null,null,null,null,null,5.5874999999999995,5295]
[null,null,null,null,null,null,null,null,5.5874999999999995,5296]
[null,null,null,null,null,null,null,null,5.5874999999999995,5297]
[null,null,null,null,null,null,null,null,5.5874999999999995,5298]
[null,null,null,null,null,null,null,null,5.5874999999999995,5299]
[null,null,null,null,null,null,null,null,5.5874999999999995,5300]
[null,null,null,null,null,null,null,null,5.5874999999999995,5301]
[null,null,null,null,null,null,null,null,5.5874999999999995,5302]
[null,null,null,null,null,null,null,null,5.5874999999999995,5303]
[null,null,null,null,null,null,null,null,5.5874999999999995,5304]
[null,null,null,null,null,null,null,null,5.5874999999999995,5305]
[null,null,null,null,null,null,null,null,5.5874999999999995,5306]
[null,null,null,null,null,null,null,null,5.5874999999999995,5307]
[null,null,null,null,null,null,null,null,5.5874999999999995,5308]
[null,null,null,null,null,null,null,null,5.5874999999999995,5309]
[null,null,null,null,null,null,null,null,5.5874999999999995,5310]
[null,null,null,null,null,null,null,null,5.5874999999999995,5311]
[null,null,null,null,null,null,null,null,5.5874999999999995,5312]
[null,null,null,null,null,null,null,null,5.5874999999999995,5313]
[null,null,null,null,null,null,null,null,5.5874999999999995,5314]
[null,null,null,null,null,null,null,null,5.5874999999999995,5315]
[null,null,null,null,null,null,null,null,5.5874999999999995,5316]
[null,null,null,null,null,null,null,null,5.5874999999999995,5317]
[null,null,null,null,null,null,null,null,5.5874999999999995,5318]
[null,null,null,null,null,null,null,null,5.5874999999999995,5319]
[null,null,null,null,null,null,null,null,5.5874999999999995,5320]
[null,null,null,null,null,null,null,null,5.5874999999999995,5321]
[null,null,null,null,null,null,null,null,5.5874999999999995,5322]
[null,null,null,null,null,null,null,null,5.5874999999999995,5323]
[null,null,null,null,null,null,null,null,5.5874999999999995,5324]
[null,null,null,null,null,null,null,null,5.5874999999999995,5325]
[null,null,null,null,null,null,null,null,5.5874999999999995,5326]
[null,null,null,null,null,null,null,null,5.5874999999999995,5327]
[null,null,null,null,null,null,null,null,5.5874999999999995,5328]
[null,null,null,null,null,null,null,null,5.5874999999999995,5329]
[null,null,null,null,null,null,null,null,5.5874999999999995,5330]
[null,null,null,null,null,null,null,null,5.5874999999999995,5331]
[null,null,null,null,null,null,null,null,5.5874999999999995,5332]
[null,null,null,null,null,null,null,null,5.5874999999999995,5333]
[null,null,null,null,null,null,null,null,5.5874999999999995,5334]
[null,null,null,null,null,null,null,null,5.5874999999999995,5335]
[null,null,null,null,null,null,null,null,5.5874999999999995,5336]
[null,null,null,null,null,null,null,null,5.5874999999999995,5337]
[null,null,null,null,null,null,null,null,5.5874999999999995,5338]
[null,null,null,null,null,null,null,null,5.5874999999999995,5339]
[null,null,null,null,null,null,null,null,5.5874999999999995,5340]
[null,null,null,null,null,null,null,null,5.5874999999999995,5341]
[null,null,null,null,null,null,null,null,5.5874999999999995,5342]
[null,null,null,null,null,null,null,null,5.5874999999999995,5343]
[null,null,null,null,null,null,null,null,5.5874999999999995,5344]
[null,null,null,null,null,null,null,null,5.5874999999999995,5345]
[null,null,null,null,null,null,null,null,5.5874999999999995,5346]
[null,null,null,null,null,null,null,null,5.5874999999999995,5347]
[null,null,null,null,null,null,null,null,5.5874999999999995,5348]
[null,null,null,null,null,null,null,null,5.5874999999999995,5349]
[null,null,null,null,null,null,null,null,5.5874999999999995,5350]
[null,null,null,null,null,null,null,null,5.5874999999999995,5351]
[null,null,null,null,null,null,null,null,5.5874999999999995,5352]
[null,null,null,null,null,null,null,null,5.5874999999999995,5353]
[null,null,null,null,null,null,null,null,5.5874999999999995,5354]
[null,null,null,null,null,null,null,null,5.5874999999999995,5355]
[null,null,null,null,null,null,null,null,5.5874999999999995,5356]
[null,null,null,null,null,null,null,null,5.5874999999999995,5357]
[null,null,null,null,null,null,null,null,5.5874999999999995,5358]
[null,null,null,null,null,null,null,null,5.5874999999999995,5359]
[null,null,null,null,null,null,null,null,5.5874999999999995,5360]
[null,null,null,null,null,null,null,null,5.5874999999999995,5361]
[null,null,null,null,null,null,null,null,5.5874999999999995,5362]
[null,null,null,null,null,null,null,null,5.5874999999999995,5363]
[null,null,null,null,null,null,null,null,5.5874999999999995,5364]
[null,null,null,null,null,null,null,null,5.5874999999999995,5365]
[null,null,null,null,null,null,null,null,5.5874999999999995,5366]
[null,null,null,null,null,null,null,null,5.5874999999999995,5367]
[null,null,null,null,null,null,null,null,5.5874999999999995,5368]
[null,null,null,null,null,null,null,null,5.5874999999999995,5369]
[null,null,null,null,null,null,null,null,5.5874999999999995,5370]
[null,null,null,null,null,null,null,null,5.5874999999999995,5371]
[null,null,null,null,null,null,null,null,5.5874999999999995,5372]
[null,null,null,null,null,null,null,null,5.5874999999999995,5373]
[null,null,null,null,null,null,null,null,5.5874999999999995,5374]
[null,null,null,null,null,null,null,null,5.5874999999999995,5375]
[null,null,null,null,null,null,null,null,5.5874999999999995,5376]
[null,null,null,null,null,null,null,null,5.5874999999999995,5377]
[null,null,null,null,null,null,null,null,5.5874999999999995,5378]
[null,null,null,null,null,null,null,null,5.5874999999999995,5379]
[null,null,null,null,null,null,null,null,5.5874999999999995,5380]
[null,null,null,null,null,null,null,null,5.5874999999999995,5381]
[null,null,null,null,null,null,null,null,5.5874999999999995,5382]
[null,null,null,null,null,null,null,null,5.5874999999999995,5383]
[null,null,null,null,null,null,null,null,5.5874999999999995,5384]
[null,null,null,null,null,null,null,null,5.5874999999999995,5385]
[null,null,null,null,null,null,null,null,5.5874999999999995,5386]
[null,null,null,null,null,null,null,null,5.5874999999999995,5387]
[null,null,null,null,null,null,null,null,5.5874999999999995,5388]
[null,null,null,null,null,null,null,null,5.5874999999999995,5389]
[null,null,null,null,null,null,null,null,5.5874999999999995,5390]
[null,null,null,null,null,null,null,null,5.5874999999999995,5391]
[null,null,null,null,null,null,null,null,5.5874999999999995,5392]
[null,null,null,null,null,null,null,null,5.5874999999999995,5393]
[null,null,null,null,null,null,null,null,5.5874999999999995,5394]
[null,null,null,null,null,null,null,null,5.5874999999999995,5395]
[null,null,null,null,null,null,null,null,5.5874999999999995,5396]
[null,null,null,null,null,null,null,null,5.5874999999999995,5397]
[null,null,null,null,null,null,null,null,5.5874999999999995,5398]
[null,null,null,null,null,null,null,null,5.5874999999999995,5399]
[null,null,null,null,null,null,null,null,5.5874999999999995,5400]
[null,null,null,null,null,null,null,null,5.5874999999999995,5401]
[null,null,null,null,null,null,null,null,5.5874999999999995,5402]
[null,null,null,null,null,null,null,null,5.5874999999999995,5403]
[null,null,null,null,null,null,null,null,5.5874999999999995,5404]
[null,null,null,null,null,null,null,null,5.5874999999999995,5405]
[null,null,null,null,null,null,null,null,5.5874999999999995,5406]
[null,null,null,null,null,null,null,null,5.5874999999999995,5407]
[null,null,null,null,null,null,null,null,5.5874999999999995,5408]
[null,null,null,null,null,null,null,null,5.5874999999999995,5409]
[null,null,null,null,null,null,null,null,5.5874999999999995,5410]
[null,null,null,null,null,null,null,null,5.5874999999999995,5411]
[null,null,null,null,null,null,null,null,5.5874999999999995,5412]
[null,null,null,null,null,null,null,null,5.5874999999999995,5413]
[null,null,null,null,null,null,null,null,5.5874999999999995,5414]
[null,null,null,null,null,null,null,null,5.5874999999999995,5415]
[null,null,null,null,null,null,null,null,5.5874999999999995,5416]
[null,null,null,null,null,null,null,null,5.5874999999999995,5417]
[null,null,null,null,null,null,null,null,5.5874999999999995,5418]
[null,null,null,null,null,null,null,null,5.5874999999999995,5419]
[null,null,null,null,null,null,null,null,5.5874999999999995,5420]
[null,null,null,null,null,null,null,null,5.5874999999999995,5421]
[null,null,null,null,null,null,null,null,5.5874999999999995,5422]
[null,null,null,null,null,null,null,null,5.5874999999999995,5423]
[null,null,null,null,null,null,null,null,5.5874999999999995,5424]
[null,null,null,null,null,null,null,null,5.5874999999999995,5425]
[null,null,null,null,null,null,null,null,5.5874999999999995,5426]
[null,null,null,null,null,null,null,null,5.5874999999999995,5427]
[null,null,null,null,null,null,null,null,5.5874999999999995,5428]
[null,null,null,null,null,null,null,null,5.5874999999999995,5429]
[null,null,null,null,null,null,null,null,5.5874999999999995,5430]
[null,null,null,null,null,null,null,null,5.5874999999999995,5431]
[null,null,null,null,null,null,null,null,5.5874999999999995,5432]
[null,null,null,null,null,null,null,null,5.5874999999999995,5433]
[null,null,null,null,null,null,null,null,5.5874999999999995,5434]
[null,null,null,null,null,null,null,null,5.5874999999999995,5435]
[null,null,null,null,null,null,null,null,5.5874999999999995,5436]
[null,null,null,null,null,null,null,null,5.5874999999999995,5437]
[null,null,null,null,null,null,null,null,5.5874999999999995,5438]
[null,null,null,null,null,null,null,null,5.5874999999999995,5439]
[null,null,null,null,null,null,null,null,5.5874999999999995,5440]
[null,null,null,null,null,null,null,null,5.5874999999999995,5441]
[null,null,null,null,null,null,null,null,5.5874999999999995,5442]
[null,null,null,null,null,null,null,null,5.5874999999999995,5443]
[null,null,null,null,null,null,null,null,5.5874999999999995,5444]
[null,null,null,null,null,null,null,null,5.5874999999999995,5445]
[null,null,null,null,null,null,null,null,5.5874999999999995,5446]
[null,null,null,null,null,null,null,null,5.5874999999999995,5447]
[null,null,null,null,null,null,null,null,5.5874999999999995,5448]
[null,null,null,null,null,null,null,null,5.5874999999999995,5449]
[null,null,null,null,null,null,null,null,5.5874999999999995,5450]
[null,null,null,null,null,null,null,null,5.5874999999999995,5451]
[null,null,null,null,null,null,null,null,5.5874999999999995,5452]
[null,null,null,null,null,null,null,null,5.5874999999999995,5453]
[null,null,null,null,null,null,null,null,5.5874999999999995,5454]
[null,null,null,null,null,null,null,null,5.5874999999999995,5455]
[null,null,null,null,null,null,null,null,5.5874999999999995,5456]
[null,null,null,null,null,null,null,null,5.5874999999999995,5457]
[null,null,null,null,null,null,null,null,5.5874999999999995,5458]
[null,null,null,null,null,null,null,null,5.5874999999999995,5459]
[null,null,null,null,null,null,null,null,5.5874999999999995,5460]
[null,null,null,null,null,null,null,null,5.5874999999999995,5461]
[null,null,null,null,null,null,null,null,5.5874999999999995,5462]
[null,null,null,null,null,null,null,null,5.5874999999999995,5463]
[null,null,null,null,null,null,null,null,5.5874999999999995,5464]
[null,null,null,null,null,null,null,null,5.5874999999999995,5465]
[null,null,null,null,null,null,null,null,5.5874999999999995,5466]
[null,null,null,null,null,null,null,null,5.5874999999999995,5467]
[null,null,null,null,null,null,null,null,5.5874999999999995,5468]
[null,null,null,null,null,null,null,null,5.5874999999999995,5469]
[null,null,null,null,null,null,null,null,5.5874999999999995,5470]
[null,null,null,null,null,null,null,null,5.5874999999999995,5471]
[null,null,null,null,null,null,null,null,5.5874999999999995,5472]
[null,null,null,null,null,null,null,null,5.5874999999999995,5473]
[null,null,null,null,null,null,null,null,5.5874999999999995,5474]
[null,null,null,null,null,null,null,null,5.5874999999999995,5475]
[null,null,null,null,null,null,null,null,5.5874999999999995,5476]
[null,null,null,null,null,null,null,null,5.5874999999999995,5477]
[null,null,null,null,null,null,null,null,5.5874999999999995,5478]
[null,null,null,null,null,null,null,null,5.5874999999999995,5479]
[null,null,null,null,null,null,null,null,5.5874999999999995,5480]
[null,null,null,null,null,null,null,null,5.5874999999999995,5481]
[null,null,null,null,null,null,null,null,5.5874999999999995,5482]
[null,null,null,null,null,null,null,null,5.5874999999999995,5483]
[null,null,null,null,null,null,null,null,5.5874999999999995,5484]
[null,null,null,null,null,null,null,null,5.5874999999999995,5485]
[null,null,null,null,null,null,null,null,5.5874999999999995,5486]
[null,null,null,null,null,null,null,null,5.5874999999999995,5487]
[null,null,null,null,null,null,null,null,5.5874999999999995,5488]
[null,null,null,null,null,null,null,null,5.5874999999999995,5489]
[null,null,null,null,null,null,null,null,5.5874999999999995,5490]
[null,null,null,null,null,null,null,null,5.5874999999999995,5491]
[null,null,null,null,null,null,null,null,5.5874999999999995,5492]
[null,null,null,null,null,null,null,null,5.5874999999999995,5493]
[null,null,null,null,null,null,null,null,5.5874999999999995,5494]
[null,null,null,null,null,null,null,null,5.5874999999999995,5495]
[null,null,null,null,null,null,null,null,5.5874999999999995,5496]
[null,null,null,null,null,null,null,null,5.5874999999999995,5497]
[null,null,null,null,null,null,null,null,5.5874999999999995,5498]
[null,null,null,null,null,null,null,null,5.5874999999999995,5499]
[null,null,null,null,null,null,null,null,5.5874999999999995,5500]
[null,null,null,null,null,null,null,null,5.5874999999999995,5501]
[null,null,null,null,null,null,null,null,5.5874999999999995,5502]
[null,null,null,null,null,null,null,null,5.5874999999999995,5503]
[null,null,null,null,null,null,null,null,5.5874999999999995,5504]
[null,null,null,null,null,null,null,null,5.5874999999999995,5505]
[null,null,null,null,null,null,null,null,5.5874999999999995,5506]
[null,null,null,null,null,null,null,null,5.5874999999999995,5507]
[null,null,null,null,null,null,null,null,5.5874999999999995,5508]
[null,null,null,null,null,null,null,null,5.5874999999999995,5509]
[null,null,null,null,null,null,null,null,5.5874999999999995,5510]
[null,null,null,null,null,null,null,null,5.5874999999999995,5511]
[null,null,null,null,null,null,null,null,5.5874999999999995,5512]
[null,null,null,null,null,null,null,null,5.5874999999999995,5513]
[null,null,null,null,null,null,null,null,5.5874999999999995,5514]
[null,null,null,null,null,null,null,null,5.5874999999999995,5515]
[null,null,null,null,null,null,null,null,5.5874999999999995,5516]
[null,null,null,null,null,null,null,null,5.5874999999999995,5517]
[null,null,null,null,null,null,null,null,5.5874999999999995,5518]
[null,null,null,null,null,null,null,null,5.5874999999999995,5519]
[null,null,null,null,null,null,null,null,5.5874999999999995,5520]
[null,null,null,null,null,null,null,null,5.25,5521]
[null,null,null,null,null,null,null,null,5.25,5522]
[null,null,null,null,null,null,null,null,5.25,5523]
[null,null,null,null,null,null,null,null,5.25,5524]
[null,null,null,null,null,null,null,null,5.25,5525]
[null,null,null,null,null,null,null,null,5.25,5526]
[null,null,null,null,null,null,null,null,5.25,5527]
[null,null,null,null,null,null,null,null,5.25,5528]
[null,null,null,null,null,null,null,null,5.25,5529]
[null,null,null,null,null,null,null,null,5.25,5530]
[null,null,null,null,null,null,null,null,5.25,5531]
[null,null,null,null,null,null,null,null,5.25,5532]
[null,null,null,null,null,null,null,null,5.25,5533]
[null,null,null,null,null,null,null,null,5.25,5534]
[null,null,null,null,null,null,null,null,5.25,5535]
[null,null,null,null,null,null,null,null,5.25,5536]
[null,null,null,null,null,null,null,null,5.25,5537]
[null,null,null,null,null,null,null,null,5.25,5538]
[null,null,null,null,null,null,null,null,5.25,5539]
[null,null,null,null,null,null,null,null,5.25,5540]
[null,null,null,null,null,null,null,null,5.25,5541]
[null,null,null,null,null,null,null,null,5.25,5542]
[null,null,null,null,null,null,null,null,5.25,5543]
[null,null,null,null,null,null,null,null,5.25,5544]
[null,null,null,null,null,null,null,null,5.2125000000000004,5545]
[null,null,null,null,null,null,null,null,5.2125000000000004,5546]
[null,null,null,null,null,null,null,null,5.2125000000000004,5547]
[null,null,null,null,null,null,null,null,5.2125000000000004,5548]
[null,null,null,null,null,null,null,null,5.2125000000000004,5549]
[null,null,null,null,null,null,null,null,5.2125000000000004,5550]
[null,null,null,null,null,null,null,null,5.2125000000000004,5551]
[null,null,null,null,null,null,null,null,5.2125000000000004,5552]
[null,null,null,null,null,null,null,null,5.2125000000000004,5553]
[null,null,null,null,null,null,null,null,5.2125000000000004,5554]
[null,null,null,null,null,null,null,null,5.2125000000000004,5555]
[null,null,null,null,null,null,null,null,5.2125000000000004,5556]
[null,null,null,null,null,null,null,null,5.2125000000000004,5557]
[null,null,null,null,null,null,null,null,5.2125000000000004,5558]
[null,null,null,null,null,null,null,null,5.2125000000000004,5559]
[null,null,null,null,null,null,null,null,5.2125000000000004,5560]
[null,null,null,null,null,null,null,null,5.2125000000000004,5561]
[null,null,null,null,null,null,null,null,5.2125000000000004,5562]
[null,null,null,null,null,null,null,null,5.2125000000000004,5563]
[null,null,null,null,null,null,null,null,5.2125000000000004,5564]
[null,null,null,null,null,null,null,null,5.2125000000000004,5565]
[null,null,null,null,null,null,null,null,5.2125000000000004,5566]
[null,null,null,null,null,null,null,null,5.2125000000000004,5567]
[null,null,null,null,null,null,null,null,5.2125000000000004,5568]
[null,null,null,null,null,null,null,null,5.2125000000000004,5569]
[null,null,null,null,null,null,null,null,5.2125000000000004,5570]
[null,null,null,null,null,null,null,null,5.2125000000000004,5571]
[null,null,null,null,null,null,null,null,5.2125000000000004,5572]
[null,null,null,null,null,null,null,null,5.2125000000000004,5573]
[null,null,null,null,null,null,null,null,5.2125000000000004,5574]
[null,null,null,null,null,null,null,null,5.2125000000000004,5575]
[null,null,null,null,null,null,null,null,5.2125000000000004,5576]
[null,null,null,null,null,null,null,null,5.2125000000000004,5577]
[null,null,null,null,null,null,null,null,5.2125000000000004,5578]
[null,null,null,null,null,null,null,null,5.2125000000000004,5579]
[null,null,null,null,null,null,null,null,5.2125000000000004,5580]
[null,null,null,null,null,null,null,null,5.2125000000000004,5581]
[null,null,null,null,null,null,null,null,5.2125000000000004,5582]
[null,null,null,null,null,null,null,null,5.2125000000000004,5583]
[null,null,null,null,null,null,null,null,5.2125000000000004,5584]
[null,null,null,null,null,null,null,null,5.2125000000000004,5585]
[null,null,null,null,null,null,null,null,5.2125000000000004,5586]
[null,null,null,null,null,null,null,null,5.2125000000000004,5587]
[null,null,null,null,null,null,null,null,5.2125000000000004,5588]
[null,null,null,null,null,null,null,null,5.2125000000000004,5589]
[null,null,null,null,null,null,null,null,5.2125000000000004,5590]
[null,null,null,null,null,null,null,null,5.2125000000000004,5591]
[null,null,null,null,null,null,null,null,5.2125000000000004,5592]
[null,null,null,null,null,null,null,null,5.2125000000000004,5593]
[null,null,null,null,null,null,null,null,5.2125000000000004,5594]
[null,null,null,null,null,null,null,null,5.2125000000000004,5595]
[null,null,null,null,null,null,null,null,5.2125000000000004,5596]
[null,null,null,null,null,null,null,null,5.2125000000000004,5597]
[null,null,null,null,null,null,null,null,5.2125000000000004,5598]
[null,null,null,null,null,null,null,null,5.2125000000000004,5599]
[null,null,null,null,null,null,null,null,5.2125000000000004,5600]
[null,null,null,null,null,null,null,null,5.2125000000000004,5601]
[null,null,null,null,null,null,null,null,5.2125000000000004,5602]
[null,null,null,null,null,null,null,null,5.2125000000000004,5603]
[null,null,null,null,null,null,null,null,5.2125000000000004,5604]
[null,null,null,null,null,null,null,null,5.2125000000000004,5605]
[null,null,null,null,null,null,null,null,5.2125000000000004,5606]
[null,null,null,null,null,null,null,null,5.2125000000000004,5607]
[null,null,null,null,null,null,null,null,5.2125000000000004,5608]
[null,null,null,null,null,null,null,null,5.2125000000000004,5609]
[null,null,null,null,null,null,null,null,5.2125000000000004,5610]
[null,null,null,null,null,null,null,null,5.2125000000000004,5611]
[null,null,null,null,null,null,null,null,5.2125000000000004,5612]
[null,null,null,null,null,null,null,null,5.2125000000000004,5613]
[null,null,null,null,null,null,null,null,5.2125000000000004,5614]
[null,null,null,null,null,null,null,null,5.2125000000000004,5615]
[null,null,null,null,null,null,null,null,5.2125000000000004,5616]
[null,null,null,null,null,null,null,null,5.2125000000000004,5617]
[null,null,null,null,null,null,null,null,5.2125000000000004,5618]
[null,null,null,null,null,null,null,null,5.2125000000000004,5619]
[null,null,null,null,null,null,null,null,5.2125000000000004,5620]
[null,null,null,null,null,null,null,null,5.2125000000000004,5621]
[null,null,null,null,null,null,null,null,5.2125000000000004,5622]
[null,null,null,null,null,null,null,null,5.2125000000000004,5623]
[null,null,null,null,null,null,null,null,5.2125000000000004,5624]
[null,null,null,null,null,null,null,null,5.2125000000000004,5625]
[null,null,null,null,null,null,null,null,5.2125000000000004,5626]
[null,null,null,null,null,null,null,null,5.2125000000000004,5627]
[null,null,null,null,null,null,null,null,5.2125000000000004,5628]
[null,null,null,null,null,null,null,null,5.2125000000000004,5629]
[null,null,null,null,null,null,null,null,5.2125000000000004,5630]
[null,null,null,null,null,null,null,null,5.2125000000000004,5631]
[null,null,null,null,null,null,null,null,5.2125000000000004,5632]
[null,null,null,null,null,null,null,null,5.2125000000000004,5633]
[null,null,null,null,null,null,null,null,5.2125000000000004,5634]
[null,null,null,null,null,null,null,null,5.2125000000000004,5635]
[null,null,null,null,null,null,null,null,5.2125000000000004,5636]
[null,null,null,null,null,null,null,null,5.2125000000000004,5637]
[null,null,null,null,null,null,null,null,5.2125000000000004,5638]
[null,null,null,null,null,null,null,null,5.2125000000000004,5639]
[null,null,null,null,null,null,null,null,5.2125000000000004,5640]
[null,null,null,null,null,null,null,null,5.2125000000000004,5641]
[null,null,null,null,null,null,null,null,5.2125000000000004,5642]
[null,null,null,null,null,null,null,null,5.2125000000000004,5643]
[null,null,null,null,null,null,null,null,5.2125000000000004,5644]
[null,null,null,null,null,null,null,null,5.2125000000000004,5645]
[null,null,null,null,null,null,null,null,5.2125000000000004,5646]
[null,null,null,null,null,null,null,null,5.2125000000000004,5647]
[null,null,null,null,null,null,null,null,5.2125000000000004,5648]
[null,null,null,null,null,null,null,null,5.2125000000000004,5649]
[null,null,null,null,null,null,null,null,5.2125000000000004,5650]
[null,null,null,null,null,null,null,null,5.2125000000000004,5651]
[null,null,null,null,null,null,null,null,5.2125000000000004,5652]
[null,null,null,null,null,null,null,null,5.2125000000000004,5653]
[null,null,null,null,null,null,null,null,5.2125000000000004,5654]
[null,null,null,null,null,null,null,null,5.2125000000000004,5655]
[null,null,null,null,null,null,null,null,5.2125000000000004,5656]
[null,null,null,null,null,null,null,null,5.2125000000000004,5657]
[null,null,null,null,null,null,null,null,5.2125000000000004,5658]
[null,null,null,null,null,null,null,null,5.2125000000000004,5659]
[null,null,null,null,null,null,null,null,5.2125000000000004,5660]
[null,null,null,null,null,null,null,null,5.2125000000000004,5661]
[null,null,null,null,null,null,null,null,5.2125000000000004,5662]
[null,null,null,null,null,null,null,null,5.2125000000000004,5663]
[null,null,null,null,null,null,null,null,5.2125000000000004,5664]
[null,null,null,null,null,null,null,null,5.2125000000000004,5665]
[null,null,null,null,null,null,null,null,5.2125000000000004,5666]
[null,null,null,null,null,null,null,null,5.2125000000000004,5667]
[null,null,null,null,null,null,null,null,5.2125000000000004,5668]
[null,null,null,null,null,null,null,null,5.2125000000000004,5669]
[null,null,null,null,null,null,null,null,5.2125000000000004,5670]
[null,null,null,null,null,null,null,null,5.2125000000000004,5671]
[null,null,null,null,null,null,null,null,5.2125000000000004,5672]
[null,null,null,null,null,null,null,null,5.2125000000000004,5673]
[null,null,null,null,null,null,null,null,5.2125000000000004,5674]
[null,null,null,null,null,null,null,null,5.2125000000000004,5675]
[null,null,null,null,null,null,null,null,5.2125000000000004,5676]
[null,null,null,null,null,null,null,null,5.2125000000000004,5677]
[null,null,null,null,null,null,null,null,5.2125000000000004,5678]
[null,null,null,null,null,null,null,null,5.2125000000000004,5679]
[null,null,null,null,null,null,null,null,5.2125000000000004,5680]
[null,null,null,null,null,null,null,null,5.2125000000000004,5681]
[null,null,null,null,null,null,null,null,5.2125000000000004,5682]
[null,null,null,null,null,null,null,null,5.2125000000000004,5683]
[null,null,null,null,null,null,null,null,5.2125000000000004,5684]
[null,null,null,null,null,null,null,null,5.2125000000000004,5685]
[null,null,null,null,null,null,null,null,5.2125000000000004,5686]
[null,null,null,null,null,null,null,null,5.2125000000000004,5687]
[null,null,null,null,null,null,null,null,5.2125000000000004,5688]
[null,null,null,null,null,null,null,null,5.2125000000000004,5689]
[null,null,null,null,null,null,null,null,5.2125000000000004,5690]
[null,null,null,null,null,null,null,null,5.2125000000000004,5691]
[null,null,null,null,null,null,null,null,5.2125000000000004,5692]
[null,null,null,null,null,null,null,null,5.2125000000000004,5693]
[null,null,null,null,null,null,null,null,5.2125000000000004,5694]
[null,null,null,null,null,null,null,null,5.2125000000000004,5695]
[null,null,null,null,null,null,null,null,5.2125000000000004,5696]
[null,null,null,null,null,null,null,null,5.2125000000000004,5697]
[null,null,null,null,null,null,null,null,5.2125000000000004,5698]
[null,null,null,null,null,null,null,null,5.2125000000000004,5699]
[null,null,null,null,null,null,null,null,5.2125000000000004,5700]
[null,null,null,null,null,null,null,null,5.2125000000000004,5701]
[null,null,null,null,null,null,null,null,5.2125000000000004,5702]
[null,null,null,null,null,null,null,null,5.2125000000000004,5703]
[null,null,null,null,null,null,null,null,5.2125000000000004,5704]
[null,null,null,null,null,null,null,null,5.2125000000000004,5705]
[null,null,null,null,null,null,null,null,5.2125000000000004,5706]
[null,null,null,null,null,null,null,null,5.2125000000000004,5707]
[null,null,null,null,null,null,null,null,5.2125000000000004,5708]
[null,null,null,null,null,null,null,null,5.2125000000000004,5709]
[null,null,null,null,null,null,null,null,5.2125000000000004,5710]
[null,null,null,null,null,null,null,null,5.2125000000000004,5711]
[null,null,null,null,null,null,null,null,5.2125000000000004,5712]
[null,null,null,null,null,null,null,null,5.2125000000000004,5713]
[null,null,null,null,null,null,null,null,5.2125000000000004,5714]
[null,null,null,null,null,null,null,null,5.2125000000000004,5715]
[null,null,null,null,null,null,null,null,5.2125000000000004,5716]
[null,null,null,null,null,null,null,null,5.2125000000000004,5717]
[null,null,null,null,null,null,null,null,5.2125000000000004,5718]
[null,null,null,null,null,null,null,null,5.2125000000000004,5719]
[null,null,null,null,null,null,null,null,5.2125000000000004,5720]
[null,null,null,null,null,null,null,null,5.2125000000000004,5721]
[null,null,null,null,null,null,null,null,5.2125000000000004,5722]
[null,null,null,null,null,null,null,null,5.2125000000000004,5723]
[null,null,null,null,null,null,null,null,5.2125000000000004,5724]
[null,null,null,null,null,null,null,null,5.2125000000000004,5725]
[null,null,null,null,null,null,null,null,5.2125000000000004,5726]
[null,null,null,null,null,null,null,null,5.2125000000000004,5727]
[null,null,null,null,null,null,null,null,5.2125000000000004,5728]
[null,null,null,null,null,null,null,null,5.2125000000000004,5729]
[null,null,null,null,null,null,null,null,5.2125000000000004,5730]
[null,null,null,null,null,null,null,null,5.2125000000000004,5731]
[null,null,null,null,null,null,null,null,5.2125000000000004,5732]
[null,null,null,null,null,null,null,null,5.2125000000000004,5733]
[null,null,null,null,null,null,null,null,5.2125000000000004,5734]
[null,null,null,null,null,null,null,null,5.2125000000000004,5735]
[null,null,null,null,null,null,null,null,5.2125000000000004,5736]
[null,null,null,null,null,null,null,null,5.2125000000000004,5737]
[null,null,null,null,null,null,null,null,5.2125000000000004,5738]
[null,null,null,null,null,null,null,null,5.2125000000000004,5739]
[null,null,null,null,null,null,null,null,5.2125000000000004,5740]
[null,null,null,null,null,null,null,null,5.2125000000000004,5741]
[null,null,null,null,null,null,null,null,5.2125000000000004,5742]
[null,null,null,null,null,null,null,null,5.2125000000000004,5743]
[null,null,null,null,null,null,null,null,5.2125000000000004,5744]
[null,null,null,null,null,null,null,null,5.2125000000000004,5745]
[null,null,null,null,null,null,null,null,5.2125000000000004,5746]
[null,null,null,null,null,null,null,null,5.2125000000000004,5747]
[null,null,null,null,null,null,null,null,5.2125000000000004,5748]
[null,null,null,null,null,null,null,null,5.2125000000000004,5749]
[null,null,null,null,null,null,null,null,5.2125000000000004,5750]
[null,null,null,null,null,null,null,null,5.2125000000000004,5751]
[null,null,null,null,null,null,null,null,5.2125000000000004,5752]
[null,null,null,null,null,null,null,null,5.2125000000000004,5753]
[null,null,null,null,null,null,null,null,5.2125000000000004,5754]
[null,null,null,null,null,null,null,null,5.2125000000000004,5755]
[null,null,null,null,null,null,null,null,5.2125000000000004,5756]
[null,null,null,null,null,null,null,null,5.2125000000000004,5757]
[null,null,null,null,null,null,null,null,5.2125000000000004,5758]
[null,null,null,null,null,null,null,null,5.2125000000000004,5759]
[null,null,null,null,null,null,null,null,5.2125000000000004,5760]
[null,null,null,null,null,null,null,null,5.2125000000000004,5761]
[null,null,null,null,null,null,null,null,5.2125000000000004,5762]
[null,null,null,null,null,null,null,null,5.2125000000000004,5763]
[null,null,null,null,null,null,null,null,5.2125000000000004,5764]
[null,null,null,null,null,null,null,null,5.2125000000000004,5765]
[null,null,null,null,null,null,null,null,5.2125000000000004,5766]
[null,null,null,null,null,null,null,null,5.2125000000000004,5767]
[null,null,null,null,null,null,null,null,5.2125000000000004,5768]
[null,null,null,null,null,null,null,null,5.2125000000000004,5769]
[null,null,null,null,null,null,null,null,5.2125000000000004,5770]
[null,null,null,null,null,null,null,null,5.2125000000000004,5771]
[null,null,null,null,null,null,null,null,5.2125000000000004,5772]
[null,null,null,null,null,null,null,null,5.2125000000000004,5773]
[null,null,null,null,null,null,null,null,5.2125000000000004,5774]
[null,null,null,null,null,null,null,null,5.2125000000000004,5775]
[null,null,null,null,null,null,null,null,5.2125000000000004,5776]
[null,null,null,null,null,null,null,null,5.2125000000000004,5777]
[null,null,null,null,null,null,null,null,5.2125000000000004,5778]
[null,null,null,null,null,null,null,null,5.2125000000000004,5779]
[null,null,null,null,null,null,null,null,5.2125000000000004,5780]
[null,null,null,null,null,null,null,null,5.2125000000000004,5781]
[null,null,null,null,null,null,null,null,5.2125000000000004,5782]
[null,null,null,null,null,null,null,null,5.2125000000000004,5783]
[null,null,null,null,null,null,null,null,5.2125000000000004,5784]
[null,null,null,null,null,null,null,null,5.2125000000000004,5785]
[null,null,null,null,null,null,null,null,5.2125000000000004,5786]
[null,null,null,null,null,null,null,null,5.2125000000000004,5787]
[null,null,null,null,null,null,null,null,5.2125000000000004,5788]
[null,null,null,null,null,null,null,null,5.2125000000000004,5789]
[null,null,null,null,null,null,null,null,5.2125000000000004,5790]
[null,null,null,null,null,null,null,null,5.2125000000000004,5791]
[null,null,null,null,null,null,null,null,5.2125000000000004,5792]
[null,null,null,null,null,null,null,null,5.2125000000000004,5793]
[null,null,null,null,null,null,null,null,5.2125000000000004,5794]
[null,null,null,null,null,null,null,null,5.2125000000000004,5795]
[null,null,null,null,null,null,null,null,5.2125000000000004,5796]
[null,null,null,null,null,null,null,null,5.2125000000000004,5797]
[null,null,null,null,null,null,null,null,5.2125000000000004,5798]
[null,null,null,null,null,null,null,null,5.2125000000000004,5799]
[null,null,null,null,null,null,null,null,5.2125000000000004,5800]
[null,null,null,null,null,null,null,null,5.2125000000000004,5801]
[null,null,null,null,null,null,null,null,5.2125000000000004,5802]
[null,null,null,null,null,null,null,null,5.2125000000000004,5803]
[null,null,null,null,null,null,null,null,5.2125000000000004,5804]
[null,null,null,null,null,null,null,null,5.2125000000000004,5805]
[null,null,null,null,null,null,null,null,5.2125000000000004,5806]
[null,null,null,null,null,null,null,null,5.2125000000000004,5807]
[null,null,null,null,null,null,null,null,5.2125000000000004,5808]
[null,null,null,null,null,null,null,null,5.2125000000000004,5809]
[null,null,null,null,null,null,null,null,5.2125000000000004,5810]
[null,null,null,null,null,null,null,null,5.2125000000000004,5811]
[null,null,null,null,null,null,null,null,5.2125000000000004,5812]
[null,null,null,null,null,null,null,null,5.2125000000000004,5813]
[null,null,null,null,null,null,null,null,5.2125000000000004,5814]
[null,null,null,null,null,null,null,null,5.2125000000000004,5815]
[null,null,null,null,null,null,null,null,5.2125000000000004,5816]
[null,null,null,null,null,null,null,null,5.2125000000000004,5817]
[null,null,null,null,null,null,null,null,5.2125000000000004,5818]
[null,null,null,null,null,null,null,null,5.2125000000000004,5819]
[null,null,null,null,null,null,null,null,5.2125000000000004,5820]
[null,null,null,null,null,null,null,null,5.2125000000000004,5821]
[null,null,null,null,null,null,null,null,5.2125000000000004,5822]
[null,null,null,null,null,null,null,null,5.2125000000000004,5823]
[null,null,null,null,null,null,null,null,5.2125000000000004,5824]
[null,null,null,null,null,null,null,null,5.2125000000000004,5825]
[null,null,null,null,null,null,null,null,5.2125000000000004,5826]
[null,null,null,null,null,null,null,null,5.2125000000000004,5827]
[null,null,null,null,null,null,null,null,5.2125000000000004,5828]
[null,null,null,null,null,null,null,null,5.2125000000000004,5829]
[null,null,null,null,null,null,null,null,5.2125000000000004,5830]
[null,null,null,null,null,null,null,null,5.2125000000000004,5831]
[null,null,null,null,null,null,null,null,5.2125000000000004,5832]
[null,null,null,null,null,null,null,null,5.2125000000000004,5833]
[null,null,null,null,null,null,null,null,5.2125000000000004,5834]
[null,null,null,null,null,null,null,null,5.2125000000000004,5835]
[null,null,null,null,null,null,null,null,5.2125000000000004,5836]
[null,null,null,null,null,null,null,null,5.2125000000000004,5837]
[null,null,null,null,null,null,null,null,5.2125000000000004,5838]
[null,null,null,null,null,null,null,null,5.2125000000000004,5839]
[null,null,null,null,null,null,null,null,5.2125000000000004,5840]
[null,null,null,null,null,null,null,null,5.2125000000000004,5841]
[null,null,null,null,null,null,null,null,5.2125000000000004,5842]
[null,null,null,null,null,null,null,null,5.2125000000000004,5843]
[null,null,null,null,null,null,null,null,5.2125000000000004,5844]
[null,null,null,null,null,null,null,null,5.2125000000000004,5845]
[null,null,null,null,null,null,null,null,5.2125000000000004,5846]
[null,null,null,null,null,null,null,null,5.2125000000000004,5847]
[null,null,null,null,null,null,null,null,5.2125000000000004,5848]
[null,null,null,null,null,null,null,null,5.2125000000000004,5849]
[null,null,null,null,null,null,null,null,5.2125000000000004,5850]
[null,null,null,null,null,null,null,null,5.2125000000000004,5851]
[null,null,null,null,null,null,null,null,5.2125000000000004,5852]
[null,null,null,null,null,null,null,null,5.2125000000000004,5853]
[null,null,null,null,null,null,null,null,5.2125000000000004,5854]
[null,null,null,null,null,null,null,null,5.2125000000000004,5855]
[null,null,null,null,null,null,null,null,5.2125000000000004,5856]
[null,null,null,null,null,null,null,null,5.2125000000000004,5857]
[null,null,null,null,null,null,null,null,5.2125000000000004,5858]
[null,null,null,null,null,null,null,null,5.2125000000000004,5859]
[null,null,null,null,null,null,null,null,5.2125000000000004,5860]
[null,null,null,null,null,null,null,null,5.2125000000000004,5861]
[null,null,null,null,null,null,null,null,5.2125000000000004,5862]
[null,null,null,null,null,null,null,null,5.2125000000000004,5863]
[null,null,null,null,null,null,null,null,5.2125000000000004,5864]
[null,null,null,null,null,null,null,null,5.2125000000000004,5865]
[null,null,null,null,null,null,null,null,5.2125000000000004,5866]
[null,null,null,null,null,null,null,null,5.2125000000000004,5867]
[null,null,null,null,null,null,null,null,5.2125000000000004,5868]
[null,null,null,null,null,null,null,null,5.2125000000000004,5869]
[null,null,null,null,null,null,null,null,5.2125000000000004,5870]
[null,null,null,null,null,null,null,null,5.2125000000000004,5871]
[null,null,null,null,null,null,null,null,5.2125000000000004,5872]
[null,null,null,null,null,null,null,null,5.2125000000000004,5873]
[null,null,null,null,null,null,null,null,5.2125000000000004,5874]
[null,null,null,null,null,null,null,null,5.2125000000000004,5875]
[null,null,null,null,null,null,null,null,5.2125000000000004,5876]
[null,null,null,null,null,null,null,null,5.2125000000000004,5877]
[null,null,null,null,null,null,null,null,5.2125000000000004,5878]
[null,null,null,null,null,null,null,null,5.2125000000000004,5879]
[null,null,null,null,null,null,null,null,5.2125000000000004,5880]
[null,null,null,null,null,null,null,null,5.2125000000000004,5881]
[null,null,null,null,null,null,null,null,5.2125000000000004,5882]
[null,null,null,null,null,null,null,null,5.2125000000000004,5883]
[null,null,null,null,null,null,null,null,5.2125000000000004,5884]
[null,null,null,null,null,null,null,null,5.2125000000000004,5885]
[null,null,null,null,null,null,null,null,5.2125000000000004,5886]
[null,null,null,null,null,null,null,null,5.2125000000000004,5887]
[null,null,null,null,null,null,null,null,5.2125000000000004,5888]
[null,null,null,null,null,null,null,null,5.2125000000000004,5889]
[null,null,null,null,null,null,null,null,5.2125000000000004,5890]
[null,null,null,null,null,null,null,null,5.2125000000000004,5891]
[null,null,null,null,null,null,null,null,5.2125000000000004,5892]
[null,null,null,null,null,null,null,null,5.2125000000000004,5893]
[null,null,null,null,null,null,null,null,5.2125000000000004,5894]
[null,null,null,null,null,null,null,null,5.2125000000000004,5895]
[null,null,null,null,null,null,null,null,5.2125000000000004,5896]
[null,null,null,null,null,null,null,null,5.2125000000000004,5897]
[null,null,null,null,null,null,null,null,5.2125000000000004,5898]
[null,null,null,null,null,null,null,null,5.2125000000000004,5899]
[null,null,null,null,null,null,null,null,5.2125000000000004,5900]
[null,null,null,null,null,null,null,null,5.2125000000000004,5901]
[null,null,null,null,null,null,null,null,5.2125000000000004,5902]
[null,null,null,null,null,null,null,null,5.2125000000000004,5903]
[null,null,null,null,null,null,null,null,5.2125000000000004,5904]
[null,null,null,null,null,null,null,null,5.2125000000000004,5905]
[null,null,null,null,null,null,null,null,5.2125000000000004,5906]
[null,null,null,null,null,null,null,null,5.2125000000000004,5907]
[null,null,null,null,null,null,null,null,5.2125000000000004,5908]
[null,null,null,null,null,null,null,null,5.2125000000000004,5909]
[null,null,null,null,null,null,null,null,5.2125000000000004,5910]
[null,null,null,null,null,null,null,null,5.2125000000000004,5911]
[null,null,null,null,null,null,null,null,5.2125000000000004,5912]
[null,null,null,null,null,null,null,null,5.2125000000000004,5913]
[null,null,null,null,null,null,null,null,5.2125000000000004,5914]
[null,null,null,null,null,null,null,null,5.2125000000000004,5915]
[null,null,null,null,null,null,null,null,5.2125000000000004,5916]
[null,null,null,null,null,null,null,null,5.2125000000000004,5917]
[null,null,null,null,null,null,null,null,5.2125000000000004,5918]
[null,null,null,null,null,null,null,null,5.2125000000000004,5919]
[null,null,null,null,null,null,null,null,5.2125000000000004,5920]
[null,null,null,null,null,null,null,null,5.2125000000000004,5921]
[null,null,null,null,null,null,null,null,5.2125000000000004,5922]
[null,null,null,null,null,null,null,null,5.2125000000000004,5923]
[null,null,null,null,null,null,null,null,5.2125000000000004,5924]
[null,null,null,null,null,null,null,null,5.2125000000000004,5925]
[null,null,null,null,null,null,null,null,5.2125000000000004,5926]
[null,null,null,null,null,null,null,null,5.2125000000000004,5927]
[null,null,null,null,null,null,null,null,5.2125000000000004,5928]
[null,null,null,null,null,null,null,null,5.2125000000000004,5929]
[null,null,null,null,null,null,null,null,5.2125000000000004,5930]
[null,null,null,null,null,null,null,null,5.2125000000000004,5931]
[null,null,null,null,null,null,null,null,5.2125000000000004,5932]
[null,null,null,null,null,null,null,null,5.2125000000000004,5933]
[null,null,null,null,null,null,null,null,5.2125000000000004,5934]
[null,null,null,null,null,null,null,null,5.2125000000000004,5935]
[null,null,null,null,null,null,null,null,5.2125000000000004,5936]
[null,null,null,null,null,null,null,null,5.2125000000000004,5937]
[null,null,null,null,null,null,null,null,5.2125000000000004,5938]
[null,null,null,null,null,null,null,null,5.2125000000000004,5939]
[null,null,null,null,null,null,null,null,5.2125000000000004,5940]
[null,null,null,null,null,null,null,null,5.2125000000000004,5941]
[null,null,null,null,null,null,null,null,5.2125000000000004,5942]
[null,null,null,null,null,null,null,null,5.2125000000000004,5943]
[null,null,null,null,null,null,null,null,5.2125000000000004,5944]
[null,null,null,null,null,null,null,null,5.2125000000000004,5945]
[null,null,null,null,null,null,null,null,5.2125000000000004,5946]
[null,null,null,null,null,null,null,null,5.2125000000000004,5947]
[null,null,null,null,null,null,null,null,5.2125000000000004,5948]
[null,null,null,null,null,null,null,null,5.2125000000000004,5949]
[null,null,null,null,null,null,null,null,5.2125000000000004,5950]
[null,null,null,null,null,null,null,null,5.2125000000000004,5951]
[null,null,null,null,null,null,null,null,5.2125000000000004,5952]
[null,null,null,null,null,null,null,null,5.2125000000000004,5953]
[null,null,null,null,null,null,null,null,5.2125000000000004,5954]
[null,null,null,null,null,null,null,null,5.2125000000000004,5955]
[null,null,null,null,null,null,null,null,5.2125000000000004,5956]
[null,null,null,null,null,null,null,null,5.2125000000000004,5957]
[null,null,null,null,null,null,null,null,5.2125000000000004,5958]
[null,null,null,null,null,null,null,null,5.2125000000000004,5959]
[null,null,null,null,null,null,null,null,5.2125000000000004,5960]
[null,null,null,null,null,null,null,null,5.2125000000000004,5961]
[null,null,null,null,null,null,null,null,5.2125000000000004,5962]
[null,null,null,null,null,null,null,null,5.2125000000000004,5963]
[null,null,null,null,null,null,null,null,5.2125000000000004,5964]
[null,null,null,null,null,null,null,null,5.2125000000000004,5965]
[null,null,null,null,null,null,null,null,5.2125000000000004,5966]
[null,null,null,null,null,null,null,null,5.2125000000000004,5967]
[null,null,null,null,null,null,null,null,5.2125000000000004,5968]
[null,null,null,null,null,null,null,null,5.2125000000000004,5969]
[null,null,null,null,null,null,null,null,5.2125000000000004,5970]
[null,null,null,null,null,null,null,null,5.2125000000000004,5971]
[null,null,null,null,null,null,null,null,5.2125000000000004,5972]
[null,null,null,null,null,null,null,null,5.2125000000000004,5973]
[null,null,null,null,null,null,null,null,5.2125000000000004,5974]
[null,null,null,null,null,null,null,null,5.2125000000000004,5975]
[null,null,null,null,null,null,null,null,5.2125000000000004,5976]
[null,null,null,null,null,null,null,null,5.1749999999999998,5977]
[null,null,null,null,null,null,null,null,5.1749999999999998,5978]
[null,null,null,null,null,null,null,null,5.1749999999999998,5979]
[null,null,null,null,null,null,null,null,5.1749999999999998,5980]
[null,null,null,null,null,null,null,null,5.1749999999999998,5981]
[null,null,null,null,null,null,null,null,5.1749999999999998,5982]
[null,null,null,null,null,null,null,null,5.1749999999999998,5983]
[null,null,null,null,null,null,null,null,5.1749999999999998,5984]
[null,null,null,null,null,null,null,null,5.1749999999999998,5985]
[null,null,null,null,null,null,null,null,5.1749999999999998,5986]
[null,null,null,null,null,null,null,null,5.1749999999999998,5987]
[null,null,null,null,null,null,null,null,5.1749999999999998,5988]
[null,null,null,null,null,null,null,null,5.1749999999999998,5989]
[null,null,null,null,null,null,null,null,5.1749999999999998,5990]
[null,null,null,null,null,null,null,null,5.1749999999999998,5991]
[null,null,null,null,null,null,null,null,5.1749999999999998,5992]
[null,null,null,null,null,null,null,null,5.1749999999999998,5993]
[null,null,null,null,null,null,null,null,5.1749999999999998,5994]
[null,null,null,null,null,null,null,null,5.1749999999999998,5995]
[null,null,null,null,null,null,null,null,5.1749999999999998,5996]
[null,null,null,null,null,null,null,null,5.1749999999999998,5997]
[null,null,null,null,null,null,null,null,5.1749999999999998,5998]
[null,null,null,null,null,null,null,null,5.1749999999999998,5999]
[null,null,null,null,null,null,null,null,5.1749999999999998,6000]
[null,null,null,null,null,null,null,null,4.8375000000000004,6001]
[null,null,null,null,null,null,null,null,4.8375000000000004,6002]
[null,null,null,null,null,null,null,null,4.8375000000000004,6003]
[null,null,null,null,null,null,null,null,4.8375000000000004,6004]
[null,null,null,null,null,null,null,null,4.8375000000000004,6005]
[null,null,null,null,null,null,null,null,4.8375000000000004,6006]
[null,null,null,null,null,null,null,null,4.8375000000000004,6007]
[null,null,null,null,null,null,null,null,4.8375000000000004,6008]
[null,null,null,null,null,null,null,null,4.8375000000000004,6009]
[null,null,null,null,null,null,null,null,4.8375000000000004,6010]
[null,null,null,null,null,null,null,null,4.8375000000000004,6011]
[null,null,null,null,null,null,null,null,4.8375000000000004,6012]
[null,null,null,null,null,null,null,null,4.8375000000000004,6013]
[null,null,null,null,null,null,null,null,4.8375000000000004,6014]
[null,null,null,null,null,null,null,null,4.8375000000000004,6015]
[null,null,null,null,null,null,null,null,4.8375000000000004,6016]
[null,null,null,null,null,null,null,null,4.8375000000000004,6017]
[null,null,null,null,null,null,null,null,4.8375000000000004,6018]
[null,null,null,null,null,null,null,null,4.8375000000000004,6019]
[null,null,null,null,null,null,null,null,4.8375000000000004,6020]
[null,null,null,null,null,null,null,null,4.8375000000000004,6021]
[null,null,null,null,null,null,null,null,4.8375000000000004,6022]
[null,null,null,null,null,null,null,null,4.8375000000000004,6023]
[null,null,null,null,null,null,null,null,4.8375000000000004,6024]
[null,null,null,null,null,null,null,null,4.8,6025]
[null,null,null,null,null,null,null,null,4.8,6026]
[null,null,null,null,null,null,null,null,4.8,6027]
[null,null,null,null,null,null,null,null,4.8,6028]
[null,null,null,null,null,null,null,null,4.8,6029]
[null,null,null,null,null,null,null,null,4.8,6030]
[null,null,null,null,null,null,null,null,4.8,6031]
[null,null,null,null,null,null,null,null,4.8,6032]
[null,null,null,null,null,null,null,null,4.8,6033]
[null,null,null,null,null,null,null,null,4.8,6034]
[null,null,null,null,null,null,null,null,4.8,6035]
[null,null,null,null,null,null,null,null,4.8,6036]
[null,null,null,null,null,null,null,null,4.8,6037]
[null,null,null,null,null,null,null,null,4.8,6038]
[null,null,null,null,null,null,null,null,4.8,6039]
[null,null,null,null,null,null,null,null,4.8,6040]
[null,null,null,null,null,null,null,null,4.8,6041]
[null,null,null,null,null,null,null,null,4.8,6042]
[null,null,null,null,null,null,null,null,4.8,6043]
[null,null,null,null,null,null,null,null,4.8,6044]
[null,null,null,null,null,null,null,null,4.8,6045]
[null,null,null,null,null,null,null,null,4.8,6046]
[null,null,null,null,null,null,null,null,4.8,6047]
[null,null,null,null,null,null,null,null,4.8,6048]
[null,null,null,null,null,null,null,null,4.8,6049]
[null,null,null,null,null,null,null,null,4.8,6050]
[null,null,null,null,null,null,null,null,4.8,6051]
[null,null,null,null,null,null,null,null,4.8,6052]
[null,null,null,null,null,null,null,null,4.8,6053]
[null,null,null,null,null,null,null,null,4.8,6054]
[null,null,null,null,null,null,null,null,4.8,6055]
[null,null,null,null,null,null,null,null,4.8,6056]
[null,null,null,null,null,null,null,null,4.8,6057]
[null,null,null,null,null,null,null,null,4.8,6058]
[null,null,null,null,null,null,null,null,4.8,6059]
[null,null,null,null,null,null,null,null,4.8,6060]
[null,null,null,null,null,null,null,null,4.8,6061]
[null,null,null,null,null,null,null,null,4.8,6062]
[null,null,null,null,null,null,null,null,4.8,6063]
[null,null,null,null,null,null,null,null,4.8,6064]
[null,null,null,null,null,null,null,null,4.8,6065]
[null,null,null,null,null,null,null,null,4.8,6066]
[null,null,null,null,null,null,null,null,4.8,6067]
[null,null,null,null,null,null,null,null,4.8,6068]
[null,null,null,null,null,null,null,null,4.8,6069]
[null,null,null,null,null,null,null,null,4.8,6070]
[null,null,null,null,null,null,null,null,4.8,6071]
[null,null,null,null,null,null,null,null,4.8,6072]
[null,null,null,null,null,null,null,null,4.8,6073]
[null,null,null,null,null,null,null,null,4.8,6074]
[null,null,null,null,null,null,null,null,4.8,6075]
[null,null,null,null,null,null,null,null,4.8,6076]
[null,null,null,null,null,null,null,null,4.8,6077]
[null,null,null,null,null,null,null,null,4.8,6078]
[null,null,null,null,null,null,null,null,4.8,6079]
[null,null,null,null,null,null,null,null,4.8,6080]
[null,null,null,null,null,null,null,null,4.8,6081]
[null,null,null,null,null,null,null,null,4.8,6082]
[null,null,null,null,null,null,null,null,4.8,6083]
[null,null,null,null,null,null,null,null,4.8,6084]
[null,null,null,null,null,null,null,null,4.8,6085]
[null,null,null,null,null,null,null,null,4.8,6086]
[null,null,null,null,null,null,null,null,4.8,6087]
[null,null,null,null,null,null,null,null,4.8,6088]
[null,null,null,null,null,null,null,null,4.8,6089]
[null,null,null,null,null,null,null,null,4.8,6090]
[null,null,null,null,null,null,null,null,4.8,6091]
[null,null,null,null,null,null,null,null,4.8,6092]
[null,null,null,null,null,null,null,null,4.8,6093]
[null,null,null,null,null,null,null,null,4.8,6094]
[null,null,null,null,null,null,null,null,4.8,6095]
[null,null,null,null,null,null,null,null,4.8,6096]
[null,null,null,null,null,null,null,null,4.8,6097]
[null,null,null,null,null,null,null,null,4.8,6098]
[null,null,null,null,null,null,null,null,4.8,6099]
[null,null,null,null,null,null,null,null,4.8,6100]
[null,null,null,null,null,null,null,null,4.8,6101]
[null,null,null,null,null,null,null,null,4.8,6102]
[null,null,null,null,null,null,null,null,4.8,6103]
[null,null,null,null,null,null,null,null,4.8,6104]
[null,null,null,null,null,null,null,null,4.8,6105]
[null,null,null,null,null,null,null,null,4.8,6106]
[null,null,null,null,null,null,null,null,4.8,6107]
[null,null,null,null,null,null,null,null,4.8,6108]
[null,null,null,null,null,null,null,null,4.8,6109]
[null,null,null,null,null,null,null,null,4.8,6110]
[null,null,null,null,null,null,null,null,4.8,6111]
[null,null,null,null,null,null,null,null,4.8,6112]
[null,null,null,null,null,null,null,null,4.8,6113]
[null,null,null,null,null,null,null,null,4.8,6114]
[null,null,null,null,null,null,null,null,4.8,6115]
[null,null,null,null,null,null,null,null,4.8,6116]
[null,null,null,null,null,null,null,null,4.8,6117]
[null,null,null,null,null,null,null,null,4.8,6118]
[null,null,null,null,null,null,null,null,4.8,6119]
[null,null,null,null,null,null,null,null,4.8,6120]
[null,null,null,null,null,null,null,null,4.8,6121]
[null,null,null,null,null,null,null,null,4.8,6122]
[null,null,null,null,null,null,null,null,4.8,6123]
[null,null,null,null,null,null,null,null,4.8,6124]
[null,null,null,null,null,null,null,null,4.8,6125]
[null,null,null,null,null,null,null,null,4.8,6126]
[null,null,null,null,null,null,null,null,4.8,6127]
[null,null,null,null,null,null,null,null,4.8,6128]
[null,null,null,null,null,null,null,null,4.8,6129]
[null,null,null,null,null,null,null,null,4.8,6130]
[null,null,null,null,null,null,null,null,4.8,6131]
[null,null,null,null,null,null,null,null,4.8,6132]
[null,null,null,null,null,null,null,null,4.8,6133]
[null,null,null,null,null,null,null,null,4.8,6134]
[null,null,null,null,null,null,null,null,4.8,6135]
[null,null,null,null,null,null,null,null,4.8,6136]
[null,null,null,null,null,null,null,null,4.8,6137]
[null,null,null,null,null,null,null,null,4.8,6138]
[null,null,null,null,null,null,null,null,4.8,6139]
[null,null,null,null,null,null,null,null,4.8,6140]
[null,null,null,null,null,null,null,null,4.8,6141]
[null,null,null,null,null,null,null,null,4.8,6142]
[null,null,null,null,null,null,null,null,4.8,6143]
[null,null,null,null,null,null,null,null,4.8,6144]
[null,null,null,null,null,null,null,null,4.8,6145]
[null,null,null,null,null,null,null,null,4.8,6146]
[null,null,null,null,null,null,null,null,4.8,6147]
[null,null,null,null,null,null,null,null,4.8,6148]
[null,null,null,null,null,null,null,null,4.8,6149]
[null,null,null,null,null,null,null,null,4.8,6150]
[null,null,null,null,null,null,null,null,4.8,6151]
[null,null,null,null,null,null,null,null,4.8,6152]
[null,null,null,null,null,null,null,null,4.8,6153]
[null,null,null,null,null,null,null,null,4.8,6154]
[null,null,null,null,null,null,null,null,4.8,6155]
[null,null,null,null,null,null,null,null,4.8,6156]
[null,null,null,null,null,null,null,null,4.8,6157]
[null,null,null,null,null,null,null,null,4.8,6158]
[null,null,null,null,null,null,null,null,4.8,6159]
[null,null,null,null,null,null,null,null,4.8,6160]
[null,null,null,null,null,null,null,null,4.8,6161]
[null,null,null,null,null,null,null,null,4.8,6162]
[null,null,null,null,null,null,null,null,4.8,6163]
[null,null,null,null,null,null,null,null,4.8,6164]
[null,null,null,null,null,null,null,null,4.8,6165]
[null,null,null,null,null,null,null,null,4.8,6166]
[null,null,null,null,null,null,null,null,4.8,6167]
[null,null,null,null,null,null,null,null,4.8,6168]
[null,null,null,null,null,null,null,null,4.8,6169]
[null,null,null,null,null,null,null,null,4.8,6170]
[null,null,null,null,null,null,null,null,4.8,6171]
[null,null,null,null,null,null,null,null,4.8,6172]
[null,null,null,null,null,null,null,null,4.8,6173]
[null,null,null,null,null,null,null,null,4.8,6174]
[null,null,null,null,null,null,null,null,4.8,6175]
[null,null,null,null,null,null,null,null,4.8,6176]
[null,null,null,null,null,null,null,null,4.8,6177]
[null,null,null,null,null,null,null,null,4.8,6178]
[null,null,null,null,null,null,null,null,4.8,6179]
[null,null,null,null,null,null,null,null,4.8,6180]
[null,null,null,null,null,null,null,null,4.8,6181]
[null,null,null,null,null,null,null,null,4.8,6182]
[null,null,null,null,null,null,null,null,4.8,6183]
[null,null,null,null,null,null,null,null,4.8,6184]
[null,null,null,null,null,null,null,null,4.8,6185]
[null,null,null,null,null,null,null,null,4.8,6186]
[null,null,null,null,null,null,null,null,4.8,6187]
[null,null,null,null,null,null,null,null,4.8,6188]
[null,null,null,null,null,null,null,null,4.8,6189]
[null,null,null,null,null,null,null,null,4.8,6190]
[null,null,null,null,null,null,null,null,4.8,6191]
[null,null,null,null,null,null,null,null,4.8,6192]
[null,null,null,null,null,null,null,null,4.8,6193]
[null,null,null,null,null,null,null,null,4.8,6194]
[null,null,null,null,null,null,null,null,4.8,6195]
[null,null,null,null,null,null,null,null,4.8,6196]
[null,null,null,null,null,null,null,null,4.8,6197]
[null,null,null,null,null,null,null,null,4.8,6198]
[null,null,null,null,null,null,null,null,4.8,6199]
[null,null,null,null,null,null,null,null,4.8,6200]
[null,null,null,null,null,null,null,null,4.8,6201]
[null,null,null,null,null,null,null,null,4.8,6202]
[null,null,null,null,null,null,null,null,4.8,6203]
[null,null,null,null,null,null,null,null,4.8,6204]
[null,null,null,null,null,null,null,null,4.8,6205]
[null,null,null,null,null,null,null,null,4.8,6206]
[null,null,null,null,null,null,null,null,4.8,6207]
[null,null,null,null,null,null,null,null,4.8,6208]
[null,null,null,null,null,null,null,null,4.8,6209]
[null,null,null,null,null,null,null,null,4.8,6210]
[null,null,null,null,null,null,null,null,4.8,6211]
[null,null,null,null,null,null,null,null,4.8,6212]
[null,null,null,null,null,null,null,null,4.8,6213]
[null,null,null,null,null,null,null,null,4.8,6214]
[null,null,null,null,null,null,null,null,4.8,6215]
[null,null,null,null,null,null,null,null,4.8,6216]
[null,null,null,null,null,null,null,null,4.8,6217]
[null,null,null,null,null,null,null,null,4.8,6218]
[null,null,null,null,null,null,null,null,4.8,6219]
[null,null,null,null,null,null,null,null,4.8,6220]
[null,null,null,null,null,null,null,null,4.8,6221]
[null,null,null,null,null,null,null,null,4.8,6222]
[null,null,null,null,null,null,null,null,4.8,6223]
[null,null,null,null,null,null,null,null,4.8,6224]
[null,null,null,null,null,null,null,null,4.8,6225]
[null,null,null,null,null,null,null,null,4.8,6226]
[null,null,null,null,null,null,null,null,4.8,6227]
[null,null,null,null,null,null,null,null,4.8,6228]
[null,null,null,null,null,null,null,null,4.8,6229]
[null,null,null,null,null,null,null,null,4.8,6230]
[null,null,null,null,null,null,null,null,4.8,6231]
[null,null,null,null,null,null,null,null,4.8,6232]
[null,null,null,null,null,null,null,null,4.8,6233]
[null,null,null,null,null,null,null,null,4.8,6234]
[null,null,null,null,null,null,null,null,4.8,6235]
[null,null,null,null,null,null,null,null,4.8,6236]
[null,null,null,null,null,null,null,null,4.8,6237]
[null,null,null,null,null,null,null,null,4.8,6238]
[null,null,null,null,null,null,null,null,4.8,6239]
[null,null,null,null,null,null,null,null,4.8,6240]
[null,null,null,null,null,null,null,null,4.8,6241]
[null,null,null,null,null,null,null,null,4.8,6242]
[null,null,null,null,null,null,null,null,4.8,6243]
[null,null,null,null,null,null,null,null,4.8,6244]
[null,null,null,null,null,null,null,null,4.8,6245]
[null,null,null,null,null,null,null,null,4.8,6246]
[null,null,null,null,null,null,null,null,4.8,6247]
[null,null,null,null,null,null,null,null,4.8,6248]
[null,null,null,null,null,null,null,null,4.8,6249]
[null,null,null,null,null,null,null,null,4.8,6250]
[null,null,null,null,null,null,null,null,4.8,6251]
[null,null,null,null,null,null,null,null,4.8,6252]
[null,null,null,null,null,null,null,null,4.8,6253]
[null,null,null,null,null,null,null,null,4.8,6254]
[null,null,null,null,null,null,null,null,4.8,6255]
[null,null,null,null,null,null,null,null,4.8,6256]
[null,null,null,null,null,null,null,null,4.8,6257]
[null,null,null,null,null,null,null,null,4.8,6258]
[null,null,null,null,null,null,null,null,4.8,6259]
[null,null,null,null,null,null,null,null,4.8,6260]
[null,null,null,null,null,null,null,null,4.8,6261]
[null,null,null,null,null,null,null,null,4.8,6262]
[null,null,null,null,null,null,null,null,4.8,6263]
[null,null,null,null,null,null,null,null,4.8,6264]
[null,null,null,null,null,null,null,null,4.8,6265]
[null,null,null,null,null,null,null,null,4.8,6266]
[null,null,null,null,null,null,null,null,4.8,6267]
[null,null,null,null,null,null,null,null,4.8,6268]
[null,null,null,null,null,null,null,null,4.8,6269]
[null,null,null,null,null,null,null,null,4.8,6270]
[null,null,null,null,null,null,null,null,4.8,6271]
[null,null,null,null,null,null,null,null,4.8,6272]
[null,null,null,null,null,null,null,null,4.8,6273]
[null,null,null,null,null,null,null,null,4.8,6274]
[null,null,null,null,null,null,null,null,4.8,6275]
[null,null,null,null,null,null,null,null,4.8,6276]
[null,null,null,null,null,null,null,null,4.8,6277]
[null,null,null,null,null,null,null,null,4.8,6278]
[null,null,null,null,null,null,null,null,4.8,6279]
[null,null,null,null,null,null,null,null,4.8,6280]
[null,null,null,null,null,null,null,null,4.8,6281]
[null,null,null,null,null,null,null,null,4.8,6282]
[null,null,null,null,null,null,null,null,4.8,6283]
[null,null,null,null,null,null,null,null,4.8,6284]
[null,null,null,null,null,null,null,null,4.8,6285]
[null,null,null,null,null,null,null,null,4.8,6286]
[null,null,null,null,null,null,null,null,4.8,6287]
[null,null,null,null,null,null,null,null,4.8,6288]
[null,null,null,null,null,null,null,null,4.8,6289]
[null,null,null,null,null,null,null,null,4.8,6290]
[null,null,null,null,null,null,null,null,4.8,6291]
[null,null,null,null,null,null,null,null,4.8,6292]
[null,null,null,null,null,null,null,null,4.8,6293]
[null,null,null,null,null,null,null,null,4.8,6294]
[null,null,null,null,null,null,null,null,4.8,6295]
[null,null,null,null,null,null,null,null,4.8,6296]
[null,null,null,null,null,null,null,null,4.8,6297]
[null,null,null,null,null,null,null,null,4.8,6298]
[null,null,null,null,null,null,null,null,4.8,6299]
[null,null,null,null,null,null,null,null,4.8,6300]
[null,null,null,null,null,null,null,null,4.8,6301]
[null,null,null,null,null,null,null,null,4.8,6302]
[null,null,null,null,null,null,null,null,4.8,6303]
[null,null,null,null,null,null,null,null,4.8,6304]
[null,null,null,null,null,null,null,null,4.8,6305]
[null,null,null,null,null,null,null,null,4.8,6306]
[null,null,null,null,null,null,null,null,4.8,6307]
[null,null,null,null,null,null,null,null,4.8,6308]
[null,null,null,null,null,null,null,null,4.8,6309]
[null,null,null,null,null,null,null,null,4.8,6310]
[null,null,null,null,null,null,null,null,4.8,6311]
[null,null,null,null,null,null,null,null,4.8,6312]
[null,null,null,null,null,null,null,null,4.3875000000000002,6313]
[null,null,null,null,null,null,null,null,4.3875000000000002,6314]
[null,null,null,null,null,null,null,null,4.3875000000000002,6315]
[null,null,null,null,null,null,null,null,4.3875000000000002,6316]
[null,null,null,null,null,null,null,null,4.3875000000000002,6317]
[null,null,null,null,null,null,null,null,4.3875000000000002,6318]
[null,null,null,null,null,null,null,null,4.3875000000000002,6319]
[null,null,null,null,null,null,null,null,4.3875000000000002,6320]
[null,null,null,null,null,null,null,null,4.3875000000000002,6321]
[null,null,null,null,null,null,null,null,4.3875000000000002,6322]
[null,null,null,null,null,null,null,null,4.3875000000000002,6323]
[null,null,null,null,null,null,null,null,4.3875000000000002,6324]
[null,null,null,null,null,null,null,null,4.3875000000000002,6325]
[null,null,null,null,null,null,null,null,4.3875000000000002,6326]
[null,null,null,null,null,null,null,null,4.3875000000000002,6327]
[null,null,null,null,null,null,null,null,4.3875000000000002,6328]
[null,null,null,null,null,null,null,null,4.3875000000000002,6329]
[null,null,null,null,null,null,null,null,4.3875000000000002,6330]
[null,null,null,null,null,null,null,null,4.3875000000000002,6331]
[null,null,null,null,null,null,null,null,4.3875000000000002,6332]
[null,null,null,null,null,null,null,null,4.3875000000000002,6333]
[null,null,null,null,null,null,null,null,4.3875000000000002,6334]
[null,null,null,null,null,null,null,null,4.3875000000000002,6335]
[null,null,null,null,null,null,null,null,4.3875000000000002,6336]
[null,null,null,null,null,null,null,null,4.3875000000000002,6337]
[null,null,null,null,null,null,null,null,4.3875000000000002,6338]
[null,null,null,null,null,null,null,null,4.3875000000000002,6339]
[null,null,null,null,null,null,null,null,4.3875000000000002,6340]
[null,null,null,null,null,null,null,null,4.3875000000000002,6341]
[null,null,null,null,null,null,null,null,4.3875000000000002,6342]
[null,null,null,null,null,null,null,null,4.3875000000000002,6343]
[null,null,null,null,null,null,null,null,4.3875000000000002,6344]
[null,null,null,null,null,null,null,null,4.3875000000000002,6345]
[null,null,null,null,null,null,null,null,4.3875000000000002,6346]
[null,null,null,null,null,null,null,null,4.3875000000000002,6347]
[null,null,null,null,null,null,null,null,4.3875000000000002,6348]
[null,null,null,null,null,null,null,null,4.3875000000000002,6349]
[null,null,null,null,null,null,null,null,4.3875000000000002,6350]
[null,null,null,null,null,null,null,null,4.3875000000000002,6351]
[null,null,null,null,null,null,null,null,4.3875000000000002,6352]
[null,null,null,null,null,null,null,null,4.3875000000000002,6353]
[null,null,null,null,null,null,null,null,4.3875000000000002,6354]
[null,null,null,null,null,null,null,null,4.3875000000000002,6355]
[null,null,null,null,null,null,null,null,4.3875000000000002,6356]
[null,null,null,null,null,null,null,null,4.3875000000000002,6357]
[null,null,null,null,null,null,null,null,4.3875000000000002,6358]
[null,null,null,null,null,null,null,null,4.3875000000000002,6359]
[null,null,null,null,null,null,null,null,4.3875000000000002,6360]
[null,null,null,null,null,null,null,null,4.3875000000000002,6361]
[null,null,null,null,null,null,null,null,4.3875000000000002,6362]
[null,null,null,null,null,null,null,null,4.3875000000000002,6363]
[null,null,null,null,null,null,null,null,4.3875000000000002,6364]
[null,null,null,null,null,null,null,null,4.3875000000000002,6365]
[null,null,null,null,null,null,null,null,4.3875000000000002,6366]
[null,null,null,null,null,null,null,null,4.3875000000000002,6367]
[null,null,null,null,null,null,null,null,4.3875000000000002,6368]
[null,null,null,null,null,null,null,null,4.3875000000000002,6369]
[null,null,null,null,null,null,null,null,4.3875000000000002,6370]
[null,null,null,null,null,null,null,null,4.3875000000000002,6371]
[null,null,null,null,null,null,null,null,4.3875000000000002,6372]
[null,null,null,null,null,null,null,null,4.3875000000000002,6373]
[null,null,null,null,null,null,null,null,4.3875000000000002,6374]
[null,null,null,null,null,null,null,null,4.3875000000000002,6375]
[null,null,null,null,null,null,null,null,4.3875000000000002,6376]
[null,null,null,null,null,null,null,null,4.3875000000000002,6377]
[null,null,null,null,null,null,null,null,4.3875000000000002,6378]
[null,null,null,null,null,null,null,null,4.3875000000000002,6379]
[null,null,null,null,null,null,null,null,4.3875000000000002,6380]
[null,null,null,null,null,null,null,null,4.3875000000000002,6381]
[null,null,null,null,null,null,null,null,4.3875000000000002,6382]
[null,null,null,null,null,null,null,null,4.3875000000000002,6383]
[null,null,null,null,null,null,null,null,4.3875000000000002,6384]
[null,null,null,null,null,null,null,null,4.3875000000000002,6385]
[null,null,null,null,null,null,null,null,4.3875000000000002,6386]
[null,null,null,null,null,null,null,null,4.3875000000000002,6387]
[null,null,null,null,null,null,null,null,4.3875000000000002,6388]
[null,null,null,null,null,null,null,null,4.3875000000000002,6389]
[null,null,null,null,null,null,null,null,4.3875000000000002,6390]
[null,null,null,null,null,null,null,null,4.3875000000000002,6391]
[null,null,null,null,null,null,null,null,4.3875000000000002,6392]
[null,null,null,null,null,null,null,null,4.3875000000000002,6393]
[null,null,null,null,null,null,null,null,4.3875000000000002,6394]
[null,null,null,null,null,null,null,null,4.3875000000000002,6395]
[null,null,null,null,null,null,null,null,4.3875000000000002,6396]
[null,null,null,null,null,null,null,null,4.3875000000000002,6397]
[null,null,null,null,null,null,null,null,4.3875000000000002,6398]
[null,null,null,null,null,null,null,null,4.3875000000000002,6399]
[null,null,null,null,null,null,null,null,4.3875000000000002,6400]
[null,null,null,null,null,null,null,null,4.3875000000000002,6401]
[null,null,null,null,null,null,null,null,4.3875000000000002,6402]
[null,null,null,null,null,null,null,null,4.3875000000000002,6403]
[null,null,null,null,null,null,null,null,4.3875000000000002,6404]
[null,null,null,null,null,null,null,null,4.3875000000000002,6405]
[null,null,null,null,null,null,null,null,4.3875000000000002,6406]
[null,null,null,null,null,null,null,null,4.3875000000000002,6407]
[null,null,null,null,null,null,null,null,4.3875000000000002,6408]
[null,null,null,null,null,null,null,null,4.3875000000000002,6409]
[null,null,null,null,null,null,null,null,4.3875000000000002,6410]
[null,null,null,null,null,null,null,null,4.3875000000000002,6411]
[null,null,null,null,null,null,null,null,4.3875000000000002,6412]
[null,null,null,null,null,null,null,null,4.3875000000000002,6413]
[null,null,null,null,null,null,null,null,4.3875000000000002,6414]
[null,null,null,null,null,null,null,null,4.3875000000000002,6415]
[null,null,null,null,null,null,null,null,4.3875000000000002,6416]
[null,null,null,null,null,null,null,null,4.3875000000000002,6417]
[null,null,null,null,null,null,null,null,4.3875000000000002,6418]
[null,null,null,null,null,null,null,null,4.3875000000000002,6419]
[null,null,null,null,null,null,null,null,4.3875000000000002,6420]
[null,null,null,null,null,null,null,null,4.3875000000000002,6421]
[null,null,null,null,null,null,null,null,4.3875000000000002,6422]
[null,null,null,null,null,null,null,null,4.3875000000000002,6423]
[null,null,null,null,null,null,null,null,4.3875000000000002,6424]
[null,null,null,null,null,null,null,null,4.3875000000000002,6425]
[null,null,null,null,null,null,null,null,4.3875000000000002,6426]
[null,null,null,null,null,null,null,null,4.3875000000000002,6427]
[null,null,null,null,null,null,null,null,4.3875000000000002,6428]
[null,null,null,null,null,null,null,null,4.3875000000000002,6429]
[null,null,null,null,null,null,null,null,4.3875000000000002,6430]
[null,null,null,null,null,null,null,null,4.3875000000000002,6431]
[null,null,null,null,null,null,null,null,4.3875000000000002,6432]
[null,null,null,null,null,null,null,null,4.3875000000000002,6433]
[null,null,null,null,null,null,null,null,4.3875000000000002,6434]
[null,null,null,null,null,null,null,null,4.3875000000000002,6435]
[null,null,null,null,null,null,null,null,4.3875000000000002,6436]
[null,null,null,null,null,null,null,null,4.3875000000000002,6437]
[null,null,null,null,null,null,null,null,4.3875000000000002,6438]
[null,null,null,null,null,null,null,null,4.3875000000000002,6439]
[null,null,null,null,null,null,null,null,4.3875000000000002,6440]
[null,null,null,null,null,null,null,null,4.3875000000000002,6441]
[null,null,null,null,null,null,null,null,4.3875000000000002,6442]
[null,null,null,null,null,null,null,null,4.3875000000000002,6443]
[null,null,null,null,null,null,null,null,4.3875000000000002,6444]
[null,null,null,null,null,null,null,null,4.3875000000000002,6445]
[null,null,null,null,null,null,null,null,4.3875000000000002,6446]
[null,null,null,null,null,null,null,null,4.3875000000000002,6447]
[null,null,null,null,null,null,null,null,4.3875000000000002,6448]
[null,null,null,null,null,null,null,null,4.3875000000000002,6449]
[null,null,null,null,null,null,null,null,4.3875000000000002,6450]
[null,null,null,null,null,null,null,null,4.3875000000000002,6451]
[null,null,null,null,null,null,null,null,4.3875000000000002,6452]
[null,null,null,null,null,null,null,null,4.3875000000000002,6453]
[null,null,null,null,null,null,null,null,4.3875000000000002,6454]
[null,null,null,null,null,null,null,null,4.3875000000000002,6455]
[null,null,null,null,null,null,null,null,4.3875000000000002,6456]
[null,null,null,null,null,null,null,null,4.3875000000000002,6457]
[null,null,null,null,null,null,null,null,4.3875000000000002,6458]
[null,null,null,null,null,null,null,null,4.3875000000000002,6459]
[null,null,null,null,null,null,null,null,4.3875000000000002,6460]
[null,null,null,null,null,null,null,null,4.3875000000000002,6461]
[null,null,null,null,null,null,null,null,4.3875000000000002,6462]
[null,null,null,null,null,null,null,null,4.3875000000000002,6463]
[null,null,null,null,null,null,null,null,4.3875000000000002,6464]
[null,null,null,null,null,null,null,null,4.3875000000000002,6465]
[null,null,null,null,null,null,null,null,4.3875000000000002,6466]
[null,null,null,null,null,null,null,null,4.3875000000000002,6467]
[null,null,null,null,null,null,null,null,4.3875000000000002,6468]
[null,null,null,null,null,null,null,null,4.3875000000000002,6469]
[null,null,null,null,null,null,null,null,4.3875000000000002,6470]
[null,null,null,null,null,null,null,null,4.3875000000000002,6471]
[null,null,null,null,null,null,null,null,4.3875000000000002,6472]
[null,null,null,null,null,null,null,null,4.3875000000000002,6473]
[null,null,null,null,null,null,null,null,4.3875000000000002,6474]
[null,null,null,null,null,null,null,null,4.3875000000000002,6475]
[null,null,null,null,null,null,null,null,4.3875000000000002,6476]
[null,null,null,null,null,null,null,null,4.3875000000000002,6477]
[null,null,null,null,null,null,null,null,4.3875000000000002,6478]
[null,null,null,null,null,null,null,null,4.3875000000000002,6479]
[null,null,null,null,null,null,null,null,4.3875000000000002,6480]
[null,null,null,null,null,null,null,null,4.3875000000000002,6481]
[null,null,null,null,null,null,null,null,4.3875000000000002,6482]
[null,null,null,null,null,null,null,null,4.3875000000000002,6483]
[null,null,null,null,null,null,null,null,4.3875000000000002,6484]
[null,null,null,null,null,null,null,null,4.3875000000000002,6485]
[null,null,null,null,null,null,null,null,4.3875000000000002,6486]
[null,null,null,null,null,null,null,null,4.3875000000000002,6487]
[null,null,null,null,null,null,null,null,4.3875000000000002,6488]
[null,null,null,null,null,null,null,null,4.3875000000000002,6489]
[null,null,null,null,null,null,null,null,4.3875000000000002,6490]
[null,null,null,null,null,null,null,null,4.3875000000000002,6491]
[null,null,null,null,null,null,null,null,4.3875000000000002,6492]
[null,null,null,null,null,null,null,null,4.3875000000000002,6493]
[null,null,null,null,null,null,null,null,4.3875000000000002,6494]
[null,null,null,null,null,null,null,null,4.3875000000000002,6495]
[null,null,null,null,null,null,null,null,4.3875000000000002,6496]
[null,null,null,null,null,null,null,null,4.3875000000000002,6497]
[null,null,null,null,null,null,null,null,4.3875000000000002,6498]
[null,null,null,null,null,null,null,null,4.3875000000000002,6499]
[null,null,null,null,null,null,null,null,4.3875000000000002,6500]
[null,null,null,null,null,null,null,null,4.3875000000000002,6501]
[null,null,null,null,null,null,null,null,4.3875000000000002,6502]
[null,null,null,null,null,null,null,null,4.3875000000000002,6503]
[null,null,null,null,null,null,null,null,4.3875000000000002,6504]
[null,null,null,null,null,null,null,null,4.3875000000000002,6505]
[null,null,null,null,null,null,null,null,4.3875000000000002,6506]
[null,null,null,null,null,null,null,null,4.3875000000000002,6507]
[null,null,null,null,null,null,null,null,4.3875000000000002,6508]
[null,null,null,null,null,null,null,null,4.3875000000000002,6509]
[null,null,null,null,null,null,null,null,4.3875000000000002,6510]
[null,null,null,null,null,null,null,null,4.3875000000000002,6511]
[null,null,null,null,null,null,null,null,4.3875000000000002,6512]
[null,null,null,null,null,null,null,null,4.3875000000000002,6513]
[null,null,null,null,null,null,null,null,4.3875000000000002,6514]
[null,null,null,null,null,null,null,null,4.3875000000000002,6515]
[null,null,null,null,null,null,null,null,4.3875000000000002,6516]
[null,null,null,null,null,null,null,null,4.3875000000000002,6517]
[null,null,null,null,null,null,null,null,4.3875000000000002,6518]
[null,null,null,null,null,null,null,null,4.3875000000000002,6519]
[null,null,null,null,null,null,null,null,4.3875000000000002,6520]
[null,null,null,null,null,null,null,null,4.3875000000000002,6521]
[null,null,null,null,null,null,null,null,4.3875000000000002,6522]
[null,null,null,null,null,null,null,null,4.3875000000000002,6523]
[null,null,null,null,null,null,null,null,4.3875000000000002,6524]
[null,null,null,null,null,null,null,null,4.3875000000000002,6525]
[null,null,null,null,null,null,null,null,4.3875000000000002,6526]
[null,null,null,null,null,null,null,null,4.3875000000000002,6527]
[null,null,null,null,null,null,null,null,4.3875000000000002,6528]
[null,null,null,null,null,null,null,null,4.3875000000000002,6529]
[null,null,null,null,null,null,null,null,4.3875000000000002,6530]
[null,null,null,null,null,null,null,null,4.3875000000000002,6531]
[null,null,null,null,null,null,null,null,4.3875000000000002,6532]
[null,null,null,null,null,null,null,null,4.3875000000000002,6533]
[null,null,null,null,null,null,null,null,4.3875000000000002,6534]
[null,null,null,null,null,null,null,null,4.3875000000000002,6535]
[null,null,null,null,null,null,null,null,4.3875000000000002,6536]
[null,null,null,null,null,null,null,null,4.3875000000000002,6537]
[null,null,null,null,null,null,null,null,4.3875000000000002,6538]
[null,null,null,null,null,null,null,null,4.3875000000000002,6539]
[null,null,null,null,null,null,null,null,4.3875000000000002,6540]
[null,null,null,null,null,null,null,null,4.3875000000000002,6541]
[null,null,null,null,null,null,null,null,4.3875000000000002,6542]
[null,null,null,null,null,null,null,null,4.3875000000000002,6543]
[null,null,null,null,null,null,null,null,4.3875000000000002,6544]
[null,null,null,null,null,null,null,null,4.3875000000000002,6545]
[null,null,null,null,null,null,null,null,4.3875000000000002,6546]
[null,null,null,null,null,null,null,null,4.3875000000000002,6547]
[null,null,null,null,null,null,null,null,4.3875000000000002,6548]
[null,null,null,null,null,null,null,null,4.3875000000000002,6549]
[null,null,null,null,null,null,null,null,4.3875000000000002,6550]
[null,null,null,null,null,null,null,null,4.3875000000000002,6551]
[null,null,null,null,null,null,null,null,4.3875000000000002,6552]
[null,null,null,null,null,null,null,null,4.0125000000000002,6553]
[null,null,null,null,null,null,null,null,4.0125000000000002,6554]
[null,null,null,null,null,null,null,null,4.0125000000000002,6555]
[null,null,null,null,null,null,null,null,4.0125000000000002,6556]
[null,null,null,null,null,null,null,null,4.0125000000000002,6557]
[null,null,null,null,null,null,null,null,4.0125000000000002,6558]
[null,null,null,null,null,null,null,null,4.0125000000000002,6559]
[null,null,null,null,null,null,null,null,4.0125000000000002,6560]
[null,null,null,null,null,null,null,null,4.0125000000000002,6561]
[null,null,null,null,null,null,null,null,4.0125000000000002,6562]
[null,null,null,null,null,null,null,null,4.0125000000000002,6563]
[null,null,null,null,null,null,null,null,4.0125000000000002,6564]
[null,null,null,null,null,null,null,null,4.0125000000000002,6565]
[null,null,null,null,null,null,null,null,4.0125000000000002,6566]
[null,null,null,null,null,null,null,null,4.0125000000000002,6567]
[null,null,null,null,null,null,null,null,4.0125000000000002,6568]
[null,null,null,null,null,null,null,null,4.0125000000000002,6569]
[null,null,null,null,null,null,null,null,4.0125000000000002,6570]
[null,null,null,null,null,null,null,null,4.0125000000000002,6571]
[null,null,null,null,null,null,null,null,4.0125000000000002,6572]
[null,null,null,null,null,null,null,null,4.0125000000000002,6573]
[null,null,null,null,null,null,null,null,4.0125000000000002,6574]
[null,null,null,null,null,null,null,null,4.0125000000000002,6575]
[null,null,null,null,null,null,null,null,4.0125000000000002,6576]
[null,null,null,null,null,null,null,null,4.0125000000000002,6577]
[null,null,null,null,null,null,null,null,4.0125000000000002,6578]
[null,null,null,null,null,null,null,null,4.0125000000000002,6579]
[null,null,null,null,null,null,null,null,4.0125000000000002,6580]
[null,null,null,null,null,null,null,null,4.0125000000000002,6581]
[null,null,null,null,null,null,null,null,4.0125000000000002,6582]
[null,null,null,null,null,null,null,null,4.0125000000000002,6583]
[null,null,null,null,null,null,null,null,4.0125000000000002,6584]
[null,null,null,null,null,null,null,null,4.0125000000000002,6585]
[null,null,null,null,null,null,null,null,4.0125000000000002,6586]
[null,null,null,null,null,null,null,null,4.0125000000000002,6587]
[null,null,null,null,null,null,null,null,4.0125000000000002,6588]
[null,null,null,null,null,null,null,null,4.0125000000000002,6589]
[null,null,null,null,null,null,null,null,4.0125000000000002,6590]
[null,null,null,null,null,null,null,null,4.0125000000000002,6591]
[null,null,null,null,null,null,null,null,4.0125000000000002,6592]
[null,null,null,null,null,null,null,null,4.0125000000000002,6593]
[null,null,null,null,null,null,null,null,4.0125000000000002,6594]
[null,null,null,null,null,null,null,null,4.0125000000000002,6595]
[null,null,null,null,null,null,null,null,4.0125000000000002,6596]
[null,null,null,null,null,null,null,null,4.0125000000000002,6597]
[null,null,null,null,null,null,null,null,4.0125000000000002,6598]
[null,null,null,null,null,null,null,null,4.0125000000000002,6599]
[null,null,null,null,null,null,null,null,4.0125000000000002,6600]
[null,null,null,null,null,null,null,null,2.8125,6601]
[null,null,null,null,null,null,null,null,2.8125,6602]
[null,null,null,null,null,null,null,null,2.8125,6603]
[null,null,null,null,null,null,null,null,2.8125,6604]
[null,null,null,null,null,null,null,null,2.8125,6605]
[null,null,null,null,null,null,null,null,2.8125,6606]
[null,null,null,null,null,null,null,null,2.8125,6607]
[null,null,null,null,null,null,null,null,2.8125,6608]
[null,null,null,null,null,null,null,null,2.8125,6609]
[null,null,null,null,null,null,null,null,2.8125,6610]
[null,null,null,null,null,null,null,null,2.8125,6611]
[null,null,null,null,null,null,null,null,2.8125,6612]
[null,null,null,null,null,null,null,null,2.8125,6613]
[null,null,null,null,null,null,null,null,2.8125,6614]
[null,null,null,null,null,null,null,null,2.8125,6615]
[null,null,null,null,null,null,null,null,2.8125,6616]
[null,null,null,null,null,null,null,null,2.8125,6617]
[null,null,null,null,null,null,null,null,2.8125,6618]
[null,null,null,null,null,null,null,null,2.8125,6619]
[null,null,null,null,null,null,null,null,2.8125,6620]
[null,null,null,null,null,null,null,null,2.8125,6621]
[null,null,null,null,null,null,null,null,2.8125,6622]
[null,null,null,null,null,null,null,null,2.8125,6623]
[null,null,null,null,null,null,null,null,2.8125,6624]
[null,null,null,null,null,null,null,null,2.4,6625]
[null,null,null,null,null,null,null,null,2.4,6626]
[null,null,null,null,null,null,null,null,2.4,6627]
[null,null,null,null,null,null,null,null,2.4,6628]
[null,null,null,null,null,null,null,null,2.4,6629]
[null,null,null,null,null,null,null,null,2.4,6630]
[null,null,null,null,null,null,null,null,2.4,6631]
[null,null,null,null,null,null,null,null,2.4,6632]
[null,null,null,null,null,null,null,null,2.4,6633]
[null,null,null,null,null,null,null,null,2.4,6634]
[null,null,null,null,null,null,null,null,2.4,6635]
[null,null,null,null,null,null,null,null,2.4,6636]
[null,null,null,null,null,null,null,null,2.4,6637]
[null,null,null,null,null,null,null,null,2.4,6638]
[null,null,null,null,null,null,null,null,2.4,6639]
[null,null,null,null,null,null,null,null,2.4,6640]
[null,null,null,null,null,null,null,null,2.4,6641]
[null,null,null,null,null,null,null,null,2.4,6642]
[null,null,null,null,null,null,null,null,2.4,6643]
[null,null,null,null,null,null,null,null,2.4,6644]
[null,null,null,null,null,null,null,null,2.4,6645]
[null,null,null,null,null,null,null,null,2.4,6646]
[null,null,null,null,null,null,null,null,2.4,6647]
[null,null,null,null,null,null,null,null,2.4,6648]
[null,null,null,null,null,null,null,null,1.9875,6649]
[null,null,null,null,null,null,null,null,1.9875,6650]
[null,null,null,null,null,null,null,null,1.9875,6651]
[null,null,null,null,null,null,null,null,1.9875,6652]
[null,null,null,null,null,null,null,null,1.9875,6653]
[null,null,null,null,null,null,null,null,1.9875,6654]
[null,null,null,null,null,null,null,null,1.9875,6655]
[null,null,null,null,null,null,null,null,1.9875,6656]
[null,null,null,null,null,null,null,null,1.9875,6657]
[null,null,null,null,null,null,null,null,1.9875,6658]
[null,null,null,null,null,null,null,null,1.9875,6659]
[null,null,null,null,null,null,null,null,1.9875,6660]
[null,null,null,null,null,null,null,null,1.9875,6661]
[null,null,null,null,null,null,null,null,1.9875,6662]
[null,null,null,null,null,null,null,null,1.9875,6663]
[null,null,null,null,null,null,null,null,1.9875,6664]
[null,null,null,null,null,null,null,null,1.9875,6665]
[null,null,null,null,null,null,null,null,1.9875,6666]
[null,null,null,null,null,null,null,null,1.9875,6667]
[null,null,null,null,null,null,null,null,1.9875,6668]
[null,null,null,null,null,null,null,null,1.9875,6669]
[null,null,null,null,null,null,null,null,1.9875,6670]
[null,null,null,null,null,null,null,null,1.9875,6671]
[null,null,null,null,null,null,null,null,1.9875,6672]
[null,null,null,null,null,null,null,null,1.9875,6673]
[null,null,null,null,null,null,null,null,1.9875,6674]
[null,null,null,null,null,null,null,null,1.9875,6675]
[null,null,null,null,null,null,null,null,1.9875,6676]
[null,null,null,null,null,null,null,null,1.9875,6677]
[null,null,null,null,null,null,null,null,1.9875,6678]
[null,null,null,null,null,null,null,null,1.9875,6679]
[null,null,null,null,null,null,null,null,1.9875,6680]
[null,null,null,null,null,null,null,null,1.9875,6681]
[null,null,null,null,null,null,null,null,1.9875,6682]
[null,null,null,null,null,null,null,null,1.9875,6683]
[null,null,null,null,null,null,null,null,1.9875,6684]
[null,null,null,null,null,null,null,null,1.9875,6685]
[null,null,null,null,null,null,null,null,1.9875,6686]
[null,null,null,null,null,null,null,null,1.9875,6687]
[null,null,null,null,null,null,null,null,1.9875,6688]
[null,null,null,null,null,null,null,null,1.9875,6689]
[null,null,null,null,null,null,null,null,1.9875,6690]
[null,null,null,null,null,null,null,null,1.9875,6691]
[null,null,null,null,null,null,null,null,1.9875,6692]
[null,null,null,null,null,null,null,null,1.9875,6693]
[null,null,null,null,null,null,null,null,1.9875,6694]
[null,null,null,null,null,null,null,null,1.9875,6695]
[null,null,null,null,null,null,null,null,1.9875,6696]
[null,null,null,null,null,null,null,null,1.9875,6697]
[null,null,null,null,null,null,null,null,1.9875,6698]
[null,null,null,null,null,null,null,null,1.9875,6699]
[null,null,null,null,null,null,null,null,1.9875,6700]
[null,null,null,null,null,null,null,null,1.9875,6701]
[null,null,null,null,null,null,null,null,1.9875,6702]
[null,null,null,null,null,null,null,null,1.9875,6703]
[null,null,null,null,null,null,null,null,1.9875,6704]
[null,null,null,null,null,null,null,null,1.9875,6705]
[null,null,null,null,null,null,null,null,1.9875,6706]
[null,null,null,null,null,null,null,null,1.9875,6707]
[null,null,null,null,null,null,null,null,1.9875,6708]
[null,null,null,null,null,null,null,null,1.9875,6709]
[null,null,null,null,null,null,null,null,1.9875,6710]
[null,null,null,null,null,null,null,null,1.9875,6711]
[null,null,null,null,null,null,null,null,1.9875,6712]
[null,null,null,null,null,null,null,null,1.9875,6713]
[null,null,null,null,null,null,null,null,1.9875,6714]
[null,null,null,null,null,null,null,null,1.9875,6715]
[null,null,null,null,null,null,null,null,1.9875,6716]
[null,null,null,null,null,null,null,null,1.9875,6717]
[null,null,null,null,null,null,null,null,1.9875,6718]
[null,null,null,null,null,null,null,null,1.9875,6719]
[null,null,null,null,null,null,null,null,1.9875,6720]
[null,null,null,null,null,null,null,null,1.9875,6721]
[null,null,null,null,null,null,null,null,1.9875,6722]
[null,null,null,null,null,null,null,null,1.9875,6723]
[null,null,null,null,null,null,null,null,1.9875,6724]
[null,null,null,null,null,null,null,null,1.9875,6725]
[null,null,null,null,null,null,null,null,1.9875,6726]
[null,null,null,null,null,null,null,null,1.9875,6727]
[null,null,null,null,null,null,null,null,1.9875,6728]
[null,null,null,null,null,null,null,null,1.9875,6729]
[null,null,null,null,null,null,null,null,1.9875,6730]
[null,null,null,null,null,null,null,null,1.9875,6731]
[null,null,null,null,null,null,null,null,1.9875,6732]
[null,null,null,null,null,null,null,null,1.9875,6733]
[null,null,null,null,null,null,null,null,1.9875,6734]
[null,null,null,null,null,null,null,null,1.9875,6735]
[null,null,null,null,null,null,null,null,1.9875,6736]
[null,null,null,null,null,null,null,null,1.9875,6737]
[null,null,null,null,null,null,null,null,1.9875,6738]
[null,null,null,null,null,null,null,null,1.9875,6739]
[null,null,null,null,null,null,null,null,1.9875,6740]
[null,null,null,null,null,null,null,null,1.9875,6741]
[null,null,null,null,null,null,null,null,1.9875,6742]
[null,null,null,null,null,null,null,null,1.9875,6743]
[null,null,null,null,null,null,null,null,1.9875,6744]
[null,null,null,null,null,null,null,null,1.9875,6745]
[null,null,null,null,null,null,null,null,1.9875,6746]
[null,null,null,null,null,null,null,null,1.9875,6747]
[null,null,null,null,null,null,null,null,1.9875,6748]
[null,null,null,null,null,null,null,null,1.9875,6749]
[null,null,null,null,null,null,null,null,1.9875,6750]
[null,null,null,null,null,null,null,null,1.9875,6751]
[null,null,null,null,null,null,null,null,1.9875,6752]
[null,null,null,null,null,null,null,null,1.9875,6753]
[null,null,null,null,null,null,null,null,1.9875,6754]
[null,null,null,null,null,null,null,null,1.9875,6755]
[null,null,null,null,null,null,null,null,1.9875,6756]
[null,null,null,null,null,null,null,null,1.9875,6757]
[null,null,null,null,null,null,null,null,1.9875,6758]
[null,null,null,null,null,null,null,null,1.9875,6759]
[null,null,null,null,null,null,null,null,1.9875,6760]
[null,null,null,null,null,null,null,null,1.9875,6761]
[null,null,null,null,null,null,null,null,1.9875,6762]
[null,null,null,null,null,null,null,null,1.9875,6763]
[null,null,null,null,null,null,null,null,1.9875,6764]
[null,null,null,null,null,null,null,null,1.9875,6765]
[null,null,null,null,null,null,null,null,1.9875,6766]
[null,null,null,null,null,null,null,null,1.9875,6767]
[null,null,null,null,null,null,null,null,1.9875,6768]
[null,null,null,null,null,null,null,null,1.9875,6769]
[null,null,null,null,null,null,null,null,1.9875,6770]
[null,null,null,null,null,null,null,null,1.9875,6771]
[null,null,null,null,null,null,null,null,1.9875,6772]
[null,null,null,null,null,null,null,null,1.9875,6773]
[null,null,null,null,null,null,null,null,1.9875,6774]
[null,null,null,null,null,null,null,null,1.9875,6775]
[null,null,null,null,null,null,null,null,1.9875,6776]
[null,null,null,null,null,null,null,null,1.9875,6777]
[null,null,null,null,null,null,null,null,1.9875,6778]
[null,null,null,null,null,null,null,null,1.9875,6779]
[null,null,null,null,null,null,null,null,1.9875,6780]
[null,null,null,null,null,null,null,null,1.9875,6781]
[null,null,null,null,null,null,null,null,1.9875,6782]
[null,null,null,null,null,null,null,null,1.9875,6783]
[null,null,null,null,null,null,null,null,1.9875,6784]
[null,null,null,null,null,null,null,null,1.9875,6785]
[null,null,null,null,null,null,null,null,1.9875,6786]
[null,null,null,null,null,null,null,null,1.9875,6787]
[null,null,null,null,null,null,null,null,1.9875,6788]
[null,null,null,null,null,null,null,null,1.9875,6789]
[null,null,null,null,null,null,null,null,1.9875,6790]
[null,null,null,null,null,null,null,null,1.9875,6791]
[null,null,null,null,null,null,null,null,1.9875,6792]
[null,null,null,null,null,null,null,null,1.9875,6793]
[null,null,null,null,null,null,null,null,1.9875,6794]
[null,null,null,null,null,null,null,null,1.9875,6795]
[null,null,null,null,null,null,null,null,1.9875,6796]
[null,null,null,null,null,null,null,null,1.9875,6797]
[null,null,null,null,null,null,null,null,1.9875,6798]
[null,null,null,null,null,null,null,null,1.9875,6799]
[null,null,null,null,null,null,null,null,1.9875,6800]
[null,null,null,null,null,null,null,null,1.9875,6801]
[null,null,null,null,null,null,null,null,1.9875,6802]
[null,null,null,null,null,null,null,null,1.9875,6803]
[null,null,null,null,null,null,null,null,1.9875,6804]
[null,null,null,null,null,null,null,null,1.9875,6805]
[null,null,null,null,null,null,null,null,1.9875,6806]
[null,null,null,null,null,null,null,null,1.9875,6807]
[null,null,null,null,null,null,null,null,1.9875,6808]
[null,null,null,null,null,null,null,null,1.9875,6809]
[null,null,null,null,null,null,null,null,1.9875,6810]
[null,null,null,null,null,null,null,null,1.9875,6811]
[null,null,null,null,null,null,null,null,1.9875,6812]
[null,null,null,null,null,null,null,null,1.9875,6813]
[null,null,null,null,null,null,null,null,1.9875,6814]
[null,null,null,null,null,null,null,null,1.9875,6815]
[null,null,null,null,null,null,null,null,1.9875,6816]
[null,null,null,null,null,null,null,null,1.9875,6817]
[null,null,null,null,null,null,null,null,1.9875,6818]
[null,null,null,null,null,null,null,null,1.9875,6819]
[null,null,null,null,null,null,null,null,1.9875,6820]
[null,null,null,null,null,null,null,null,1.9875,6821]
[null,null,null,null,null,null,null,null,1.9875,6822]
[null,null,null,null,null,null,null,null,1.9875,6823]
[null,null,null,null,null,null,null,null,1.9875,6824]
[null,null,null,null,null,null,null,null,1.9875,6825]
[null,null,null,null,null,null,null,null,1.9875,6826]
[null,null,null,null,null,null,null,null,1.9875,6827]
[null,null,null,null,null,null,null,null,1.9875,6828]
[null,null,null,null,null,null,null,null,1.9875,6829]
[null,null,null,null,null,null,null,null,1.9875,6830]
[null,null,null,null,null,null,null,null,1.9875,6831]
[null,null,null,null,null,null,null,null,1.9875,6832]
[null,null,null,null,null,null,null,null,1.9875,6833]
[null,null,null,null,null,null,null,null,1.9875,6834]
[null,null,null,null,null,null,null,null,1.9875,6835]
[null,null,null,null,null,null,null,null,1.9875,6836]
[null,null,null,null,null,null,null,null,1.9875,6837]
[null,null,null,null,null,null,null,null,1.9875,6838]
[null,null,null,null,null,null,null,null,1.9875,6839]
[null,null,null,null,null,null,null,null,1.9875,6840]
[null,null,null,null,null,null,null,null,1.6125,6841]
[null,null,null,null,null,null,null,null,1.6125,6842]
[null,null,null,null,null,null,null,null,1.6125,6843]
[null,null,null,null,null,null,null,null,1.6125,6844]
[null,null,null,null,null,null,null,null,1.6125,6845]
[null,null,null,null,null,null,null,null,1.6125,6846]
[null,null,null,null,null,null,null,null,1.6125,6847]
[null,null,null,null,null,null,null,null,1.6125,6848]
[null,null,null,null,null,null,null,null,1.6125,6849]
[null,null,null,null,null,null,null,null,1.6125,6850]
[null,null,null,null,null,null,null,null,1.6125,6851]
[null,null,null,null,null,null,null,null,1.6125,6852]
[null,null,null,null,null,null,null,null,1.6125,6853]
[null,null,null,null,null,null,null,null,1.6125,6854]
[null,null,null,null,null,null,null,null,1.6125,6855]
[null,null,null,null,null,null,null,null,1.6125,6856]
[null,null,null,null,null,null,null,null,1.6125,6857]
[null,null,null,null,null,null,null,null,1.6125,6858]
[null,null,null,null,null,null,null,null,1.6125,6859]
[null,null,null,null,null,null,null,null,1.6125,6860]
[null,null,null,null,null,null,null,null,1.6125,6861]
[null,null,null,null,null,null,null,null,1.6125,6862]
[null,null,null,null,null,null,null,null,1.6125,6863]
[null,null,null,null,null,null,null,null,1.6125,6864]
[null,null,null,null,null,null,null,null,1.6125,6865]
[null,null,null,null,null,null,null,null,1.6125,6866]
[null,null,null,null,null,null,null,null,1.6125,6867]
[null,null,null,null,null,null,null,null,1.6125,6868]
[null,null,null,null,null,null,null,null,1.6125,6869]
[null,null,null,null,null,null,null,null,1.6125,6870]
[null,null,null,null,null,null,null,null,1.6125,6871]
[null,null,null,null,null,null,null,null,1.6125,6872]
[null,null,null,null,null,null,null,null,1.6125,6873]
[null,null,null,null,null,null,null,null,1.6125,6874]
[null,null,null,null,null,null,null,null,1.6125,6875]
[null,null,null,null,null,null,null,null,1.6125,6876]
[null,null,null,null,null,null,null,null,1.6125,6877]
[null,null,null,null,null,null,null,null,1.6125,6878]
[null,null,null,null,null,null,null,null,1.6125,6879]
[null,null,null,null,null,null,null,null,1.6125,6880]
[null,null,null,null,null,null,null,null,1.6125,6881]
[null,null,null,null,null,null,null,null,1.6125,6882]
[null,null,null,null,null,null,null,null,1.6125,6883]
[null,null,null,null,null,null,null,null,1.6125,6884]
[null,null,null,null,null,null,null,null,1.6125,6885]
[null,null,null,null,null,null,null,null,1.6125,6886]
[null,null,null,null,null,null,null,null,1.6125,6887]
[null,null,null,null,null,null,null,null,1.6125,6888]
[null,null,null,null,null,null,null,null,1.6125,6889]
[null,null,null,null,null,null,null,null,1.6125,6890]
[null,null,null,null,null,null,null,null,1.6125,6891]
[null,null,null,null,null,null,null,null,1.6125,6892]
[null,null,null,null,null,null,null,null,1.6125,6893]
[null,null,null,null,null,null,null,null,1.6125,6894]
[null,null,null,null,null,null,null,null,1.6125,6895]
[null,null,null,null,null,null,null,null,1.6125,6896]
[null,null,null,null,null,null,null,null,1.6125,6897]
[null,null,null,null,null,null,null,null,1.6125,6898]
[null,null,null,null,null,null,null,null,1.6125,6899]
[null,null,null,null,null,null,null,null,1.6125,6900]
[null,null,null,null,null,null,null,null,1.6125,6901]
[null,null,null,null,null,null,null,null,1.6125,6902]
[null,null,null,null,null,null,null,null,1.6125,6903]
[null,null,null,null,null,null,null,null,1.6125,6904]
[null,null,null,null,null,null,null,null,1.6125,6905]
[null,null,null,null,null,null,null,null,1.6125,6906]
[null,null,null,null,null,null,null,null,1.6125,6907]
[null,null,null,null,null,null,null,null,1.6125,6908]
[null,null,null,null,null,null,null,null,1.6125,6909]
[null,null,null,null,null,null,null,null,1.6125,6910]
[null,null,null,null,null,null,null,null,1.6125,6911]
[null,null,null,null,null,null,null,null,1.6125,6912]
[null,null,null,null,null,null,null,null,1.6125,6913]
[null,null,null,null,null,null,null,null,1.6125,6914]
[null,null,null,null,null,null,null,null,1.6125,6915]
[null,null,null,null,null,null,null,null,1.6125,6916]
[null,null,null,null,null,null,null,null,1.6125,6917]
[null,null,null,null,null,null,null,null,1.6125,6918]
[null,null,null,null,null,null,null,null,1.6125,6919]
[null,null,null,null,null,null,null,null,1.6125,6920]
[null,null,null,null,null,null,null,null,1.6125,6921]
[null,null,null,null,null,null,null,null,1.6125,6922]
[null,null,null,null,null,null,null,null,1.6125,6923]
[null,null,null,null,null,null,null,null,1.6125,6924]
[null,null,null,null,null,null,null,null,1.6125,6925]
[null,null,null,null,null,null,null,null,1.6125,6926]
[null,null,null,null,null,null,null,null,1.6125,6927]
[null,null,null,null,null,null,null,null,1.6125,6928]
[null,null,null,null,null,null,null,null,1.6125,6929]
[null,null,null,null,null,null,null,null,1.6125,6930]
[null,null,null,null,null,null,null,null,1.6125,6931]
[null,null,null,null,null,null,null,null,1.6125,6932]
[null,null,null,null,null,null,null,null,1.6125,6933]
[null,null,null,null,null,null,null,null,1.6125,6934]
[null,null,null,null,null,null,null,null,1.6125,6935]
[null,null,null,null,null,null,null,null,1.6125,6936]
[null,null,null,null,null,null,null,null,1.6125,6937]
[null,null,null,null,null,null,null,null,1.6125,6938]
[null,null,null,null,null,null,null,null,1.6125,6939]
[null,null,null,null,null,null,null,null,1.6125,6940]
[null,null,null,null,null,null,null,null,1.6125,6941]
[null,null,null,null,null,null,null,null,1.6125,6942]
[null,null,null,null,null,null,null,null,1.6125,6943]
[null,null,null,null,null,null,null,null,1.6125,6944]
[null,null,null,null,null,null,null,null,1.6125,6945]
[null,null,null,null,null,null,null,null,1.6125,6946]
[null,null,null,null,null,null,null,null,1.6125,6947]
[null,null,null,null,null,null,null,null,1.6125,6948]
[null,null,null,null,null,null,null,null,1.6125,6949]
[null,null,null,null,null,null,null,null,1.6125,6950]
[null,null,null,null,null,null,null,null,1.6125,6951]
[null,null,null,null,null,null,null,null,1.6125,6952]
[null,null,null,null,null,null,null,null,1.6125,6953]
[null,null,null,null,null,null,null,null,1.6125,6954]
[null,null,null,null,null,null,null,null,1.6125,6955]
[null,null,null,null,null,null,null,null,1.6125,6956]
[null,null,null,null,null,null,null,null,1.6125,6957]
[null,null,null,null,null,null,null,null,1.6125,6958]
[null,null,null,null,null,null,null,null,1.6125,6959]
[null,null,null,null,null,null,null,null,1.6125,6960]
[null,null,null,null,null,null,null,null,1.6125,6961]
[null,null,null,null,null,null,null,null,1.6125,6962]
[null,null,null,null,null,null,null,null,1.6125,6963]
[null,null,null,null,null,null,null,null,1.6125,6964]
[null,null,null,null,null,null,null,null,1.6125,6965]
[null,null,null,null,null,null,null,null,1.6125,6966]
[null,null,null,null,null,null,null,null,1.6125,6967]
[null,null,null,null,null,null,null,null,1.6125,6968]
[null,null,null,null,null,null,null,null,1.6125,6969]
[null,null,null,null,null,null,null,null,1.6125,6970]
[null,null,null,null,null,null,null,null,1.6125,6971]
[null,null,null,null,null,null,null,null,1.6125,6972]
[null,null,null,null,null,null,null,null,1.6125,6973]
[null,null,null,null,null,null,null,null,1.6125,6974]
[null,null,null,null,null,null,null,null,1.6125,6975]
[null,null,null,null,null,null,null,null,1.6125,6976]
[null,null,null,null,null,null,null,null,1.6125,6977]
[null,null,null,null,null,null,null,null,1.6125,6978]
[null,null,null,null,null,null,null,null,1.6125,6979]
[null,null,null,null,null,null,null,null,1.6125,6980]
[null,null,null,null,null,null,null,null,1.6125,6981]
[null,null,null,null,null,null,null,null,1.6125,6982]
[null,null,null,null,null,null,null,null,1.6125,6983]
[null,null,null,null,null,null,null,null,1.6125,6984]
[null,null,null,null,null,null,null,null,1.6125,6985]
[null,null,null,null,null,null,null,null,1.6125,6986]
[null,null,null,null,null,null,null,null,1.6125,6987]
[null,null,null,null,null,null,null,null,1.6125,6988]
[null,null,null,null,null,null,null,null,1.6125,6989]
[null,null,null,null,null,null,null,null,1.6125,6990]
[null,null,null,null,null,null,null,null,1.6125,6991]
[null,null,null,null,null,null,null,null,1.6125,6992]
[null,null,null,null,null,null,null,null,1.6125,6993]
[null,null,null,null,null,null,null,null,1.6125,6994]
[null,null,null,null,null,null,null,null,1.6125,6995]
[null,null,null,null,null,null,null,null,1.6125,6996]
[null,null,null,null,null,null,null,null,1.6125,6997]
[null,null,null,null,null,null,null,null,1.6125,6998]
[null,null,null,null,null,null,null,null,1.6125,6999]
[null,null,null,null,null,null,null,null,1.6125,7000]
[null,null,null,null,null,null,null,null,1.6125,7001]
[null,null,null,null,null,null,null,null,1.6125,7002]
[null,null,null,null,null,null,null,null,1.6125,7003]
[null,null,null,null,null,null,null,null,1.6125,7004]
[null,null,null,null,null,null,null,null,1.6125,7005]
[null,null,null,null,null,null,null,null,1.6125,7006]
[null,null,null,null,null,null,null,null,1.6125,7007]
[null,null,null,null,null,null,null,null,1.6125,7008]
[null,null,null,null,null,null,null,null,1.6125,7009]
[null,null,null,null,null,null,null,null,1.6125,7010]
[null,null,null,null,null,null,null,null,1.6125,7011]
[null,null,null,null,null,null,null,null,1.6125,7012]
[null,null,null,null,null,null,null,null,1.6125,7013]
[null,null,null,null,null,null,null,null,1.6125,7014]
[null,null,null,null,null,null,null,null,1.6125,7015]
[null,null,null,null,null,null,null,null,1.6125,7016]
[null,null,null,null,null,null,null,null,1.6125,7017]
[null,null,null,null,null,null,null,null,1.6125,7018]
[null,null,null,null,null,null,null,null,1.6125,7019]
[null,null,null,null,null,null,null,null,1.6125,7020]
[null,null,null,null,null,null,null,null,1.6125,7021]
[null,null,null,null,null,null,null,null,1.6125,7022]
[null,null,null,null,null,null,null,null,1.6125,7023]
[null,null,null,null,null,null,null,null,1.6125,7024]
[null,null,null,null,null,null,null,null,1.6125,7025]
[null,null,null,null,null,null,null,null,1.6125,7026]
[null,null,null,null,null,null,null,null,1.6125,7027]
[null,null,null,null,null,null,null,null,1.6125,7028]
[null,null,null,null,null,null,null,null,1.6125,7029]
[null,null,null,null,null,null,null,null,1.6125,7030]
[null,null,null,null,null,null,null,null,1.6125,7031]
[null,null,null,null,null,null,null,null,1.6125,7032]
[null,null,null,null,null,null,null,null,1.6125,7033]
[null,null,null,null,null,null,null,null,1.6125,7034]
[null,null,null,null,null,null,null,null,1.6125,7035]
[null,null,null,null,null,null,null,null,1.6125,7036]
[null,null,null,null,null,null,null,null,1.6125,7037]
[null,null,null,null,null,null,null,null,1.6125,7038]
[null,null,null,null,null,null,null,null,1.6125,7039]
[null,null,null,null,null,null,null,null,1.6125,7040]
[null,null,null,null,null,null,null,null,1.6125,7041]
[null,null,null,null,null,null,null,null,1.6125,7042]
[null,null,null,null,null,null,null,null,1.6125,7043]
[null,null,null,null,null,null,null,null,1.6125,7044]
[null,null,null,null,null,null,null,null,1.6125,7045]
[null,null,null,null,null,null,null,null,1.6125,7046]
[null,null,null,null,null,null,null,null,1.6125,7047]
[null,null,null,null,null,null,null,null,1.6125,7048]
[null,null,null,null,null,null,null,null,1.6125,7049]
[null,null,null,null,null,null,null,null,1.6125,7050]
[null,null,null,null,null,null,null,null,1.6125,7051]
[null,null,null,null,null,null,null,null,1.6125,7052]
[null,null,null,null,null,null,null,null,1.6125,7053]
[null,null,null,null,null,null,null,null,1.6125,7054]
[null,null,null,null,null,null,null,null,1.6125,7055]
[null,null,null,null,null,null,null,null,1.6125,7056]
[null,null,null,null,null,null,null,null,1.6125,7057]
[null,null,null,null,null,null,null,null,1.6125,7058]
[null,null,null,null,null,null,null,null,1.6125,7059]
[null,null,null,null,null,null,null,null,1.6125,7060]
[null,null,null,null,null,null,null,null,1.6125,7061]
[null,null,null,null,null,null,null,null,1.6125,7062]
[null,null,null,null,null,null,null,null,1.6125,7063]
[null,null,null,null,null,null,null,null,1.6125,7064]
[null,null,null,null,null,null,null,null,1.6125,7065]
[null,null,null,null,null,null,null,null,1.6125,7066]
[null,null,null,null,null,null,null,null,1.6125,7067]
[null,null,null,null,null,null,null,null,1.6125,7068]
[null,null,null,null,null,null,null,null,1.6125,7069]
[null,null,null,null,null,null,null,null,1.6125,7070]
[null,null,null,null,null,null,null,null,1.6125,7071]
[null,null,null,null,null,null,null,null,1.6125,7072]
[null,null,null,null,null,null,null,null,1.6125,7073]
[null,null,null,null,null,null,null,null,1.6125,7074]
[null,null,null,null,null,null,null,null,1.6125,7075]
[null,null,null,null,null,null,null,null,1.6125,7076]
[null,null,null,null,null,null,null,null,1.6125,7077]
[null,null,null,null,null,null,null,null,1.6125,7078]
[null,null,null,null,null,null,null,null,1.6125,7079]
[null,null,null,null,null,null,null,null,1.6125,7080]
[null,null,null,null,null,null,null,null,1.2,7081]
[null,null,null,null,null,null,null,null,1.2,7082]
[null,null,null,null,null,null,null,null,1.2,7083]
[null,null,null,null,null,null,null,null,1.2,7084]
[null,null,null,null,null,null,null,null,1.2,7085]
[null,null,null,null,null,null,null,null,1.2,7086]
[null,null,null,null,null,null,null,null,1.2,7087]
[null,null,null,null,null,null,null,null,1.2,7088]
[null,null,null,null,null,null,null,null,1.2,7089]
[null,null,null,null,null,null,null,null,1.2,7090]
[null,null,null,null,null,null,null,null,1.2,7091]
[null,null,null,null,null,null,null,null,1.2,7092]
[null,null,null,null,null,null,null,null,1.2,7093]
[null,null,null,null,null,null,null,null,1.2,7094]
[null,null,null,null,null,null,null,null,1.2,7095]
[null,null,null,null,null,null,null,null,1.2,7096]
[null,null,null,null,null,null,null,null,1.2,7097]
[null,null,null,null,null,null,null,null,1.2,7098]
[null,null,null,null,null,null,null,null,1.2,7099]
[null,null,null,null,null,null,null,null,1.2,7100]
[null,null,null,null,null,null,null,null,1.2,7101]
[null,null,null,null,null,null,null,null,1.2,7102]
[null,null,null,null,null,null,null,null,1.2,7103]
[null,null,null,null,null,null,null,null,1.2,7104]
[null,null,null,null,null,null,null,null,1.2,7105]
[null,null,null,null,null,null,null,null,1.2,7106]
[null,null,null,null,null,null,null,null,1.2,7107]
[null,null,null,null,null,null,null,null,1.2,7108]
[null,null,null,null,null,null,null,null,1.2,7109]
[null,null,null,null,null,null,null,null,1.2,7110]
[null,null,null,null,null,null,null,null,1.2,7111]
[null,null,null,null,null,null,null,null,1.2,7112]
[null,null,null,null,null,null,null,null,1.2,7113]
[null,null,null,null,null,null,null,null,1.2,7114]
[null,null,null,null,null,null,null,null,1.2,7115]
[null,null,null,null,null,null,null,null,1.2,7116]
[null,null,null,null,null,null,null,null,1.2,7117]
[null,null,null,null,null,null,null,null,1.2,7118]
[null,null,null,null,null,null,null,null,1.2,7119]
[null,null,null,null,null,null,null,null,1.2,7120]
[null,null,null,null,null,null,null,null,1.2,7121]
[null,null,null,null,null,null,null,null,1.2,7122]
[null,null,null,null,null,null,null,null,1.2,7123]
[null,null,null,null,null,null,null,null,1.2,7124]
[null,null,null,null,null,null,null,null,1.2,7125]
[null,null,null,null,null,null,null,null,1.2,7126]
[null,null,null,null,null,null,null,null,1.2,7127]
[null,null,null,null,null,null,null,null,1.2,7128]
[null,null,null,null,null,null,null,null,1.2,7129]
[null,null,null,null,null,null,null,null,1.2,7130]
[null,null,null,null,null,null,null,null,1.2,7131]
[null,null,null,null,null,null,null,null,1.2,7132]
[null,null,null,null,null,null,null,null,1.2,7133]
[null,null,null,null,null,null,null,null,1.2,7134]
[null,null,null,null,null,null,null,null,1.2,7135]
[null,null,null,null,null,null,null,null,1.2,7136]
[null,null,null,null,null,null,null,null,1.2,7137]
[null,null,null,null,null,null,null,null,1.2,7138]
[null,null,null,null,null,null,null,null,1.2,7139]
[null,null,null,null,null,null,null,null,1.2,7140]
[null,null,null,null,null,null,null,null,1.2,7141]
[null,null,null,null,null,null,null,null,1.2,7142]
[null,null,null,null,null,null,null,null,1.2,7143]
[null,null,null,null,null,null,null,null,1.2,7144]
[null,null,null,null,null,null,null,null,1.2,7145]
[null,null,null,null,null,null,null,null,1.2,7146]
[null,null,null,null,null,null,null,null,1.2,7147]
[null,null,null,null,null,null,null,null,1.2,7148]
[null,null,null,null,null,null,null,null,1.2,7149]
[null,null,null,null,null,null,null,null,1.2,7150]
[null,null,null,null,null,null,null,null,1.2,7151]
[null,null,null,null,null,null,null,null,1.2,7152]
[null,null,null,null,null,null,null,null,1.2,7153]
[null,null,null,null,null,null,null,null,1.2,7154]
[null,null,null,null,null,null,null,null,1.2,7155]
[null,null,null,null,null,null,null,null,1.2,7156]
[null,null,null,null,null,null,null,null,1.2,7157]
[null,null,null,null,null,null,null,null,1.2,7158]
[null,null,null,null,null,null,null,null,1.2,7159]
[null,null,null,null,null,null,null,null,1.2,7160]
[null,null,null,null,null,null,null,null,1.2,7161]
[null,null,null,null,null,null,null,null,1.2,7162]
[null,null,null,null,null,null,null,null,1.2,7163]
[null,null,null,null,null,null,null,null,1.2,7164]
[null,null,null,null,null,null,null,null,1.2,7165]
[null,null,null,null,null,null,null,null,1.2,7166]
[null,null,null,null,null,null,null,null,1.2,7167]
[null,null,null,null,null,null,null,null,1.2,7168]
[null,null,null,null,null,null,null,null,1.2,7169]
[null,null,null,null,null,null,null,null,1.2,7170]
[null,null,null,null,null,null,null,null,1.2,7171]
[null,null,null,null,null,null,null,null,1.2,7172]
[null,null,null,null,null,null,null,null,1.2,7173]
[null,null,null,null,null,null,null,null,1.2,7174]
[null,null,null,null,null,null,null,null,1.2,7175]
[null,null,null,null,null,null,null,null,1.2,7176]
[null,null,null,null,null,null,null,null,1.2,7177]
[null,null,null,null,null,null,null,null,1.2,7178]
[null,null,null,null,null,null,null,null,1.2,7179]
[null,null,null,null,null,null,null,null,1.2,7180]
[null,null,null,null,null,null,null,null,1.2,7181]
[null,null,null,null,null,null,null,null,1.2,7182]
[null,null,null,null,null,null,null,null,1.2,7183]
[null,null,null,null,null,null,null,null,1.2,7184]
[null,null,null,null,null,null,null,null,1.2,7185]
[null,null,null,null,null,null,null,null,1.2,7186]
[null,null,null,null,null,null,null,null,1.2,7187]
[null,null,null,null,null,null,null,null,1.2,7188]
[null,null,null,null,null,null,null,null,1.2,7189]
[null,null,null,null,null,null,null,null,1.2,7190]
[null,null,null,null,null,null,null,null,1.2,7191]
[null,null,null,null,null,null,null,null,1.2,7192]
[null,null,null,null,null,null,null,null,1.2,7193]
[null,null,null,null,null,null,null,null,1.2,7194]
[null,null,null,null,null,null,null,null,1.2,7195]
[null,null,null,null,null,null,null,null,1.2,7196]
[null,null,null,null,null,null,null,null,1.2,7197]
[null,null,null,null,null,null,null,null,1.2,7198]
[null,null,null,null,null,null,null,null,1.2,7199]
[null,null,null,null,null,null,null,null,1.2,7200]
[null,null,null,null,null,null,null,null,0.78750000000000009,7201]
[null,null,null,null,null,null,null,null,0.78750000000000009,7202]
[null,null,null,null,null,null,null,null,0.78750000000000009,7203]
[null,null,null,null,null,null,null,null,0.78750000000000009,7204]
[null,null,null,null,null,null,null,null,0.78750000000000009,7205]
[null,null,null,null,null,null,null,null,0.78750000000000009,7206]
[null,null,null,null,null,null,null,null,0.78750000000000009,7207]
[null,null,null,null,null,null,null,null,0.78750000000000009,7208]
[null,null,null,null,null,null,null,null,0.78750000000000009,7209]
[null,null,null,null,null,null,null,null,0.78750000000000009,7210]
[null,null,null,null,null,null,null,null,0.78750000000000009,7211]
[null,null,null,null,null,null,null,null,0.78750000000000009,7212]
[null,null,null,null,null,null,null,null,0.78750000000000009,7213]
[null,null,null,null,null,null,null,null,0.78750000000000009,7214]
[null,null,null,null,null,null,null,null,0.78750000000000009,7215]
[null,null,null,null,null,null,null,null,0.78750000000000009,7216]
[null,null,null,null,null,null,null,null,0.78750000000000009,7217]
[null,null,null,null,null,null,null,null,0.78750000000000009,7218]
[null,null,null,null,null,null,null,null,0.78750000000000009,7219]
[null,null,null,null,null,null,null,null,0.78750000000000009,7220]
[null,null,null,null,null,null,null,null,0.78750000000000009,7221]
[null,null,null,null,null,null,null,null,0.78750000000000009,7222]
[null,null,null,null,null,null,null,null,0.78750000000000009,7223]
[null,null,null,null,null,null,null,null,0.78750000000000009,7224]
[null,null,null,null,null,null,null,null,0.78750000000000009,7225]
[null,null,null,null,null,null,null,null,0.78750000000000009,7226]
[null,null,null,null,null,null,null,null,0.78750000000000009,7227]
[null,null,null,null,null,null,null,null,0.78750000000000009,7228]
[null,null,null,null,null,null,null,null,0.78750000000000009,7229]
[null,null,null,null,null,null,null,null,0.78750000000000009,7230]
[null,null,null,null,null,null,null,null,0.78750000000000009,7231]
[null,null,null,null,null,null,null,null,0.78750000000000009,7232]
[null,null,null,null,null,null,null,null,0.78750000000000009,7233]
[null,null,null,null,null,null,null,null,0.78750000000000009,7234]
[null,null,null,null,null,null,null,null,0.78750000000000009,7235]
[null,null,null,null,null,null,null,null,0.78750000000000009,7236]
[null,null,null,null,null,null,null,null,0.78750000000000009,7237]
[null,null,null,null,null,null,null,null,0.78750000000000009,7238]
[null,null,null,null,null,null,null,null,0.78750000000000009,7239]
[null,null,null,null,null,null,null,null,0.78750000000000009,7240]
[null,null,null,null,null,null,null,null,0.78750000000000009,7241]
[null,null,null,null,null,null,null,null,0.78750000000000009,7242]
[null,null,null,null,null,null,null,null,0.78750000000000009,7243]
[null,null,null,null,null,null,null,null,0.78750000000000009,7244]
[null,null,null,null,null,null,null,null,0.78750000000000009,7245]
[null,null,null,null,null,null,null,null,0.78750000000000009,7246]
[null,null,null,null,null,null,null,null,0.78750000000000009,7247]
[null,null,null,null,null,null,null,null,0.78750000000000009,7248]
[null,null,null,null,null,null,null,null,0.78750000000000009,7249]
[null,null,null,null,null,null,null,null,0.78750000000000009,7250]
[null,null,null,null,null,null,null,null,0.78750000000000009,7251]
[null,null,null,null,null,null,null,null,0.78750000000000009,7252]
[null,null,null,null,null,null,null,null,0.78750000000000009,7253]
[null,null,null,null,null,null,null,null,0.78750000000000009,7254]
[null,null,null,null,null,null,null,null,0.78750000000000009,7255]
[null,null,null,null,null,null,null,null,0.78750000000000009,7256]
[null,null,null,null,null,null,null,null,0.78750000000000009,7257]
[null,null,null,null,null,null,null,null,0.78750000000000009,7258]
[null,null,null,null,null,null,null,null,0.78750000000000009,7259]
[null,null,null,null,null,null,null,null,0.78750000000000009,7260]
[null,null,null,null,null,null,null,null,0.78750000000000009,7261]
[null,null,null,null,null,null,null,null,0.78750000000000009,7262]
[null,null,null,null,null,null,null,null,0.78750000000000009,7263]
[null,null,null,null,null,null,null,null,0.78750000000000009,7264]
[null,null,null,null,null,null,null,null,0.78750000000000009,7265]
[null,null,null,null,null,null,null,null,0.78750000000000009,7266]
[null,null,null,null,null,null,null,null,0.78750000000000009,7267]
[null,null,null,null,null,null,null,null,0.78750000000000009,7268]
[null,null,null,null,null,null,null,null,0.78750000000000009,7269]
[null,null,null,null,null,null,null,null,0.78750000000000009,7270]
[null,null,null,null,null,null,null,null,0.78750000000000009,7271]
[null,null,null,null,null,null,null,null,0.78750000000000009,7272]
[null,null,null,null,null,null,null,null,0.78750000000000009,7273]
[null,null,null,null,null,null,null,null,0.78750000000000009,7274]
[null,null,null,null,null,null,null,null,0.78750000000000009,7275]
[null,null,null,null,null,null,null,null,0.78750000000000009,7276]
[null,null,null,null,null,null,null,null,0.78750000000000009,7277]
[null,null,null,null,null,null,null,null,0.78750000000000009,7278]
[null,null,null,null,null,null,null,null,0.78750000000000009,7279]
[null,null,null,null,null,null,null,null,0.78750000000000009,7280]
[null,null,null,null,null,null,null,null,0.78750000000000009,7281]
[null,null,null,null,null,null,null,null,0.78750000000000009,7282]
[null,null,null,null,null,null,null,null,0.78750000000000009,7283]
[null,null,null,null,null,null,null,null,0.78750000000000009,7284]
[null,null,null,null,null,null,null,null,0.78750000000000009,7285]
[null,null,null,null,null,null,null,null,0.78750000000000009,7286]
[null,null,null,null,null,null,null,null,0.78750000000000009,7287]
[null,null,null,null,null,null,null,null,0.78750000000000009,7288]
[null,null,null,null,null,null,null,null,0.78750000000000009,7289]
[null,null,null,null,null,null,null,null,0.78750000000000009,7290]
[null,null,null,null,null,null,null,null,0.78750000000000009,7291]
[null,null,null,null,null,null,null,null,0.78750000000000009,7292]
[null,null,null,null,null,null,null,null,0.78750000000000009,7293]
[null,null,null,null,null,null,null,null,0.78750000000000009,7294]
[null,null,null,null,null,null,null,null,0.78750000000000009,7295]
[null,null,null,null,null,null,null,null,0.78750000000000009,7296]
[null,null,null,null,null,null,null,null,0.78750000000000009,7297]
[null,null,null,null,null,null,null,null,0.78750000000000009,7298]
[null,null,null,null,null,null,null,null,0.78750000000000009,7299]
[null,null,null,null,null,null,null,null,0.78750000000000009,7300]
[null,null,null,null,null,null,null,null,0.78750000000000009,7301]
[null,null,null,null,null,null,null,null,0.78750000000000009,7302]
[null,null,null,null,null,null,null,null,0.78750000000000009,7303]
[null,null,null,null,null,null,null,null,0.78750000000000009,7304]
[null,null,null,null,null,null,null,null,0.78750000000000009,7305]
[null,null,null,null,null,null,null,null,0.78750000000000009,7306]
[null,null,null,null,null,null,null,null,0.78750000000000009,7307]
[null,null,null,null,null,null,null,null,0.78750000000000009,7308]
[null,null,null,null,null,null,null,null,0.78750000000000009,7309]
[null,null,null,null,null,null,null,null,0.78750000000000009,7310]
[null,null,null,null,null,null,null,null,0.78750000000000009,7311]
[null,null,null,null,null,null,null,null,0.78750000000000009,7312]
[null,null,null,null,null,null,null,null,0.78750000000000009,7313]
[null,null,null,null,null,null,null,null,0.78750000000000009,7314]
[null,null,null,null,null,null,null,null,0.78750000000000009,7315]
[null,null,null,null,null,null,null,null,0.78750000000000009,7316]
[null,null,null,null,null,null,null,null,0.78750000000000009,7317]
[null,null,null,null,null,null,null,null,0.78750000000000009,7318]
[null,null,null,null,null,null,null,null,0.78750000000000009,7319]
[null,null,null,null,null,null,null,null,0.78750000000000009,7320]
[null,null,null,null,null,null,null,null,0.78750000000000009,7321]
[null,null,null,null,null,null,null,null,0.78750000000000009,7322]
[null,null,null,null,null,null,null,null,0.78750000000000009,7323]
[null,null,null,null,null,null,null,null,0.78750000000000009,7324]
[null,null,null,null,null,null,null,null,0.78750000000000009,7325]
[null,null,null,null,null,null,null,null,0.78750000000000009,7326]
[null,null,null,null,null,null,null,null,0.78750000000000009,7327]
[null,null,null,null,null,null,null,null,0.78750000000000009,7328]
[null,null,null,null,null,null,null,null,0.78750000000000009,7329]
[null,null,null,null,null,null,null,null,0.78750000000000009,7330]
[null,null,null,null,null,null,null,null,0.78750000000000009,7331]
[null,null,null,null,null,null,null,null,0.78750000000000009,7332]
[null,null,null,null,null,null,null,null,0.78750000000000009,7333]
[null,null,null,null,null,null,null,null,0.78750000000000009,7334]
[null,null,null,null,null,null,null,null,0.78750000000000009,7335]
[null,null,null,null,null,null,null,null,0.78750000000000009,7336]
[null,null,null,null,null,null,null,null,0.78750000000000009,7337]
[null,null,null,null,null,null,null,null,0.78750000000000009,7338]
[null,null,null,null,null,null,null,null,0.78750000000000009,7339]
[null,null,null,null,null,null,null,null,0.78750000000000009,7340]
[null,null,null,null,null,null,null,null,0.78750000000000009,7341]
[null,null,null,null,null,null,null,null,0.78750000000000009,7342]
[null,null,null,null,null,null,null,null,0.78750000000000009,7343]
[null,null,null,null,null,null,null,null,0.78750000000000009,7344]
[null,null,null,null,null,null,null,null,0.78750000000000009,7345]
[null,null,null,null,null,null,null,null,0.78750000000000009,7346]
[null,null,null,null,null,null,null,null,0.78750000000000009,7347]
[null,null,null,null,null,null,null,null,0.78750000000000009,7348]
[null,null,null,null,null,null,null,null,0.78750000000000009,7349]
[null,null,null,null,null,null,null,null,0.78750000000000009,7350]
[null,null,null,null,null,null,null,null,0.78750000000000009,7351]
[null,null,null,null,null,null,null,null,0.78750000000000009,7352]
[null,null,null,null,null,null,null,null,0.78750000000000009,7353]
[null,null,null,null,null,null,null,null,0.78750000000000009,7354]
[null,null,null,null,null,null,null,null,0.78750000000000009,7355]
[null,null,null,null,null,null,null,null,0.78750000000000009,7356]
[null,null,null,null,null,null,null,null,0.78750000000000009,7357]
[null,null,null,null,null,null,null,null,0.78750000000000009,7358]
[null,null,null,null,null,null,null,null,0.78750000000000009,7359]
[null,null,null,null,null,null,null,null,0.78750000000000009,7360]
[null,null,null,null,null,null,null,null,0.78750000000000009,7361]
[null,null,null,null,null,null,null,null,0.78750000000000009,7362]
[null,null,null,null,null,null,null,null,0.78750000000000009,7363]
[null,null,null,null,null,null,null,null,0.78750000000000009,7364]
[null,null,null,null,null,null,null,null,0.78750000000000009,7365]
[null,null,null,null,null,null,null,null,0.78750000000000009,7366]
[null,null,null,null,null,null,null,null,0.78750000000000009,7367]
[null,null,null,null,null,null,null,null,0.78750000000000009,7368]
[null,null,null,null,null,null,null,null,0.78750000000000009,7369]
[null,null,null,null,null,null,null,null,0.78750000000000009,7370]
[null,null,null,null,null,null,null,null,0.78750000000000009,7371]
[null,null,null,null,null,null,null,null,0.78750000000000009,7372]
[null,null,null,null,null,null,null,null,0.78750000000000009,7373]
[null,null,null,null,null,null,null,null,0.78750000000000009,7374]
[null,null,null,null,null,null,null,null,0.78750000000000009,7375]
[null,null,null,null,null,null,null,null,0.78750000000000009,7376]
[null,null,null,null,null,null,null,null,0.78750000000000009,7377]
[null,null,null,null,null,null,null,null,0.78750000000000009,7378]
[null,null,null,null,null,null,null,null,0.78750000000000009,7379]
[null,null,null,null,null,null,null,null,0.78750000000000009,7380]
[null,null,null,null,null,null,null,null,0.78750000000000009,7381]
[null,null,null,null,null,null,null,null,0.78750000000000009,7382]
[null,null,null,null,null,null,null,null,0.78750000000000009,7383]
[null,null,null,null,null,null,null,null,0.78750000000000009,7384]
[null,null,null,null,null,null,null,null,0.78750000000000009,7385]
[null,null,null,null,null,null,null,null,0.78750000000000009,7386]
[null,null,null,null,null,null,null,null,0.78750000000000009,7387]
[null,null,null,null,null,null,null,null,0.78750000000000009,7388]
[null,null,null,null,null,null,null,null,0.78750000000000009,7389]
[null,null,null,null,null,null,null,null,0.78750000000000009,7390]
[null,null,null,null,null,null,null,null,0.78750000000000009,7391]
[null,null,null,null,null,null,null,null,0.78750000000000009,7392]
[null,null,null,null,null,null,null,null,0.78750000000000009,7393]
[null,null,null,null,null,null,null,null,0.78750000000000009,7394]
[null,null,null,null,null,null,null,null,0.78750000000000009,7395]
[null,null,null,null,null,null,null,null,0.78750000000000009,7396]
[null,null,null,null,null,null,null,null,0.78750000000000009,7397]
[null,null,null,null,null,null,null,null,0.78750000000000009,7398]
[null,null,null,null,null,null,null,null,0.78750000000000009,7399]
[null,null,null,null,null,null,null,null,0.78750000000000009,7400]
[null,null,null,null,null,null,null,null,0.78750000000000009,7401]
[null,null,null,null,null,null,null,null,0.78750000000000009,7402]
[null,null,null,null,null,null,null,null,0.78750000000000009,7403]
[null,null,null,null,null,null,null,null,0.78750000000000009,7404]
[null,null,null,null,null,null,null,null,0.78750000000000009,7405]
[null,null,null,null,null,null,null,null,0.78750000000000009,7406]
[null,null,null,null,null,null,null,null,0.78750000000000009,7407]
[null,null,null,null,null,null,null,null,0.78750000000000009,7408]
[null,null,null,null,null,null,null,null,0.78750000000000009,7409]
[null,null,null,null,null,null,null,null,0.78750000000000009,7410]
[null,null,null,null,null,null,null,null,0.78750000000000009,7411]
[null,null,null,null,null,null,null,null,0.78750000000000009,7412]
[null,null,null,null,null,null,null,null,0.78750000000000009,7413]
[null,null,null,null,null,null,null,null,0.78750000000000009,7414]
[null,null,null,null,null,null,null,null,0.78750000000000009,7415]
[null,null,null,null,null,null,null,null,0.78750000000000009,7416]
[null,null,null,null,null,null,null,null,0.78750000000000009,7417]
[null,null,null,null,null,null,null,null,0.78750000000000009,7418]
[null,null,null,null,null,null,null,null,0.78750000000000009,7419]
[null,null,null,null,null,null,null,null,0.78750000000000009,7420]
[null,null,null,null,null,null,null,null,0.78750000000000009,7421]
[null,null,null,null,null,null,null,null,0.78750000000000009,7422]
[null,null,null,null,null,null,null,null,0.78750000000000009,7423]
[null,null,null,null,null,null,null,null,0.78750000000000009,7424]
[null,null,null,null,null,null,null,null,0.78750000000000009,7425]
[null,null,null,null,null,null,null,null,0.78750000000000009,7426]
[null,null,null,null,null,null,null,null,0.78750000000000009,7427]
[null,null,null,null,null,null,null,null,0.78750000000000009,7428]
[null,null,null,null,null,null,null,null,0.78750000000000009,7429]
[null,null,null,null,null,null,null,null,0.78750000000000009,7430]
[null,null,null,null,null,null,null,null,0.78750000000000009,7431]
[null,null,null,null,null,null,null,null,0.78750000000000009,7432]
[null,null,null,null,null,null,null,null,0.78750000000000009,7433]
[null,null,null,null,null,null,null,null,0.78750000000000009,7434]
[null,null,null,null,null,null,null,null,0.78750000000000009,7435]
[null,null,null,null,null,null,null,null,0.78750000000000009,7436]
[null,null,null,null,null,null,null,null,0.78750000000000009,7437]
[null,null,null,null,null,null,null,null,0.78750000000000009,7438]
[null,null,null,null,null,null,null,null,0.78750000000000009,7439]
[null,null,null,null,null,null,null,null,0.78750000000000009,7440]
[null,null,null,null,null,null,null,null,0.78750000000000009,7441]
[null,null,null,null,null,null,null,null,0.78750000000000009,7442]
[null,null,null,null,null,null,null,null,0.78750000000000009,7443]
[null,null,null,null,null,null,null,null,0.78750000000000009,7444]
[null,null,null,null,null,null,null,null,0.78750000000000009,7445]
[null,null,null,null,null,null,null,null,0.78750000000000009,7446]
[null,null,null,null,null,null,null,null,0.78750000000000009,7447]
[null,null,null,null,null,null,null,null,0.78750000000000009,7448]
[null,null,null,null,null,null,null,null,0.78750000000000009,7449]
[null,null,null,null,null,null,null,null,0.78750000000000009,7450]
[null,null,null,null,null,null,null,null,0.78750000000000009,7451]
[null,null,null,null,null,null,null,null,0.78750000000000009,7452]
[null,null,null,null,null,null,null,null,0.78750000000000009,7453]
[null,null,null,null,null,null,null,null,0.78750000000000009,7454]
[null,null,null,null,null,null,null,null,0.78750000000000009,7455]
[null,null,null,null,null,null,null,null,0.78750000000000009,7456]
[null,null,null,null,null,null,null,null,0.78750000000000009,7457]
[null,null,null,null,null,null,null,null,0.78750000000000009,7458]
[null,null,null,null,null,null,null,null,0.78750000000000009,7459]
[null,null,null,null,null,null,null,null,0.78750000000000009,7460]
[null,null,null,null,null,null,null,null,0.78750000000000009,7461]
[null,null,null,null,null,null,null,null,0.78750000000000009,7462]
[null,null,null,null,null,null,null,null,0.78750000000000009,7463]
[null,null,null,null,null,null,null,null,0.78750000000000009,7464]
[null,null,null,null,null,null,null,null,0.78750000000000009,7465]
[null,null,null,null,null,null,null,null,0.78750000000000009,7466]
[null,null,null,null,null,null,null,null,0.78750000000000009,7467]
[null,null,null,null,null,null,null,null,0.78750000000000009,7468]
[null,null,null,null,null,null,null,null,0.78750000000000009,7469]
[null,null,null,null,null,null,null,null,0.78750000000000009,7470]
[null,null,null,null,null,null,null,null,0.78750000000000009,7471]
[null,null,null,null,null,null,null,null,0.78750000000000009,7472]
[null,null,null,null,null,null,null,null,0.78750000000000009,7473]
[null,null,null,null,null,null,null,null,0.78750000000000009,7474]
[null,null,null,null,null,null,null,null,0.78750000000000009,7475]
[null,null,null,null,null,null,null,null,0.78750000000000009,7476]
[null,null,null,null,null,null,null,null,0.78750000000000009,7477]
[null,null,null,null,null,null,null,null,0.78750000000000009,7478]
[null,null,null,null,null,null,null,null,0.78750000000000009,7479]
[null,null,null,null,null,null,null,null,0.78750000000000009,7480]
[null,null,null,null,null,null,null,null,0.78750000000000009,7481]
[null,null,null,null,null,null,null,null,0.78750000000000009,7482]
[null,null,null,null,null,null,null,null,0.78750000000000009,7483]
[null,null,null,null,null,null,null,null,0.78750000000000009,7484]
[null,null,null,null,null,null,null,null,0.78750000000000009,7485]
[null,null,null,null,null,null,null,null,0.78750000000000009,7486]
[null,null,null,null,null,null,null,null,0.78750000000000009,7487]
[null,null,null,null,null,null,null,null,0.78750000000000009,7488]
[null,null,null,null,null,null,null,null,0.78750000000000009,7489]
[null,null,null,null,null,null,null,null,0.78750000000000009,7490]
[null,null,null,null,null,null,null,null,0.78750000000000009,7491]
[null,null,null,null,null,null,null,null,0.78750000000000009,7492]
[null,null,null,null,null,null,null,null,0.78750000000000009,7493]
[null,null,null,null,null,null,null,null,0.78750000000000009,7494]
[null,null,null,null,null,null,null,null,0.78750000000000009,7495]
[null,null,null,null,null,null,null,null,0.78750000000000009,7496]
[null,null,null,null,null,null,null,null,0.78750000000000009,7497]
[null,null,null,null,null,null,null,null,0.78750000000000009,7498]
[null,null,null,null,null,null,null,null,0.78750000000000009,7499]
[null,null,null,null,null,null,null,null,0.78750000000000009,7500]
[null,null,null,null,null,null,null,null,0.78750000000000009,7501]
[null,null,null,null,null,null,null,null,0.78750000000000009,7502]
[null,null,null,null,null,null,null,null,0.78750000000000009,7503]
[null,null,null,null,null,null,null,null,0.78750000000000009,7504]
[null,null,null,null,null,null,null,null,0.78750000000000009,7505]
[null,null,null,null,null,null,null,null,0.78750000000000009,7506]
[null,null,null,null,null,null,null,null,0.78750000000000009,7507]
[null,null,null,null,null,null,null,null,0.78750000000000009,7508]
[null,null,null,null,null,null,null,null,0.78750000000000009,7509]
[null,null,null,null,null,null,null,null,0.78750000000000009,7510]
[null,null,null,null,null,null,null,null,0.78750000000000009,7511]
[null,null,null,null,null,null,null,null,0.78750000000000009,7512]
[null,null,null,null,null,null,null,null,0.78750000000000009,7513]
[null,null,null,null,null,null,null,null,0.78750000000000009,7514]
[null,null,null,null,null,null,null,null,0.78750000000000009,7515]
[null,null,null,null,null,null,null,null,0.78750000000000009,7516]
[null,null,null,null,null,null,null,null,0.78750000000000009,7517]
[null,null,null,null,null,null,null,null,0.78750000000000009,7518]
[null,null,null,null,null,null,null,null,0.78750000000000009,7519]
[null,null,null,null,null,null,null,null,0.78750000000000009,7520]
[null,null,null,null,null,null,null,null,0.78750000000000009,7521]
[null,null,null,null,null,null,null,null,0.78750000000000009,7522]
[null,null,null,null,null,null,null,null,0.78750000000000009,7523]
[null,null,null,null,null,null,null,null,0.78750000000000009,7524]
[null,null,null,null,null,null,null,null,0.78750000000000009,7525]
[null,null,null,null,null,null,null,null,0.78750000000000009,7526]
[null,null,null,null,null,null,null,null,0.78750000000000009,7527]
[null,null,null,null,null,null,null,null,0.78750000000000009,7528]
[null,null,null,null,null,null,null,null,0.78750000000000009,7529]
[null,null,null,null,null,null,null,null,0.78750000000000009,7530]
[null,null,null,null,null,null,null,null,0.78750000000000009,7531]
[null,null,null,null,null,null,null,null,0.78750000000000009,7532]
[null,null,null,null,null,null,null,null,0.78750000000000009,7533]
[null,null,null,null,null,null,null,null,0.78750000000000009,7534]
[null,null,null,null,null,null,null,null,0.78750000000000009,7535]
[null,null,null,null,null,null,null,null,0.78750000000000009,7536]
[null,null,null,null,null,null,null,null,0.78750000000000009,7537]
[null,null,null,null,null,null,null,null,0.78750000000000009,7538]
[null,null,null,null,null,null,null,null,0.78750000000000009,7539]
[null,null,null,null,null,null,null,null,0.78750000000000009,7540]
[null,null,null,null,null,null,null,null,0.78750000000000009,7541]
[null,null,null,null,null,null,null,null,0.78750000000000009,7542]
[null,null,null,null,null,null,null,null,0.78750000000000009,7543]
[null,null,null,null,null,null,null,null,0.78750000000000009,7544]
[null,null,null,null,null,null,null,null,0.78750000000000009,7545]
[null,null,null,null,null,null,null,null,0.78750000000000009,7546]
[null,null,null,null,null,null,null,null,0.78750000000000009,7547]
[null,null,null,null,null,null,null,null,0.78750000000000009,7548]
[null,null,null,null,null,null,null,null,0.78750000000000009,7549]
[null,null,null,null,null,null,null,null,0.78750000000000009,7550]
[null,null,null,null,null,null,null,null,0.78750000000000009,7551]
[null,null,null,null,null,null,null,null,0.78750000000000009,7552]
[null,null,null,null,null,null,null,null,0.78750000000000009,7553]
[null,null,null,null,null,null,null,null,0.78750000000000009,7554]
[null,null,null,null,null,null,null,null,0.78750000000000009,7555]
[null,null,null,null,null,null,null,null,0.78750000000000009,7556]
[null,null,null,null,null,null,null,null,0.78750000000000009,7557]
[null,null,null,null,null,null,null,null,0.78750000000000009,7558]
[null,null,null,null,null,null,null,null,0.78750000000000009,7559]
[null,null,null,null,null,null,null,null,0.78750000000000009,7560]
[null,null,null,null,null,null,null,null,0.78750000000000009,7561]
[null,null,null,null,null,null,null,null,0.78750000000000009,7562]
[null,null,null,null,null,null,null,null,0.78750000000000009,7563]
[null,null,null,null,null,null,null,null,0.78750000000000009,7564]
[null,null,null,null,null,null,null,null,0.78750000000000009,7565]
[null,null,null,null,null,null,null,null,0.78750000000000009,7566]
[null,null,null,null,null,null,null,null,0.78750000000000009,7567]
[null,null,null,null,null,null,null,null,0.78750000000000009,7568]
[null,null,null,null,null,null,null,null,0.78750000000000009,7569]
[null,null,null,null,null,null,null,null,0.78750000000000009,7570]
[null,null,null,null,null,null,null,null,0.78750000000000009,7571]
[null,null,null,null,null,null,null,null,0.78750000000000009,7572]
[null,null,null,null,null,null,null,null,0.78750000000000009,7573]
[null,null,null,null,null,null,null,null,0.78750000000000009,7574]
[null,null,null,null,null,null,null,null,0.78750000000000009,7575]
[null,null,null,null,null,null,null,null,0.78750000000000009,7576]
[null,null,null,null,null,null,null,null,0.78750000000000009,7577]
[null,null,null,null,null,null,null,null,0.78750000000000009,7578]
[null,null,null,null,null,null,null,null,0.78750000000000009,7579]
[null,null,null,null,null,null,null,null,0.78750000000000009,7580]
[null,null,null,null,null,null,null,null,0.78750000000000009,7581]
[null,null,null,null,null,null,null,null,0.78750000000000009,7582]
[null,null,null,null,null,null,null,null,0.78750000000000009,7583]
[null,null,null,null,null,null,null,null,0.78750000000000009,7584]
[null,null,null,null,null,null,null,null,0.78750000000000009,7585]
[null,null,null,null,null,null,null,null,0.78750000000000009,7586]
[null,null,null,null,null,null,null,null,0.78750000000000009,7587]
[null,null,null,null,null,null,null,null,0.78750000000000009,7588]
[null,null,null,null,null,null,null,null,0.78750000000000009,7589]
[null,null,null,null,null,null,null,null,0.78750000000000009,7590]
[null,null,null,null,null,null,null,null,0.78750000000000009,7591]
[null,null,null,null,null,null,null,null,0.78750000000000009,7592]
[null,null,null,null,null,null,null,null,0.78750000000000009,7593]
[null,null,null,null,null,null,null,null,0.78750000000000009,7594]
[null,null,null,null,null,null,null,null,0.78750000000000009,7595]
[null,null,null,null,null,null,null,null,0.78750000000000009,7596]
[null,null,null,null,null,null,null,null,0.78750000000000009,7597]
[null,null,null,null,null,null,null,null,0.78750000000000009,7598]
[null,null,null,null,null,null,null,null,0.78750000000000009,7599]
[null,null,null,null,null,null,null,null,0.78750000000000009,7600]
[null,null,null,null,null,null,null,null,0.78750000000000009,7601]
[null,null,null,null,null,null,null,null,0.78750000000000009,7602]
[null,null,null,null,null,null,null,null,0.78750000000000009,7603]
[null,null,null,null,null,null,null,null,0.78750000000000009,7604]
[null,null,null,null,null,null,null,null,0.78750000000000009,7605]
[null,null,null,null,null,null,null,null,0.78750000000000009,7606]
[null,null,null,null,null,null,null,null,0.78750000000000009,7607]
[null,null,null,null,null,null,null,null,0.78750000000000009,7608]
[null,null,null,null,null,null,null,null,0.78750000000000009,7609]
[null,null,null,null,null,null,null,null,0.78750000000000009,7610]
[null,null,null,null,null,null,null,null,0.78750000000000009,7611]
[null,null,null,null,null,null,null,null,0.78750000000000009,7612]
[null,null,null,null,null,null,null,null,0.78750000000000009,7613]
[null,null,null,null,null,null,null,null,0.78750000000000009,7614]
[null,null,null,null,null,null,null,null,0.78750000000000009,7615]
[null,null,null,null,null,null,null,null,0.78750000000000009,7616]
[null,null,null,null,null,null,null,null,0.78750000000000009,7617]
[null,null,null,null,null,null,null,null,0.78750000000000009,7618]
[null,null,null,null,null,null,null,null,0.78750000000000009,7619]
[null,null,null,null,null,null,null,null,0.78750000000000009,7620]
[null,null,null,null,null,null,null,null,0.78750000000000009,7621]
[null,null,null,null,null,null,null,null,0.78750000000000009,7622]
[null,null,null,null,null,null,null,null,0.78750000000000009,7623]
[null,null,null,null,null,null,null,null,0.78750000000000009,7624]
[null,null,null,null,null,null,null,null,0.78750000000000009,7625]
[null,null,null,null,null,null,null,null,0.78750000000000009,7626]
[null,null,null,null,null,null,null,null,0.78750000000000009,7627]
[null,null,null,null,null,null,null,null,0.78750000000000009,7628]
[null,null,null,null,null,null,null,null,0.78750000000000009,7629]
[null,null,null,null,null,null,null,null,0.78750000000000009,7630]
[null,null,null,null,null,null,null,null,0.78750000000000009,7631]
[null,null,null,null,null,null,null,null,0.78750000000000009,7632]
[null,null,null,null,null,null,null,null,0.78750000000000009,7633]
[null,null,null,null,null,null,null,null,0.78750000000000009,7634]
[null,null,null,null,null,null,null,null,0.78750000000000009,7635]
[null,null,null,null,null,null,null,null,0.78750000000000009,7636]
[null,null,null,null,null,null,null,null,0.78750000000000009,7637]
[null,null,null,null,null,null,null,null,0.78750000000000009,7638]
[null,null,null,null,null,null,null,null,0.78750000000000009,7639]
[null,null,null,null,null,null,null,null,0.78750000000000009,7640]
[null,null,null,null,null,null,null,null,0.78750000000000009,7641]
[null,null,null,null,null,null,null,null,0.78750000000000009,7642]
[null,null,null,null,null,null,null,null,0.78750000000000009,7643]
[null,null,null,null,null,null,null,null,0.78750000000000009,7644]
[null,null,null,null,null,null,null,null,0.78750000000000009,7645]
[null,null,null,null,null,null,null,null,0.78750000000000009,7646]
[null,null,null,null,null,null,null,null,0.78750000000000009,7647]
[null,null,null,null,null,null,null,null,0.78750000000000009,7648]
[null,null,null,null,null,null,null,null,0.78750000000000009,7649]
[null,null,null,null,null,null,null,null,0.78750000000000009,7650]
[null,null,null,null,null,null,null,null,0.78750000000000009,7651]
[null,null,null,null,null,null,null,null,0.78750000000000009,7652]
[null,null,null,null,null,null,null,null,0.78750000000000009,7653]
[null,null,null,null,null,null,null,null,0.78750000000000009,7654]
[null,null,null,null,null,null,null,null,0.78750000000000009,7655]
[null,null,null,null,null,null,null,null,0.78750000000000009,7656]
[null,null,null,null,null,null,null,null,0.78750000000000009,7657]
[null,null,null,null,null,null,null,null,0.78750000000000009,7658]
[null,null,null,null,null,null,null,null,0.78750000000000009,7659]
[null,null,null,null,null,null,null,null,0.78750000000000009,7660]
[null,null,null,null,null,null,null,null,0.78750000000000009,7661]
[null,null,null,null,null,null,null,null,0.78750000000000009,7662]
[null,null,null,null,null,null,null,null,0.78750000000000009,7663]
[null,null,null,null,null,null,null,null,0.78750000000000009,7664]
[null,null,null,null,null,null,null,null,0.78750000000000009,7665]
[null,null,null,null,null,null,null,null,0.78750000000000009,7666]
[null,null,null,null,null,null,null,null,0.78750000000000009,7667]
[null,null,null,null,null,null,null,null,0.78750000000000009,7668]
[null,null,null,null,null,null,null,null,0.78750000000000009,7669]
[null,null,null,null,null,null,null,null,0.78750000000000009,7670]
[null,null,null,null,null,null,null,null,0.78750000000000009,7671]
[null,null,null,null,null,null,null,null,0.78750000000000009,7672]
[null,null,null,null,null,null,null,null,0.78750000000000009,7673]
[null,null,null,null,null,null,null,null,0.78750000000000009,7674]
[null,null,null,null,null,null,null,null,0.78750000000000009,7675]
[null,null,null,null,null,null,null,null,0.78750000000000009,7676]
[null,null,null,null,null,null,null,null,0.78750000000000009,7677]
[null,null,null,null,null,null,null,null,0.78750000000000009,7678]
[null,null,null,null,null,null,null,null,0.78750000000000009,7679]
[null,null,null,null,null,null,null,null,0.78750000000000009,7680]
[null,null,null,null,null,null,null,null,0.78750000000000009,7681]
[null,null,null,null,null,null,null,null,0.78750000000000009,7682]
[null,null,null,null,null,null,null,null,0.78750000000000009,7683]
[null,null,null,null,null,null,null,null,0.78750000000000009,7684]
[null,null,null,null,null,null,null,null,0.78750000000000009,7685]
[null,null,null,null,null,null,null,null,0.78750000000000009,7686]
[null,null,null,null,null,null,null,null,0.78750000000000009,7687]
[null,null,null,null,null,null,null,null,0.78750000000000009,7688]
[null,null,null,null,null,null,null,null,0.78750000000000009,7689]
[null,null,null,null,null,null,null,null,0.78750000000000009,7690]
[null,null,null,null,null,null,null,null,0.78750000000000009,7691]
[null,null,null,null,null,null,null,null,0.78750000000000009,7692]
[null,null,null,null,null,null,null,null,0.78750000000000009,7693]
[null,null,null,null,null,null,null,null,0.78750000000000009,7694]
[null,null,null,null,null,null,null,null,0.78750000000000009,7695]
[null,null,null,null,null,null,null,null,0.78750000000000009,7696]
[null,null,null,null,null,null,null,null,0.78750000000000009,7697]
[null,null,null,null,null,null,null,null,0.78750000000000009,7698]
[null,null,null,null,null,null,null,null,0.78750000000000009,7699]
[null,null,null,null,null,null,null,null,0.78750000000000009,7700]
[null,null,null,null,null,null,null,null,0.78750000000000009,7701]
[null,null,null,null,null,null,null,null,0.78750000000000009,7702]
[null,null,null,null,null,null,null,null,0.78750000000000009,7703]
[null,null,null,null,null,null,null,null,0.78750000000000009,7704]
[null,null,null,null,null,null,null,null,0.78750000000000009,7705]
[null,null,null,null,null,null,null,null,0.78750000000000009,7706]
[null,null,null,null,null,null,null,null,0.78750000000000009,7707]
[null,null,null,null,null,null,null,null,0.78750000000000009,7708]
[null,null,null,null,null,null,null,null,0.78750000000000009,7709]
[null,null,null,null,null,null,null,null,0.78750000000000009,7710]
[null,null,null,null,null,null,null,null,0.78750000000000009,7711]
[null,null,null,null,null,null,null,null,0.78750000000000009,7712]
[null,null,null,null,null,null,null,null,0.78750000000000009,7713]
[null,null,null,null,null,null,null,null,0.78750000000000009,7714]
[null,null,null,null,null,null,null,null,0.78750000000000009,7715]
[null,null,null,null,null,null,null,null,0.78750000000000009,7716]
[null,null,null,null,null,null,null,null,0.78750000000000009,7717]
[null,null,null,null,null,null,null,null,0.78750000000000009,7718]
[null,null,null,null,null,null,null,null,0.78750000000000009,7719]
[null,null,null,null,null,null,null,null,0.78750000000000009,7720]
[null,null,null,null,null,null,null,null,0.78750000000000009,7721]
[null,null,null,null,null,null,null,null,0.78750000000000009,7722]
[null,null,null,null,null,null,null,null,0.78750000000000009,7723]
[null,null,null,null,null,null,null,null,0.78750000000000009,7724]
[null,null,null,null,null,null,null,null,0.78750000000000009,7725]
[null,null,null,null,null,null,null,null,0.78750000000000009,7726]
[null,null,null,null,null,null,null,null,0.78750000000000009,7727]
[null,null,null,null,null,null,null,null,0.78750000000000009,7728]
[null,null,null,null,null,null,null,null,0.78750000000000009,7729]
[null,null,null,null,null,null,null,null,0.78750000000000009,7730]
[null,null,null,null,null,null,null,null,0.78750000000000009,7731]
[null,null,null,null,null,null,null,null,0.78750000000000009,7732]
[null,null,null,null,null,null,null,null,0.78750000000000009,7733]
[null,null,null,null,null,null,null,null,0.78750000000000009,7734]
[null,null,null,null,null,null,null,null,0.78750000000000009,7735]
[null,null,null,null,null,null,null,null,0.78750000000000009,7736]
[null,null,null,null,null,null,null,null,0.78750000000000009,7737]
[null,null,null,null,null,null,null,null,0.78750000000000009,7738]
[null,null,null,null,null,null,null,null,0.78750000000000009,7739]
[null,null,null,null,null,null,null,null,0.78750000000000009,7740]
[null,null,null,null,null,null,null,null,0.78750000000000009,7741]
[null,null,null,null,null,null,null,null,0.78750000000000009,7742]
[null,null,null,null,null,null,null,null,0.78750000000000009,7743]
[null,null,null,null,null,null,null,null,0.78750000000000009,7744]
[null,null,null,null,null,null,null,null,0.78750000000000009,7745]
[null,null,null,null,null,null,null,null,0.78750000000000009,7746]
[null,null,null,null,null,null,null,null,0.78750000000000009,7747]
[null,null,null,null,null,null,null,null,0.78750000000000009,7748]
[null,null,null,null,null,null,null,null,0.78750000000000009,7749]
[null,null,null,null,null,null,null,null,0.78750000000000009,7750]
[null,null,null,null,null,null,null,null,0.78750000000000009,7751]
[null,null,null,null,null,null,null,null,0.78750000000000009,7752]
[null,null,null,null,null,null,null,null,0.78750000000000009,7753]
[null,null,null,null,null,null,null,null,0.78750000000000009,7754]
[null,null,null,null,null,null,null,null,0.78750000000000009,7755]
[null,null,null,null,null,null,null,null,0.78750000000000009,7756]
[null,null,null,null,null,null,null,null,0.78750000000000009,7757]
[null,null,null,null,null,null,null,null,0.78750000000000009,7758]
[null,null,null,null,null,null,null,null,0.78750000000000009,7759]
[null,null,null,null,null,null,null,null,0.78750000000000009,7760]
[null,null,null,null,null,null,null,null,0.78750000000000009,7761]
[null,null,null,null,null,null,null,null,0.78750000000000009,7762]
[null,null,null,null,null,null,null,null,0.78750000000000009,7763]
[null,null,null,null,null,null,null,null,0.78750000000000009,7764]
[null,null,null,null,null,null,null,null,0.78750000000000009,7765]
[null,null,null,null,null,null,null,null,0.78750000000000009,7766]
[null,null,null,null,null,null,null,null,0.78750000000000009,7767]
[null,null,null,null,null,null,null,null,0.78750000000000009,7768]
[null,null,null,null,null,null,null,null,0.78750000000000009,7769]
[null,null,null,null,null,null,null,null,0.78750000000000009,7770]
[null,null,null,null,null,null,null,null,0.78750000000000009,7771]
[null,null,null,null,null,null,null,null,0.78750000000000009,7772]
[null,null,null,null,null,null,null,null,0.78750000000000009,7773]
[null,null,null,null,null,null,null,null,0.78750000000000009,7774]
[null,null,null,null,null,null,null,null,0.78750000000000009,7775]
[null,null,null,null,null,null,null,null,0.78750000000000009,7776]
[null,null,null,null,null,null,null,null,0.78750000000000009,7777]
[null,null,null,null,null,null,null,null,0.78750000000000009,7778]
[null,null,null,null,null,null,null,null,0.78750000000000009,7779]
[null,null,null,null,null,null,null,null,0.78750000000000009,7780]
[null,null,null,null,null,null,null,null,0.78750000000000009,7781]
[null,null,null,null,null,null,null,null,0.78750000000000009,7782]
[null,null,null,null,null,null,null,null,0.78750000000000009,7783]
[null,null,null,null,null,null,null,null,0.78750000000000009,7784]
[null,null,null,null,null,null,null,null,0.78750000000000009,7785]
[null,null,null,null,null,null,null,null,0.78750000000000009,7786]
[null,null,null,null,null,null,null,null,0.78750000000000009,7787]
[null,null,null,null,null,null,null,null,0.78750000000000009,7788]
[null,null,null,null,null,null,null,null,0.78750000000000009,7789]
[null,null,null,null,null,null,null,null,0.78750000000000009,7790]
[null,null,null,null,null,null,null,null,0.78750000000000009,7791]
[null,null,null,null,null,null,null,null,0.78750000000000009,7792]
[null,null,null,null,null,null,null,null,0.78750000000000009,7793]
[null,null,null,null,null,null,null,null,0.78750000000000009,7794]
[null,null,null,null,null,null,null,null,0.78750000000000009,7795]
[null,null,null,null,null,null,null,null,0.78750000000000009,7796]
[null,null,null,null,null,null,null,null,0.78750000000000009,7797]
[null,null,null,null,null,null,null,null,0.78750000000000009,7798]
[null,null,null,null,null,null,null,null,0.78750000000000009,7799]
[null,null,null,null,null,null,null,null,0.78750000000000009,7800]
[null,null,null,null,null,null,null,null,0.78750000000000009,7801]
[null,null,null,null,null,null,null,null,0.78750000000000009,7802]
[null,null,null,null,null,null,null,null,0.78750000000000009,7803]
[null,null,null,null,null,null,null,null,0.78750000000000009,7804]
[null,null,null,null,null,null,null,null,0.78750000000000009,7805]
[null,null,null,null,null,null,null,null,0.78750000000000009,7806]
[null,null,null,null,null,null,null,null,0.78750000000000009,7807]
[null,null,null,null,null,null,null,null,0.78750000000000009,7808]
[null,null,null,null,null,null,null,null,0.78750000000000009,7809]
[null,null,null,null,null,null,null,null,0.78750000000000009,7810]
[null,null,null,null,null,null,null,null,0.78750000000000009,7811]
[null,null,null,null,null,null,null,null,0.78750000000000009,7812]
[null,null,null,null,null,null,null,null,0.78750000000000009,7813]
[null,null,null,null,null,null,null,null,0.78750000000000009,7814]
[null,null,null,null,null,null,null,null,0.78750000000000009,7815]
[null,null,null,null,null,null,null,null,0.78750000000000009,7816]
[null,null,null,null,null,null,null,null,0.78750000000000009,7817]
[null,null,null,null,null,null,null,null,0.78750000000000009,7818]
[null,null,null,null,null,null,null,null,0.78750000000000009,7819]
[null,null,null,null,null,null,null,null,0.78750000000000009,7820]
[null,null,null,null,null,null,null,null,0.78750000000000009,7821]
[null,null,null,null,null,null,null,null,0.78750000000000009,7822]
[null,null,null,null,null,null,null,null,0.78750000000000009,7823]
[null,null,null,null,null,null,null,null,0.78750000000000009,7824]
[null,null,null,null,null,null,null,null,0.41250000000000003,7825]
[null,null,null,null,null,null,null,null,0.41250000000000003,7826]
[null,null,null,null,null,null,null,null,0.41250000000000003,7827]
[null,null,null,null,null,null,null,null,0.41250000000000003,7828]
[null,null,null,null,null,null,null,null,0.41250000000000003,7829]
[null,null,null,null,null,null,null,null,0.41250000000000003,7830]
[null,null,null,null,null,null,null,null,0.41250000000000003,7831]
[null,null,null,null,null,null,null,null,0.41250000000000003,7832]
[null,null,null,null,null,null,null,null,0.41250000000000003,7833]
[null,null,null,null,null,null,null,null,0.41250000000000003,7834]
[null,null,null,null,null,null,null,null,0.41250000000000003,7835]
[null,null,null,null,null,null,null,null,0.41250000000000003,7836]
[null,null,null,null,null,null,null,null,0.41250000000000003,7837]
[null,null,null,null,null,null,null,null,0.41250000000000003,7838]
[null,null,null,null,null,null,null,null,0.41250000000000003,7839]
[null,null,null,null,null,null,null,null,0.41250000000000003,7840]
[null,null,null,null,null,null,null,null,0.41250000000000003,7841]
[null,null,null,null,null,null,null,null,0.41250000000000003,7842]
[null,null,null,null,null,null,null,null,0.41250000000000003,7843]
[null,null,null,null,null,null,null,null,0.41250000000000003,7844]
[null,null,null,null,null,null,null,null,0.41250000000000003,7845]
[null,null,null,null,null,null,null,null,0.41250000000000003,7846]
[null,null,null,null,null,null,null,null,0.41250000000000003,7847]
[null,null,null,null,null,null,null,null,0.41250000000000003,7848]
[null,null,null,null,null,null,null,null,0.41250000000000003,7849]
[null,null,null,null,null,null,null,null,0.41250000000000003,7850]
[null,null,null,null,null,null,null,null,0.41250000000000003,7851]
[null,null,null,null,null,null,null,null,0.41250000000000003,7852]
[null,null,null,null,null,null,null,null,0.41250000000000003,7853]
[null,null,null,null,null,null,null,null,0.41250000000000003,7854]
[null,null,null,null,null,null,null,null,0.41250000000000003,7855]
[null,null,null,null,null,null,null,null,0.41250000000000003,7856]
[null,null,null,null,null,null,null,null,0.41250000000000003,7857]
[null,null,null,null,null,null,null,null,0.41250000000000003,7858]
[null,null,null,null,null,null,null,null,0.41250000000000003,7859]
[null,null,null,null,null,null,null,null,0.41250000000000003,7860]
[null,null,null,null,null,null,null,null,0.41250000000000003,7861]
[null,null,null,null,null,null,null,null,0.41250000000000003,7862]
[null,null,null,null,null,null,null,null,0.41250000000000003,7863]
[null,null,null,null,null,null,null,null,0.41250000000000003,7864]
[null,null,null,null,null,null,null,null,0.41250000000000003,7865]
[null,null,null,null,null,null,null,null,0.41250000000000003,7866]
[null,null,null,null,null,null,null,null,0.41250000000000003,7867]
[null,null,null,null,null,null,null,null,0.41250000000000003,7868]
[null,null,null,null,null,null,null,null,0.41250000000000003,7869]
[null,null,null,null,null,null,null,null,0.41250000000000003,7870]
[null,null,null,null,null,null,null,null,0.41250000000000003,7871]
[null,null,null,null,null,null,null,null,0.41250000000000003,7872]
[null,null,null,null,null,null,null,null,0.41250000000000003,7873]
[null,null,null,null,null,null,null,null,0.41250000000000003,7874]
[null,null,null,null,null,null,null,null,0.41250000000000003,7875]
[null,null,null,null,null,null,null,null,0.41250000000000003,7876]
[null,null,null,null,null,null,null,null,0.41250000000000003,7877]
[null,null,null,null,null,null,null,null,0.41250000000000003,7878]
[null,null,null,null,null,null,null,null,0.41250000000000003,7879]
[null,null,null,null,null,null,null,null,0.41250000000000003,7880]
[null,null,null,null,null,null,null,null,0.41250000000000003,7881]
[null,null,null,null,null,null,null,null,0.41250000000000003,7882]
[null,null,null,null,null,null,null,null,0.41250000000000003,7883]
[null,null,null,null,null,null,null,null,0.41250000000000003,7884]
[null,null,null,null,null,null,null,null,0.41250000000000003,7885]
[null,null,null,null,null,null,null,null,0.41250000000000003,7886]
[null,null,null,null,null,null,null,null,0.41250000000000003,7887]
[null,null,null,null,null,null,null,null,0.41250000000000003,7888]
[null,null,null,null,null,null,null,null,0.41250000000000003,7889]
[null,null,null,null,null,null,null,null,0.41250000000000003,7890]
[null,null,null,null,null,null,null,null,0.41250000000000003,7891]
[null,null,null,null,null,null,null,null,0.41250000000000003,7892]
[null,null,null,null,null,null,null,null,0.41250000000000003,7893]
[null,null,null,null,null,null,null,null,0.41250000000000003,7894]
[null,null,null,null,null,null,null,null,0.41250000000000003,7895]
[null,null,null,null,null,null,null,null,0.41250000000000003,7896]
[null,null,null,null,null,null,null,null,0.41250000000000003,7897]
[null,null,null,null,null,null,null,null,0.41250000000000003,7898]
[null,null,null,null,null,null,null,null,0.41250000000000003,7899]
[null,null,null,null,null,null,null,null,0.41250000000000003,7900]
[null,null,null,null,null,null,null,null,0.41250000000000003,7901]
[null,null,null,null,null,null,null,null,0.41250000000000003,7902]
[null,null,null,null,null,null,null,null,0.41250000000000003,7903]
[null,null,null,null,null,null,null,null,0.41250000000000003,7904]
[null,null,null,null,null,null,null,null,0.41250000000000003,7905]
[null,null,null,null,null,null,null,null,0.41250000000000003,7906]
[null,null,null,null,null,null,null,null,0.41250000000000003,7907]
[null,null,null,null,null,null,null,null,0.41250000000000003,7908]
[null,null,null,null,null,null,null,null,0.41250000000000003,7909]
[null,null,null,null,null,null,null,null,0.41250000000000003,7910]
[null,null,null,null,null,null,null,null,0.41250000000000003,7911]
[null,null,null,null,null,null,null,null,0.41250000000000003,7912]
[null,null,null,null,null,null,null,null,0.41250000000000003,7913]
[null,null,null,null,null,null,null,null,0.41250000000000003,7914]
[null,null,null,null,null,null,null,null,0.41250000000000003,7915]
[null,null,null,null,null,null,null,null,0.41250000000000003,7916]
[null,null,null,null,null,null,null,null,0.41250000000000003,7917]
[null,null,null,null,null,null,null,null,0.41250000000000003,7918]
[null,null,null,null,null,null,null,null,0.41250000000000003,7919]
[null,null,null,null,null,null,null,null,0.41250000000000003,7920]
[null,null,null,null,null,null,null,null,0.41250000000000003,7921]
[null,null,null,null,null,null,null,null,0.41250000000000003,7922]
[null,null,null,null,null,null,null,null,0.41250000000000003,7923]
[null,null,null,null,null,null,null,null,0.41250000000000003,7924]
[null,null,null,null,null,null,null,null,0.41250000000000003,7925]
[null,null,null,null,null,null,null,null,0.41250000000000003,7926]
[null,null,null,null,null,null,null,null,0.41250000000000003,7927]
[null,null,null,null,null,null,null,null,0.41250000000000003,7928]
[null,null,null,null,null,null,null,null,0.41250000000000003,7929]
[null,null,null,null,null,null,null,null,0.41250000000000003,7930]
[null,null,null,null,null,null,null,null,0.41250000000000003,7931]
[null,null,null,null,null,null,null,null,0.41250000000000003,7932]
[null,null,null,null,null,null,null,null,0.41250000000000003,7933]
[null,null,null,null,null,null,null,null,0.41250000000000003,7934]
[null,null,null,null,null,null,null,null,0.41250000000000003,7935]
[null,null,null,null,null,null,null,null,0.41250000000000003,7936]
[null,null,null,null,null,null,null,null,0.41250000000000003,7937]
[null,null,null,null,null,null,null,null,0.41250000000000003,7938]
[null,null,null,null,null,null,null,null,0.41250000000000003,7939]
[null,null,null,null,null,null,null,null,0.41250000000000003,7940]
[null,null,null,null,null,null,null,null,0.41250000000000003,7941]
[null,null,null,null,null,null,null,null,0.41250000000000003,7942]
[null,null,null,null,null,null,null,null,0.41250000000000003,7943]
[null,null,null,null,null,null,null,null,0.41250000000000003,7944]
[null,null,null,null,null,null,null,null,0.41250000000000003,7945]
[null,null,null,null,null,null,null,null,0.41250000000000003,7946]
[null,null,null,null,null,null,null,null,0.41250000000000003,7947]
[null,null,null,null,null,null,null,null,0.41250000000000003,7948]
[null,null,null,null,null,null,null,null,0.41250000000000003,7949]
[null,null,null,null,null,null,null,null,0.41250000000000003,7950]
[null,null,null,null,null,null,null,null,0.41250000000000003,7951]
[null,null,null,null,null,null,null,null,0.41250000000000003,7952]
[null,null,null,null,null,null,null,null,0.41250000000000003,7953]
[null,null,null,null,null,null,null,null,0.41250000000000003,7954]
[null,null,null,null,null,null,null,null,0.41250000000000003,7955]
[null,null,null,null,null,null,null,null,0.41250000000000003,7956]
[null,null,null,null,null,null,null,null,0.41250000000000003,7957]
[null,null,null,null,null,null,null,null,0.41250000000000003,7958]
[null,null,null,null,null,null,null,null,0.41250000000000003,7959]
[null,null,null,null,null,null,null,null,0.41250000000000003,7960]
[null,null,null,null,null,null,null,null,0.41250000000000003,7961]
[null,null,null,null,null,null,null,null,0.41250000000000003,7962]
[null,null,null,null,null,null,null,null,0.41250000000000003,7963]
[null,null,null,null,null,null,null,null,0.41250000000000003,7964]
[null,null,null,null,null,null,null,null,0.41250000000000003,7965]
[null,null,null,null,null,null,null,null,0.41250000000000003,7966]
[null,null,null,null,null,null,null,null,0.41250000000000003,7967]
[null,null,null,null,null,null,null,null,0.41250000000000003,7968]
[null,null,null,null,null,null,null,null,0.41250000000000003,7969]
[null,null,null,null,null,null,null,null,0.41250000000000003,7970]
[null,null,null,null,null,null,null,null,0.41250000000000003,7971]
[null,null,null,null,null,null,null,null,0.41250000000000003,7972]
[null,null,null,null,null,null,null,null,0.41250000000000003,7973]
[null,null,null,null,null,null,null,null,0.41250000000000003,7974]
[null,null,null,null,null,null,null,null,0.41250000000000003,7975]
[null,null,null,null,null,null,null,null,0.41250000000000003,7976]
[null,null,null,null,null,null,null,null,0.41250000000000003,7977]
[null,null,null,null,null,null,null,null,0.41250000000000003,7978]
[null,null,null,null,null,null,null,null,0.41250000000000003,7979]
[null,null,null,null,null,null,null,null,0.41250000000000003,7980]
[null,null,null,null,null,null,null,null,0.41250000000000003,7981]
[null,null,null,null,null,null,null,null,0.41250000000000003,7982]
[null,null,null,null,null,null,null,null,0.41250000000000003,7983]
[null,null,null,null,null,null,null,null,0.41250000000000003,7984]
[null,null,null,null,null,null,null,null,0.41250000000000003,7985]
[null,null,null,null,null,null,null,null,0.41250000000000003,7986]
[null,null,null,null,null,null,null,null,0.41250000000000003,7987]
[null,null,null,null,null,null,null,null,0.41250000000000003,7988]
[null,null,null,null,null,null,null,null,0.41250000000000003,7989]
[null,null,null,null,null,null,null,null,0.41250000000000003,7990]
[null,null,null,null,null,null,null,null,0.41250000000000003,7991]
[null,null,null,null,null,null,null,null,0.41250000000000003,7992]
[null,null,null,null,null,null,null,null,0.41250000000000003,7993]
[null,null,null,null,null,null,null,null,0.41250000000000003,7994]
[null,null,null,null,null,null,null,null,0.41250000000000003,7995]
[null,null,null,null,null,null,null,null,0.41250000000000003,7996]
[null,null,null,null,null,null,null,null,0.41250000000000003,7997]
[null,null,null,null,null,null,null,null,0.41250000000000003,7998]
[null,null,null,null,null,null,null,null,0.41250000000000003,7999]
[null,null,null,null,null,null,null,null,0.41250000000000003,8000]
[null,null,null,null,null,null,null,null,0.41250000000000003,8001]
[null,null,null,null,null,null,null,null,0.41250000000000003,8002]
[null,null,null,null,null,null,null,null,0.41250000000000003,8003]
[null,null,null,null,null,null,null,null,0.41250000000000003,8004]
[null,null,null,null,null,null,null,null,0.41250000000000003,8005]
[null,null,null,null,null,null,null,null,0.41250000000000003,8006]
[null,null,null,null,null,null,null,null,0.41250000000000003,8007]
[null,null,null,null,null,null,null,null,0.41250000000000003,8008]
[null,null,null,null,null,null,null,null,0.41250000000000003,8009]
[null,null,null,null,null,null,null,null,0.41250000000000003,8010]
[null,null,null,null,null,null,null,null,0.41250000000000003,8011]
[null,null,null,null,null,null,null,null,0.41250000000000003,8012]
[null,null,null,null,null,null,null,null,0.41250000000000003,8013]
[null,null,null,null,null,null,null,null,0.41250000000000003,8014]
[null,null,null,null,null,null,null,null,0.41250000000000003,8015]
[null,null,null,null,null,null,null,null,0.41250000000000003,8016]
[null,null,null,null,null,null,null,null,0.41250000000000003,8017]
[null,null,null,null,null,null,null,null,0.41250000000000003,8018]
[null,null,null,null,null,null,null,null,0.41250000000000003,8019]
[null,null,null,null,null,null,null,null,0.41250000000000003,8020]
[null,null,null,null,null,null,null,null,0.41250000000000003,8021]
[null,null,null,null,null,null,null,null,0.41250000000000003,8022]
[null,null,null,null,null,null,null,null,0.41250000000000003,8023]
[null,null,null,null,null,null,null,null,0.41250000000000003,8024]
[null,null,null,null,null,null,null,null,0.41250000000000003,8025]
[null,null,null,null,null,null,null,null,0.41250000000000003,8026]
[null,null,null,null,null,null,null,null,0.41250000000000003,8027]
[null,null,null,null,null,null,null,null,0.41250000000000003,8028]
[null,null,null,null,null,null,null,null,0.41250000000000003,8029]
[null,null,null,null,null,null,null,null,0.41250000000000003,8030]
[null,null,null,null,null,null,null,null,0.41250000000000003,8031]
[null,null,null,null,null,null,null,null,0.41250000000000003,8032]
[null,null,null,null,null,null,null,null,0.41250000000000003,8033]
[null,null,null,null,null,null,null,null,0.41250000000000003,8034]
[null,null,null,null,null,null,null,null,0.41250000000000003,8035]
[null,null,null,null,null,null,null,null,0.41250000000000003,8036]
[null,null,null,null,null,null,null,null,0.41250000000000003,8037]
[null,null,null,null,null,null,null,null,0.41250000000000003,8038]
[null,null,null,null,null,null,null,null,0.41250000000000003,8039]
[null,null,null,null,null,null,null,null,0.41250000000000003,8040]
[null,null,null,null,null,null,null,null,0.41250000000000003,8041]
[null,null,null,null,null,null,null,null,0.41250000000000003,8042]
[null,null,null,null,null,null,null,null,0.41250000000000003,8043]
[null,null,null,null,null,null,null,null,0.41250000000000003,8044]
[null,null,null,null,null,null,null,null,0.41250000000000003,8045]
[null,null,null,null,null,null,null,null,0.41250000000000003,8046]
[null,null,null,null,null,null,null,null,0.41250000000000003,8047]
[null,null,null,null,null,null,null,null,0.41250000000000003,8048]
[null,null,null,null,null,null,null,null,0.41250000000000003,8049]
[null,null,null,null,null,null,null,null,0.41250000000000003,8050]
[null,null,null,null,null,null,null,null,0.41250000000000003,8051]
[null,null,null,null,null,null,null,null,0.41250000000000003,8052]
[null,null,null,null,null,null,null,null,0.41250000000000003,8053]
[null,null,null,null,null,null,null,null,0.41250000000000003,8054]
[null,null,null,null,null,null,null,null,0.41250000000000003,8055]
[null,null,null,null,null,null,null,null,0.41250000000000003,8056]
[null,null,null,null,null,null,null,null,0.41250000000000003,8057]
[null,null,null,null,null,null,null,null,0.41250000000000003,8058]
[null,null,null,null,null,null,null,null,0.41250000000000003,8059]
[null,null,null,null,null,null,null,null,0.41250000000000003,8060]
[null,null,null,null,null,null,null,null,0.41250000000000003,8061]
[null,null,null,null,null,null,null,null,0.41250000000000003,8062]
[null,null,null,null,null,null,null,null,0.41250000000000003,8063]
[null,null,null,null,null,null,null,null,0.41250000000000003,8064]
[null,null,null,null,null,null,null,null,0.41250000000000003,8065]
[null,null,null,null,null,null,null,null,0.41250000000000003,8066]
[null,null,null,null,null,null,null,null,0.41250000000000003,8067]
[null,null,null,null,null,null,null,null,0.41250000000000003,8068]
[null,null,null,null,null,null,null,null,0.41250000000000003,8069]
[null,null,null,null,null,null,null,null,0.41250000000000003,8070]
[null,null,null,null,null,null,null,null,0.41250000000000003,8071]
[null,null,null,null,null,null,null,null,0.41250000000000003,8072]
[null,null,null,null,null,null,null,null,0.41250000000000003,8073]
[null,null,null,null,null,null,null,null,0.41250000000000003,8074]
[null,null,null,null,null,null,null,null,0.41250000000000003,8075]
[null,null,null,null,null,null,null,null,0.41250000000000003,8076]
[null,null,null,null,null,null,null,null,0.41250000000000003,8077]
[null,null,null,null,null,null,null,null,0.41250000000000003,8078]
[null,null,null,null,null,null,null,null,0.41250000000000003,8079]
[null,null,null,null,null,null,null,null,0.41250000000000003,8080]
[null,null,null,null,null,null,null,null,0.41250000000000003,8081]
[null,null,null,null,null,null,null,null,0.41250000000000003,8082]
[null,null,null,null,null,null,null,null,0.41250000000000003,8083]
[null,null,null,null,null,null,null,null,0.41250000000000003,8084]
[null,null,null,null,null,null,null,null,0.41250000000000003,8085]
[null,null,null,null,null,null,null,null,0.41250000000000003,8086]
[null,null,null,null,null,null,null,null,0.41250000000000003,8087]
[null,null,null,null,null,null,null,null,0.41250000000000003,8088]
[null,null,null,null,null,null,null,null,0.41250000000000003,8089]
[null,null,null,null,null,null,null,null,0.41250000000000003,8090]
[null,null,null,null,null,null,null,null,0.41250000000000003,8091]
[null,null,null,null,null,null,null,null,0.41250000000000003,8092]
[null,null,null,null,null,null,null,null,0.41250000000000003,8093]
[null,null,null,null,null,null,null,null,0.41250000000000003,8094]
[null,null,null,null,null,null,null,null,0.41250000000000003,8095]
[null,null,null,null,null,null,null,null,0.41250000000000003,8096]
[null,null,null,null,null,null,null,null,0.41250000000000003,8097]
[null,null,null,null,null,null,null,null,0.41250000000000003,8098]
[null,null,null,null,null,null,null,null,0.41250000000000003,8099]
[null,null,null,null,null,null,null,null,0.41250000000000003,8100]
[null,null,null,null,null,null,null,null,0.41250000000000003,8101]
[null,null,null,null,null,null,null,null,0.41250000000000003,8102]
[null,null,null,null,null,null,null,null,0.41250000000000003,8103]
[null,null,null,null,null,null,null,null,0.41250000000000003,8104]
[null,null,null,null,null,null,null,null,0.41250000000000003,8105]
[null,null,null,null,null,null,null,null,0.41250000000000003,8106]
[null,null,null,null,null,null,null,null,0.41250000000000003,8107]
[null,null,null,null,null,null,null,null,0.41250000000000003,8108]
[null,null,null,null,null,null,null,null,0.41250000000000003,8109]
[null,null,null,null,null,null,null,null,0.41250000000000003,8110]
[null,null,null,null,null,null,null,null,0.41250000000000003,8111]
[null,null,null,null,null,null,null,null,0.41250000000000003,8112]
[null,null,null,null,null,null,null,null,0.41250000000000003,8113]
[null,null,null,null,null,null,null,null,0.41250000000000003,8114]
[null,null,null,null,null,null,null,null,0.41250000000000003,8115]
[null,null,null,null,null,null,null,null,0.41250000000000003,8116]
[null,null,null,null,null,null,null,null,0.41250000000000003,8117]
[null,null,null,null,null,null,null,null,0.41250000000000003,8118]
[null,null,null,null,null,null,null,null,0.41250000000000003,8119]
[null,null,null,null,null,null,null,null,0.41250000000000003,8120]
[null,null,null,null,null,null,null,null,0.41250000000000003,8121]
[null,null,null,null,null,null,null,null,0.41250000000000003,8122]
[null,null,null,null,null,null,null,null,0.41250000000000003,8123]
[null,null,null,null,null,null,null,null,0.41250000000000003,8124]
[null,null,null,null,null,null,null,null,0.41250000000000003,8125]
[null,null,null,null,null,null,null,null,0.41250000000000003,8126]
[null,null,null,null,null,null,null,null,0.41250000000000003,8127]
[null,null,null,null,null,null,null,null,0.41250000000000003,8128]
[null,null,null,null,null,null,null,null,0.41250000000000003,8129]
[null,null,null,null,null,null,null,null,0.41250000000000003,8130]
[null,null,null,null,null,null,null,null,0.41250000000000003,8131]
[null,null,null,null,null,null,null,null,0.41250000000000003,8132]
[null,null,null,null,null,null,null,null,0.41250000000000003,8133]
[null,null,null,null,null,null,null,null,0.41250000000000003,8134]
[null,null,null,null,null,null,null,null,0.41250000000000003,8135]
[null,null,null,null,null,null,null,null,0.41250000000000003,8136]
[null,null,null,null,null,null,null,null,0.41250000000000003,8137]
[null,null,null,null,null,null,null,null,0.41250000000000003,8138]
[null,null,null,null,null,null,null,null,0.41250000000000003,8139]
[null,null,null,null,null,null,null,null,0.41250000000000003,8140]
[null,null,null,null,null,null,null,null,0.41250000000000003,8141]
[null,null,null,null,null,null,null,null,0.41250000000000003,8142]
[null,null,null,null,null,null,null,null,0.41250000000000003,8143]
[null,null,null,null,null,null,null,null,0.41250000000000003,8144]
[null,null,null,null,null,null,null,null,0.41250000000000003,8145]
[null,null,null,null,null,null,null,null,0.41250000000000003,8146]
[null,null,null,null,null,null,null,null,0.41250000000000003,8147]
[null,null,null,null,null,null,null,null,0.41250000000000003,8148]
[null,null,null,null,null,null,null,null,0.41250000000000003,8149]
[null,null,null,null,null,null,null,null,0.41250000000000003,8150]
[null,null,null,null,null,null,null,null,0.41250000000000003,8151]
[null,null,null,null,null,null,null,null,0.41250000000000003,8152]
[null,null,null,null,null,null,null,null,0.41250000000000003,8153]
[null,null,null,null,null,null,null,null,0.41250000000000003,8154]
[null,null,null,null,null,null,null,null,0.41250000000000003,8155]
[null,null,null,null,null,null,null,null,0.41250000000000003,8156]
[null,null,null,null,null,null,null,null,0.41250000000000003,8157]
[null,null,null,null,null,null,null,null,0.41250000000000003,8158]
[null,null,null,null,null,null,null,null,0.41250000000000003,8159]
[null,null,null,null,null,null,null,null,0.41250000000000003,8160]
[null,null,null,null,null,null,null,null,0.41250000000000003,8161]
[null,null,null,null,null,null,null,null,0.41250000000000003,8162]
[null,null,null,null,null,null,null,null,0.41250000000000003,8163]
[null,null,null,null,null,null,null,null,0.41250000000000003,8164]
[null,null,null,null,null,null,null,null,0.41250000000000003,8165]
[null,null,null,null,null,null,null,null,0.41250000000000003,8166]
[null,null,null,null,null,null,null,null,0.41250000000000003,8167]
[null,null,null,null,null,null,null,null,0.41250000000000003,8168]
[null,null,null,null,null,null,null,null,0.41250000000000003,8169]
[null,null,null,null,null,null,null,null,0.41250000000000003,8170]
[null,null,null,null,null,null,null,null,0.41250000000000003,8171]
[null,null,null,null,null,null,null,null,0.41250000000000003,8172]
[null,null,null,null,null,null,null,null,0.41250000000000003,8173]
[null,null,null,null,null,null,null,null,0.41250000000000003,8174]
[null,null,null,null,null,null,null,null,0.41250000000000003,8175]
[null,null,null,null,null,null,null,null,0.41250000000000003,8176]
[null,null,null,null,null,null,null,null,0.41250000000000003,8177]
[null,null,null,null,null,null,null,null,0.41250000000000003,8178]
[null,null,null,null,null,null,null,null,0.41250000000000003,8179]
[null,null,null,null,null,null,null,null,0.41250000000000003,8180]
[null,null,null,null,null,null,null,null,0.41250000000000003,8181]
[null,null,null,null,null,null,null,null,0.41250000000000003,8182]
[null,null,null,null,null,null,null,null,0.41250000000000003,8183]
[null,null,null,null,null,null,null,null,0.41250000000000003,8184]
[null,null,null,null,null,null,null,null,0.41250000000000003,8185]
[null,null,null,null,null,null,null,null,0.41250000000000003,8186]
[null,null,null,null,null,null,null,null,0.41250000000000003,8187]
[null,null,null,null,null,null,null,null,0.41250000000000003,8188]
[null,null,null,null,null,null,null,null,0.41250000000000003,8189]
[null,null,null,null,null,null,null,null,0.41250000000000003,8190]
[null,null,null,null,null,null,null,null,0.41250000000000003,8191]
[null,null,null,null,null,null,null,null,0.41250000000000003,8192]
[null,null,null,null,null,null,null,null,0.41250000000000003,8193]
[null,null,null,null,null,null,null,null,0.41250000000000003,8194]
[null,null,null,null,null,null,null,null,0.41250000000000003,8195]
[null,null,null,null,null,null,null,null,0.41250000000000003,8196]
[null,null,null,null,null,null,null,null,0.41250000000000003,8197]
[null,null,null,null,null,null,null,null,0.41250000000000003,8198]
[null,null,null,null,null,null,null,null,0.41250000000000003,8199]
[null,null,null,null,null,null,null,null,0.41250000000000003,8200]
[null,null,null,null,null,null,null,null,0.41250000000000003,8201]
[null,null,null,null,null,null,null,null,0.41250000000000003,8202]
[null,null,null,null,null,null,null,null,0.41250000000000003,8203]
[null,null,null,null,null,null,null,null,0.41250000000000003,8204]
[null,null,null,null,null,null,null,null,0.41250000000000003,8205]
[null,null,null,null,null,null,null,null,0.41250000000000003,8206]
[null,null,null,null,null,null,null,null,0.41250000000000003,8207]
[null,null,null,null,null,null,null,null,0.41250000000000003,8208]
[null,null,null,null,null,null,null,null,0.41250000000000003,8209]
[null,null,null,null,null,null,null,null,0.41250000000000003,8210]
[null,null,null,null,null,null,null,null,0.41250000000000003,8211]
[null,null,null,null,null,null,null,null,0.41250000000000003,8212]
[null,null,null,null,null,null,null,null,0.41250000000000003,8213]
[null,null,null,null,null,null,null,null,0.41250000000000003,8214]
[null,null,null,null,null,null,null,null,0.41250000000000003,8215]
[null,null,null,null,null,null,null,null,0.41250000000000003,8216]
[null,null,null,null,null,null,null,null,0.41250000000000003,8217]
[null,null,null,null,null,null,null,null,0.41250000000000003,8218]
[null,null,null,null,null,null,null,null,0.41250000000000003,8219]
[null,null,null,null,null,null,null,null,0.41250000000000003,8220]
[null,null,null,null,null,null,null,null,0.41250000000000003,8221]
[null,null,null,null,null,null,null,null,0.41250000000000003,8222]
[null,null,null,null,null,null,null,null,0.41250000000000003,8223]
[null,null,null,null,null,null,null,null,0.41250000000000003,8224]
[null,null,null,null,null,null,null,null,0.41250000000000003,8225]
[null,null,null,null,null,null,null,null,0.41250000000000003,8226]
[null,null,null,null,null,null,null,null,0.41250000000000003,8227]
[null,null,null,null,null,null,null,null,0.41250000000000003,8228]
[null,null,null,null,null,null,null,null,0.41250000000000003,8229]
[null,null,null,null,null,null,null,null,0.41250000000000003,8230]
[null,null,null,null,null,null,null,null,0.41250000000000003,8231]
[null,null,null,null,null,null,null,null,0.41250000000000003,8232]
[null,null,null,null,null,null,null,null,0.41250000000000003,8233]
[null,null,null,null,null,null,null,null,0.41250000000000003,8234]
[null,null,null,null,null,null,null,null,0.41250000000000003,8235]
[null,null,null,null,null,null,null,null,0.41250000000000003,8236]
[null,null,null,null,null,null,null,null,0.41250000000000003,8237]
[null,null,null,null,null,null,null,null,0.41250000000000003,8238]
[null,null,null,null,null,null,null,null,0.41250000000000003,8239]
[null,null,null,null,null,null,null,null,0.41250000000000003,8240]
[null,null,null,null,null,null,null,null,0.41250000000000003,8241]
[null,null,null,null,null,null,null,null,0.41250000000000003,8242]
[null,null,null,null,null,null,null,null,0.41250000000000003,8243]
[null,null,null,null,null,null,null,null,0.41250000000000003,8244]
[null,null,null,null,null,null,null,null,0.41250000000000003,8245]
[null,null,null,null,null,null,null,null,0.41250000000000003,8246]
[null,null,null,null,null,null,null,null,0.41250000000000003,8247]
[null,null,null,null,null,null,null,null,0.41250000000000003,8248]
[null,null,null,null,null,null,null,null,0.41250000000000003,8249]
[null,null,null,null,null,null,null,null,0.41250000000000003,8250]
[null,null,null,null,null,null,null,null,0.41250000000000003,8251]
[null,null,null,null,null,null,null,null,0.41250000000000003,8252]
[null,null,null,null,null,null,null,null,0.41250000000000003,8253]
[null,null,null,null,null,null,null,null,0.41250000000000003,8254]
[null,null,null,null,null,null,null,null,0.41250000000000003,8255]
[null,null,null,null,null,null,null,null,0.41250000000000003,8256]
[null,null,null,null,null,null,null,null,0.41250000000000003,8257]
[null,null,null,null,null,null,null,null,0.41250000000000003,8258]
[null,null,null,null,null,null,null,null,0.41250000000000003,8259]
[null,null,null,null,null,null,null,null,0.41250000000000003,8260]
[null,null,null,null,null,null,null,null,0.41250000000000003,8261]
[null,null,null,null,null,null,null,null,0.41250000000000003,8262]
[null,null,null,null,null,null,null,null,0.41250000000000003,8263]
[null,null,null,null,null,null,null,null,0.41250000000000003,8264]
[null,null,null,null,null,null,null,null,0.41250000000000003,8265]
[null,null,null,null,null,null,null,null,0.41250000000000003,8266]
[null,null,null,null,null,null,null,null,0.41250000000000003,8267]
[null,null,null,null,null,null,null,null,0.41250000000000003,8268]
[null,null,null,null,null,null,null,null,0.41250000000000003,8269]
[null,null,null,null,null,null,null,null,0.41250000000000003,8270]
[null,null,null,null,null,null,null,null,0.41250000000000003,8271]
[null,null,null,null,null,null,null,null,0.41250000000000003,8272]
[null,null,null,null,null,null,null,null,0.41250000000000003,8273]
[null,null,null,null,null,null,null,null,0.41250000000000003,8274]
[null,null,null,null,null,null,null,null,0.41250000000000003,8275]
[null,null,null,null,null,null,null,null,0.41250000000000003,8276]
[null,null,null,null,null,null,null,null,0.41250000000000003,8277]
[null,null,null,null,null,null,null,null,0.41250000000000003,8278]
[null,null,null,null,null,null,null,null,0.41250000000000003,8279]
[null,null,null,null,null,null,null,null,0.41250000000000003,8280]
[null,null,null,null,null,null,null,null,0.41250000000000003,8281]
[null,null,null,null,null,null,null,null,0.41250000000000003,8282]
[null,null,null,null,null,null,null,null,0.41250000000000003,8283]
[null,null,null,null,null,null,null,null,0.41250000000000003,8284]
[null,null,null,null,null,null,null,null,0.41250000000000003,8285]
[null,null,null,null,null,null,null,null,0.41250000000000003,8286]
[null,null,null,null,null,null,null,null,0.41250000000000003,8287]
[null,null,null,null,null,null,null,null,0.41250000000000003,8288]
[null,null,null,null,null,null,null,null,0.41250000000000003,8289]
[null,null,null,null,null,null,null,null,0.41250000000000003,8290]
[null,null,null,null,null,null,null,null,0.41250000000000003,8291]
[null,null,null,null,null,null,null,null,0.41250000000000003,8292]
[null,null,null,null,null,null,null,null,0.41250000000000003,8293]
[null,null,null,null,null,null,null,null,0.41250000000000003,8294]
[null,null,null,null,null,null,null,null,0.41250000000000003,8295]
[null,null,null,null,null,null,null,null,0.41250000000000003,8296]
[null,null,null,null,null,null,null,null,0.41250000000000003,8297]
[null,null,null,null,null,null,null,null,0.41250000000000003,8298]
[null,null,null,null,null,null,null,null,0.41250000000000003,8299]
[null,null,null,null,null,null,null,null,0.41250000000000003,8300]
[null,null,null,null,null,null,null,null,0.41250000000000003,8301]
[null,null,null,null,null,null,null,null,0.41250000000000003,8302]
[null,null,null,null,null,null,null,null,0.41250000000000003,8303]
[null,null,null,null,null,null,null,null,0.41250000000000003,8304]
[null,null,null,null,null,null,null,null,0.41250000000000003,8305]
[null,null,null,null,null,null,null,null,0.41250000000000003,8306]
[null,null,null,null,null,null,null,null,0.41250000000000003,8307]
[null,null,null,null,null,null,null,null,0.41250000000000003,8308]
[null,null,null,null,null,null,null,null,0.41250000000000003,8309]
[null,null,null,null,null,null,null,null,0.41250000000000003,8310]
[null,null,null,null,null,null,null,null,0.41250000000000003,8311]
[null,null,null,null,null,null,null,null,0.41250000000000003,8312]
[null,null,null,null,null,null,null,null,0.41250000000000003,8313]
[null,null,null,null,null,null,null,null,0.41250000000000003,8314]
[null,null,null,null,null,null,null,null,0.41250000000000003,8315]
[null,null,null,null,null,null,null,null,0.41250000000000003,8316]
[null,null,null,null,null,null,null,null,0.41250000000000003,8317]
[null,null,null,null,null,null,null,null,0.41250000000000003,8318]
[null,null,null,null,null,null,null,null,0.41250000000000003,8319]
[null,null,null,null,null,null,null,null,0.41250000000000003,8320]
[null,null,null,null,null,null,null,null,0.41250000000000003,8321]
[null,null,null,null,null,null,null,null,0.41250000000000003,8322]
[null,null,null,null,null,null,null,null,0.41250000000000003,8323]
[null,null,null,null,null,null,null,null,0.41250000000000003,8324]
[null,null,null,null,null,null,null,null,0.41250000000000003,8325]
[null,null,null,null,null,null,null,null,0.41250000000000003,8326]
[null,null,null,null,null,null,null,null,0.41250000000000003,8327]
[null,null,null,null,null,null,null,null,0.41250000000000003,8328]
[null,null,null,null,null,null,null,null,0.41250000000000003,8329]
[null,null,null,null,null,null,null,null,0.41250000000000003,8330]
[null,null,null,null,null,null,null,null,0.41250000000000003,8331]
[null,null,null,null,null,null,null,null,0.41250000000000003,8332]
[null,null,null,null,null,null,null,null,0.41250000000000003,8333]
[null,null,null,null,null,null,null,null,0.41250000000000003,8334]
[null,null,null,null,null,null,null,null,0.41250000000000003,8335]
[null,null,null,null,null,null,null,null,0.41250000000000003,8336]
[null,null,null,null,null,null,null,null,0.41250000000000003,8337]
[null,null,null,null,null,null,null,null,0.41250000000000003,8338]
[null,null,null,null,null,null,null,null,0.41250000000000003,8339]
[null,null,null,null,null,null,null,null,0.41250000000000003,8340]
[null,null,null,null,null,null,null,null,0.41250000000000003,8341]
[null,null,null,null,null,null,null,null,0.41250000000000003,8342]
[null,null,null,null,null,null,null,null,0.41250000000000003,8343]
[null,null,null,null,null,null,null,null,0.41250000000000003,8344]
[null,null,null,null,null,null,null,null,0.41250000000000003,8345]
[null,null,null,null,null,null,null,null,0.41250000000000003,8346]
[null,null,null,null,null,null,null,null,0.41250000000000003,8347]
[null,null,null,null,null,null,null,null,0.41250000000000003,8348]
[null,null,null,null,null,null,null,null,0.41250000000000003,8349]
[null,null,null,null,null,null,null,null,0.41250000000000003,8350]
[null,null,null,null,null,null,null,null,0.41250000000000003,8351]
[null,null,null,null,null,null,null,null,0.41250000000000003,8352]
[null,null,null,null,null,null,null,null,0.41250000000000003,8353]
[null,null,null,null,null,null,null,null,0.41250000000000003,8354]
[null,null,null,null,null,null,null,null,0.41250000000000003,8355]
[null,null,null,null,null,null,null,null,0.41250000000000003,8356]
[null,null,null,null,null,null,null,null,0.41250000000000003,8357]
[null,null,null,null,null,null,null,null,0.41250000000000003,8358]
[null,null,null,null,null,null,null,null,0.41250000000000003,8359]
[null,null,null,null,null,null,null,null,0.41250000000000003,8360]
[null,null,null,null,null,null,null,null,0.41250000000000003,8361]
[null,null,null,null,null,null,null,null,0.41250000000000003,8362]
[null,null,null,null,null,null,null,null,0.41250000000000003,8363]
[null,null,null,null,null,null,null,null,0.41250000000000003,8364]
[null,null,null,null,null,null,null,null,0.41250000000000003,8365]
[null,null,null,null,null,null,null,null,0.41250000000000003,8366]
[null,null,null,null,null,null,null,null,0.41250000000000003,8367]
[null,null,null,null,null,null,null,null,0.41250000000000003,8368]
[null,null,null,null,null,null,null,null,0.41250000000000003,8369]
[null,null,null,null,null,null,null,null,0.41250000000000003,8370]
[null,null,null,null,null,null,null,null,0.41250000000000003,8371]
[null,null,null,null,null,null,null,null,0.41250000000000003,8372]
[null,null,null,null,null,null,null,null,0.41250000000000003,8373]
[null,null,null,null,null,null,null,null,0.41250000000000003,8374]
[null,null,null,null,null,null,null,null,0.41250000000000003,8375]
[null,null,null,null,null,null,null,null,0.41250000000000003,8376]
[null,null,null,null,null,null,null,null,0.41250000000000003,8377]
[null,null,null,null,null,null,null,null,0.41250000000000003,8378]
[null,null,null,null,null,null,null,null,0.41250000000000003,8379]
[null,null,null,null,null,null,null,null,0.41250000000000003,8380]
[null,null,null,null,null,null,null,null,0.41250000000000003,8381]
[null,null,null,null,null,null,null,null,0.41250000000000003,8382]
[null,null,null,null,null,null,null,null,0.41250000000000003,8383]
[null,null,null,null,null,null,null,null,0.41250000000000003,8384]
[null,null,null,null,null,null,null,null,0.41250000000000003,8385]
[null,null,null,null,null,null,null,null,0.41250000000000003,8386]
[null,null,null,null,null,null,null,null,0.41250000000000003,8387]
[null,null,null,null,null,null,null,null,0.41250000000000003,8388]
[null,null,null,null,null,null,null,null,0.41250000000000003,8389]
[null,null,null,null,null,null,null,null,0.41250000000000003,8390]
[null,null,null,null,null,null,null,null,0.41250000000000003,8391]
[null,null,null,null,null,null,null,null,0.41250000000000003,8392]
[null,null,null,null,null,null,null,null,0.41250000000000003,8393]
[null,null,null,null,null,null,null,null,0.41250000000000003,8394]
[null,null,null,null,null,null,null,null,0.41250000000000003,8395]
[null,null,null,null,null,null,null,null,0.41250000000000003,8396]
[null,null,null,null,null,null,null,null,0.41250000000000003,8397]
[null,null,null,null,null,null,null,null,0.41250000000000003,8398]
[null,null,null,null,null,null,null,null,0.41250000000000003,8399]
[null,null,null,null,null,null,null,null,0.41250000000000003,8400]
[null,null,null,null,null,null,null,null,0,8401]
[null,null,null,null,null,null,null,null,0,8402]
[null,null,null,null,null,null,null,null,0,8403]
[null,null,null,null,null,null,null,null,0,8404]
[null,null,null,null,null,null,null,null,0,8405]
[null,null,null,null,null,null,null,null,0,8406]
[null,null,null,null,null,null,null,null,0,8407]
[null,null,null,null,null,null,null,null,0,8408]
[null,null,null,null,null,null,null,null,0,8409]
[null,null,null,null,null,null,null,null,0,8410]
[null,null,null,null,null,null,null,null,0,8411]
[null,null,null,null,null,null,null,null,0,8412]
[null,null,null,null,null,null,null,null,0,8413]
[null,null,null,null,null,null,null,null,0,8414]
[null,null,null,null,null,null,null,null,0,8415]
[null,null,null,null,null,null,null,null,0,8416]
[null,null,null,null,null,null,null,null,0,8417]
[null,null,null,null,null,null,null,null,0,8418]
[null,null,null,null,null,null,null,null,0,8419]
[null,null,null,null,null,null,null,null,0,8420]
[null,null,null,null,null,null,null,null,0,8421]
[null,null,null,null,null,null,null,null,0,8422]
[null,null,null,null,null,null,null,null,0,8423]
[null,null,null,null,null,null,null,null,0,8424]
[null,null,null,null,null,null,null,null,0,8425]
[null,null,null,null,null,null,null,null,0,8426]
[null,null,null,null,null,null,null,null,0,8427]
[null,null,null,null,null,null,null,null,0,8428]
[null,null,null,null,null,null,null,null,0,8429]
[null,null,null,null,null,null,null,null,0,8430]
[null,null,null,null,null,null,null,null,0,8431]
[null,null,null,null,null,null,null,null,0,8432]
[null,null,null,null,null,null,null,null,0,8433]
[null,null,null,null,null,null,null,null,0,8434]
[null,null,null,null,null,null,null,null,0,8435]
[null,null,null,null,null,null,null,null,0,8436]
[null,null,null,null,null,null,null,null,0,8437]
[null,null,null,null,null,null,null,null,0,8438]
[null,null,null,null,null,null,null,null,0,8439]
[null,null,null,null,null,null,null,null,0,8440]
[null,null,null,null,null,null,null,null,0,8441]
[null,null,null,null,null,null,null,null,0,8442]
[null,null,null,null,null,null,null,null,0,8443]
[null,null,null,null,null,null,null,null,0,8444]
[null,null,null,null,null,null,null,null,0,8445]
[null,null,null,null,null,null,null,null,0,8446]
[null,null,null,null,null,null,null,null,0,8447]
[null,null,null,null,null,null,null,null,0,8448]
[null,null,null,null,null,null,null,null,0,8449]
[null,null,null,null,null,null,null,null,0,8450]
[null,null,null,null,null,null,null,null,0,8451]
[null,null,null,null,null,null,null,null,0,8452]
[null,null,null,null,null,null,null,null,0,8453]
[null,null,null,null,null,null,null,null,0,8454]
[null,null,null,null,null,null,null,null,0,8455]
[null,null,null,null,null,null,null,null,0,8456]
[null,null,null,null,null,null,null,null,0,8457]
[null,null,null,null,null,null,null,null,0,8458]
[null,null,null,null,null,null,null,null,0,8459]
[null,null,null,null,null,null,null,null,0,8460]
[null,null,null,null,null,null,null,null,0,8461]
[null,null,null,null,null,null,null,null,0,8462]
[null,null,null,null,null,null,null,null,0,8463]
[null,null,null,null,null,null,null,null,0,8464]
[null,null,null,null,null,null,null,null,0,8465]
[null,null,null,null,null,null,null,null,0,8466]
[null,null,null,null,null,null,null,null,0,8467]
[null,null,null,null,null,null,null,null,0,8468]
[null,null,null,null,null,null,null,null,0,8469]
[null,null,null,null,null,null,null,null,0,8470]
[null,null,null,null,null,null,null,null,0,8471]
[null,null,null,null,null,null,null,null,0,8472]
[null,null,null,null,null,null,null,null,0,8473]
[null,null,null,null,null,null,null,null,0,8474]
[null,null,null,null,null,null,null,null,0,8475]
[null,null,null,null,null,null,null,null,0,8476]
[null,null,null,null,null,null,null,null,0,8477]
[null,null,null,null,null,null,null,null,0,8478]
[null,null,null,null,null,null,null,null,0,8479]
[null,null,null,null,null,null,null,null,0,8480]
[null,null,null,null,null,null,null,null,0,8481]
[null,null,null,null,null,null,null,null,0,8482]
[null,null,null,null,null,null,null,null,0,8483]
[null,null,null,null,null,null,null,null,0,8484]
[null,null,null,null,null,null,null,null,0,8485]
[null,null,null,null,null,null,null,null,0,8486]
[null,null,null,null,null,null,null,null,0,8487]
[null,null,null,null,null,null,null,null,0,8488]
[null,null,null,null,null,null,null,null,0,8489]
[null,null,null,null,null,null,null,null,0,8490]
[null,null,null,null,null,null,null,null,0,8491]
[null,null,null,null,null,null,null,null,0,8492]
[null,null,null,null,null,null,null,null,0,8493]
[null,null,null,null,null,null,null,null,0,8494]
[null,null,null,null,null,null,null,null,0,8495]
[null,null,null,null,null,null,null,null,0,8496]
[null,null,null,null,null,null,null,null,0,8497]
[null,null,null,null,null,null,null,null,0,8498]
[null,null,null,null,null,null,null,null,0,8499]
[null,null,null,null,null,null,null,null,0,8500]
[null,null,null,null,null,null,null,null,0,8501]
[null,null,null,null,null,null,null,null,0,8502]
[null,null,null,null,null,null,null,null,0,8503]
[null,null,null,null,null,null,null,null,0,8504]
[null,null,null,null,null,null,null,null,0,8505]
[null,null,null,null,null,null,null,null,0,8506]
[null,null,null,null,null,null,null,null,0,8507]
[null,null,null,null,null,null,null,null,0,8508]
[null,null,null,null,null,null,null,null,0,8509]
[null,null,null,null,null,null,null,null,0,8510]
[null,null,null,null,null,null,null,null,0,8511]
[null,null,null,null,null,null,null,null,0,8512]
[null,null,null,null,null,null,null,null,0,8513]
[null,null,null,null,null,null,null,null,0,8514]
[null,null,null,null,null,null,null,null,0,8515]
[null,null,null,null,null,null,null,null,0,8516]
[null,null,null,null,null,null,null,null,0,8517]
[null,null,null,null,null,null,null,null,0,8518]
[null,null,null,null,null,null,null,null,0,8519]
[null,null,null,null,null,null,null,null,0,8520]
[null,null,null,null,null,null,null,null,0,8521]
[null,null,null,null,null,null,null,null,0,8522]
[null,null,null,null,null,null,null,null,0,8523]
[null,null,null,null,null,null,null,null,0,8524]
[null,null,null,null,null,null,null,null,0,8525]
[null,null,null,null,null,null,null,null,0,8526]
[null,null,null,null,null,null,null,null,0,8527]
[null,null,null,null,null,null,null,null,0,8528]
[null,null,null,null,null,null,null,null,0,8529]
[null,null,null,null,null,null,null,null,0,8530]
[null,null,null,null,null,null,null,null,0,8531]
[null,null,null,null,null,null,null,null,0,8532]
[null,null,null,null,null,null,null,null,0,8533]
[null,null,null,null,null,null,null,null,0,8534]
[null,null,null,null,null,null,null,null,0,8535]
[null,null,null,null,null,null,null,null,0,8536]
[null,null,null,null,null,null,null,null,0,8537]
[null,null,null,null,null,null,null,null,0,8538]
[null,null,null,null,null,null,null,null,0,8539]
[null,null,null,null,null,null,null,null,0,8540]
[null,null,null,null,null,null,null,null,0,8541]
[null,null,null,null,null,null,null,null,0,8542]
[null,null,null,null,null,null,null,null,0,8543]
[null,null,null,null,null,null,null,null,0,8544]
[null,null,null,null,null,null,null,null,0,8545]
[null,null,null,null,null,null,null,null,0,8546]
[null,null,null,null,null,null,null,null,0,8547]
[null,null,null,null,null,null,null,null,0,8548]
[null,null,null,null,null,null,null,null,0,8549]
[null,null,null,null,null,null,null,null,0,8550]
[null,null,null,null,null,null,null,null,0,8551]
[null,null,null,null,null,null,null,null,0,8552]
[null,null,null,null,null,null,null,null,0,8553]
[null,null,null,null,null,null,null,null,0,8554]
[null,null,null,null,null,null,null,null,0,8555]
[null,null,null,null,null,null,null,null,0,8556]
[null,null,null,null,null,null,null,null,0,8557]
[null,null,null,null,null,null,null,null,0,8558]
[null,null,null,null,null,null,null,null,0,8559]
[null,null,null,null,null,null,null,null,0,8560]
[null,null,null,null,null,null,null,null,0,8561]
[null,null,null,null,null,null,null,null,0,8562]
[null,null,null,null,null,null,null,null,0,8563]
[null,null,null,null,null,null,null,null,0,8564]
[null,null,null,null,null,null,null,null,0,8565]
[null,null,null,null,null,null,null,null,0,8566]
[null,null,null,null,null,null,null,null,0,8567]
[null,null,null,null,null,null,null,null,0,8568]
[null,null,null,null,null,null,null,null,0,8569]
[null,null,null,null,null,null,null,null,0,8570]
[null,null,null,null,null,null,null,null,0,8571]
[null,null,null,null,null,null,null,null,0,8572]
[null,null,null,null,null,null,null,null,0,8573]
[null,null,null,null,null,null,null,null,0,8574]
[null,null,null,null,null,null,null,null,0,8575]
[null,null,null,null,null,null,null,null,0,8576]
[null,null,null,null,null,null,null,null,0,8577]
[null,null,null,null,null,null,null,null,0,8578]
[null,null,null,null,null,null,null,null,0,8579]
[null,null,null,null,null,null,null,null,0,8580]
[null,null,null,null,null,null,null,null,0,8581]
[null,null,null,null,null,null,null,null,0,8582]
[null,null,null,null,null,null,null,null,0,8583]
[null,null,null,null,null,null,null,null,0,8584]
[null,null,null,null,null,null,null,null,0,8585]
[null,null,null,null,null,null,null,null,0,8586]
[null,null,null,null,null,null,null,null,0,8587]
[null,null,null,null,null,null,null,null,0,8588]
[null,null,null,null,null,null,null,null,0,8589]
[null,null,null,null,null,null,null,null,0,8590]
[null,null,null,null,null,null,null,null,0,8591]
[null,null,null,null,null,null,null,null,0,8592]
[null,null,null,null,null,null,null,null,0,8593]
[null,null,null,null,null,null,null,null,0,8594]
[null,null,null,null,null,null,null,null,0,8595]
[null,null,null,null,null,null,null,null,0,8596]
[null,null,null,null,null,null,null,null,0,8597]
[null,null,null,null,null,null,null,null,0,8598]
[null,null,null,null,null,null,null,null,0,8599]
[null,null,null,null,null,null,null,null,0,8600]
[null,null,null,null,null,null,null,null,0,8601]
[null,null,null,null,null,null,null,null,0,8602]
[null,null,null,null,null,null,null,null,0,8603]
[null,null,null,null,null,null,null,null,0,8604]
[null,null,null,null,null,null,null,null,0,8605]
[null,null,null,null,null,null,null,null,0,8606]
[null,null,null,null,null,null,null,null,0,8607]
[null,null,null,null,null,null,null,null,0,8608]
[null,null,null,null,null,null,null,null,0,8609]
[null,null,null,null,null,null,null,null,0,8610]
[null,null,null,null,null,null,null,null,0,8611]
[null,null,null,null,null,null,null,null,0,8612]
[null,null,null,null,null,null,null,null,0,8613]
[null,null,null,null,null,null,null,null,0,8614]
[null,null,null,null,null,null,null,null,0,8615]
[null,null,null,null,null,null,null,null,0,8616]
[null,null,null,null,null,null,null,null,0,8617]
[null,null,null,null,null,null,null,null,0,8618]
[null,null,null,null,null,null,null,null,0,8619]
[null,null,null,null,null,null,null,null,0,8620]
[null,null,null,null,null,null,null,null,0,8621]
[null,null,null,null,null,null,null,null,0,8622]
[null,null,null,null,null,null,null,null,0,8623]
[null,null,null,null,null,null,null,null,0,8624]
[null,null,null,null,null,null,null,null,0,8625]
[null,null,null,null,null,null,null,null,0,8626]
[null,null,null,null,null,null,null,null,0,8627]
[null,null,null,null,null,null,null,null,0,8628]
[null,null,null,null,null,null,null,null,0,8629]
[null,null,null,null,null,null,null,null,0,8630]
[null,null,null,null,null,null,null,null,0,8631]
[null,null,null,null,null,null,null,null,0,8632]
[null,null,null,null,null,null,null,null,0,8633]
[null,null,null,null,null,null,null,null,0,8634]
[null,null,null,null,null,null,null,null,0,8635]
[null,null,null,null,null,null,null,null,0,8636]
[null,null,null,null,null,null,null,null,0,8637]
[null,null,null,null,null,null,null,null,0,8638]
[null,null,null,null,null,null,null,null,0,8639]
[null,null,null,null,null,null,null,null,0,8640]
[null,null,null,null,null,null,null,null,0,8641]
[null,null,null,null,null,null,null,null,0,8642]
[null,null,null,null,null,null,null,null,0,8643]
[null,null,null,null,null,null,null,null,0,8644]
[null,null,null,null,null,null,null,null,0,8645]
[null,null,null,null,null,null,null,null,0,8646]
[null,null,null,null,null,null,null,null,0,8647]
[null,null,null,null,null,null,null,null,0,8648]
[null,null,null,null,null,null,null,null,0,8649]
[null,null,null,null,null,null,null,null,0,8650]
[null,null,null,null,null,null,null,null,0,8651]
[null,null,null,null,null,null,null,null,0,8652]
[null,null,null,null,null,null,null,null,0,8653]
[null,null,null,null,null,null,null,null,0,8654]
[null,null,null,null,null,null,null,null,0,8655]
[null,null,null,null,null,null,null,null,0,8656]
[null,null,null,null,null,null,null,null,0,8657]
[null,null,null,null,null,null,null,null,0,8658]
[null,null,null,null,null,null,null,null,0,8659]
[null,null,null,null,null,null,null,null,0,8660]
[null,null,null,null,null,null,null,null,0,8661]
[null,null,null,null,null,null,null,null,0,8662]
[null,null,null,null,null,null,null,null,0,8663]
[null,null,null,null,null,null,null,null,0,8664]
[null,null,null,null,null,null,null,null,0,8665]
[null,null,null,null,null,null,null,null,0,8666]
[null,null,null,null,null,null,null,null,0,8667]
[null,null,null,null,null,null,null,null,0,8668]
[null,null,null,null,null,null,null,null,0,8669]
[null,null,null,null,null,null,null,null,0,8670]
[null,null,null,null,null,null,null,null,0,8671]
[null,null,null,null,null,null,null,null,0,8672]
[null,null,null,null,null,null,null,null,0,8673]
[null,null,null,null,null,null,null,null,0,8674]
[null,null,null,null,null,null,null,null,0,8675]
[null,null,null,null,null,null,null,null,0,8676]
[null,null,null,null,null,null,null,null,0,8677]
[null,null,null,null,null,null,null,null,0,8678]
[null,null,null,null,null,null,null,null,0,8679]
[null,null,null,null,null,null,null,null,0,8680]
[null,null,null,null,null,null,null,null,0,8681]
[null,null,null,null,null,null,null,null,0,8682]
[null,null,null,null,null,null,null,null,0,8683]
[null,null,null,null,null,null,null,null,0,8684]
[null,null,null,null,null,null,null,null,0,8685]
[null,null,null,null,null,null,null,null,0,8686]
[null,null,null,null,null,null,null,null,0,8687]
[null,null,null,null,null,null,null,null,0,8688]
[null,null,null,null,null,null,null,null,0,8689]
[null,null,null,null,null,null,null,null,0,8690]
[null,null,null,null,null,null,null,null,0,8691]
[null,null,null,null,null,null,null,null,0,8692]
[null,null,null,null,null,null,null,null,0,8693]
[null,null,null,null,null,null,null,null,0,8694]
[null,null,null,null,null,null,null,null,0,8695]
[null,null,null,null,null,null,null,null,0,8696]
[null,null,null,null,null,null,null,null,0,8697]
[null,null,null,null,null,null,null,null,0,8698]
[null,null,null,null,null,null,null,null,0,8699]
[null,null,null,null,null,null,null,null,0,8700]
[null,null,null,null,null,null,null,null,0,8701]
[null,null,null,null,null,null,null,null,0,8702]
[null,null,null,null,null,null,null,null,0,8703]
[null,null,null,null,null,null,null,null,0,8704]
[null,null,null,null,null,null,null,null,0,8705]
[null,null,null,null,null,null,null,null,0,8706]
[null,null,null,null,null,null,null,null,0,8707]
[null,null,null,null,null,null,null,null,0,8708]
[null,null,null,null,null,null,null,null,0,8709]
[null,null,null,null,null,null,null,null,0,8710]
[null,null,null,null,null,null,null,null,0,8711]
[null,null,null,null,null,null,null,null,0,8712]
[null,null,null,null,null,null,null,null,0,8713]
[null,null,null,null,null,null,null,null,0,8714]
[null,null,null,null,null,null,null,null,0,8715]
[null,null,null,null,null,null,null,null,0,8716]
[null,null,null,null,null,null,null,null,0,8717]
[null,null,null,null,null,null,null,null,0,8718]
[null,null,null,null,null,null,null,null,0,8719]
[null,null,null,null,null,null,null,null,0,8720]
[null,null,null,null,null,null,null,null,0,8721]
[null,null,null,null,null,null,null,null,0,8722]
[null,null,null,null,null,null,null,null,0,8723]
[null,null,null,null,null,null,null,null,0,8724]
[null,null,null,null,null,null,null,null,0,8725]
[null,null,null,null,null,null,null,null,0,8726]
[null,null,null,null,null,null,null,null,0,8727]
[null,null,null,null,null,null,null,null,0,8728]
[null,null,null,null,null,null,null,null,0,8729]
[null,null,null,null,null,null,null,null,0,8730]
[null,null,null,null,null,null,null,null,0,8731]
[null,null,null,null,null,null,null,null,0,8732]
[null,null,null,null,null,null,null,null,0,8733]
[null,null,null,null,null,null,null,null,0,8734]
[null,null,null,null,null,null,null,null,0,8735]
[null,null,null,null,null,null,null,null,0,8736]
[null,null,null,null,null,null,null,null,0]
[]
[]
[]
[]
[]
[]
[]
[]
[]
[]
[]
[]
[]
[]
[]
[]
[]
[]
[]
[]
[]
[]
[]
[null,null,null,null,null,null,null,null,0]

{"sheet":"MerNaklKGJ","index":1,"n_rows":74,"n_cols":30,"rows_kept":74,"cut":false,"hidden":false,"merged":[[64,25,64,26],[64,27,64,28],[42,33,42,34],[2,2,2,7]]}
[]
[null,"Měrné náklady KGJ"]
[null,null,"Cento",null,null,null,null,null,"Quanto"]
[null,"Možné varianty KGJ",120,140,200,260,350,530,600,null,null,null,{"$f":"355*2+140*2","v":990}]
[null,"Investice (Kč)",{"$f":"1.6*2653000","v":4244800},{"$f":"1.6*2929000","v":4686400},{"$f":"1.6*3459000","v":5534400},{"$f":"1.6*4527000","v":7243200},{"$f":"5515000*1.6","v":8824000},{"$f":"1.6*7056000","v":11289600},{"$f":"1.6*7549000","v":12078400},null,null,null,{"$f":"2*260+2*200","v":920}]
[null,"El. výkon (kW)",125,140,200,260,355,528,600,null,null,null,{"$f":"4*260","v":1040}]
[null,"Tep. Výkon (kW)",177,203,253,371,442,672,681,null,null,null,{"$f":"3*355","v":1065},{"$f":"G6/(G6+G7)","v":0.44542032622333749},{"$f":"G7/(G6+G7)","v":0.55457967377666251},null,{"$f":"3788/(3788+2514+2765)","v":0.41777875813389215}]
[null,"El. účinnost při zatížení 75%",0.34399999999999997,0.35499999999999998,0.375,0.36399999999999999,0.39200000000000002,0.38500000000000001,0.41199999999999998,null,null,null,{"$f":"2*528","v":1056}]
[null,"Tep. Účinnost při zatížení 75%",0.55800000000000005,0.56999999999999995,0.51200000000000001,0.55900000000000005,0.51100000000000001,0.50600000000000001,0.49,null,null,null,null,null,null,null,null,null,858,"Kč/MWh"]
[null,"Minimální el. výkon",0.5,0.6,0.5,0.6,0.6,0.6,0.5,null,null,null,null,null,null,null,null,null,0.41199999999999998]
[null,"El/Tep",{"$f":"C6/C7","v":0.70621468926553677},{"$f":"D6/D7","v":0.68965517241379315},0.79051383399209485,0.70080862533692723,{"$f":"G6/G7","v":0.80316742081447967},0.7857142857142857,0.88105726872246692,null,null,null,null,{"$f":"39.2/90.1","v":0.435072142064373},{"$f":"51.1/90.3","v":0.56589147286821706},null,{"$f":"(2514+2765)/(3788+2514+2765)","v":0.58222124186610791},null,{"$f":"S9/S10","v":2082.5242718446602},null,null,null,null,null,null,null,null,null,{"$f":"0.1*8760","v":876},"MWh"]
[null,"Příkon ZP (kW)",343,384,510,687,887,1344,1418,null,null,null,null,null,null,null,null,null,null,null,null,null,null,null,null,null,null,null,{"$f":"C20/10*12","v":1769596.7999999998},"Kč/rok"]
[null,"Servis (Kč/kWh)",0.25,0.25,0.25,0.25,0.25,0.25,0.25,null,null,null,null,null,{"$f":"50000/4820","v":10.37344398340249},null,null,null,null,null,null,null,null,null,null,null,null,null,{"$f":"AC11*2000","v":1752000},"Kč/rok"]
[null,"Servis (Kč/mhod)",38,43,55,70,86,110,125,null,null,0.39,null,null,null,null,null,null,null,null,null,null,null,{"$f":"(858*3072+1600000*(1.0665^20*(0.0665)/(1.0665^20)))/2765","v":991.74538878842679}]
[null,"Max příkon plynu (m3)",{"$f":"C12/10.7","v":32.056074766355145},35.887850467289724,47.663551401869164,64.205607476635521,82.897196261682254,125.60747663551403,132.52336448598132,null,null,0.51,null,null,null,null,null,null,null,null,null,null,null,{"$f":"999*2765-(858*3072+1600000*(1.0665^20*(0.0665)/(1.0665^20)))","v":20059},null,null,null,null,{"$f":"AC13+AC12","v":3521596.8}]
[null,null,null,null,null,null,null,null,null,null,null,{"$f":"K22*$L$14*H22/$L$15","v":823079.70588235289},null,null,null,null,null,null,null,null,null,null,null,null,null,null,null,null,{"$f":"AC15/AC11","v":4020.0876712328763}]
[null,"Cena tepla",1000,"Kč/MWh",null,null,null,null,null,null,null,{"$f":"K23*$L$14*H23/$L$15","v":400452}]
[null,"Teplo potřeba",2765,"MWh"]
[null,"Cena ZP základ",792.28,"Kč/MWh","cena rez. Kap",{"$f":"115.1963","v":115.19629999999999},"Kč/m3"]
[null,"Překročení rez. Kap",{"$f":"698164+776500","v":1474664},"Kč/MW"]
[]
[null,null,"S FVE","Bez FVE",null,null,"Přípěvek ZB",571,"Kč/Mwhe","3000h",1885,"MWht",{"$f":"K22*H22*E8/E9","v":788331.298828125}]
[null,"energie MWh",2979,3553,null,null,"Přípěvek ZB",204,"Kč/Mwhe","4400h",2567,"Mwht"]
[null,"Max",1019,1100]
[null,"Teplo 3000hod",1885,"MWht",null,null,"Cena elektřiny",2200,"Kč/MWh"]
[null,"Teplo 4400hod",2567,"MWht",null,null,"Cena FVE",2174,"Kč/MWh"]
[null,"Diskont",6.6500000000000004E-2,null,null,null,"FVE en",574,"MWh"]
[]
[null,null,"životnost","investice","anuita","El ZB 3000","El. ZB 4400","Celkem provoz","Celkem el. ","Teplo využité","Servis","Palivo","Cena ZP","Cena pal","Cena za teplo ušetřené","Mařené teplo","DS přes rez. Kap. ","Nspol","βe","Měrné Nspol na výrobu el. ","Elektrřina DS"]
[null,null,"let","Kč",null,"Kč","Kč","mHod","MWh","MWh","Kč","MWh","Kč/MWh","Kč","Kč","MWh","MW",null,null,"Kč/MWh","MWh"]
[null,"varianta 1 4x200KGJ+FVE",9,{"$f":"4*E5","v":22137600},{"$f":"((1+C27)^C31*C27)/((1+C27)^C31-1)","v":0.15120915448122169},{"$f":"$K$22*$H$22*$E$8/$E$9","v":788331.298828125},{"$f":"$K$23*$H$23*$E$8/$E$9","v":383545.8984375},22174,3575,2765,{"$f":"I31*$C$13*1000","v":893750},9534,{"$f":"$C$19+(24*4*E15*$F$19)/L31","v":847.56674402874899},{"$f":"L31*M31","v":8080701.3375700926},{"$f":"J31*$C$17","v":2765000},2027,2.3650000000000002,{"$f":"D31*E31+K31+N31+Q31*$C$20-F31","v":15021108.176985461},{"$f":"I31/(J31+P31+I31)","v":0.42727381379227919},{"$f":"R31/I31","v":4201.7085809749542},{"$f":"7931-I31-574+5+Q31","v":3789.3649999999998},{"$f":"(R31+U31*$H$25+$H$27*$H$26)/(U31+I31+$H$27)","v":3099.5787138769083},{"$f":"(R31-O31+U31*$H$25+$H$27*$H$26)/(U31+I31+$H$27)","v":2751.2702145826579}]
[null,"4x200 bez FVE",8.5,{"$f":"D31","v":22137600},{"$f":"((1+$C$27)^C32*$C$27)/((1+$C$27)^C32-1)","v":0.15778449434421069},{"$f":"$F$31","v":788331.298828125},{"$f":"$G$31","v":383545.8984375},23679,3996,2765,{"$f":"I32*$C$13*1000","v":999000},10656,{"$f":"$C$19+(24*4*$E$15*$F$19)/L32","v":841.74544834554172},{"$f":"L32*M32","v":8969639.4975700919},{"$f":"J32*$C$17","v":2765000},2677,12.742000000000001,{"$f":"D32*E32+K32+N32+Q32*$C$20-F32","v":31463446.908736367},{"$f":"I32/(J32+P32+I32)","v":0.42339478703115069},{"$f":"R32/I32","v":7873.7354626467386},{"$f":"7931-I32+5+Q32","v":3952.7420000000002},{"$f":"(R32+U32*$H$25+$H$27*$H$26)/(U32+I32+$H$27)","v":4858.4546274821378},{"$f":"(R32-O32+U32*$H$25+$H$27*$H$26)/(U32+I32+$H$27)","v":4534.028521423782}]
[null,"2x260 a 2x200 s FVE",12,{"$f":"2*$E$5+2*$F$5","v":25555200},0.12356386092327257,{"$f":"K22*H22*((E8+F8)/2)/((E9+F9)/2)","v":742681.19981325848},{"$f":"K23*H23*((E8+F8)/2)/((E9+F9)/2)","v":361335.80952380947},17814,3492,2765,873000,9450,{"$f":"$C$19+(24*(2*E15+2*F15)*$F$19)/L33","v":857.73733682242994},8105617.8329719631,2765000,2531,0.27900000000000003,{"$f":"D33*E33+K33+N33+Q33*$C$20-F33","v":11805067.06782512},0.39736003641329087,3380.6033985753493,{"$f":"7931-I33-574+5+Q33","v":3870.279},2717.5905569631714,2369.1905070153302]
[null,"2x260 a 2x200 bez FVE",10.5,{"$f":"2*$E$5+2*$F$5","v":25555200},0.13533880083827945,{"$f":"F33","v":742681.19981325848},{"$f":"G33","v":361335.80952380947},19150,4009,2765,1002250,10624,{"$f":"$C$19+(24*(2*E15+2*F15)*$F$19)/L34","v":850.50400536257177},9035754.5529719628,2765000,3168,1.42,14847956.356341105,0.4032387849527258,3703.6558633926429,{"$f":"7931-I34+5+Q34","v":3928.42},2906.4899107717756,2581.632248948014]
[null,"4x260 s FVE",11,{"$f":"4*$F$5","v":28972800},0.1310416005947759,{"$f":"K22*$H$22*$F$8/$F$9","v":700869.30232558132},{"$f":"K23*$H$23*$F$8/$F$9","v":340993.11627906974},17757,3538,2765,884500,9719,{"$f":"$C$19+(24*4*$F$15*$F$19)/L35","v":865.33688325690207},8410209.1683738306,2765000,2654,0,12390481.951760571,0.39499832533214246,3502.1147404637004,{"$f":"7931-I35-574+5+Q35","v":3824},2778.6237338407977,2430.2114354537011]
[null,"4x260 bez FVE",10.5,{"$f":"4*$F$5","v":28972800},0.13533880083827945,{"$f":"$K$22*$H$22*$F$8/$F$9","v":700869.30232558132},{"$f":"G35","v":340993.11627906974},19036,3969,2765,992250,10904,{"$f":"$C$19+(24*4*$F$15*$F$19)/L36","v":857.39737420889867},9349060.9683738314,2765000,3317,1.4999999999999999E-2,13583705.634975553,0.39488608098696648,3422.4503993387634,{"$f":"7931-I36+5+Q36","v":3967.0149999999999},2768.3869693502952,2443.4756736592772]
[null,"3x350 s FVE",10,{"$f":"3*$G$5","v":26472000},0.1400827665645995,{"$f":"$K$22*$G$8/G9*H22","v":825681.64383561641},{"$f":"K23*$G$8/G9*H23","v":401717.91780821915},14782,3691,2765,922750,9415,{"$f":"$C$19+(24*3*$G$15*$F$19)/L37","v":865.30819127560414},8146876.6208598129,2765000,2032,0,11952215.973522274,0.43484919886899154,3238.2053572263003,{"$f":"7931-I37-574+5+Q37","v":3671},2680.9843716635933,2332.5720732764962]
[null,"3x350 bez FVE",9.5,{"$f":"3*$G$5","v":26472000},0.14534411545510964,{"$f":"F37","v":825681.64383561641},{"$f":"K23*G11*H23","v":420593.07692307699},15756,4088,2765,1022000,10428,{"$f":"$C$19+(24*3*$G$15*$F$19)/L38","v":858.21406414075693},8949456.2608598135,2765000,2550,8.9999999999999993E-3,13006596.017351858,0.43475486546846753,3181.6526461232529,{"$f":"7931-I38+5+Q38","v":3848.009},2669.8082008317333,2344.896676061313]
[null,"2x530 s FVE",10,{"$f":"$H$5*2","v":22579200},0.1400827665645995,{"$f":"K22*H22*H8/H9","v":818950.54347826098},{"$f":"K23*H23*H8/H9","v":398443.04347826086},9748,3802,2765,950500,9875,{"$f":"$C$19+(24*2*$H$15*$F$19)/L39","v":862.61283999148225},8518301.7949158866,2765000,2218,0,11812808.054253031,0.4327831531018782,3106.9984361528223,{"$f":"7931-I39-574+5+Q39","v":3560},2632.6466802234163,2284.2343818363192]
[null,"2x530 bez FVE",9.5,{"$f":"$H$5*2","v":22579200},0.14534411545510964,{"$f":"F39","v":818950.54347826098},{"$f":"G39","v":398443.04347826086},10323,4135,2765,1033750,10740,{"$f":"$C$19+(24*2*$H$15*$F$19)/L40","v":856.94823043909571},9203623.9949158877,2765000,2656,1.0999999999999999E-2,12716398.607121637,0.43271243197990789,3075.3080065590416,{"$f":"7931-I40+5+Q40","v":3801.011},2623.5569856633133,2298.6455372527294]
[null,"2x350 a 2x140 s FVE",10,{"$f":"2*$D$5+2*$G$5","v":27020800},0.1400827665645995,{"$f":"$K$22*(5*$G$11+$D$11)*$H$22/6","v":844114.33823529433},{"$f":"K26*H26*H14","v":0},14788,3691,2765,922750,9882,{"$f":"$C$19+(24*(2*$G$15+2*$D$15)*$F$19)/L41","v":858.74556346571785},8486123.6581682246,2765000,2060,2.5000000000000001E-2,12386774.338721659,0.43341944574917801,3355.9399454678023,{"$f":"7931-I41-574+5+Q41","v":3671.0250000000001},2735.7405424909398,2387.3293416693696,null,null,{"$f":"D35","v":28972800},{"$f":"D37","v":26472000},{"$f":"D39","v":22579200},{"$f":"D41","v":27020800}]
[null,"2x350 a 2x140 bez FVE",10,{"$f":"2*$D$5+2*$G$5","v":27020800},{"$f":"((1+$C$27)^C42*$C$27)/((1+$C$27)^C42-1)","v":0.1400827665645995},{"$f":"$K$22*(5*$G$11+$D$11)*$H$22/6","v":844114.33823529433},null,15851,4088,2765,1022000,10944,{"$f":"$C$19+(24*(2*$G$15+2*$D$15)*$F$19)/L42","v":852.29578016888013},9327525.018168224,2765000,2601,0.29199999999999998,{"$f":"D42*E42+K42+N42+Q42*$C$20-F42","v":13721160.986721659},0.4324095620901206,3356.4483822704647,{"$f":"7931-I42+5+Q42","v":3848.2919999999999},2753.7573783275193,2428.856658117214,null,null,{"$f":"E35","v":0.1310416005947759},{"$f":"E37","v":0.1400827665645995},{"$f":"E39","v":0.1400827665645995},{"$f":"E41","v":0.1400827665645995}]
[null,"2x350 a 2x120 s FVE",10,{"$f":"2*$G$5+2*$C$5","v":26137600},0.1400827665645995,{"$f":"$K$22*(5*$G$11+$C$11)*$H$22/6","v":847084.93616373092},null,14793,3691,2765,922750,10029,{"$f":"$C$19+(24*(2*$G$15+2*$C$15)*$F$19)/L43","v":855.6587208869978},8581401.3117757011,2765000,2061,9.7000000000000003E-2,12461536.102970846,0.4333685570036398,3376.1950969847862,{"$f":"7931-I43-574+5+Q43","v":3671.0970000000002},2745.1561520695682,2396.74811219808,null,null,"Var. 1","Var. 2","Var. 3","Var. 4"]
[null,"2x350 a 2x120 bez FVE",10,{"$f":"2*$G$5+2*$C$5","v":26137600},0.1400827665645995,{"$f":"$K$22*(5*$G$11+$C$11)*$H$22/6","v":847084.93616373092},null,15868,4087,2765,1021750,11107,{"$f":"$C$19+(24*(2*$G$15+2*$C$15)*$F$19)/L44","v":849.50744141313589},9435479.151775701,2765000,2602,0.66300000000000003,14249273.766970847,0.43230378675692827,3486.4873420530575,{"$f":"7931-I44+5+Q44","v":3849.663},2816.0448095490142,2491.158252532246,null,null,"4x260 kWe","3x350kWe","2x530kWe","2x350 a 2x140 kWe"]
[null,null,null,null,null,null,null,null,null,null,null,null,null,null,null,null,null,null,null,null,null,null,null,"Předpokládaná životnost","let",11,10,10,10]
[null,{"$f":"800+500","v":1300},null,1295.4589371980676,{"$f":"IF(D46-$B$46>0,D46-$B$46,0)","v":0},{"$f":"$C$20*E46/1000","v":0},null,null,null,null,null,null,null,null,null,null,null,null,null,null,null,null,null,"Roční provoz všech KGJ","hod",{"$f":"H35","v":17757},23263,{"$f":"H39","v":9748},{"$f":"H41","v":14788}]
[null,null,null,1386.6666666666667,{"$f":"IF(D47-$B$46>0,D47-$B$46,0)","v":86.666666666666742},{"$f":"$C$20*E47/1000","v":127804.21333333345},null,null,null,null,null,null,null,null,null,null,null,null,null,null,null,null,null,"Generováno el. energie","MWh",{"$f":"I35","v":3538},3691,{"$f":"I39","v":3802},{"$f":"I41","v":3691}]
[null,null,null,1348.0193236714977,48.019323671497659,{"$f":"$C$20*E48/1000","v":70812.367922705424},null,null,null,null,null,null,null,null,null,null,null,null,null,null,null,null,null,"Generováno tep. energie","MWh",{"$f":"Z49+Z50","v":5419},{"$f":"AA49+AA50","v":4797},{"$f":"AB49+AB50","v":4983},{"$f":"AC49+AC50","v":4825}]
[null,null,null,1459.3236714975844,159.32367149758443,234948.88270531382,null,null,null,null,null,null,null,null,null,null,null,null,null,null,null,null,null,"Využitá tep. energie","MWh",2765,2765,2765,2765]
[null,null,null,1600,300,442399.2,null,null,null,null,null,null,null,null,null,null,null,null,null,null,null,null,null,"Mařená tep. energie","MWh",{"$f":"P35","v":2654},2032,{"$f":"P39","v":2218},{"$f":"P41","v":2060}]
[null,null,null,1487.1497584541062,187.14975845410618,275983.01140096603,null,null,null,null,null,null,null,null,null,null,null,null,null,null,null,null,null,"Roční servisní náklady","Kč",{"$f":"0.25*Z47*1000","v":884500},{"$f":"0.25*AA47*1000","v":922750},{"$f":"0.25*AB47*1000","v":950500},{"$f":"0.25*AC47*1000","v":922750}]
[null,null,null,1389.7584541062802,89.758454106280169,132363.56096618355,null,null,null,null,null,null,null,null,null,null,null,null,null,null,null,null,null,"Spotřeba ZP","MWh",{"$f":"L35","v":9719},{"$f":"L37","v":9415},{"$f":"L39","v":9875},{"$f":"L41","v":9882}]
[null,null,null,1539.7101449275362,239.71014492753625,353491.92115942034,null,null,null,null,null,null,null,null,null,null,null,null,null,null,null,null,null,"Cena plynu - komodita","Kč/MWh",792.28,792.28,792.28,792.28]
[null,null,null,null,null,null,null,null,null,null,null,null,null,null,null,null,null,null,null,null,null,null,null,"Cena plynu - za rez. Kapacitu","Kč/MWh",{"$f":"(24*4*$F$15*$F$19)/L35","v":73.05688325690214},{"$f":"(24*3*$G$15*$F$19)/L37","v":73.028191275604158},{"$f":"(24*2*$H$15*$F$19)/L39","v":70.332839991482317},{"$f":"(24*(2*$G$15+2*$D$15)*$F$19)/L41","v":66.465563465717921}]
[null,null,null,1536.6183574879226,236.61835748792259,348932.57352656987,null,null,null,null,null,null,null,null,null,null,null,null,null,null,null,null,null,"Platba za ZP","Kč",{"$f":"Z52*(Z53+Z54)","v":8410209.1683738306},{"$f":"AA52*(AA53+AA54)","v":8146876.6208598129},{"$f":"AB52*(AB53+AB54)","v":8518301.7949158866},8486123.6581682246]
[null,null,null,1437.6811594202898,137.68115942028976,203033.44927536216,null,null,null,null,null,null,null,null,null,null,null,null,null,null,null,null,null,"příkon z DS","MWh",{"$f":"U35","v":3824},3671,{"$f":"U39","v":3560},{"$f":"U41","v":3671.0250000000001}]
[null,null,null,1360.3864734299516,60.386473429951593,89049.758454106137,null,null,null,null,null,null,null,null,null,null,null,null,null,null,null,null,null,"Pokuta za příkon přes RK a RP","Kč",22119.96,12903.31,16221.304,120081.81828019308]
[null,null,null,null,null,null,null,null,null,null,null,null,null,null,null,null,null,null,null,null,null,null,null,"Účinnost KGJ (el.+ využité teplo)","-",{"$f":"(Z49+Z47)/Z52","v":0.64852351064924374},{"$f":"(AA49+AA47)/AA52","v":0.68571428571428572},0.66501265822784805,0.65330904675166968]
[null,null,9,8.5,12,11,12,11,10.5,10,10,9.5,null,13.5,null,null,null,null,null,null,null,null,null,"Měrné náklady na el. (bez DS)","Kč/MWh",{"$f":"(Z41*Z42+Z51+Z55+Z57)/(Z47)","v":3706.4644471696311},{"$f":"(AA41*AA42+AA51+AA55+AA57)/(AA47)","v":3465.4025812402847},3326.6648873569943,3607.1806814514084]
[null,null,{"$f":"4*#REF!","v":{"$error":"#REF!"}},{"$f":"C60","v":{"$error":"#REF!"}},{"$f":"2*$E$5+2*$F$5","v":25555200},{"$f":"2*$E$5+2*$F$5","v":25555200},{"$f":"4*$F$5","v":28972800},{"$f":"4*$F$5","v":28972800},{"$f":"3*$G$5","v":26472000},{"$f":"3*$G$5","v":26472000},{"$f":"$H$5*2","v":22579200},{"$f":"$H$5*2","v":22579200},null,{"$f":"2*#REF!+2*#REF!","v":{"$error":"#REF!"}}]
[null,null,{"$f":"((1+#REF!)^C59*#REF!)/((1+#REF!)^C59-1)","v":{"$error":"#REF!"}},{"$f":"((1+$C$27)^D59*$C$27)/((1+$C$27)^D59-1)","v":0.15778449434421069},0.12356386092327257,0.1310416005947759,0.12356386092327257,0.1310416005947759,0.13533880083827945,0.1400827665645995,0.1400827665645995,0.14534411545510964,null,{"$f":"((1+$C$27)^N59*$C$27)/((1+$C$27)^N59-1)","v":0.11451763448641826}]
[null,null,{"$f":"$K$22*$H$22*$E$11","v":850857.70750988147},{"$f":"$C$62","v":850857.70750988147},{"$f":"#REF!*#REF!*(#REF!+#REF!)/2","v":{"$error":"#REF!"}},{"$f":"E62","v":{"$error":"#REF!"}},{"$f":"#REF!*#REF!*#REF!","v":{"$error":"#REF!"}},{"$f":"#REF!*#REF!*#REF!","v":{"$error":"#REF!"}},{"$f":"$K$22*$H$22*#REF!","v":{"$error":"#REF!"}},{"$f":"$K$22*$H$22*#REF!","v":{"$error":"#REF!"}},{"$f":"#REF!*#REF!*#REF!","v":{"$error":"#REF!"}},{"$f":"K62","v":{"$error":"#REF!"}},null,{"$f":"#REF!*(#REF!+#REF!)*#REF!/2","v":{"$error":"#REF!"}}]
[null,null,{"$f":"$K$23*$H$23*#REF!","v":{"$error":"#REF!"}},{"$f":"$C$63","v":{"$error":"#REF!"}},{"$f":"#REF!*#REF!*(#REF!+#REF!)/2","v":{"$error":"#REF!"}},{"$f":"E63","v":{"$error":"#REF!"}},{"$f":"#REF!*#REF!*#REF!","v":{"$error":"#REF!"}},{"$f":"G63","v":{"$error":"#REF!"}},{"$f":"#REF!*#REF!*#REF!","v":{"$error":"#REF!"}},{"$f":"#REF!*#REF!*#REF!","v":{"$error":"#REF!"}},{"$f":"#REF!*#REF!*#REF!","v":{"$error":"#REF!"}},{"$f":"K63","v":{"$error":"#REF!"}},null,{"$f":"#REF!*#REF!*#REF!","v":{"$error":"#REF!"}}]
[null,null,21941,23263,16755,17996,16740,17881,14677,15458,9753,10330,null,14787]
[null,null,3799,4278,3545,4017,3527,4014,3788,4251,3780,4146,null,3757,null,null,null,null,null,null,null,null,null,null,null,"2x350 a 2x140 kWe",null,"2x350 a 2x120 kWe"]
[null,null,2765,2765,2765,2765,2765,2765,2765,2765,2765,2765,null,2765,null,null,null,null,null,null,null,null,null,null,null,"s FVE","bez FVE","s FVE","bez FVE"]
[null,null,{"$f":"$C$64*#REF!","v":{"$error":"#REF!"}},{"$f":"D64*#REF!","v":{"$error":"#REF!"}},{"$f":"16308*$F$14+802*$E$14","v":1185670},{"$f":"16572*$F$14+1594*$E$14","v":1247710},{"$f":"G64*$F$14","v":1171800},{"$f":"H64*$F$14","v":1251670},{"$f":"I64*$G$14","v":1262222},{"$f":"J64*$G$14","v":1329388},{"$f":"K64*#REF!","v":{"$error":"#REF!"}},{"$f":"L64*#REF!","v":{"$error":"#REF!"}},null,{"$f":"N64*#REF!","v":{"$error":"#REF!"}},null,null,null,null,null,null,null,null,null,"Měrné náklady na el. (+DS+FVE)","Kč/MWh",{"$f":"V41","v":2735.7405424909398},{"$f":"V42","v":2753.7573783275193},{"$f":"V43","v":2745.1561520695682},{"$f":"V44","v":2816.0448095490142}]
[null,null,{"$f":"C65/#REF!","v":{"$error":"#REF!"}},{"$f":"D65/#REF!","v":{"$error":"#REF!"}},{"$f":"E65/#REF!","v":{"$error":"#REF!"}},{"$f":"F65/#REF!","v":{"$error":"#REF!"}},{"$f":"G65/#REF!","v":{"$error":"#REF!"}},{"$f":"H65/#REF!","v":{"$error":"#REF!"}},{"$f":"I65/#REF!","v":{"$error":"#REF!"}},{"$f":"J65/#REF!","v":{"$error":"#REF!"}},{"$f":"K65/#REF!","v":{"$error":"#REF!"}},{"$f":"L65/#REF!","v":{"$error":"#REF!"}},null,{"$f":"N65/#REF!","v":{"$error":"#REF!"}},null,null,null,null,null,null,null,null,null,"Měrné náklady na el. (bez DS)","Kč/MWh",{"$f":"T41","v":3355.9399454678023},{"$f":"T42","v":3356.4483822704647},{"$f":"T43","v":3376.1950969847862},{"$f":"T44","v":3486.4873420530575}]
[null,null,{"$f":"C68*$C$19","v":{"$error":"#REF!"}},{"$error":"#REF!"},{"$error":"#REF!"},{"$error":"#REF!"},{"$error":"#REF!"},{"$error":"#REF!"},{"$error":"#REF!"},{"$error":"#REF!"},{"$error":"#REF!"},{"$error":"#REF!"},null,{"$f":"N68*$C$19","v":{"$error":"#REF!"}}]
[null,null,{"$f":"C66*$C$17","v":2765000},2765000,2765000,2765000,2765000,2765000,2765000,2765000,2765000,2765000,null,{"$f":"N66*$C$17","v":2765000}]
[null,null,2027,2633,2244,2885,2254,2948,1938,2514,2033,2498,null,1929,null,null,null,null,null,null,null,null,null,null,null,5804.7381381420364,3131.671861857767]
[null,null,2.3650000000000002,12.742000000000001,0.27900000000000003,1.42,0,1.4999999999999999E-2,0,8.9999999999999993E-3,0,1.0999999999999999E-2,null,2.5000000000000001E-2,null,null,null,null,null,null,null,null,null,null,null,5679.5788382625633,3189.6957833699621]
[null,null,{"$f":"(C60*C61+C67+C69-C70-C62+C72*$C$20)/C65","v":{"$error":"#REF!"}},{"$error":"#REF!"},{"$error":"#REF!"},{"$error":"#REF!"},{"$error":"#REF!"},{"$error":"#REF!"},{"$error":"#REF!"},{"$error":"#REF!"},{"$error":"#REF!"},{"$error":"#REF!"},null,{"$f":"(N60*N61+N67+N69-N70-N62+N72*$C$20)/N65","v":{"$error":"#REF!"}},null,null,null,null,null,null,null,null,null,null,null,5799.7394198841293,3129.5771426827455]
[null,null,3561,3646,3817,3817,3835,3922,3575,3685,3582,3790,null,3606,null,null,null,null,null,null,null,null,null,null,null,5744.7771638338399,3260.5890379397056]

{"sheet":"NPV&LCOE","index":2,"n_rows":183,"n_cols":28,"rows_kept":183,"cut":false,"hidden":false,"merged":[[2,9,2,14],[3,13,3,14],[47,1,47,3],[67,8,67,17],[67,18,67,27],[2,25,2,26],[2,23,2,24],[2,21,2,22],[31,8,31,17],[31,18,31,27],[45,8,45,27],[81,8,81,27],[102,8,102,17],[102,18,102,27],[116,8,116,27],[3,9,3,10],[3,11,3,12],[41,8,41,27],[77,8,77,27],[112,8,112,27]]}
[]
[]
[null,null,null,null,2,null,null,null,null,"Výsledky",null,null,null,null,null,null,null,null,null,null,null,"3x350kWe",null,"2x530kWe"]
[null,null,null,null,null,null,null,null,null,"Generální oprava KGJ",null,"Nová výstavba KGJ",null,"Navýšení RP po 10 letech",null,null,null,null,null,null,null,"Var 1","Var 2","Var 3","Var 4"]
[null,"Cena KGJ",{"$f":"DosadHodnotu($E$3,U5)","v":26472000},null,null,null,null,null,null,"NPV","LCOE","NPV","LCOE","NPV","LCOE",null,null,null,null,null,"Cena KGJ",28972800,26472000,22579200,27020800]
[null,"Instalovaný výkon el.",1065,"kW",null,null,null,null,null,"(tis. Kč)","(Kč/MWh)","(tis. Kč)","(Kč/MWh)","(tis. Kč)","(Kč/MWh)",null,null,null,null,null,"Instalovaný výkon el.",1040,1065,{"$f":"2*528","v":1056},990]
[null,"Instalovaný výkon tep.",1326,"kW",null,null,null,null,null,{"$f":"H57","v":-195895.39060265321},{"$f":"H58","v":2268.460477186708},{"$f":"H93","v":-196832.45910057009},{"$f":"H94","v":2279.3116914261122},{"$f":"H128","v":-194792.99065911435},{"$f":"H129","v":2255.6947316820415},null,null,null,null,null,"Instalovaný výkon tep.",{"$f":"4*371","v":1484},1326,{"$f":"2*672","v":1344},1290]
[null,"Genrováno ročně el.",3691,null,null,null,null,null,null,null,null,null,null,null,null,null,null,null,null,null,"Genrováno ročně el.",3538,3691,{"$f":"MerNaklKGJ!I39","v":3802},3691]
[null,"Genrováno ročně tepl",4797,null,null,null,null,null,null,null,{"$f":"SUM(I55:AB55)","v":86356.095939391511},null,null,null,null,null,null,null,null,null,"Genrováno ročně tepl",{"$f":"MerNaklKGJ!P35+2765","v":5419},4797,{"$f":"MerNaklKGJ!P39+2765","v":4983},4825]
[null,"Spotřebované teplo",2765,"MWh",null,null,null,null,null,null,null,null,null,null,null,null,null,null,null,null,"Spotřebované teplo",2765,2765,2765,2765]
[null,"EL. 3000hod ZB",1446.027397260274,"MWh",null,null,null,null,null,null,null,null,null,null,null,null,null,null,null,null,"Elektřina ZB",{"$f":"MerNaklKGJ!F8/MerNaklKGJ!F9*MerNaklKGJ!K22","v":1227.4418604651162},1446.027397260274,{"$f":"MerNaklKGJ!H8/MerNaklKGJ!H9*MerNaklKGJ!K22","v":1434.2391304347827},1400.6880357285909]
[null,"Servis ročně",922750,"Kč",null,null,null,null,null,null,null,null,null,null,null,null,null,null,null,null,"Servis ročně",{"$f":"MerNaklKGJ!K35","v":884500},922750,{"$f":"MerNaklKGJ!K39","v":950500},922750]
[null,"Spotřebováno plynu",9415,"MWh",{"$f":"(C8+C10)/C13","v":0.68571428571428572},null,null,null,null,null,null,null,null,null,null,null,null,null,null,null,"Spotřebováno plynu",{"$f":"MerNaklKGJ!L35","v":9719},9415,{"$f":"MerNaklKGJ!L39","v":9875},9882]
[null,"Elektřina odebraná z DS",3671,"MWh",null,null,null,null,null,null,null,null,null,null,null,null,null,null,null,null,"Elektřina odebraná z DS",{"$f":"MerNaklKGJ!U35","v":3824},3671,{"$f":"MerNaklKGJ!U39","v":3560},3671.0250000000001]
[null,"Cena elektřina",1997,"Kč/MWh",null,null,null,null,null,null,null,null,null,null,null,null,null,null,null,null,"Cena elektřina",1979,1997,2009,1997]
[null,"Cena teplo ",1000,"Kč/MWh","teplo konstantní nárůst o 2%",null,null,null,null,null,null,null,null,null,null,null,null,null,null,null,"Cena teplo ",1000,1000,1000,1000]
[null,"Cena ZP",865.30819127560414,"Kč/MWh","cena plynu se bude zvyšovat stejně jako cena elektřiny",null,null,null,null,null,null,null,null,null,null,null,null,null,null,null,"Cena ZP",{"$f":"MerNaklKGJ!M35","v":865.33688325690207},865.30819127560414,{"$f":"MerNaklKGJ!M39","v":862.61283999148225},858.74556346571785]
[null,"Životnost",10,"let",null,null,null,null,null,null,null,null,null,null,null,null,null,null,null,null,"Životnost",10,10,10,10]
[null,"Další provozní náklad",100000,"Kč",null,null,null,null,null,null,null,null,null,null,null,null,null,null,null,null,"Další provozní náklad",100000,100000,100000,100000]
[null,"Platba za překročení RK a RP",12903.31,"Kč",null,null,null,null,null,null,null,null,null,null,null,null,null,null,null,null,"Cena za překročení RK a RP",{"$f":"MerNaklKGJ!Z57","v":22119.96},{"$f":"MerNaklKGJ!AA57","v":12903.31},{"$f":"MerNaklKGJ!AB57","v":16221.304},{"$f":"MerNaklKGJ!AC57","v":120081.81828019308}]
[null,"FVE",1,null,null,null,null,null,null,null,null,null,null,null,null,null,null,null,null,null,"FVE",1,1,1,1]
[null,"ZB KGJ 3000h",0,"Kč/MWh"]
[]
[null,"diskont",6.6500000000000004E-2]
[null,"Dotace",0,"z investice"]
[null,"inflace",0.02,null,null,null,"Nárůst cen en.",1,{"$f":"$H$26*(1+2%+$C$30)^I28","v":1.04},{"$f":"$H$26*(1+2%+$C$30)^J28","v":1.0816000000000001},1.1248640000000001,1.1698585600000002,1.2166529024000003,{"$f":"M26*(1+$C$30)","v":1.2409859604480005},{"$f":"N26*(1+$C$30)","v":1.2658056796569606},1.2911217932500998,1.3169442291151019,1.3432831136974039,1.370148775971352,1.3975517514907791,1.4255027865205947,1.4540128422510066,1.4830930990960267,1.5127549610779474,1.5430100602995063,1.5738702615054965,1.6053476667356064,1.6374546200703186]
[null,"Daň",0.19]
[null,null,null,null,null,null,null,0,1,2,3,4,5,6,7,8,9,10,11,12,13,14,15,16,17,18,19,20]
[null,"Rovnoměrné odpisy",null,null,null,null,"Cena elktřiny",{"$f":"$C$15*H26","v":1997},2076.88,2159.9552000000003,2246.3534079999999,2336.2075443200006,2429.6558460928009,2478.248963014657,2527.81394227495,2578.3702211204491,2629.9376255428583,2682.5363780537155,{"$f":"$C$15*S26","v":2736.1871056147897},2790.9108477270861,2846.7290646816277,2903.6636459752604,2961.7369188947655,3020.9716572726611,3081.3910904181139,3143.0189122264765,3205.8792904710058,3269.9968762804265]
[null,"Růst energií",0.02,null,null,null,"Cena tepla",{"$f":"$C$16*(1+$C$26)^H28","v":1000},{"$f":"H30*(1+$C$30)","v":1020},{"$f":"I30*(1+$C$30)","v":1040.4000000000001},1061.2080000000001,1082.4321600000001,1104.0808032,1126.1624192639999,1148.68566764928,1171.6593810022657,1195.0925686223111,1218.9944199947574,1243.3743083946526,1268.2417945625457,1293.6066304537967,1319.4787630628728,1345.8683383241303,1372.785705090613,1400.2414191924252,1428.2462475762736,1456.811172527799,1485.947395978355]
[null,"Náklady na navýšení RP",2000000,"Kč",null,null,"Cena plynu",{"$f":"$C$17*H26","v":865.30819127560414},899.92051892662835,935.91733968369351,973.3540332710412,1012.288194601883,1052.7797223859584,1073.8353168336778,1095.3120231703513,1117.2182636337584,1139.5626289064337,1162.3538814845624,{"$f":"$C$17*S26","v":1185.6009591142536},1209.3129782965386,1233.4992378624695,1258.1692226197188,1283.3326070721132,1308.9992592135557,1335.1792443978266,1361.8828292857831,1389.1204858714989,1416.9028955889289]
[null,null,null,null,null,null,null,null,"KGJ",null,null,null,null,null,null,null,null,null,"KGJ2"]
[null,null,null,null,null,null,"Servisní a provozní náklady",null,{"$f":"($C$12+$C$19)*(1+$C$26)^I28","v":1043205},1064069.1000000001,1085350.4819999998,1107057.4916399999,1129198.6414727999,1151782.6143022561,1174818.2665883009,1198314.6319200671,1222280.9245584684,1246726.5430496379,{"$f":"($C$12+$C$19)*(1+$C$26)^S28","v":1271661.0739106303},1297094.2953888432,1323036.1812966201,1349496.9049225524,1376486.8430210031,1404016.5798814234,1432096.9114790522,1460738.849708633,1489953.6267028055,1519752.6992368619]
[null,null,null,null,null,null,"Generováno el. KGJ",null,{"$f":"$C$8","v":3691},3691,3691,3691,3691,3691,3691,3691,3691,3691,{"$f":"$C$8","v":3691},3691,3691,3691,3691,3691,3691,3691,3691,3691]
[null,null,null,null,null,null,"Cena ušetřená za teplo",null,{"$f":"$C$10*I30","v":2820300},2876706.0000000005,2934240.12,2992924.9224,3052783.4208479999,3113839.08926496,3176115.8710502596,3239638.1884712647,3304430.9522406901,3370519.5712855044,{"$f":"$C$10*S30","v":3437929.9627112146},3506688.561965439,3576822.3332047476,3648358.779868843,3721325.9554662202,3795752.4745755447,3871667.5240670554,3949100.8745483966,4028082.8920393642,4108644.5498801516]
[null,null,null,null,null,null,"Příjem ZB",null,{"$f":"$C$11*$C$22","v":0},{"$f":"$C$11*$C$22","v":0},0,0,0,0,0,0,0,0,0,0,0,0,0,0,0,0,0,0]
[null,null,null,null,null,null,"Cena za překročení RK a RP",null,{"$f":"$C$20","v":12903.31},{"$f":"$C$20","v":12903.31},12903.31,12903.31,12903.31,12903.31,12903.31,12903.31,12903.31,12903.31,12903.31,12903.31,12903.31,12903.31,12903.31,12903.31,12903.31,12903.31,12903.31,12903.31]
[null,null,null,null,null,null,"Platba za plyn",null,{"$f":"$C$13*I31","v":8472751.6856942065},8811661.7531219739,9164128.2232468538,9530693.3521767277,9911921.0862637982,10110159.507989077,10312362.698148858,10518609.952111835,10728982.151154073,10943561.794177156,{"$f":"$C$13*S31","v":11162433.030060697},11385681.690661911,11613395.324475151,11845663.230964651,12082576.495583946,12324228.025495626,12570712.586005537,12822126.837725649,13078569.374480162,13340140.761969766]
[null,null,null,null,null,null,"Investice",{"$f":"$C$5-$C$5*$C$25","v":26472000},null,null,null,null,null,null,null,null,null,{"$f":"0.6*$C$5*(1+C26)^R28","v":19361532.171660725}]
[null,null,null,null,null,null,"Odpisy",null,{"$f":"$H$39/(2*$C$18-1)","v":1393263.1578947369},{"$f":"2*$H$39/(2*$C$18-1)","v":2786526.3157894737},2786526.3157894737,2786526.3157894737,2786526.3157894737,2786526.3157894737,2786526.3157894737,2786526.3157894737,2786526.3157894737,{"$f":"2*$H$39/(2*$C$18-1)","v":2786526.3157894737},0,0,0,0,0,0,0,0,0,0]
[null,null,null,null,null,null,"Daň. štít",null,{"$f":"(I40+I38+I33-I36+I39)*0.19","v":2072751.770281899},{"$f":"(J40+J38+J33-J36+J39)*0.19","v":2405828.8620931753},2476840.9539969023,2550612.6603251784,2627252.7482699538,2669209.0032353532,2712004.3833000604,2755655.6709660618,2800179.9843853828,6524285.896688628,2362477.8797545526,2409727.4373496436,2457921.9860966364,2507080.4258185686,2557222.0343349404,2608366.4750216394,2660533.804522072,2713744.4806125136,2768019.3702247641,2823379.7576292595]
[null,null,null,null,null,null,null,null,"Odběr z DS"]
[null,null,null,null,null,null,"Elektrická energie",null,{"$f":"7931-I49-I34","v":3665.8},{"$f":"7931-J49-J34","v":3668.6710000000003},3671.5276450000001,3674.3700067749996,3677.1981567411249,3680.0121659574197,3682.8121051276321,3685.5980446019939,3688.3700543789837,3691.128204107089,3693.8725630865538,3696.6032002711208,3699.3201842697654,3702.0235833484167,3704.7134654316742,3707.3898981045159,3710.0529486139931,3712.7026838709235,3715.3391704515689,3717.9624745993115]
[null,null,null,null,null,null,"Cena za El. energii z DS",null,{"$f":"I43*I29","v":7613426.7040000008},{"$f":"J43*J29","v":7924165.0035392018},8247548.6379119642,8584090.9304508865,8934325.9987677447,9119986.3341652974,9309463.786120588,9502836.2452215385,9700183.1829368472,9901585.6835773457,10107126.476901682,10316889.971379334,10530962.288124137,10749431.295511862,10972386.644495556,11199919.804632721,11432124.100838611,11669094.75088031,11910928.90362641,12157725.678067593]
[null,null,null,null,null,null,"Daň. Štít",null,{"$f":"I44*0.19","v":1446551.0737600003},{"$f":"J44*0.19","v":1505591.3506724483},1567034.2412032732,1630977.2767856685,1697521.9397658715,1732797.4034914065,1768798.1193629117,1805538.8865920922,1843034.8047580009,1881301.2798796957,1920354.0306113197,1960209.0945620735,2000882.8347435859,2042391.946147254,2084753.4624541558,2127984.7628802173,2172103.5791593362,2217128.002667259,2263076.491689018,2309967.8788328427]
[null,null,null,null,null,null,null,null,"FVE"]
[null,null,null,null,null,null,"Investice",{"$f":"IF($C$21=1,$C$62+$C$64+$C$65-SUM($C$62,$C$64,$C$65)*$C$58,0)","v":13479600},null,null,null,null,null,null,null,null,null,null,{"$f":"IF($C$21=1,$C$64*(1+$C$56)^S28,0)","v":847483.92860179476}]
[null,"Ekonomické zhodnocení FVE",null,null,null,null,"Provozní náklady",null,{"$f":"IF($C$21=1,$C$60,0)","v":50000},{"$f":"IF($C$21=1,$C$60,0)","v":50000},50000,50000,50000,50000,50000,50000,50000,50000,50000,50000,50000,50000,50000,50000,50000,50000,50000,50000]
[null,"Cena FV panelu",3900,"Kč",null,null,"Generováno el. energie",null,{"$f":"IF($C$21=1,$C$53*(1-$C$55)^H28/1000,0)","v":574.20000000000005},{"$f":"IF($C$21=1,$C$53*(1-$C$55)^I28/1000,0)","v":571.32899999999995},568.47235499999999,565.62999322500002,562.80184325887512,559.98783404258063,557.18789487236768,554.40195539800595,551.62994562101585,548.87179589291077,546.12743691344633,543.39679972887905,540.67981573023474,537.97641665158346,535.28653456832558,532.61010189548404,529.94705138600648,527.29731612907653,524.66082954843114,522.03752540068888]
[null,"počet PV panelů",2370,null,null,null,"odpisy",null,{"$f":"$H$47/(2*$C$54-1)","v":345630.76923076925},{"$f":"2*$H$47/(2*$C$54-1)","v":691261.5384615385},{"$f":"2*$H$47/(2*$C$54-1)","v":691261.5384615385},691261.5384615385,691261.5384615385,691261.5384615385,691261.5384615385,691261.5384615385,691261.5384615385,691261.5384615385,691261.5384615385,691261.5384615385,691261.5384615385,691261.5384615385,691261.5384615385,691261.5384615385,691261.5384615385,691261.5384615385,691261.5384615385,691261.5384615385]
[null,"jmen výkon panelů",240,"W",null,null,"daňový štít",null,{"$f":"(I50+I48)*0.19","v":75169.846153846156},{"$f":"(J50+J48)*0.19","v":140839.69230769231},140839.69230769231,140839.69230769231,140839.69230769231,140839.69230769231,140839.69230769231,140839.69230769231,140839.69230769231,140839.69230769231,140839.69230769231,140839.69230769231,140839.69230769231,140839.69230769231,140839.69230769231,140839.69230769231,140839.69230769231,140839.69230769231,140839.69230769231,140839.69230769231]
[null,"instalovaný výkon",{"$f":"C50*C51/1000","v":568.79999999999995},"kWp"]
[null,"Generováno ročně",574200,"kWh",null,null,"CF",{"$f":"-H39-H47","v":-39951600},{"$f":"I41+I36+I35+I51-I33-I38-I39-I47-I48-I44+I45","v":-10764610.699498462},{"$f":"J41+J36+J35+J51-J33-J38-J39-J47-J48-J44+J45","v":-10920929.951587861},-11428072.335650951,-11956487.222449075,-12507047.925312825,-12775243.26815722,-13048886.684836823,-13328088.390916331,-13612960.824957622,-29586459.75230334,-15577102.944090025,-15032201.171245238,-15340926.947543245,-15655920.587256709,-15977308.838537499,-16305221.005224679,-16639788.998267045,-16981147.388178732,-17329433.458548538,-17684787.260624275]
[null,"V provozu ",20,"let",null,null,"DCF",{"$f":"H53/(1+$C$24)^H28","v":-39951600},-10093399.624471132,-9601473.8164194189,-9420856.7753224466,-9241876.5897953603,-9064639.0441936422,-8681684.918336058,-8314716.4090637043,-7963078.2978927931,-7626141.4556838907,-15541194.786602829,{"$f":"S53/(1+$C$24)^S28","v":-7672152.5994642507},-6942122.3211796889,-6642941.4500385085,-6356624.7240875755,-6082620.6685069865,-5820401.3551177923,-5569461.4024928557,-5329317.0182027407,-5099505.0814404516,-4879582.2643410582]
[null,"roční snížení výroby",5.0000000000000001E-3,null,null,null,"Diskontovaná el. energie",null,{"$f":"(I34+I49+I43)/(1+$C$24)^I28","v":7436.4744491326774},{"$f":"(J34+J49+J43)/(1+$C$24)^J28","v":6972.7842936077614},6538.0068388258424,6130.3392769112452,5748.0912113560662,5389.677647778778,5053.6124217335,4738.5020363183312,4443.0398840303151,4166.0008289079369,3906.2361264959559,3662.668660568173,3434.2884768571707,3220.1485952716093,3019.3610832363888,2831.0933738737826,2654.5648137588214,2489.0434259341969,2333.8428747624912,2188.3196200304656]
[null,"inflace ",0.02]
[null,"diskont",6.6530000000000006E-2,null,null,null,"NPV",{"$f":"SUM(H54:AB54)/1000","v":-195895.39060265321},"tis. Kč"]
[null,"Dotace",0,"z investice",null,null,"LCOE",{"$f":"-H57/SUM(I55:AB55)*1000","v":2268.460477186708},"Kč/MWh"]
[null,"Další inv. Náklady",1500,"Kč/FVpanel"]
[null,"provozní náklady",50000,"Kč"]
[]
[null,"cena panelů",{"$f":"C50*C49","v":9243000},"Kč",null,null,"Nárůst cen en.",1,{"$f":"$H$26*(1+2%+$C$30)^I64","v":1.04},{"$f":"$H$26*(1+2%+$C$30)^J64","v":1.0816000000000001},1.1248640000000001,1.1698585600000002,1.2166529024000003,{"$f":"M62*(1+$C$30)","v":1.2409859604480005},{"$f":"N62*(1+$C$30)","v":1.2658056796569606},1.2911217932500998,1.3169442291151019,1.3432831136974039,1.370148775971352,1.3975517514907791,1.4255027865205947,1.4540128422510066,1.4830930990960267,1.5127549610779474,1.5430100602995063,1.5738702615054965,1.6053476667356064,1.6374546200703186]
[null,"cena za 1 kWh",{"$f":"C62/(C53*C54)","v":0.80485893416927901}]
[null,"Cena invertorů",681600,"Kč",null,null,null,0,1,2,3,4,5,6,7,8,9,10,11,12,13,14,15,16,17,18,19,20]
[null,"Další inv. náklady",{"$f":"C59*C50","v":3555000},"Kč",null,null,"Cena elktřiny",{"$f":"$C$15*H62","v":1997},2076.88,2159.9552000000003,2246.3534079999999,2336.2075443200006,2429.6558460928009,2478.248963014657,2527.81394227495,2578.3702211204491,2629.9376255428583,2682.5363780537155,{"$f":"$C$15*S62","v":2736.1871056147897},2790.9108477270861,2846.7290646816277,2903.6636459752604,2961.7369188947655,3020.9716572726611,3081.3910904181139,3143.0189122264765,3205.8792904710058,3269.9968762804265]
[null,"cena proměnné složky elektřiny",1.6024,"Kč/kWh",null,null,"Cena tepla",{"$f":"$C$16*(1+$C$26)^H64","v":1000},{"$f":"H66*(1+$C$30)","v":1020},{"$f":"I66*(1+$C$30)","v":1040.4000000000001},1061.2080000000001,1082.4321600000001,1104.0808032,1126.1624192639999,1148.68566764928,1171.6593810022657,1195.0925686223111,1218.9944199947574,1243.3743083946526,1268.2417945625457,1293.6066304537967,1319.4787630628728,1345.8683383241303,1372.785705090613,1400.2414191924252,1428.2462475762736,1456.811172527799,1485.947395978355]
[null,null,null,null,null,null,"Cena plynu",{"$f":"$C$17*H62","v":865.30819127560414},899.92051892662835,935.91733968369351,973.3540332710412,1012.288194601883,1052.7797223859584,1073.8353168336778,1095.3120231703513,1117.2182636337584,1139.5626289064337,1162.3538814845624,{"$f":"$C$17*S62","v":1185.6009591142536},1209.3129782965386,1233.4992378624695,1258.1692226197188,1283.3326070721132,1308.9992592135557,1335.1792443978266,1361.8828292857831,1389.1204858714989,1416.9028955889289]
[null,null,null,null,null,null,null,null,"KGJ",null,null,null,null,null,null,null,null,null,"KGJ2"]
[null,null,null,null,null,null,"Servisní a provozní náklady",null,{"$f":"($C$12+$C$19)*(1+$C$26)^I64","v":1043205},1064069.1000000001,1085350.4819999998,1107057.4916399999,1129198.6414727999,1151782.6143022561,1174818.2665883009,1198314.6319200671,1222280.9245584684,1246726.5430496379,{"$f":"($C$12+$C$19)*(1+$C$26)^S64","v":1271661.0739106303},1297094.2953888432,1323036.1812966201,1349496.9049225524,1376486.8430210031,1404016.5798814234,1432096.9114790522,1460738.849708633,1489953.6267028055,1519752.6992368619]
[null,null,null,null,null,null,"Generováno el. KGJ",null,{"$f":"$C$8","v":3691},3691,3691,3691,3691,3691,3691,3691,3691,3691,{"$f":"$C$8","v":3691},3691,3691,3691,3691,3691,3691,3691,3691,3691]
[null,null,null,null,null,null,"Cena ušetřená za teplo",null,{"$f":"$C$10*I66","v":2820300},2876706.0000000005,2934240.12,2992924.9224,3052783.4208479999,3113839.08926496,3176115.8710502596,3239638.1884712647,3304430.9522406901,3370519.5712855044,{"$f":"$C$10*S66","v":3437929.9627112146},3506688.561965439,3576822.3332047476,3648358.779868843,3721325.9554662202,3795752.4745755447,3871667.5240670554,3949100.8745483966,4028082.8920393642,4108644.5498801516]
[null,null,null,null,null,null,"Příjem ZB",null,{"$f":"$C$11*$C$22","v":0},{"$f":"$C$11*$C$22","v":0},0,0,0,0,0,0,0,0,0,0,0,0,0,0,0,0,0,0]
[null,null,null,null,null,null,"Cena za překročení RK a RP",null,{"$f":"$C$20","v":12903.31},{"$f":"$C$20","v":12903.31},12903.31,12903.31,12903.31,12903.31,12903.31,12903.31,12903.31,12903.31,12903.31,12903.31,12903.31,12903.31,12903.31,12903.31,12903.31,12903.31,12903.31,12903.31]
[null,null,null,null,null,null,"Platba za plyn",null,{"$f":"$C$13*I67","v":8472751.6856942065},8811661.7531219739,9164128.2232468538,9530693.3521767277,9911921.0862637982,10110159.507989077,10312362.698148858,10518609.952111835,10728982.151154073,10943561.794177156,{"$f":"$C$13*S67","v":11162433.030060697},11385681.690661911,11613395.324475151,11845663.230964651,12082576.495583946,12324228.025495626,12570712.586005537,12822126.837725649,13078569.374480162,13340140.761969766]
[null,null,null,null,null,null,"Investice",{"$f":"$C$5-$C$5*$C$25","v":26472000},null,null,null,null,null,null,null,null,null,{"$f":"0.8*$C$5*(1+$C$26)^R64","v":25815376.228880968}]
[null,null,null,null,null,null,"Odpisy",null,{"$f":"$H$39/(2*$C$18-1)","v":1393263.1578947369},{"$f":"2*$H$39/(2*$C$18-1)","v":2786526.3157894737},2786526.3157894737,2786526.3157894737,2786526.3157894737,2786526.3157894737,2786526.3157894737,2786526.3157894737,2786526.3157894737,2786526.3157894737,{"$f":"$R$75/(2*$C$18-1)","v":1358704.0120463667},{"$f":"2*$R$75/(2*$C$18-1)","v":2717408.0240927334},{"$f":"2*$R$75/(2*$C$18-1)","v":2717408.0240927334},2717408.0240927334,2717408.0240927334,2717408.0240927334,2717408.0240927334,2717408.0240927334,2717408.0240927334,2717408.0240927334]
[null,null,null,null,null,null,"Daň štít",null,{"$f":"(I76+I74+I69-I72+I75)*0.19","v":2072751.770281899},{"$f":"(J76+J74+J69-J72+J75)*0.19","v":2405828.8620931753},2476840.9539969023,2550612.6603251784,2627252.7482699538,2669209.0032353532,2712004.3833000604,2755655.6709660618,2800179.9843853828,7750516.2675604746,{"$f":"(S76+S74+S69-S72+S75)*0.19","v":2620631.6420433624},2926034.9619272631,2974229.5106742559,3023387.9503961881,3073529.5589125599,3124673.9995992589,3176841.3290996915,3230052.0051901331,3284326.8948023831,3339687.2822068785]
[null,null,null,null,null,null,null,null,"Odběr z DS"]
[null,null,null,null,null,null,"Elektrická energie",null,{"$f":"7931-I85-I70","v":3665.8},{"$f":"7931-J85-J70","v":3668.6710000000003},3671.5276450000001,3674.3700067749996,3677.1981567411249,3680.0121659574197,3682.8121051276321,3685.5980446019939,3688.3700543789837,3691.128204107089,3693.8725630865538,3696.6032002711208,3699.3201842697654,3702.0235833484167,3704.7134654316742,3707.3898981045159,3710.0529486139931,3712.7026838709235,3715.3391704515689,3717.9624745993115]
[null,null,null,null,null,null,"Cena za El. energii z DS",null,{"$f":"I79*I65","v":7613426.7040000008},{"$f":"J79*J65","v":7924165.0035392018},{"$f":"K79*K65","v":8247548.6379119642},{"$f":"L79*L65","v":8584090.9304508865},{"$f":"M79*M65","v":8934325.9987677447},{"$f":"N79*N65","v":9119986.3341652974},{"$f":"O79*O65","v":9309463.786120588},{"$f":"P79*P65","v":9502836.2452215385},{"$f":"Q79*Q65","v":9700183.1829368472},{"$f":"R79*R65","v":9901585.6835773457},{"$f":"S79*S65","v":10107126.476901682},{"$f":"T79*T65","v":10316889.971379334},{"$f":"U79*U65","v":10530962.288124137},{"$f":"V79*V65","v":10749431.295511862},{"$f":"W79*W65","v":10972386.644495556},{"$f":"X79*X65","v":11199919.804632721},{"$f":"Y79*Y65","v":11432124.100838611},{"$f":"Z79*Z65","v":11669094.75088031},{"$f":"AA79*AA65","v":11910928.90362641},{"$f":"AB79*AB65","v":12157725.678067593}]
[null,null,null,null,null,null,"Daň. Štít",null,{"$f":"I80*0.19","v":1446551.0737600003},{"$f":"J80*0.19","v":1505591.3506724483},{"$f":"K80*0.19","v":1567034.2412032732},{"$f":"L80*0.19","v":1630977.2767856685},{"$f":"M80*0.19","v":1697521.9397658715},{"$f":"N80*0.19","v":1732797.4034914065},{"$f":"O80*0.19","v":1768798.1193629117},{"$f":"P80*0.19","v":1805538.8865920922},{"$f":"Q80*0.19","v":1843034.8047580009},{"$f":"R80*0.19","v":1881301.2798796957},{"$f":"S80*0.19","v":1920354.0306113197},{"$f":"T80*0.19","v":1960209.0945620735},{"$f":"U80*0.19","v":2000882.8347435859},{"$f":"V80*0.19","v":2042391.946147254},{"$f":"W80*0.19","v":2084753.4624541558},{"$f":"X80*0.19","v":2127984.7628802173},{"$f":"Y80*0.19","v":2172103.5791593362},{"$f":"Z80*0.19","v":2217128.002667259},{"$f":"AA80*0.19","v":2263076.491689018},{"$f":"AB80*0.19","v":2309967.8788328427}]
[null,null,null,null,null,null,null,null,"FVE"]
[null,null,null,null,null,null,"Investice",{"$f":"IF($C$21=1,$C$62+$C$64+$C$65-SUM($C$62,$C$64,$C$65)*$C$58,0)","v":13479600},null,null,null,null,null,null,null,null,null,null,{"$f":"IF($C$21=1,$C$64*(1+$C$56)^S64,0)","v":847483.92860179476}]
[null,null,null,null,null,null,"Provozní náklady",null,{"$f":"IF($C$21=1,$C$60,0)","v":50000},{"$f":"IF($C$21=1,$C$60,0)","v":50000},50000,50000,50000,50000,50000,50000,50000,50000,50000,50000,50000,50000,50000,50000,50000,50000,50000,50000]
[null,null,null,null,null,null,"Generováno el. energie",null,{"$f":"IF($C$21=1,$C$53*(1-$C$55)^H64/1000,0)","v":574.20000000000005},{"$f":"IF($C$21=1,$C$53*(1-$C$55)^I64/1000,0)","v":571.32899999999995},568.47235499999999,565.62999322500002,562.80184325887512,559.98783404258063,557.18789487236768,554.40195539800595,551.62994562101585,548.87179589291077,546.12743691344633,543.39679972887905,540.67981573023474,537.97641665158346,535.28653456832558,532.61010189548404,529.94705138600648,527.29731612907653,524.66082954843114,522.03752540068888]
[null,null,null,null,null,null,"odpisy",null,{"$f":"$H$47/(2*$C$54-1)","v":345630.76923076925},{"$f":"2*$H$47/(2*$C$54-1)","v":691261.5384615385},{"$f":"2*$H$47/(2*$C$54-1)","v":691261.5384615385},691261.5384615385,691261.5384615385,691261.5384615385,691261.5384615385,691261.5384615385,691261.5384615385,691261.5384615385,691261.5384615385,691261.5384615385,691261.5384615385,691261.5384615385,691261.5384615385,691261.5384615385,691261.5384615385,691261.5384615385,691261.5384615385,691261.5384615385]
[null,null,null,null,null,null,"daňový štít",null,{"$f":"(I86+I84)*0.19","v":75169.846153846156},{"$f":"(J86+J84)*0.19","v":140839.69230769231},140839.69230769231,140839.69230769231,140839.69230769231,140839.69230769231,140839.69230769231,140839.69230769231,140839.69230769231,140839.69230769231,140839.69230769231,140839.69230769231,140839.69230769231,140839.69230769231,140839.69230769231,140839.69230769231,140839.69230769231,140839.69230769231,140839.69230769231,140839.69230769231]
[]
[null,null,null,null,null,null,"CF",{"$f":"-H75-H83","v":-39951600},{"$f":"I77+I72+I71+I87-I69-I74-I75-I83-I84-I80+I81","v":-10764610.699498462},{"$f":"J77+J72+J71+J87-J69-J74-J75-J83-J84-J80+J81","v":-10920929.951587861},-11428072.335650951,-11956487.222449075,-12507047.925312825,-12775243.26815722,-13048886.684836823,-13328088.390916331,-13612960.824957622,-34814073.438651741,-15318949.181801217,-14515893.64666762,-14824619.422965627,-15139613.062679091,-15461001.313959878,-15788913.480647057,-16123481.473689424,-16464839.863601111,-16813125.933970921,-17168479.736046653]
[null,null,null,null,null,null,"DCF",{"$f":"H89/(1+$C$24)^H64","v":-39951600},-10093399.624471132,-9601473.8164194189,-9420856.7753224466,-9241876.5897953603,-9064639.0441936422,-8681684.918336058,-8314716.4090637043,-7963078.2978927931,-7626141.4556838907,-18287159.097602442,{"$f":"S89/(1+$C$24)^S64","v":-7545004.7552525001},{"$f":"T89/(1+$C$24)^T64","v":-6703682.8571163965},{"$f":"U89/(1+$C$24)^U64","v":-6419369.5193650043},{"$f":"V89/(1+$C$24)^V64","v":-6146993.2841686774},{"$f":"W89/(1+$C$24)^W64","v":-5886060.4810537295},{"$f":"X89/(1+$C$24)^X64","v":-5636097.3818845451},{"$f":"Y89/(1+$C$24)^Y64","v":-5396649.4257153161},{"$f":"Z89/(1+$C$24)^Z64","v":-5167280.4717634153},{"$f":"AA89/(1+$C$24)^AA64","v":-4947572.0796220517},{"$f":"AB89/(1+$C$24)^AB64","v":-4737122.8158474797}]
[null,null,null,null,null,null,"Diskontovaná el. energie",null,{"$f":"(I70+I85+I79)/(1+$C$24)^I64","v":7436.4744491326774},{"$f":"(J70+J85+J79)/(1+$C$24)^J64","v":6972.7842936077614},6538.0068388258424,6130.3392769112452,5748.0912113560662,5389.677647778778,5053.6124217335,4738.5020363183312,4443.0398840303151,4166.0008289079369,3906.2361264959559,3662.668660568173,3434.2884768571707,3220.1485952716093,3019.3610832363888,2831.0933738737826,2654.5648137588214,2489.0434259341969,2333.8428747624912,2188.3196200304656]
[]
[null,null,null,null,null,null,"NPV",{"$f":"SUM(H90:AB90)/1000","v":-196832.45910057009},"tis. Kč"]
[null,null,null,null,null,null,"LCOE",{"$f":"-H93/SUM(I91:AB91)*1000","v":2279.3116914261122},"Kč/MWh"]
[]
[]
[null,null,null,null,null,null,"Nárůst cen en.",1,{"$f":"$H$26*(1+2%+$C$30)^I99","v":1.04},{"$f":"$H$26*(1+2%+$C$30)^J99","v":1.0816000000000001},1.1248640000000001,1.1698585600000002,1.2166529024000003,{"$f":"M97*(1+$C$30)","v":1.2409859604480005},{"$f":"N97*(1+$C$30)","v":1.2658056796569606},1.2911217932500998,1.3169442291151019,1.3432831136974039,1.370148775971352,1.3975517514907791,1.4255027865205947,1.4540128422510066,1.4830930990960267,1.5127549610779474,1.5430100602995063,1.5738702615054965,1.6053476667356064,1.6374546200703186]
[]
[null,null,null,null,null,null,null,0,1,2,3,4,5,6,7,8,9,10,11,12,13,14,15,16,17,18,19,20]
[null,null,null,null,null,null,"Cena elktřiny",{"$f":"$C$15*H97","v":1997},2076.88,2159.9552000000003,2246.3534079999999,2336.2075443200006,2429.6558460928009,2478.248963014657,2527.81394227495,2578.3702211204491,2629.9376255428583,2682.5363780537155,{"$f":"$C$15*S97","v":2736.1871056147897},2790.9108477270861,2846.7290646816277,2903.6636459752604,2961.7369188947655,3020.9716572726611,3081.3910904181139,3143.0189122264765,3205.8792904710058,3269.9968762804265]
[null,null,null,null,null,null,"Cena tepla",{"$f":"$C$16*(1+$C$26)^H99","v":1000},{"$f":"H101*(1+$C$30)","v":1020},{"$f":"I101*(1+$C$30)","v":1040.4000000000001},1061.2080000000001,1082.4321600000001,1104.0808032,1126.1624192639999,1148.68566764928,1171.6593810022657,1195.0925686223111,1218.9944199947574,1243.3743083946526,1268.2417945625457,1293.6066304537967,1319.4787630628728,1345.8683383241303,1372.785705090613,1400.2414191924252,1428.2462475762736,1456.811172527799,1485.947395978355]
[null,null,null,null,null,null,"Cena plynu",{"$f":"$C$17*H97","v":865.30819127560414},899.92051892662835,935.91733968369351,973.3540332710412,1012.288194601883,1052.7797223859584,1073.8353168336778,1095.3120231703513,1117.2182636337584,1139.5626289064337,1162.3538814845624,{"$f":"$C$17*S97","v":1185.6009591142536},1209.3129782965386,1233.4992378624695,1258.1692226197188,1283.3326070721132,1308.9992592135557,1335.1792443978266,1361.8828292857831,1389.1204858714989,1416.9028955889289]
[null,null,null,null,null,null,null,null,"KGJ",null,null,null,null,null,null,null,null,null,"KGJ2"]
[null,null,null,null,null,null,"Servisní a provozní náklady",null,{"$f":"($C$12+$C$19)*(1+$C$26)^I99","v":1043205},1064069.1000000001,1085350.4819999998,1107057.4916399999,1129198.6414727999,1151782.6143022561,1174818.2665883009,1198314.6319200671,1222280.9245584684,1246726.5430496379]
[null,null,null,null,null,null,"Generováno el. KGJ",null,{"$f":"$C$8","v":3691},3691,3691,3691,3691,3691,3691,3691,3691,3691,0,0,0,0,0,0,0,0,0,0]
[null,null,null,null,null,null,"Cena ušetřená za teplo",null,{"$f":"$C$10*I101","v":2820300},2876706.0000000005,2934240.12,2992924.9224,3052783.4208479999,3113839.08926496,3176115.8710502596,3239638.1884712647,3304430.9522406901,3370519.5712855044,0,0,0,0,0,0,0,0,0,0]
[null,null,null,null,null,null,"Příjem ZB",null,{"$f":"$C$11*$C$22","v":0},{"$f":"$C$11*$C$22","v":0},0,0,0,0,0,0,0,0,{"$f":"0","v":0},{"$f":"0","v":0},{"$f":"0","v":0},{"$f":"0","v":0},{"$f":"0","v":0},{"$f":"0","v":0},{"$f":"0","v":0},{"$f":"0","v":0},{"$f":"0","v":0},{"$f":"0","v":0}]
[null,null,null,null,null,null,"Cena za překročení RK a RP",null,{"$f":"$C$20","v":12903.31},{"$f":"$C$20","v":12903.31},12903.31,12903.31,12903.31,12903.31,12903.31,12903.31,12903.31,12903.31,{"$f":"0","v":0},{"$f":"0","v":0},{"$f":"0","v":0},{"$f":"0","v":0},{"$f":"0","v":0},{"$f":"0","v":0},{"$f":"0","v":0},{"$f":"0","v":0},{"$f":"0","v":0},{"$f":"0","v":0}]
[null,null,null,null,null,null,"Platba za plyn",null,{"$f":"$C$13*I102","v":8472751.6856942065},8811661.7531219739,9164128.2232468538,9530693.3521767277,9911921.0862637982,10110159.507989077,10312362.698148858,10518609.952111835,10728982.151154073,10943561.794177156,0,0,0,0,0,0,0,0,0,0]
[null,null,null,null,null,null,"Investice",{"$f":"$C$5-$C$5*$C$25","v":26472000},null,null,null,null,null,null,null,null,null,{"$f":"$C$31","v":2000000}]
[null,null,null,null,null,null,"Odpisy",null,{"$f":"$H$39/(2*$C$18-1)","v":1393263.1578947369},{"$f":"2*$H$39/(2*$C$18-1)","v":2786526.3157894737},2786526.3157894737,2786526.3157894737,2786526.3157894737,2786526.3157894737,2786526.3157894737,2786526.3157894737,2786526.3157894737,2786526.3157894737]
[null,null,null,null,null,null,"Daň štít",null,{"$f":"(I111+I109+I104-I107+I110)*0.19","v":2072751.770281899},{"$f":"(J111+J109+J104-J107+J110)*0.19","v":2405828.8620931753},2476840.9539969023,2550612.6603251784,2627252.7482699538,2669209.0032353532,2712004.3833000604,2755655.6709660618,2800179.9843853828,{"$f":"(R111+R109+R104-R107+R110)*0.19","v":3225594.7840730911},{"$f":"(S111+S109+S104-S107+S110+S105*S100)*0.19","v":0},{"$f":"(T111+T109+T104-T107+T110+T105*T100)*0.19","v":0},0,0,0,0,0,0,0,0]
[null,null,null,null,null,null,null,null,"Odběr z DS"]
[null,null,null,null,null,null,"Elektrická energie",null,{"$f":"7931-I120-I105","v":3665.8},{"$f":"7931-J120-J105","v":3668.6710000000003},3671.5276450000001,3674.3700067749996,3677.1981567411249,3680.0121659574197,3682.8121051276321,3685.5980446019939,3688.3700543789837,3691.128204107089,7384.8725630865538,7387.6032002711208,7390.3201842697654,7393.0235833484167,7395.7134654316742,7398.3898981045159,7401.0529486139931,7403.7026838709235,7406.3391704515689,7408.9624745993115]
[null,null,null,null,null,null,"Cena za El. energii z DS",null,{"$f":"I114*I100","v":7613426.7040000008},{"$f":"J114*J100","v":7924165.0035392018},{"$f":"K114*K100","v":8247548.6379119642},{"$f":"L114*L100","v":8584090.9304508865},{"$f":"M114*M100","v":8934325.9987677447},{"$f":"N114*N100","v":9119986.3341652974},{"$f":"O114*O100","v":9309463.786120588},{"$f":"P114*P100","v":9502836.2452215385},{"$f":"Q114*Q100","v":9700183.1829368472},{"$f":"R114*R100","v":9901585.6835773457},{"$f":"S114*S100","v":20206393.08372587},{"$f":"T114*T100","v":20618141.910340007},{"$f":"U114*U100","v":21038239.265864022},{"$f":"V114*V100","v":21466853.812806547},{"$f":"W114*W100","v":21904157.612136137},{"$f":"X114*X100","v":22350326.191626113},{"$f":"Y114*Y100","v":22805538.615571868},{"$f":"Z114*Z100","v":23269977.555908233},{"$f":"AA114*AA100","v":23743829.364754893},{"$f":"AB114*AB100","v":24227284.148418646}]
[null,null,null,null,null,null,"Daň. Štít",null,{"$f":"I115*0.19","v":1446551.0737600003},{"$f":"J115*0.19","v":1505591.3506724483},{"$f":"K115*0.19","v":1567034.2412032732},{"$f":"L115*0.19","v":1630977.2767856685},{"$f":"M115*0.19","v":1697521.9397658715},{"$f":"N115*0.19","v":1732797.4034914065},{"$f":"O115*0.19","v":1768798.1193629117},{"$f":"P115*0.19","v":1805538.8865920922},{"$f":"Q115*0.19","v":1843034.8047580009},{"$f":"R115*0.19","v":1881301.2798796957},{"$f":"S115*0.19","v":3839214.6859079152},{"$f":"T115*0.19","v":3917446.9629646013},{"$f":"U115*0.19","v":3997265.4605141641},{"$f":"V115*0.19","v":4078702.2244332437},{"$f":"W115*0.19","v":4161789.9463058659},{"$f":"X115*0.19","v":4246561.9764089612},{"$f":"Y115*0.19","v":4333052.3369586552},{"$f":"Z115*0.19","v":4421295.7356225643},{"$f":"AA115*0.19","v":4511327.5793034295},{"$f":"AB115*0.19","v":4603183.9881995432}]
[null,null,null,null,null,null,null,null,"FVE"]
[null,null,null,null,null,null,"Investice",{"$f":"IF($C$21=1,$C$62+$C$64+$C$65-SUM($C$62,$C$64,$C$65)*$C$58,0)","v":13479600},null,null,null,null,null,null,null,null,null,null,{"$f":"IF($C$21=1,$C$64*(1+$C$56)^S99,0)","v":847483.92860179476}]
[null,null,null,null,null,null,"Provozní náklady",null,{"$f":"IF($C$21=1,$C$60,0)","v":50000},{"$f":"IF($C$21=1,$C$60,0)","v":50000},50000,50000,50000,50000,50000,50000,50000,50000,50000,50000,50000,50000,50000,50000,50000,50000,50000,50000]
[null,null,null,null,null,null,"Generováno el. energie",null,{"$f":"IF($C$21=1,$C$53*(1-$C$55)^H99/1000,0)","v":574.20000000000005},{"$f":"IF($C$21=1,$C$53*(1-$C$55)^I99/1000,0)","v":571.32899999999995},568.47235499999999,565.62999322500002,562.80184325887512,559.98783404258063,557.18789487236768,554.40195539800595,551.62994562101585,548.87179589291077,546.12743691344633,543.39679972887905,540.67981573023474,537.97641665158346,535.28653456832558,532.61010189548404,529.94705138600648,527.29731612907653,524.66082954843114,522.03752540068888]
[null,null,null,null,null,null,"odpisy",null,{"$f":"$H$47/(2*$C$54-1)","v":345630.76923076925},{"$f":"2*$H$47/(2*$C$54-1)","v":691261.5384615385},{"$f":"2*$H$47/(2*$C$54-1)","v":691261.5384615385},691261.5384615385,691261.5384615385,691261.5384615385,691261.5384615385,691261.5384615385,691261.5384615385,691261.5384615385,691261.5384615385,691261.5384615385,691261.5384615385,691261.5384615385,691261.5384615385,691261.5384615385,691261.5384615385,691261.5384615385,691261.5384615385,691261.5384615385]
[null,null,null,null,null,null,"daňový štít",null,{"$f":"(I121+I119)*0.19","v":75169.846153846156},{"$f":"(J121+J119)*0.19","v":140839.69230769231},140839.69230769231,140839.69230769231,140839.69230769231,140839.69230769231,140839.69230769231,140839.69230769231,140839.69230769231,140839.69230769231,140839.69230769231,140839.69230769231,140839.69230769231,140839.69230769231,140839.69230769231,140839.69230769231,140839.69230769231,140839.69230769231,140839.69230769231,140839.69230769231]
[]
[null,null,null,null,null,null,"CF",{"$f":"-H110-H118","v":-39951600},{"$f":"I112+I107+I106+I122-I104-I109-I110-I118-I119-I115+I116","v":-10764610.699498462},{"$f":"J112+J107+J106+J122-J104-J109-J110-J118-J119-J115+J116","v":-10920929.951587861},-11428072.335650951,-11956487.222449075,-12507047.925312825,-12775243.26815722,-13048886.684836823,-13328088.390916331,-13612960.824957622,-15523618.693258155,-17123822.634112056,-16609855.255067714,-16950134.113042165,-17297311.896065611,-17651527.973522577,-18012924.522909459,-18381646.586305521,-18757842.127977975,-19141662.093143772,-19533260.467911411]
[null,null,null,null,null,null,"DCF",{"$f":"H124/(1+$C$24)^H99","v":-39951600},-10093399.624471132,-9601473.8164194189,-9420856.7753224466,-9241876.5897953603,-9064639.0441936422,-8681684.918336058,-8314716.4090637043,-7963078.2978927931,-7626141.4556838907,-8154256.5053289905,{"$f":"S124/(1+$C$24)^S99","v":-8433954.6837823298},{"$f":"T124/(1+$C$24)^T99","v":-7670709.4060408641},{"$f":"U124/(1+$C$24)^U99","v":-7339761.7281054528},{"$f":"V124/(1+$C$24)^V99","v":-7023063.2460081419},{"$f":"W124/(1+$C$24)^W99","v":-6720002.0959415641},{"$f":"X124/(1+$C$24)^X99","v":-6429992.5937331403},{"$f":"Y124/(1+$C$24)^Y99","v":-6152474.1201559184},{"$f":"Z124/(1+$C$24)^Z99","v":-5886910.053379789},{"$f":"AA124/(1+$C$24)^AA99","v":-5632786.7465886855},{"$f":"AB124/(1+$C$24)^AB99","v":-5389612.5488710143}]
[null,null,null,null,null,null,"Diskontovaná el. energie",null,{"$f":"(I105+I120+I114)/(1+$C$24)^I99","v":7436.4744491326774},{"$f":"(J105+J120+J114)/(1+$C$24)^J99","v":6972.7842936077614},6538.0068388258424,6130.3392769112452,5748.0912113560662,5389.677647778778,5053.6124217335,4738.5020363183312,4443.0398840303151,4166.0008289079369,3906.2361264959559,3662.668660568173,3434.2884768571707,3220.1485952716093,3019.3610832363888,2831.0933738737826,2654.5648137588214,2489.0434259341969,2333.8428747624912,2188.3196200304656]
[]
[null,null,null,null,null,null,"NPV",{"$f":"SUM(H125:AB125)/1000","v":-194792.99065911435},"tis. Kč"]
[null,null,null,null,null,null,"LCOE",{"$f":"-H128/SUM(I126:AB126)*1000","v":2255.6947316820415},"Kč/MWh"]
[]
[]
[]
[]
[]
[null,"Citlivostní analýza"]
[]
[null,"Diskont","GO KGJ",null,"Nová KGJ",null,"Příkon DS"]
[null,null,"NPV","LCOE","NPV","LCOE","NPV","LCOE"]
[null,0.01,{"$f":"$H$57","v":-195895.39060265321},{"$f":"$H$58","v":2268.460477186708},{"$f":"$H$93","v":-196832.45910057009},{"$f":"$H$94","v":2279.3116914261122},{"$f":"$H$128","v":-194792.99065911435},{"$f":"$H$129","v":2255.6947316820415}]
[null,0.06,-205112.43530985716,2254.7770524439547,-206045.56136438469,2265.0347982096264,-204154.57478976322,2244.247403586307]
[null,0.08,-179007.31939446848,2298.8640620146048,-179934.71586885012,2310.7739572826131,-177692.03870847431,2281.9728448804553]
[null,0.1,-158584.43796220588,2348.6658148790543,-159467.25987998294,2361.7405760949255,-157113.45843661693,2326.8803271569795]
[null,0.12,-142403.15583544408,2403.8281146194613,-143221.24328898636,2417.6377918664657,-140900.74340602692,2378.4667297793662]
[null,0.14000000000000001,-129425.61370130994,2463.9334152250826,-130170.36141498419,2478.11151123836,-127965.83275204933,2436.142911035603]
[null,0.16,-118895.76605947783,2528.5331010196296,-119565.55452181431,2542.7773618022347,-117520.31958271256,2499.2817486759136]
[null,0.18,-110256.85336050419,2597.1735307990725,-110854.13186856316,2611.2428234041668,-108986.78100223294,2567.2561314668396]
[null,0.2,-103094.51398159467,2669.415171446939,-103623.95139843598,2683.1238375850826,-101937.86373904308,2639.4661510162668]
[null,0.22,-97097.173765448213,2744.8452824346468,-97564.49995146133,2758.0561517863639,-96054.024225213172,2715.3564313862666]
[]
[]
[]
[null,"Růst energií","GO KGJ",null,"Nová KGJ",null,"Příkon DS"]
[null,null,"NPV","LCOE","NPV","LCOE","NPV","LCOE"]
[null,0.01,{"$f":"$H$57","v":-195895.39060265321},{"$f":"$H$58","v":2268.460477186708},{"$f":"$H$93","v":-196832.45910057009},{"$f":"$H$94","v":2279.3116914261122},{"$f":"$H$128","v":-194792.99065911435},{"$f":"$H$129","v":2255.6947316820415}]
[null,-0.01,-163946.74685609902,1898.4965111341303,-164883.81535401582,1909.3477253735336,-159056.19401330873,1841.8641125803247]
[null,0,-173439.70751807955,2008.4246008504963,-174376.77601599629,2019.2758150898985,-169633.60110365148,1964.3500468421798]
[null,0.01,-184040.45735073727,2131.1808430976885,-184977.52584865413,2142.0320573370923,-181488.52393279044,2101.6295602358755]
[null,0.02,-195895.39060265321,2268.460477186708,-196832.45910057009,2279.3116914261122,-194792.99065911435,2255.6947316820415]
[null,0.03,-209170.90890225326,2422.190427055185,-210107.97740017009,2433.0416412945888,-209742.76641576272,2428.8125132818577]
[null,0.04,-224056.12993704254,2594.560667660277,-224993.1984349594,2605.4118818996803,-226560.58249921945,2623.5621241866888]
[]
[null,"Dotace","GO KGJ",null,"Nová KGJ",null,"Příkon DS"]
[null,null,"NPV","LCOE","NPV","LCOE","NPV","LCOE"]
[null,0.01,{"$f":"$H$57","v":-195895.39060265321},{"$f":"$H$58","v":2268.460477186708},{"$f":"$H$93","v":-196832.45910057009},{"$f":"$H$94","v":2279.3116914261122},{"$f":"$H$128","v":-194792.99065911435},{"$f":"$H$129","v":2255.6947316820415}]
[null,0,-195895.39060265321,2268.460477186708,-196832.45910057009,2279.3116914261122,-194792.99065911435,2255.6947316820415]
[null,0.2,-191307.24382516253,2215.3299282940061,-192244.31232307942,2226.1811425334108,-190204.84388162367,2202.5641827893401]
[null,0.4,-186719.09704767188,2162.1993794013047,-187656.16554558874,2173.0505936407089,-185616.697104133,2149.4336338966382]
[null,0.6,-182130.95027018117,2109.0688305086028,-183068.018768098,2119.9200447480066,-181028.55032664229,2096.3030850039363]
[null,0.8,-177542.80349269049,2055.9382816159009,-178479.87199060735,2066.7894958553052,-176440.40354915167,2043.1725361112346]
[null,1,-172954.65671519979,2002.8077327231993,-173891.72521311668,2013.6589469626033,-171852.25677166093,1990.0419872185325]
[]
[]
[null,"Výše ZB","GO KGJ",null,"Nová KGJ",null,"Příkon DS"]
[null,null,"NPV","LCOE","NPV","LCOE","NPV","LCOE"]
[null,0.01,{"$f":"$H$57","v":-195895.39060265321},{"$f":"$H$58","v":2268.460477186708},{"$f":"$H$93","v":-196832.45910057009},{"$f":"$H$94","v":2279.3116914261122},{"$f":"$H$128","v":-194792.99065911435},{"$f":"$H$129","v":2255.6947316820415}]
[null,0.06,-195894.62539757948,2268.4516161437741,-196831.69389549628,2279.3028303831775,-194792.48897762108,2255.6889222312107]
[null,100,-194620.04881314965,2253.6920722972764,-195557.11731106642,2264.5432865366788,-193956.85483705325,2246.0123136319257]
[null,200,-193344.70702364613,2238.9236674078447,-194281.77552156293,2249.7748816472481,-193120.71901499218,2236.32989558181]
[null,300,-192069.36523414255,2224.1552625184127,-193006.43373205941,2235.0064767578165,-192284.58319293105,2226.6474775316938]
[null,400,-190794.02344463899,2209.3868576289806,-191731.09194255591,2220.2380718683853,-191448.44737086998,2216.9650594815785]
[null,500,-189518.68165513547,2194.618452739549,-190455.7501530523,2205.4696669789528,-190612.31154880888,2207.2826414314623]
[null,600,-188243.33986563195,2179.8500478501178,-189180.40836354875,2190.7012620895212,-189776.17572674781,2197.600223381347]
[null,700,-186967.99807612842,2165.0816429606862,-187905.06657404528,2175.9328572000904,-188940.03990468674,2187.9178053312316]

{"sheet":"Tabulky","index":3,"n_rows":25,"n_cols":29,"rows_kept":25,"cut":false,"hidden":false,"merged":[[3,20,3,21],[3,3,3,8],[8,3,8,8],[3,12,3,13],[3,14,3,15],[3,16,3,17],[3,18,3,19],[17,3,17,8],[13,12,13,17],[14,12,14,13],[14,14,14,15],[14,16,14,17]]}
[]
[]
[null,null,null,null,null,null,null,null,null,null,null,null,null,null,null,null,null,null,null,null,null,null,null,null,null,null,"Technologie","Rozhodnutí","Zdůvodnění"]
[null,null,"TEDOM","Cento",null,null,null,null,null,"Quanto",null,null,"4x200kWe",null,"2x260 a 2x200kWe",null,"4x260 kWe",null,"3x350kWe",null,"2x530kWe",null,null,null,null,null,"FVE","Budu vyhodnocovat","Primárně za účelem snížení nákladů na elektřinu a anlýzy snížení odběrových špiček v létě"]
[null,null,"Varianta KGJ",80,140,200,260,350,530,600,null,null,"S FVE","Bez FVE","S FVE","Bez FVE","S FVE ","Bez FVE","S FVE"," Bez FVE","S FVE","Bez FVVE",null,null,null,null,"Motogenerátory","Nebudu vyhodnocovat","Firma o tuto variantu nemá zájem z důvodu složitějšího provozu a potřeby výstavby větších nádrží na palivo"]
[null,null,"Servis (Kč/mhod)",31,43,55,70,86,110,125,null,"životnost",null,null,null,null,null,null,null,null,null,null,null,null,null,null,"KGJ","Budu vyhodnococvat","Teplo je možné využít během provozu v zimě"]
[null,null,null,null,null,null,null,null,null,null,null,"anuita",null,null,null,null,null,null,null,null,null,null,null,null,null,null,"Trigenerace","Nebudu vyhodnocovat","Na základě nezájmu firmy o tuto technologii a dohodě s vedoucím"]
[null,null,null,null,null,null,null,null,null,null,null,"el. ZB 3000",null,null,null,null,null,null,null,null,null,null,null,null,null,null,"Baterie","Částečně","Záloha v bateriích není potřeba. Budu pouze hodnotit vliv ceny baterie na eozhodnutí o instalaci FVE"]
[null,null,"TEDOM","Cento",null,null,null,null,null,"Quanto",null,"el. ZB 4400",null,null,null,null,null,null,null,null,null,null,null,null,null,null,"Překročení RK a RP","Budu vyčíslovat, neoptimalizovat","V rámci vybraných variant budu vyčíslovat"]
[null,null,"Varianta KGJ",80,140,200,260,350,530,600]
[null,null,"El. výkon",81,140,200,260,355,528,600]
[null,null,"Tep. Výkon",120,203,253,371,442,672,681]
[null,null,"El/Tep",{"$f":"D11/D12","v":0.67500000000000004},{"$f":"E11/E12","v":0.68965517241379315},0.79051383399209485,0.70080862533692723,0.80316742081447967,0.7857142857142857,0.88105726872246692]
[null,null,"Příkon ZP",231,384,510,687,887,1344,1418,null,null,"Výsledky"]
[null,null,"Účinnost el. ",{"$f":"D11/D14","v":0.35064935064935066},0.36458333333333331,{"$f":"F11/F14","v":0.39215686274509803},{"$f":"G11/G14","v":0.37845705967976712},0.40022547914317924,0.39285714285714285,0.42313117066290551,null,null,"Generální oprava KGJ",null,"Nová výstavba KGJ",null,"Navýšení RP po 10 letech"]
[null,null,null,null,null,null,null,null,null,null,null,null,"NPV","LCOE","NPV","LCOE","NPV","LCOE"]
[null,null,null,null,null,null,null,null,null,null,null,"Varianta","(tis. Kč)","(Kč/MWh)","(tis. Kč)","(Kč/MWh)","(tis. Kč)","(Kč/MWh)"]
[null,null,"KGJ TEDOM","Cento",null,null,null,null,null,"Quanto",null,"4x260 kWe",-204135.5624761137,2363.8813248272013,-205161.15548670775,2375.7576492422586,-199559.02845384917,2310.8852511571208]
[null,null,"Varianty KGJ",120,140,200,260,350,530,600,null,"3x350 kWe ",-195895.39060265321,2268.460477186708,-196832.45910057009,2279.3116914261122,-194792.99065911435,2255.6947316820415]
[null,null,"El. výkon (kW)",125,140,200,260,355,528,600,null,"2x530 kWe ",-193797.56303987672,2244.167721244512,-194596.83234435556,2253.4232265540595,-193323.43954402153,2238.6773908781656]
[null,null,"Tep. Výkon (kW)",177,203,253,371,442,672,681,null,"2x350 kWe + 2x140 kWe",-200408.38830711573,2320.7208029386961,-201364.88348951645,2331.7969773765958,-197605.42019085283,2288.2625487092537]
[null,null,"El. účinnost při Pel=75 %",0.34399999999999997,0.35499999999999998,0.375,0.36399999999999999,0.39200000000000002,0.38500000000000001,0.41199999999999998]
[null,null,"Tep. účinnost při Pel=75 %",0.55800000000000005,0.56999999999999995,0.51200000000000001,0.55900000000000005,0.51100000000000001,0.50600000000000001,0.49]
[null,null,"Minimální el. výkon",0.5,0.6,0.5,0.6,0.6,0.6,0.5]
[null,null,"Max příkon ZP (m3)",32,36,48,64,83,126,133]

{"sheet":"Denni Prubehy","index":4,"n_rows":419,"n_cols":15,"rows_kept":419,"cut":false,"hidden":false,"merged":[]}
[]
[]
[]
[]
[]
[]
[]
[]
[]
[]
[]
[]
[]
[]
[]
[]
[]
[]
[]
[]
[]
[]
[]
[]
[]
[]
[null,null,"Příkon","Teplo","FVE","DS","KGJ1","KGJ2","KGJ3","KGJ4","KGJ+","DS+","SUMA KGJ"]
[null,"2018-05-11",936.8115942028985,401.8125,0,500,0,308.2397260273973,0,0,128.57186817550121,{"$f":"IF(A28-G28-H28-I28-J28-D28-C28-K28>0,A28-G28-H28-I28-J28-D28-C28-K28,0)","v":0},{"$f":"SUM(G28:J28)","v":308.2397260273973},"00:00:00"]
[null,"2018-05-11T00:15:00",805.41062801932367,401.8125,0,497.17090199192637,0,308.2397260273973,0,0,0,0,{"$f":"SUM(G29:J29)","v":308.2397260273973},"00:15:00"]
[null,"2018-05-11T00:30:00",1017.1980676328502,401.8125,0,500,0,308.2397260273973,0,0,208.95834160545292,0,308.2397260273973,"00:30:00"]
[null,"2018-05-11T00:45:00",1069.7584541062802,401.8125,0,500,0,308.2397260273973,0,0,261.51872807888287,0,308.2397260273973,"00:45:00"]
[null,"2018-05-11T01:00:00",776.0386473429952,401.8125,0,467.79892131559791,0,308.2397260273973,0,0,0,0,308.2397260273973,"01:00:00"]
[null,"2018-05-11T01:15:00",913.62318840579712,385.46250000000003,0,500,0,295.69726027397263,0,0,117.92592813182449,0,295.69726027397263,"01:15:00"]
[null,"2018-05-11T01:30:00",1045.0241545893721,385.46250000000003,0,500,0,295.69726027397263,0,0,249.32689431539944,0,295.69726027397263,"01:30:00"]
[null,"2018-05-11T01:45:00",921.35265700483092,385.46250000000003,0,500,0,295.69726027397263,0,0,125.65539673085829,0,295.69726027397263,"01:45:00"]
[null,"2018-05-11T02:00:00",874.97584541062804,385.46250000000003,0,500,0,295.69726027397263,0,0,79.278585136655408,0,295.69726027397263,"02:00:00"]
[null,"2018-05-11T02:15:00",817.77777777777771,385.46250000000003,0,500,0,295.69726027397263,0,0,22.080517503805083,0,295.69726027397263,"02:15:00"]
[null,"2018-05-11T02:30:00",972.36714975845405,385.46250000000003,0,500,0,295.69726027397263,0,0,176.66988948448142,0,295.69726027397263,"02:30:00"]
[null,"2018-05-11T02:45:00",1006.3768115942029,385.46250000000003,0,500,0,295.69726027397263,0,0,210.67955132023025,0,295.69726027397263,"02:45:00"]
[null,"2018-05-11T03:00:00",936.8115942028985,385.46250000000003,1,500,0,295.69726027397263,0,0,140.11433392892587,0,295.69726027397263,"03:00:00"]
[null,"2018-05-11T03:15:00",885.79710144927537,385.46250000000003,1,500,0,295.69726027397263,0,0,89.099841175302743,0,295.69726027397263,"03:15:00"]
[null,"2018-05-11T03:30:00",912.0772946859903,385.46250000000003,1,500,0,295.69726027397263,0,0,115.38003441201766,0,295.69726027397263,"03:30:00"]
[null,"2018-05-11T03:45:00",952.27053140096621,385.46250000000003,1,500,0,295.69726027397263,0,0,155.57327112699357,0,295.69726027397263,"03:45:00"]
[null,"2018-05-11T04:00:00",805.41062801932367,385.46250000000003,18,491.71336774535104,0,295.69726027397263,0,0,0,0,295.69726027397263,"04:00:00"]
[null,"2018-05-11T04:15:00",891.98067632850245,385.46250000000003,18,500,0,295.69726027397263,0,0,78.283416054529823,0,295.69726027397263,"04:15:00"]
[null,"2018-05-11T04:30:00",981.64251207729467,385.46250000000003,18,500,0,295.69726027397263,0,0,167.94525180332204,0,295.69726027397263,"04:30:00"]
[null,"2018-05-11T04:45:00",853.33333333333337,385.46250000000003,18,500,0,295.69726027397263,0,0,39.63607305936074,0,295.69726027397263,"04:45:00"]
[null,"2018-05-11T05:00:00",616.8115942028985,385.46250000000003,49,272.11433392892587,0,295.69726027397263,0,0,0,0,295.69726027397263,"05:00:00"]
[null,"2018-05-11T05:15:00",819.32367149758454,385.46250000000003,49,474.62641122361197,0,295.69726027397263,0,0,0,0,295.69726027397263,"05:15:00"]
[null,"2018-05-11T05:30:00",731.20772946859904,385.46250000000003,49,386.51046919462641,0,295.69726027397263,0,0,0,0,295.69726027397263,"05:30:00"]
[null,"2018-05-11T05:45:00",644.63768115942025,385.46250000000003,49,299.94042088544762,0,295.69726027397263,0,0,0,0,295.69726027397263,"05:45:00"]
[null,"2018-05-11T06:00:00",717.29468599033817,385.46250000000003,104,317.59742571636554,0,295.69726027397263,0,0,0,0,295.69726027397263,"06:00:00"]
[null,"2018-05-11T06:15:00",755.94202898550725,385.46250000000003,104,356.24476871153462,0,295.69726027397263,0,0,0,0,295.69726027397263,"06:15:00"]
[null,"2018-05-11T06:30:00",788.40579710144925,385.46250000000003,104,388.70853682747662,0,295.69726027397263,0,0,0,0,295.69726027397263,"06:30:00"]
[null,"2018-05-11T06:45:00",919.80676328502409,385.46250000000003,104,500,0,295.69726027397263,0,0,20.109503011051459,0,295.69726027397263,"06:45:00"]
[null,"2018-05-11T07:00:00",916.71497584541066,385.46250000000003,159,462.01771557143798,0,295.69726027397263,0,0,0,0,295.69726027397263,"07:00:00"]
[null,"2018-05-11T07:15:00",817.77777777777771,385.46250000000003,159,363.08051750380514,0,295.69726027397263,0,0,0,0,295.69726027397263,"07:15:00"]
[null,"2018-05-11T07:30:00",970.82125603864733,385.46250000000003,159,500,0,295.69726027397263,0,0,16.123995764674703,0,295.69726027397263,"07:30:00"]
[null,"2018-05-11T07:45:00",924.44444444444446,385.46250000000003,159,469.74718417047188,0,295.69726027397263,0,0,0,0,295.69726027397263,"07:45:00"]
[null,"2018-05-11T08:00:00",800.77294685990341,385.46250000000003,210,295.07568658593078,0,295.69726027397263,0,0,0,0,295.69726027397263,"08:00:00"]
[null,"2018-05-11T08:15:00",924.44444444444446,385.46250000000003,210,418.74718417047188,0,295.69726027397263,0,0,0,0,295.69726027397263,"08:15:00"]
[null,"2018-05-11T08:30:00",1108.4057971014493,385.46250000000003,210,500,0,295.69726027397263,0,0,102.70853682747662,0,295.69726027397263,"08:30:00"]
[null,"2018-05-11T08:45:00",1026.4734299516908,385.46250000000003,210,500,0,295.69726027397263,0,0,20.776169677718201,0,295.69726027397263,"08:45:00"]
[null,"2018-05-11T09:00:00",972.36714975845405,385.46250000000003,253,423.66988948448147,0,295.69726027397263,0,0,0,0,295.69726027397263,"09:00:00"]
[null,"2018-05-11T09:15:00",958.45410628019317,385.46250000000003,253,409.75684600622048,0,295.69726027397263,0,0,0,0,295.69726027397263,"09:15:00"]
[null,"2018-05-11T09:30:00",1201.159420289855,385.46250000000003,253,500,0,295.69726027397263,0,0,152.46216001588238,0,295.69726027397263,"09:30:00"]
[null,"2018-05-11T09:45:00",1247.536231884058,385.46250000000003,253,500,0,295.69726027397263,0,0,198.83897161008537,0,295.69726027397263,"09:45:00"]
[null,"2018-05-11T10:00:00",950.72463768115938,385.46250000000003,279,376.0273774071868,0,295.69726027397263,0,0,0,0,295.69726027397263,"10:00:00"]
[null,"2018-05-11T10:15:00",966.18357487922708,385.46250000000003,279,391.48631460525439,0,295.69726027397263,0,0,0,0,295.69726027397263,"10:15:00"]
[null,"2018-05-11T10:30:00",942.99516908212559,385.46250000000003,279,368.2979088081529,0,295.69726027397263,0,0,0,0,295.69726027397263,"10:30:00"]
[null,"2018-05-11T10:45:00",908.98550724637676,385.46250000000003,279,334.28824697240407,0,295.69726027397263,0,0,0,0,295.69726027397263,"10:45:00"]
[null,"2018-05-11T11:00:00",939.90338164251204,385.46250000000003,284,360.20612136853947,0,295.69726027397263,0,0,0,0,295.69726027397263,"11:00:00"]
[null,"2018-05-11T11:15:00",879.61352657004829,385.46250000000003,284,299.91626629607572,0,295.69726027397263,0,0,0,0,295.69726027397263,"11:15:00"]
[null,"2018-05-11T11:30:00",902.80193236714979,385.46250000000003,284,323.10467209317721,0,295.69726027397263,0,0,0,0,295.69726027397263,"11:30:00"]
[null,"2018-05-11T11:45:00",1089.855072463768,385.46250000000003,284,500,0,295.69726027397263,0,0,10.157812189795379,0,295.69726027397263,"11:45:00"]
[null,"2018-05-11T12:00:00",1108.4057971014493,385.46250000000003,283,500,0,295.69726027397263,0,0,29.708536827476621,0,295.69726027397263,"12:00:00"]
[null,"2018-05-11T12:15:00",1032.6570048309179,385.46250000000003,283,453.95974455694522,0,295.69726027397263,0,0,0,0,295.69726027397263,"12:15:00"]
[null,"2018-05-11T12:30:00",1035.7487922705313,385.46250000000003,283,457.05153199655865,0,295.69726027397263,0,0,0,0,295.69726027397263,"12:30:00"]
[null,"2018-05-11T12:45:00",1174.8792270531401,385.46250000000003,283,500,0,295.69726027397263,0,0,96.181966779167453,0,295.69726027397263,"12:45:00"]
[null,"2018-05-11T13:00:00",1028.0193236714977,385.46250000000003,250,482.32206339752497,0,295.69726027397263,0,0,0,0,295.69726027397263,"13:00:00"]
[null,"2018-05-11T13:15:00",1035.7487922705313,385.46250000000003,250,490.05153199655865,0,295.69726027397263,0,0,0,0,295.69726027397263,"13:15:00"]
[null,"2018-05-11T13:30:00",1100.6763285024153,385.46250000000003,250,500,0,295.69726027397263,0,0,54.979068228442713,0,295.69726027397263,"13:30:00"]
[null,"2018-05-11T13:45:00",1063.5748792270531,385.46250000000003,250,500,0,295.69726027397263,0,0,17.877618953080457,0,295.69726027397263,"13:45:00"]
[null,"2018-05-11T14:00:00",1198.0676328502416,385.46250000000003,204,500,0,295.69726027397263,0,0,198.37037257626895,0,295.69726027397263,"14:00:00"]
[null,"2018-05-11T14:15:00",1222.8019323671497,385.46250000000003,204,500,0,295.69726027397263,0,0,223.10467209317704,0,295.69726027397263,"14:15:00"]
[null,"2018-05-11T14:30:00",1153.2367149758454,385.46250000000003,204,500,0,295.69726027397263,0,0,153.53945470187278,0,295.69726027397263,"14:30:00"]
[null,"2018-05-11T14:45:00",1096.0386473429951,385.46250000000003,204,500,0,295.69726027397263,0,0,96.34138706902246,0,295.69726027397263,"14:45:00"]
[null,"2018-05-11T15:00:00",1312.463768115942,385.46250000000003,162,500,0,295.69726027397263,0,0,354.76650784196937,0,295.69726027397263,"15:00:00"]
[null,"2018-05-11T15:15:00",1365.0241545893721,385.46250000000003,162,500,0,295.69726027397263,0,0,407.32689431539944,0,295.69726027397263,"15:15:00"]
[null,"2018-05-11T15:30:00",1327.9227053140096,385.46250000000003,162,500,0,295.69726027397263,0,0,370.22544504003696,0,295.69726027397263,"15:30:00"]
[null,"2018-05-11T15:45:00",1238.2608695652175,385.46250000000003,162,500,0,295.69726027397263,0,0,280.56360929124486,0,295.69726027397263,"15:45:00"]
[null,"2018-05-11T16:00:00",1264.5410628019324,385.46250000000003,99,500,0,295.69726027397263,0,0,369.84380252795978,{"$f":"IF(A92-G92-H92-I92-J92-D92-C92-K92>0,A92-G92-H92-I92-J92-D92-C92-K92,0)","v":0},295.69726027397263,"16:00:00"]
[null,"2018-05-11T16:15:00",1382.0289855072463,385.46250000000003,99,500,0,295.69726027397263,0,0,487.33172523327363,0,{"$f":"SUM(G93:J93)","v":295.69726027397263},"16:15:00"]
[null,"2018-05-11T16:30:00",1491.7874396135267,385.46250000000003,99,500,0,295.69726027397263,0,0,597.09017933955397,0,295.69726027397263,"16:30:00"]
[null,"2018-05-11T16:45:00",1600,385.46250000000003,99,500,0,295.69726027397263,0,0,705.30273972602731,0,295.69726027397263,"16:45:00"]
[null,"2018-05-11T17:00:00",1485.6038647342996,385.46250000000003,44,500,0,295.69726027397263,0,0,645.90660446032689,0,295.69726027397263,"17:00:00"]
[null,"2018-05-11T17:15:00",1457.7777777777778,385.46250000000003,44,500,0,295.69726027397263,0,0,618.08051750380514,0,295.69726027397263,"17:15:00"]
[null,"2018-05-11T17:30:00",1513.4299516908213,385.46250000000003,44,500,0,295.69726027397263,0,0,673.73269141684864,0,295.69726027397263,"17:30:00"]
[null,"2018-05-11T17:45:00",1539.7101449275362,385.46250000000003,44,500,0,295.69726027397263,0,0,700.01288465356356,0,295.69726027397263,"17:45:00"]
[null,"2018-05-11T18:00:00",1351.1111111111111,385.46250000000003,10,500,0,295.69726027397263,0,0,545.4138508371384,0,295.69726027397263,"18:00:00"]
[null,"2018-05-11T18:15:00",1190.3381642512077,385.46250000000003,10,500,0,295.69726027397263,0,0,384.64090397723504,0,295.69726027397263,"18:15:00"]
[null,"2018-05-11T18:30:00",1272.2705314009661,385.46250000000003,10,500,0,295.69726027397263,0,0,466.57327112699346,0,295.69726027397263,"18:30:00"]
[null,"2018-05-11T18:45:00",1312.463768115942,385.46250000000003,10,500,0,295.69726027397263,0,0,506.76650784196937,0,295.69726027397263,"18:45:00"]
[null,"2018-05-11T19:00:00",1250.6280193236714,385.46250000000003,0,500,0,295.69726027397263,0,0,454.93075904969879,0,295.69726027397263,"19:00:00"]
[null,"2018-05-11T19:15:00",1153.2367149758454,385.46250000000003,0,500,0,295.69726027397263,0,0,357.53945470187278,0,295.69726027397263,"19:15:00"]
[null,"2018-05-11T19:30:00",1199.6135265700484,385.46250000000003,0,500,0,295.69726027397263,0,0,403.91626629607578,0,295.69726027397263,"19:30:00"]
[null,"2018-05-11T19:45:00",1207.3429951690821,385.46250000000003,0,500,0,295.69726027397263,0,0,411.64573489510946,0,295.69726027397263,"19:45:00"]
[null,"2018-05-11T20:00:00",1119.2270531400966,385.46250000000003,0,500,0,295.69726027397263,0,0,323.52979286612396,0,295.69726027397263,"20:00:00"]
[null,"2018-05-11T20:15:00",1116.1352657004832,385.46250000000003,0,500,0,295.69726027397263,0,0,320.43800542651053,0,295.69726027397263,"20:15:00"]
[null,"2018-05-11T20:30:00",1092.9468599033817,385.46250000000003,0,500,0,295.69726027397263,0,0,297.24959962940903,0,295.69726027397263,"20:30:00"]
[null,"2018-05-11T20:45:00",1014.1062801932367,385.46250000000003,0,500,0,295.69726027397263,0,0,218.40901991926404,0,295.69726027397263,"20:45:00"]
[null,"2018-05-11T21:00:00",1009.4685990338164,385.46250000000003,0,500,0,295.69726027397263,0,0,213.77133875984379,0,295.69726027397263,"21:00:00"]
[null,"2018-05-11T21:15:00",1126.9565217391305,385.46250000000003,0,500,0,295.69726027397263,0,0,331.25926146515786,0,295.69726027397263,"21:15:00"]
[null,"2018-05-11T21:30:00",1045.0241545893721,385.46250000000003,0,500,0,295.69726027397263,0,0,249.32689431539944,0,295.69726027397263,"21:30:00"]
[null,"2018-05-11T21:45:00",973.91304347826087,385.46250000000003,0,500,0,295.69726027397263,0,0,178.21578320428824,0,295.69726027397263,"21:45:00"]
[null,"2018-05-11T22:00:00",871.8840579710145,385.46250000000003,0,500,0,295.69726027397263,0,0,76.186797697041868,0,295.69726027397263,"22:00:00"]
[null,"2018-05-11T22:15:00",1003.2850241545893,385.46250000000003,0,500,0,295.69726027397263,0,0,207.58776388061671,0,295.69726027397263,"22:15:00"]
[null,"2018-05-11T22:30:00",1017.1980676328502,385.46250000000003,0,500,0,295.69726027397263,0,0,221.50080735887758,0,295.69726027397263,"22:30:00"]
[null,"2018-05-11T22:45:00",850.24154589371983,385.46250000000003,0,500,0,295.69726027397263,0,0,54.5442856197472,0,295.69726027397263,"22:45:00"]
[null,"2018-05-11T23:00:00",871.8840579710145,385.46250000000003,0,500,0,295.69726027397263,0,0,76.186797697041868,0,295.69726027397263,"23:00:00"]
[null,"2018-05-11T23:15:00",902.80193236714979,385.46250000000003,0,500,0,295.69726027397263,0,0,107.10467209317716,0,295.69726027397263,"23:15:00"]
[null,"2018-05-11T23:30:00",939.90338164251204,385.46250000000003,0,500,0,295.69726027397263,0,0,144.20612136853941,0,295.69726027397263,"23:30:00"]
[null,"2018-05-11T23:45:00",763.67149758454104,385.46250000000003,0,467.97423731056841,0,295.69726027397263,0,0,0,0,295.69726027397263,"23:45:00"]
[]
[]
[null,"2018-08-30",1099.1304347826087,4.3875000000000002,0,500,0,355,244.13043478260875,0,null,0,{"$f":"SUM(G126:K126)","v":599.13043478260875},"00:00:00",0]
[null,"2018-08-30T00:15:00",1060.4830917874397,4.3875000000000002,0,500,0,347.48309178743966,213,0,null,0,560.48309178743966,"00:15:00",0]
[null,"2018-08-30T00:30:00",1068.2125603864733,4.3875000000000002,0,500,0,355,213.21256038647334,0,null,0,568.21256038647334,"00:30:00",0]
[null,"2018-08-30T00:45:00",1139.3236714975844,4.3875000000000002,0,500,0,355,284.32367149758443,0,null,0,639.32367149758443,"00:45:00",0]
[null,"2018-08-30T01:00:00",1119.2270531400966,4.3875000000000002,0,500,0,355,264.22705314009659,0,null,0,619.22705314009659,"01:00:00",0]
[null,"2018-08-30T01:15:00",1097.5845410628019,4.3875000000000002,0,500,0,355,242.58454106280192,0,null,0,597.58454106280192,"01:15:00",0]
[null,"2018-08-30T01:30:00",1074.3961352657004,4.3875000000000002,0,500,0,355,219.39613526570042,0,null,0,574.39613526570042,"01:30:00",0]
[null,"2018-08-30T01:45:00",1077.4879227053141,4.3875000000000002,0,500,0,355,222.48792270531408,0,null,0,577.48792270531408,"01:45:00",0]
[null,"2018-08-30T02:00:00",1018.743961352657,4.3875000000000002,0,500,0,305.74396135265704,213,0,null,0,518.74396135265704,"02:00:00",0]
[null,"2018-08-30T02:15:00",953.81642512077292,4.3875000000000002,0,500,0,240.81642512077292,213,0,null,0,453.81642512077292,"02:15:00",0]
[null,"2018-08-30T02:30:00",989.37198067632846,4.3875000000000002,0,500,0,276.37198067632846,213,0,null,0,489.37198067632846,"02:30:00",0]
[null,"2018-08-30T02:45:00",885.79710144927537,4.3875000000000002,0,500,0,172.79710144927537,213,0,null,0,385.79710144927537,"02:45:00",0]
[null,"2018-08-30T03:00:00",848.695652173913,4.3875000000000002,0,500,0,348.695652173913,0,0,null,0,348.695652173913,"03:00:00",0]
[null,"2018-08-30T03:15:00",828.59903381642516,4.3875000000000002,0,500,0,328.59903381642516,0,0,null,0,328.59903381642516,"03:15:00",0]
[null,"2018-08-30T03:30:00",848.695652173913,4.3875000000000002,0,500,0,348.695652173913,0,0,null,0,348.695652173913,"03:30:00",0]
[null,"2018-08-30T03:45:00",850.24154589371983,4.3875000000000002,0,500,0,350.24154589371983,0,0,null,0,350.24154589371983,"03:45:00",0]
[null,"2018-08-30T04:00:00",791.49758454106279,4.3875000000000002,10,500,0,281.49758454106279,0,0,null,0,281.49758454106279,"04:00:00",0]
[null,"2018-08-30T04:15:00",743.57487922705309,4.3875000000000002,10,500,0,233.57487922705309,0,0,null,0,233.57487922705309,"04:15:00",0]
[null,"2018-08-30T04:30:00",737.39130434782612,4.3875000000000002,10,500,0,227.39130434782612,0,0,null,0,227.39130434782612,"04:30:00",0]
[null,"2018-08-30T04:45:00",782.22222222222217,4.3875000000000002,10,500,0,272.22222222222217,0,0,null,0,272.22222222222217,"04:45:00",0]
[null,"2018-08-30T05:00:00",745.12077294685992,4.3875000000000002,32,500,0,213.12077294685992,0,0,null,0,213.12077294685992,"05:00:00",0]
[null,"2018-08-30T05:15:00",715.74879227053134,4.3875000000000002,32,470.74879227053134,0,213,0,0,null,0,213,"05:15:00",0]
[null,"2018-08-30T05:30:00",771.40096618357484,4.3875000000000002,32,500,0,239.40096618357484,0,0,null,0,239.40096618357484,"05:30:00",0]
[null,"2018-08-30T05:45:00",862.60869565217388,4.3875000000000002,32,500,0,330.60869565217388,0,0,null,0,330.60869565217388,"05:45:00",0]
[null,"2018-08-30T06:00:00",867.24637681159425,4.3875000000000002,86,500,0,281.24637681159425,0,0,null,0,281.24637681159425,"06:00:00",0]
[null,"2018-08-30T06:15:00",842.51207729468604,4.3875000000000002,86,500,0,256.51207729468604,0,0,null,0,256.51207729468604,"06:15:00",0]
[null,"2018-08-30T06:30:00",919.80676328502409,4.3875000000000002,86,500,0,333.80676328502409,0,0,null,0,333.80676328502409,"06:30:00",0]
[null,"2018-08-30T06:45:00",956.90821256038646,4.3875000000000002,86,500,0,157.90821256038646,213,0,null,0,370.90821256038646,"06:45:00",0]
[null,"2018-08-30T07:00:00",1015.6521739130435,4.3875000000000002,154,500,0,148.6521739130435,213,0,null,0,361.6521739130435,"07:00:00",0]
[null,"2018-08-30T07:15:00",1006.3768115942029,4.3875000000000002,154,500,0,352.37681159420288,0,0,null,0,352.37681159420288,"07:15:00",0]
[null,"2018-08-30T07:30:00",978.55072463768113,4.3875000000000002,154,500,0,324.55072463768113,0,0,null,0,324.55072463768113,"07:30:00",0]
[null,"2018-08-30T07:45:00",990.91787439613529,4.3875000000000002,154,500,0,336.91787439613529,0,0,null,0,336.91787439613529,"07:45:00",0]
[null,"2018-08-30T08:00:00",938.35748792270533,4.3875000000000002,217,500,0,221.35748792270533,0,0,null,0,221.35748792270533,"08:00:00",0]
[null,"2018-08-30T08:15:00",907.43961352657004,4.3875000000000002,217,477.43961352657004,0,213,0,0,null,0,213,"08:15:00",0]
[null,"2018-08-30T08:30:00",975.45893719806759,4.3875000000000002,217,500,0,258.45893719806759,0,0,null,0,258.45893719806759,"08:30:00",0]
[null,"2018-08-30T08:45:00",967.72946859903379,4.3875000000000002,217,500,0,250.72946859903379,0,0,null,0,250.72946859903379,"08:45:00",0]
[null,"2018-08-30T09:00:00",1014.1062801932367,4.3875000000000002,269,500,0,245.10628019323667,0,0,null,0,245.10628019323667,"09:00:00",0]
[null,"2018-08-30T09:15:00",1096.0386473429951,4.3875000000000002,269,500,0,327.03864734299509,0,0,null,0,327.03864734299509,"09:15:00",0]
[null,"2018-08-30T09:30:00",1088.3091787439614,4.3875000000000002,269,500,0,319.30917874396141,0,0,null,0,319.30917874396141,"09:30:00",0]
[null,"2018-08-30T09:45:00",1024.927536231884,4.3875000000000002,269,500,0,255.92753623188401,0,0,null,0,255.92753623188401,"09:45:00",0]
[null,"2018-08-30T10:00:00",1045.0241545893721,4.3875000000000002,297,500,0,248.02415458937207,0,0,null,0,248.02415458937207,"10:00:00",0]
[null,"2018-08-30T10:15:00",1063.5748792270531,4.3875000000000002,297,500,0,266.57487922705309,0,0,null,0,266.57487922705309,"10:15:00",0]
[null,"2018-08-30T10:30:00",1065.1207729468599,4.3875000000000002,297,500,0,268.12077294685992,0,0,null,0,268.12077294685992,"10:30:00",0]
[null,"2018-08-30T10:45:00",1215.072463768116,4.3875000000000002,297,500,0,205.07246376811599,213,0,null,0,418.07246376811599,"10:45:00",0]
[null,"2018-08-30T11:00:00",1134.6859903381642,4.3875000000000002,308,500,0,326.68599033816417,0,0,null,0,326.68599033816417,"11:00:00",0]
[null,"2018-08-30T11:15:00",1218.1642512077294,4.3875000000000002,308,500,0,197.16425120772942,213,0,null,0,410.16425120772942,"11:15:00",0]
[null,"2018-08-30T11:30:00",1465.5072463768115,4.3875000000000002,308,500,0,355,302.50724637681151,0,null,0,657.50724637681151,"11:30:00",0]
[null,"2018-08-30T11:45:00",1480.9661835748791,4.3875000000000002,308,500,0,355,317.9661835748791,0,null,0,672.9661835748791,"11:45:00",0]
[null,"2018-08-30T12:00:00",1445.4106280193237,4.3875000000000002,296,500,0,355,294.41062801932367,0,null,0,649.41062801932367,"12:00:00",0]
[null,"2018-08-30T12:15:00",1382.0289855072463,4.3875000000000002,296,500,0,355,231.02898550724626,0,null,0,586.02898550724626,"12:15:00",0]
[null,"2018-08-30T12:30:00",1428.4057971014493,4.3875000000000002,296,500,0,355,277.40579710144925,0,null,0,632.40579710144925,"12:30:00",0]
[null,"2018-08-30T12:45:00",1378.9371980676328,4.3875000000000002,296,500,0,355,227.93719806763283,0,null,0,582.93719806763283,"12:45:00",0]
[null,"2018-08-30T13:00:00",1422.2222222222222,4.3875000000000002,265,500,0,355,302.22222222222217,0,null,0,657.22222222222217,"13:00:00",0]
[null,"2018-08-30T13:15:00",1428.4057971014493,4.3875000000000002,265,500,0,355,308.40579710144925,0,null,0,663.40579710144925,"13:15:00",0]
[null,"2018-08-30T13:30:00",1502.608695652174,4.3875000000000002,265,500,0,355,169.60869565217399,213,null,0,737.60869565217399,"13:30:00",0]
[null,"2018-08-30T13:45:00",1484.0579710144928,4.3875000000000002,265,500,0,355,151.05797101449275,213,null,0,719.05797101449275,"13:45:00",0]
[null,"2018-08-30T14:00:00",1459.3236714975844,4.3875000000000002,216,500,0,355,175.32367149758443,213,null,0,743.32367149758443,"14:00:00",0]
[null,"2018-08-30T14:15:00",1428.4057971014493,4.3875000000000002,216,500,0,355,144.40579710144925,213,null,0,712.40579710144925,"14:15:00",0]
[null,"2018-08-30T14:30:00",1513.4299516908213,4.3875000000000002,216,500,0,355,229.42995169082133,213,null,0,797.42995169082133,"14:30:00",0]
[null,"2018-08-30T14:45:00",1518.0676328502416,4.3875000000000002,216,500,0,355,234.06763285024158,213,null,0,802.06763285024158,"14:45:00",0]
[null,"2018-08-30T15:00:00",1527.3429951690821,4.3875000000000002,155,500,0,355,304.34299516908209,213,null,0,872.34299516908209,"15:00:00",0]
[null,"2018-08-30T15:15:00",1521.159420289855,4.3875000000000002,155,500,0,355,298.15942028985501,213,null,0,866.15942028985501,"15:15:00",0]
[null,"2018-08-30T15:30:00",1528.8888888888889,4.3875000000000002,155,500,0,355,305.88888888888891,213,null,0,873.88888888888891,"15:30:00",0]
[null,"2018-08-30T15:45:00",1510.3381642512077,4.3875000000000002,155,500,0,355,287.33816425120767,213,null,0,855.33816425120767,"15:45:00",0]
[null,"2018-08-30T16:00:00",1539.7101449275362,4.3875000000000002,91,500,0,355,355,238.71014492753625,null,0,{"$f":"SUM(G190:K190)","v":948.71014492753625},"16:00:00",0]
[null,"2018-08-30T16:15:00",1535.072463768116,4.3875000000000002,91,500,0,355,355,234.07246376811599,null,0,944.07246376811599,"16:15:00",0]
[null,"2018-08-30T16:30:00",1536.6183574879226,4.3875000000000002,91,500,0,355,355,235.61835748792259,null,0,945.61835748792259,"16:30:00",0]
[null,"2018-08-30T16:45:00",1518.0676328502416,4.3875000000000002,91,500,0,355,355,217.06763285024158,null,0,927.06763285024158,"16:45:00",0]
[null,"2018-08-30T17:00:00",1456.231884057971,4.3875000000000002,40,500,0,355,348.231884057971,213,null,0,916.231884057971,"17:00:00",0]
[null,"2018-08-30T17:15:00",1406.7632850241546,4.3875000000000002,40,500,0,355,298.76328502415458,213,null,0,866.76328502415458,"17:15:00",0]
[null,"2018-08-30T17:30:00",1412.9468599033817,4.3875000000000002,40,500,0,355,304.94685990338166,213,null,0,872.94685990338166,"17:30:00",0]
[null,"2018-08-30T17:45:00",1391.304347826087,4.3875000000000002,40,500,0,355,283.304347826087,213,null,0,851.304347826087,"17:45:00",0]
[null,"2018-08-30T18:00:00",1402.1256038647343,4.3875000000000002,7,500,0,355,327.12560386473433,213,null,0,895.12560386473433,"18:00:00",0]
[null,"2018-08-30T18:15:00",1249.0821256038648,4.3875000000000002,7,500,0,355,174.08212560386482,213,null,0,742.08212560386482,"18:15:00",0]
[null,"2018-08-30T18:30:00",1256.8115942028985,4.3875000000000002,7,500,0,355,181.8115942028985,213,null,0,749.8115942028985,"18:30:00",0]
[null,"2018-08-30T18:45:00",1343.3816425120772,4.3875000000000002,7,500,0,355,268.38164251207718,213,null,0,836.38164251207718,"18:45:00",0]
[null,"2018-08-30T19:00:00",1264.5410628019324,4.3875000000000002,0,500,0,355,196.54106280193241,213,null,0,764.54106280193241,"19:00:00",0]
[null,"2018-08-30T19:15:00",1238.2608695652175,4.3875000000000002,0,500,0,355,170.26086956521749,213,null,0,738.26086956521749,"19:15:00",0]
[null,"2018-08-30T19:30:00",1295.4589371980676,4.3875000000000002,0,500,0,355,227.45893719806759,213,null,0,795.45893719806759,"19:30:00",0]
[null,"2018-08-30T19:45:00",1289.2753623188405,4.3875000000000002,0,500,0,355,221.27536231884051,213,null,0,789.27536231884051,"19:45:00",0]
[null,"2018-08-30T20:00:00",1222.8019323671497,4.3875000000000002,0,500,0,355,154.80193236714967,213,null,0,722.80193236714967,"20:00:00",0]
[null,"2018-08-30T20:15:00",1130.0483091787439,4.3875000000000002,0,500,0,355,275.04830917874392,0,null,0,630.04830917874392,"20:15:00",0]
[null,"2018-08-30T20:30:00",1162.5120772946859,4.3875000000000002,0,500,0,355,307.51207729468592,0,null,0,662.51207729468592,"20:30:00",0]
[null,"2018-08-30T20:45:00",1196.5217391304348,4.3875000000000002,0,500,0,355,341.52173913043475,0,null,0,696.52173913043475,"20:45:00",0]
[null,"2018-08-30T21:00:00",1156.3285024154588,4.3875000000000002,0,500,0,355,301.32850241545884,0,null,0,656.32850241545884,"21:00:00",0]
[null,"2018-08-30T21:15:00",1099.1304347826087,4.3875000000000002,0,500,0,355,244.13043478260875,0,null,0,599.13043478260875,"21:15:00",0]
[null,"2018-08-30T21:30:00",1114.5893719806763,4.3875000000000002,0,500,0,355,259.58937198067633,0,null,0,614.58937198067633,"21:30:00",0]
[null,"2018-08-30T21:45:00",1143.9613526570049,4.3875000000000002,0,500,0,355,288.96135265700491,0,null,0,643.96135265700491,"21:45:00",0]
[null,"2018-08-30T22:00:00",1071.304347826087,4.3875000000000002,0,500,0,355,216.304347826087,0,null,0,571.304347826087,"22:00:00",0]
[null,"2018-08-30T22:15:00",1031.1111111111111,4.3875000000000002,0,500,0,318.11111111111109,213,0,null,0,531.11111111111109,"22:15:00",0]
[null,"2018-08-30T22:30:00",1029.5652173913043,4.3875000000000002,0,500,0,316.56521739130426,213,0,null,0,529.56521739130426,"22:30:00",0]
[null,"2018-08-30T22:45:00",1147.0531400966183,4.3875000000000002,0,500,0,355,292.05314009661834,0,null,0,647.05314009661834,"22:45:00",0]
[null,"2018-08-30T23:00:00",1113.0434782608695,4.3875000000000002,0,500,0,355,258.04347826086951,0,null,0,613.04347826086951,"23:00:00",0]
[null,"2018-08-30T23:15:00",1151.6908212560386,4.3875000000000002,0,500,0,355,296.69082125603859,0,null,0,651.69082125603859,"23:15:00",0]
[null,"2018-08-30T23:30:00",1133.1400966183576,4.3875000000000002,0,500,0,355,278.14009661835757,0,null,0,633.14009661835757,"23:30:00",0]
[null,"2018-08-30T23:45:00",1096.0386473429951,4.3875000000000002,0,500,0,355,241.03864734299509,0,null,0,596.03864734299509,"23:45:00",0]
[]
[]
[]
[]
[null,"2018-04-02",646.18357487922708,412.38750000000005,0,329.83152008470648,0,316.3520547945206,0,0,0,0,{"$f":"SUM(G226:J226)","v":316.3520547945206}]
[null,"2018-04-02T00:15:00",691.01449275362313,412.38750000000005,0,374.66243795910253,0,316.3520547945206,0,0,0,0,{"$f":"SUM(G227:J227)","v":316.3520547945206}]
[null,"2018-04-02T00:30:00",650.82125603864733,412.38750000000005,0,334.46920124412674,0,316.3520547945206,0,0,0,0,316.3520547945206]
[null,"2018-04-02T00:45:00",647.72946859903379,412.38750000000005,0,331.3774138045132,0,316.3520547945206,0,0,0,0,316.3520547945206]
[null,"2018-04-02T01:00:00",624.54106280193241,412.38750000000005,0,308.18900800741181,0,316.3520547945206,0,0,0,0,316.3520547945206]
[null,"2018-04-02T01:15:00",675.55555555555554,382.38750000000005,0,382.2171993911719,0,293.33835616438364,0,0,0,0,293.33835616438364]
[null,"2018-04-02T01:30:00",732.75362318840575,382.38750000000005,0,439.41526702402211,0,293.33835616438364,0,0,0,0,293.33835616438364]
[null,"2018-04-02T01:45:00",602.89855072463763,382.38750000000005,0,309.56019456025399,0,293.33835616438364,0,0,0,0,293.33835616438364]
[null,"2018-04-02T02:00:00",605.99033816425117,382.38750000000005,0,312.65198199986753,0,293.33835616438364,0,0,0,0,293.33835616438364]
[null,"2018-04-02T02:15:00",622.99516908212559,382.38750000000005,0,329.65681291774195,0,293.33835616438364,0,0,0,0,293.33835616438364]
[null,"2018-04-02T02:30:00",765.21739130434787,382.38750000000005,0,471.87903513996423,0,293.33835616438364,0,0,0,0,293.33835616438364]
[null,"2018-04-02T02:45:00",647.72946859903379,382.38750000000005,0,354.39111243465015,0,293.33835616438364,0,0,0,0,293.33835616438364]
[null,"2018-04-02T03:00:00",643.09178743961354,382.38750000000005,0,349.7534312752299,0,293.33835616438364,0,0,0,0,293.33835616438364]
[null,"2018-04-02T03:15:00",669.37198067632846,382.38750000000005,0,376.03362451194482,0,293.33835616438364,0,0,0,0,293.33835616438364]
[null,"2018-04-02T03:30:00",649.27536231884062,382.38750000000005,0,355.93700615445698,0,293.33835616438364,0,0,0,0,293.33835616438364]
[null,"2018-04-02T03:45:00",626.08695652173913,382.38750000000005,0,332.74860035735549,0,293.33835616438364,0,0,0,0,293.33835616438364]
[null,"2018-04-02T04:00:00",622.99516908212559,382.38750000000005,2,327.65681291774195,0,293.33835616438364,0,0,0,0,293.33835616438364]
[null,"2018-04-02T04:15:00",664.73429951690821,382.38750000000005,2,369.39594335252457,0,293.33835616438364,0,0,0,0,293.33835616438364]
[null,"2018-04-02T04:30:00",669.37198067632846,382.38750000000005,2,374.03362451194482,0,293.33835616438364,0,0,0,0,293.33835616438364]
[null,"2018-04-02T04:45:00",598.26086956521738,382.38750000000005,2,302.92251340083374,0,293.33835616438364,0,0,0,0,293.33835616438364]
[null,"2018-04-02T05:00:00",677.10144927536226,382.38750000000005,25,358.76309311097862,0,293.33835616438364,0,0,0,0,293.33835616438364]
[null,"2018-04-02T05:15:00",609.08212560386471,382.38750000000005,25,290.74376943948107,0,293.33835616438364,0,0,0,0,293.33835616438364]
[null,"2018-04-02T05:30:00",593.62318840579712,382.38750000000005,25,275.28483224141348,0,293.33835616438364,0,0,0,0,293.33835616438364]
[null,"2018-04-02T05:45:00",605.99033816425117,382.38750000000005,25,287.65198199986753,0,293.33835616438364,0,0,0,0,293.33835616438364]
[null,"2018-04-02T06:00:00",553.42995169082121,382.38750000000005,74,186.09159552643757,0,293.33835616438364,0,0,0,0,293.33835616438364]
[null,"2018-04-02T06:15:00",514.78260869565213,382.38750000000005,74,147.44425253126849,0,293.33835616438364,0,0,0,0,293.33835616438364]
[null,"2018-04-02T06:30:00",558.06763285024158,382.38750000000005,74,190.72927668585794,0,293.33835616438364,0,0,0,0,293.33835616438364]
[null,"2018-04-02T06:45:00",547.24637681159425,382.38750000000005,74,179.90802064721061,0,293.33835616438364,0,0,0,0,293.33835616438364]
[null,"2018-04-02T07:00:00",502.41545893719808,382.38750000000005,139,70.077102772814442,0,293.33835616438364,0,0,0,0,293.33835616438364]
[null,"2018-04-02T07:15:00",562.70531400966183,382.38750000000005,139,130.36695784527819,0,293.33835616438364,0,0,0,0,293.33835616438364]
[null,"2018-04-02T07:30:00",542.60869565217388,382.38750000000005,139,110.27033948779024,0,293.33835616438364,0,0,0,0,293.33835616438364]
[null,"2018-04-02T07:45:00",516.32850241545896,382.38750000000005,139,83.990146251075316,0,293.33835616438364,0,0,0,0,293.33835616438364]
[null,"2018-04-02T08:00:00",561.15942028985512,382.38750000000005,203,64.82106412547148,0,293.33835616438364,0,0,0,0,293.33835616438364]
[null,"2018-04-02T08:15:00",565.79710144927537,382.38750000000005,203,69.458745284891734,0,293.33835616438364,0,0,0,0,293.33835616438364]
[null,"2018-04-02T08:30:00",601.35265700483092,382.38750000000005,203,105.01430084044728,0,293.33835616438364,0,0,0,0,293.33835616438364]
[null,"2018-04-02T08:45:00",531.78743961352654,382.38750000000005,203,35.449083449142904,0,293.33835616438364,0,0,0,0,293.33835616438364]
[null,"2018-04-02T09:00:00",561.15942028985512,382.38750000000005,255,12.82106412547148,0,293.33835616438364,0,0,0,0,293.33835616438364]
[null,"2018-04-02T09:15:00",488.50241545893721,382.38750000000005,255,0,0,293.33835616438364,0,0,0,0,293.33835616438364]
[null,"2018-04-02T09:30:00",604.44444444444446,382.38750000000005,255,56.106088280060817,0,293.33835616438364,0,0,0,0,293.33835616438364]
[null,"2018-04-02T09:45:00",581.25603864734296,382.38750000000005,255,32.917682482959322,0,293.33835616438364,0,0,0,0,293.33835616438364]
[null,"2018-04-02T10:00:00",440.5797101449275,382.38750000000005,286,0,0,293.33835616438364,0,0,0,0,293.33835616438364]
[null,"2018-04-02T10:15:00",595.16908212560384,382.38750000000005,286,15.830725961220196,0,293.33835616438364,0,0,0,0,293.33835616438364]
[null,"2018-04-02T10:30:00",605.99033816425117,382.38750000000005,286,26.65198199986753,0,293.33835616438364,0,0,0,0,293.33835616438364]
[null,"2018-04-02T10:45:00",522.51207729468604,382.38750000000005,286,0,0,293.33835616438364,0,0,0,0,293.33835616438364]
[null,"2018-04-02T11:00:00",592.0772946859903,382.38750000000005,299,0,0,293.33835616438364,0,0,0,0,293.33835616438364]
[null,"2018-04-02T11:15:00",531.78743961352654,382.38750000000005,299,0,0,293.33835616438364,0,0,0,0,293.33835616438364]
[null,"2018-04-02T11:30:00",525.60386473429946,382.38750000000005,299,0,0,293.33835616438364,0,0,0,0,293.33835616438364]
[null,"2018-04-02T11:45:00",564.25120772946855,382.38750000000005,299,0,0,293.33835616438364,0,0,0,0,293.33835616438364]
[null,"2018-04-02T12:00:00",525.60386473429946,382.38750000000005,287,0,0,293.33835616438364,0,0,0,0,293.33835616438364]
[null,"2018-04-02T12:15:00",536.4251207729468,382.38750000000005,287,0,0,293.33835616438364,0,0,0,0,293.33835616438364]
[null,"2018-04-02T12:30:00",598.26086956521738,382.38750000000005,287,17.922513400833736,0,293.33835616438364,0,0,0,0,293.33835616438364]
[null,"2018-04-02T12:45:00",550.33816425120767,382.38750000000005,287,0,0,293.33835616438364,0,0,0,0,293.33835616438364]
[null,"2018-04-02T13:00:00",542.60869565217388,382.38750000000005,245,4.2703394877902383,0,293.33835616438364,0,0,0,0,293.33835616438364]
[null,"2018-04-02T13:15:00",567.34299516908209,382.38750000000005,245,29.004639004698447,0,293.33835616438364,0,0,0,0,293.33835616438364]
[null,"2018-04-02T13:30:00",680.1932367149758,382.38750000000005,245,141.85488055059216,0,293.33835616438364,0,0,0,0,293.33835616438364]
[null,"2018-04-02T13:45:00",490.04830917874398,382.38750000000005,245,0,0,293.33835616438364,0,0,0,0,293.33835616438364]
[null,"2018-04-02T14:00:00",479.22705314009659,382.38750000000005,202,0,0,293.33835616438364,0,0,0,0,293.33835616438364]
[null,"2018-04-02T14:15:00",618.35748792270533,382.38750000000005,202,123.01913175832169,0,293.33835616438364,0,0,0,0,293.33835616438364]
[null,"2018-04-02T14:30:00",486.95652173913044,382.38750000000005,202,0,0,293.33835616438364,0,0,0,0,293.33835616438364]
[null,"2018-04-02T14:45:00",494.68599033816423,382.38750000000005,202,0,0,293.33835616438364,0,0,0,0,293.33835616438364]
[null,"2018-04-02T15:00:00",663.1884057971015,382.38750000000005,141,228.85004963271786,0,293.33835616438364,0,0,0,0,293.33835616438364]
[null,"2018-04-02T15:15:00",511.69082125603865,382.38750000000005,141,77.352465091655006,0,293.33835616438364,0,0,0,0,293.33835616438364]
[null,"2018-04-02T15:30:00",479.22705314009659,382.38750000000005,141,44.888696975712946,0,293.33835616438364,0,0,0,0,293.33835616438364]
[null,"2018-04-02T15:45:00",670.91787439613529,382.38750000000005,141,236.57951823175165,0,293.33835616438364,0,0,0,0,293.33835616438364]
[null,"2018-04-02T16:00:00",522.51207729468604,382.38750000000005,78,151.1737211303024,0,293.33835616438364,0,0,0,0,293.33835616438364]
[null,"2018-04-02T16:15:00",537.97101449275362,382.38750000000005,78,166.63265832836998,0,293.33835616438364,0,0,0,0,{"$f":"SUM(G291:J291)","v":293.33835616438364}]
[null,"2018-04-02T16:30:00",729.66183574879221,382.38750000000005,78,358.32347958440857,0,293.33835616438364,0,0,0,0,293.33835616438364]
[null,"2018-04-02T16:45:00",613.71980676328496,382.38750000000005,78,242.38145059890132,0,293.33835616438364,0,0,0,0,293.33835616438364]
[null,"2018-04-02T17:00:00",576.61835748792271,382.38750000000005,25,258.28000132353907,0,293.33835616438364,0,0,0,0,293.33835616438364]
[null,"2018-04-02T17:15:00",592.0772946859903,382.38750000000005,25,273.73893852160666,0,293.33835616438364,0,0,0,0,293.33835616438364]
[null,"2018-04-02T17:30:00",718.84057971014488,382.38750000000005,25,400.50222354576124,0,293.33835616438364,0,0,0,0,293.33835616438364]
[null,"2018-04-02T17:45:00",657.00483091787441,382.38750000000005,25,338.66647475349077,0,293.33835616438364,0,0,0,0,293.33835616438364]
[null,"2018-04-02T18:00:00",644.63768115942025,382.38750000000005,0,351.29932499503661,0,293.33835616438364,0,0,0,0,293.33835616438364]
[null,"2018-04-02T18:15:00",774.49275362318838,382.38750000000005,0,481.15439745880474,0,293.33835616438364,0,0,0,0,293.33835616438364]
[null,"2018-04-02T18:30:00",831.69082125603859,382.38750000000005,0,500,0,293.33835616438364,0,0,38.352465091654949,0,293.33835616438364]
[null,"2018-04-02T18:45:00",644.63768115942025,382.38750000000005,0,351.29932499503661,0,293.33835616438364,0,0,0,0,293.33835616438364]
[null,"2018-04-02T19:00:00",691.01449275362313,382.38750000000005,0,397.67613658923949,0,293.33835616438364,0,0,0,0,293.33835616438364]
[null,"2018-04-02T19:15:00",728.1159420289855,382.38750000000005,0,434.77758586460186,0,293.33835616438364,0,0,0,0,293.33835616438364]
[null,"2018-04-02T19:30:00",763.67149758454104,382.38750000000005,0,470.3331414201574,0,293.33835616438364,0,0,0,0,293.33835616438364]
[null,"2018-04-02T19:45:00",745.12077294685992,382.38750000000005,0,451.78241678247628,0,293.33835616438364,0,0,0,0,293.33835616438364]
[null,"2018-04-02T20:00:00",640,382.38750000000005,0,346.66164383561636,0,293.33835616438364,0,0,0,0,293.33835616438364]
[null,"2018-04-02T20:15:00",711.11111111111109,382.38750000000005,0,417.77275494672745,0,293.33835616438364,0,0,0,0,293.33835616438364]
[null,"2018-04-02T20:30:00",766.76328502415458,382.38750000000005,0,473.42492885977094,0,293.33835616438364,0,0,0,0,293.33835616438364]
[null,"2018-04-02T20:45:00",650.82125603864733,382.38750000000005,0,357.48289987426369,0,293.33835616438364,0,0,0,0,293.33835616438364]
[null,"2018-04-02T21:00:00",731.20772946859904,382.38750000000005,0,437.8693733042154,0,293.33835616438364,0,0,0,0,293.33835616438364]
[null,"2018-04-02T21:15:00",640,382.38750000000005,0,346.66164383561636,0,293.33835616438364,0,0,0,0,293.33835616438364]
[null,"2018-04-02T21:30:00",718.84057971014488,382.38750000000005,0,425.50222354576124,0,293.33835616438364,0,0,0,0,293.33835616438364]
[null,"2018-04-02T21:45:00",697.19806763285021,382.38750000000005,0,403.85971146846657,0,293.33835616438364,0,0,0,0,293.33835616438364]
[null,"2018-04-02T22:00:00",632.27053140096621,382.38750000000005,0,338.93217523658257,0,293.33835616438364,0,0,0,0,293.33835616438364]
[null,"2018-04-02T22:15:00",646.18357487922708,382.38750000000005,0,352.84521871484344,0,293.33835616438364,0,0,0,0,293.33835616438364]
[null,"2018-04-02T22:30:00",728.1159420289855,382.38750000000005,0,434.77758586460186,0,293.33835616438364,0,0,0,0,293.33835616438364]
[null,"2018-04-02T22:45:00",660.09661835748796,382.38750000000005,0,366.75826219310431,0,293.33835616438364,0,0,0,0,293.33835616438364]
[null,"2018-04-02T23:00:00",641.54589371980671,382.38750000000005,0,348.20753755542307,0,293.33835616438364,0,0,0,0,293.33835616438364]
[null,"2018-04-02T23:15:00",726.57004830917879,382.38750000000005,0,433.23169214479515,0,293.33835616438364,0,0,0,0,293.33835616438364]
[null,"2018-04-02T23:30:00",691.01449275362313,382.38750000000005,0,397.67613658923949,0,293.33835616438364,0,0,0,0,293.33835616438364]
[null,"2018-04-02T23:45:00",649.27536231884062,382.38750000000005,0,355.93700615445698,0,293.33835616438364,0,0,0,0,293.33835616438364]
[]
[]
[null,"2018-05-11",936.8115942028985,401.8125,0,500,0,308.2397260273973,0,0,128.57186817550121,0,{"$f":"SUM(G324:J324)","v":308.2397260273973},"00:00:00"]
[null,"2018-05-11T00:15:00",805.41062801932367,401.8125,0,497.17090199192637,0,308.2397260273973,0,0,0,0,{"$f":"SUM(G325:J325)","v":308.2397260273973},"00:15:00"]
[null,"2018-05-11T00:30:00",1017.1980676328502,401.8125,0,500,0,308.2397260273973,0,0,208.95834160545292,0,308.2397260273973,"00:30:00"]
[null,"2018-05-11T00:45:00",1069.7584541062802,401.8125,0,500,0,308.2397260273973,0,0,261.51872807888287,0,308.2397260273973,"00:45:00"]
[null,"2018-05-11T01:00:00",776.0386473429952,401.8125,0,467.79892131559791,0,308.2397260273973,0,0,0,0,308.2397260273973,"01:00:00"]
[null,"2018-05-11T01:15:00",913.62318840579712,385.46250000000003,0,500,0,295.69726027397263,0,0,117.92592813182449,5.6843418860808015E-14,295.69726027397263,"01:15:00"]
[null,"2018-05-11T01:30:00",1045.0241545893721,385.46250000000003,0,500,0,295.69726027397263,0,0,249.32689431539944,0,295.69726027397263,"01:30:00"]
[null,"2018-05-11T01:45:00",921.35265700483092,385.46250000000003,0,500,0,295.69726027397263,0,0,125.65539673085829,0,295.69726027397263,"01:45:00"]
[null,"2018-05-11T02:00:00",874.97584541062804,385.46250000000003,0,500,0,295.69726027397263,0,0,79.278585136655408,5.6843418860808015E-14,295.69726027397263,"02:00:00"]
[null,"2018-05-11T02:15:00",817.77777777777771,385.46250000000003,0,500,0,295.69726027397263,0,0,22.080517503805083,5.6843418860808015E-14,295.69726027397263,"02:15:00"]
[null,"2018-05-11T02:30:00",972.36714975845405,385.46250000000003,0,500,0,295.69726027397263,0,0,176.66988948448142,5.6843418860808015E-14,295.69726027397263,"02:30:00"]
[null,"2018-05-11T02:45:00",1006.3768115942029,385.46250000000003,0,500,0,295.69726027397263,0,0,210.67955132023025,5.6843418860808015E-14,295.69726027397263,"02:45:00"]
[null,"2018-05-11T03:00:00",936.8115942028985,385.46250000000003,0,500,0,295.69726027397263,0,0,141.11433392892587,0,295.69726027397263,"03:00:00"]
[null,"2018-05-11T03:15:00",885.79710144927537,385.46250000000003,0,500,0,295.69726027397263,0,0,90.099841175302743,5.6843418860808015E-14,295.69726027397263,"03:15:00"]
[null,"2018-05-11T03:30:00",912.0772946859903,385.46250000000003,0,500,0,295.69726027397263,0,0,116.38003441201766,5.6843418860808015E-14,295.69726027397263,"03:30:00"]
[null,"2018-05-11T03:45:00",952.27053140096621,385.46250000000003,0,500,0,295.69726027397263,0,0,156.57327112699357,5.6843418860808015E-14,295.69726027397263,"03:45:00"]
[null,"2018-05-11T04:00:00",805.41062801932367,385.46250000000003,0,500,0,295.69726027397263,0,0,9.7133677453510359,0,295.69726027397263,"04:00:00"]
[null,"2018-05-11T04:15:00",891.98067632850245,385.46250000000003,0,500,0,295.69726027397263,0,0,96.283416054529823,5.6843418860808015E-14,295.69726027397263,"04:15:00"]
[null,"2018-05-11T04:30:00",981.64251207729467,385.46250000000003,0,500,0,295.69726027397263,0,0,185.94525180332204,0,295.69726027397263,"04:30:00"]
[null,"2018-05-11T04:45:00",853.33333333333337,385.46250000000003,0,500,0,295.69726027397263,0,0,57.63607305936074,5.6843418860808015E-14,295.69726027397263,"04:45:00"]
[null,"2018-05-11T05:00:00",616.8115942028985,385.46250000000003,0,321.11433392892587,0,295.69726027397263,0,0,0,0,295.69726027397263,"05:00:00"]
[null,"2018-05-11T05:15:00",819.32367149758454,385.46250000000003,0,500,0,295.69726027397263,0,0,23.62641122361191,5.6843418860808015E-14,295.69726027397263,"05:15:00"]
[null,"2018-05-11T05:30:00",731.20772946859904,385.46250000000003,0,435.51046919462641,0,295.69726027397263,0,0,0,0,295.69726027397263,"05:30:00"]
[null,"2018-05-11T05:45:00",644.63768115942025,385.46250000000003,0,348.94042088544762,0,295.69726027397263,0,0,0,0,295.69726027397263,"05:45:00"]
[null,"2018-05-11T06:00:00",717.29468599033817,385.46250000000003,0,421.59742571636554,0,295.69726027397263,0,0,0,0,295.69726027397263,"06:00:00"]
[null,"2018-05-11T06:15:00",755.94202898550725,385.46250000000003,0,460.24476871153462,0,295.69726027397263,0,0,0,0,295.69726027397263,"06:15:00"]
[null,"2018-05-11T06:30:00",788.40579710144925,385.46250000000003,0,492.70853682747662,0,295.69726027397263,0,0,0,0,295.69726027397263,"06:30:00"]
[null,"2018-05-11T06:45:00",919.80676328502409,385.46250000000003,0,500,0,295.69726027397263,0,0,124.10950301105146,0,295.69726027397263,"06:45:00"]
[null,"2018-05-11T07:00:00",916.71497584541066,385.46250000000003,0,500,0,295.69726027397263,0,0,121.01771557143803,0,295.69726027397263,"07:00:00"]
[null,"2018-05-11T07:15:00",817.77777777777771,385.46250000000003,0,500,0,295.69726027397263,0,0,22.080517503805083,5.6843418860808015E-14,295.69726027397263,"07:15:00"]
[null,"2018-05-11T07:30:00",970.82125603864733,385.46250000000003,0,500,0,295.69726027397263,0,0,175.1239957646747,0,295.69726027397263,"07:30:00"]
[null,"2018-05-11T07:45:00",924.44444444444446,385.46250000000003,0,500,0,295.69726027397263,0,0,128.74718417047183,5.6843418860808015E-14,295.69726027397263,"07:45:00"]
[null,"2018-05-11T08:00:00",800.77294685990341,385.46250000000003,0,500,0,295.69726027397263,0,0,5.0756865859307823,0,295.69726027397263,"08:00:00"]
[null,"2018-05-11T08:15:00",924.44444444444446,385.46250000000003,0,500,0,295.69726027397263,0,0,128.74718417047183,5.6843418860808015E-14,295.69726027397263,"08:15:00"]
[null,"2018-05-11T08:30:00",1108.4057971014493,385.46250000000003,0,500,0,295.69726027397263,0,0,312.70853682747662,0,295.69726027397263,"08:30:00"]
[null,"2018-05-11T08:45:00",1026.4734299516908,385.46250000000003,0,500,0,295.69726027397263,0,0,230.7761696777182,0,295.69726027397263,"08:45:00"]
[null,"2018-05-11T09:00:00",972.36714975845405,385.46250000000003,0,500,0,295.69726027397263,0,0,176.66988948448142,5.6843418860808015E-14,295.69726027397263,"09:00:00"]
[null,"2018-05-11T09:15:00",958.45410628019317,385.46250000000003,0,500,0,295.69726027397263,0,0,162.75684600622054,0,295.69726027397263,"09:15:00"]
[null,"2018-05-11T09:30:00",1201.159420289855,385.46250000000003,0,500,0,295.69726027397263,0,0,405.46216001588238,0,295.69726027397263,"09:30:00"]
[null,"2018-05-11T09:45:00",1247.536231884058,385.46250000000003,0,500,0,295.69726027397263,0,0,451.83897161008537,0,295.69726027397263,"09:45:00"]
[null,"2018-05-11T10:00:00",950.72463768115938,385.46250000000003,0,500,0,295.69726027397263,0,0,155.02737740718675,5.6843418860808015E-14,295.69726027397263,"10:00:00"]
[null,"2018-05-11T10:15:00",966.18357487922708,385.46250000000003,0,500,0,295.69726027397263,0,0,170.48631460525445,0,295.69726027397263,"10:15:00"]
[null,"2018-05-11T10:30:00",942.99516908212559,385.46250000000003,0,500,0,295.69726027397263,0,0,147.29790880815295,0,295.69726027397263,"10:30:00"]
[null,"2018-05-11T10:45:00",908.98550724637676,385.46250000000003,0,500,0,295.69726027397263,0,0,113.28824697240412,0,295.69726027397263,"10:45:00"]
[null,"2018-05-11T11:00:00",939.90338164251204,385.46250000000003,0,500,0,295.69726027397263,0,0,144.20612136853941,5.6843418860808015E-14,295.69726027397263,"11:00:00"]
[null,"2018-05-11T11:15:00",879.61352657004829,385.46250000000003,0,500,0,295.69726027397263,0,0,83.916266296075662,5.6843418860808015E-14,295.69726027397263,"11:15:00"]
[null,"2018-05-11T11:30:00",902.80193236714979,385.46250000000003,0,500,0,295.69726027397263,0,0,107.10467209317716,5.6843418860808015E-14,295.69726027397263,"11:30:00"]
[null,"2018-05-11T11:45:00",1089.855072463768,385.46250000000003,0,500,0,295.69726027397263,0,0,294.15781218979538,0,295.69726027397263,"11:45:00"]
[null,"2018-05-11T12:00:00",1108.4057971014493,385.46250000000003,0,500,0,295.69726027397263,0,0,312.70853682747662,0,295.69726027397263,"12:00:00"]
[null,"2018-05-11T12:15:00",1032.6570048309179,385.46250000000003,0,500,0,295.69726027397263,0,0,236.95974455694528,0,295.69726027397263,"12:15:00"]
[null,"2018-05-11T12:30:00",1035.7487922705313,385.46250000000003,0,500,0,295.69726027397263,0,0,240.05153199655871,0,295.69726027397263,"12:30:00"]
[null,"2018-05-11T12:45:00",1174.8792270531401,385.46250000000003,0,500,0,295.69726027397263,0,0,379.18196677916745,0,295.69726027397263,"12:45:00"]
[null,"2018-05-11T13:00:00",1028.0193236714977,385.46250000000003,0,500,0,295.69726027397263,0,0,232.32206339752503,0,295.69726027397263,"13:00:00"]
[null,"2018-05-11T13:15:00",1035.7487922705313,385.46250000000003,0,500,0,295.69726027397263,0,0,240.05153199655871,0,295.69726027397263,"13:15:00"]
[null,"2018-05-11T13:30:00",1100.6763285024153,385.46250000000003,0,500,0,295.69726027397263,0,0,304.97906822844271,0,295.69726027397263,"13:30:00"]
[null,"2018-05-11T13:45:00",1063.5748792270531,385.46250000000003,0,500,0,295.69726027397263,0,0,267.87761895308046,0,295.69726027397263,"13:45:00"]
[null,"2018-05-11T14:00:00",1198.0676328502416,385.46250000000003,0,500,0,295.69726027397263,0,0,402.37037257626895,0,295.69726027397263,"14:00:00"]
[null,"2018-05-11T14:15:00",1222.8019323671497,385.46250000000003,0,500,0,295.69726027397263,0,0,427.10467209317704,0,295.69726027397263,"14:15:00"]
[null,"2018-05-11T14:30:00",1153.2367149758454,385.46250000000003,0,500,0,295.69726027397263,0,0,357.53945470187278,0,295.69726027397263,"14:30:00"]
[null,"2018-05-11T14:45:00",1096.0386473429951,385.46250000000003,0,500,0,295.69726027397263,0,0,300.34138706902246,0,295.69726027397263,"14:45:00"]
[null,"2018-05-11T15:00:00",1312.463768115942,385.46250000000003,0,500,0,295.69726027397263,0,0,516.76650784196931,0,295.69726027397263,"15:00:00"]
[null,"2018-05-11T15:15:00",1365.0241545893721,385.46250000000003,0,500,0,295.69726027397263,0,0,569.32689431539939,0,295.69726027397263,"15:15:00"]
[null,"2018-05-11T15:30:00",1327.9227053140096,385.46250000000003,0,500,0,295.69726027397263,0,0,532.2254450400369,0,295.69726027397263,"15:30:00"]
[null,"2018-05-11T15:45:00",1238.2608695652175,385.46250000000003,0,500,0,295.69726027397263,0,0,442.56360929124486,0,295.69726027397263,"15:45:00"]
[null,"2018-05-11T16:00:00",1264.5410628019324,385.46250000000003,0,500,0,295.69726027397263,0,0,468.84380252795978,0,295.69726027397263,"16:00:00"]
[null,"2018-05-11T16:15:00",1382.0289855072463,385.46250000000003,0,500,0,295.69726027397263,0,0,586.33172523327357,0,{"$f":"SUM(G389:J389)","v":295.69726027397263},"16:15:00"]
[null,"2018-05-11T16:30:00",1491.7874396135267,385.46250000000003,0,500,0,295.69726027397263,0,0,696.09017933955397,0,295.69726027397263,"16:30:00"]
[null,"2018-05-11T16:45:00",1600,385.46250000000003,0,500,0,295.69726027397263,0,0,769.30273972602731,35,295.69726027397263,"16:45:00"]
[null,"2018-05-11T17:00:00",1485.6038647342996,385.46250000000003,0,500,0,295.69726027397263,0,0,689.90660446032689,0,295.69726027397263,"17:00:00"]
[null,"2018-05-11T17:15:00",1457.7777777777778,385.46250000000003,0,500,0,295.69726027397263,0,0,662.08051750380514,0,295.69726027397263,"17:15:00"]
[null,"2018-05-11T17:30:00",1513.4299516908213,385.46250000000003,0,500,0,295.69726027397263,0,0,717.73269141684864,0,295.69726027397263,"17:30:00"]
[null,"2018-05-11T17:45:00",1539.7101449275362,385.46250000000003,0,500,0,295.69726027397263,0,0,744.01288465356356,0,295.69726027397263,"17:45:00"]
[null,"2018-05-11T18:00:00",1351.1111111111111,385.46250000000003,0,500,0,295.69726027397263,0,0,555.4138508371384,0,295.69726027397263,"18:00:00"]
[null,"2018-05-11T18:15:00",1190.3381642512077,385.46250000000003,0,500,0,295.69726027397263,0,0,394.64090397723504,0,295.69726027397263,"18:15:00"]
[null,"2018-05-11T18:30:00",1272.2705314009661,385.46250000000003,0,500,0,295.69726027397263,0,0,476.57327112699346,0,295.69726027397263,"18:30:00"]
[null,"2018-05-11T18:45:00",1312.463768115942,385.46250000000003,0,500,0,295.69726027397263,0,0,516.76650784196931,0,295.69726027397263,"18:45:00"]
[null,"2018-05-11T19:00:00",1250.6280193236714,385.46250000000003,0,500,0,295.69726027397263,0,0,454.93075904969879,0,295.69726027397263,"19:00:00"]
[null,"2018-05-11T19:15:00",1153.2367149758454,385.46250000000003,0,500,0,295.69726027397263,0,0,357.53945470187278,0,295.69726027397263,"19:15:00"]
[null,"2018-05-11T19:30:00",1199.6135265700484,385.46250000000003,0,500,0,295.69726027397263,0,0,403.91626629607578,0,295.69726027397263,"19:30:00"]
[null,"2018-05-11T19:45:00",1207.3429951690821,385.46250000000003,0,500,0,295.69726027397263,0,0,411.64573489510946,0,295.69726027397263,"19:45:00"]
[null,"2018-05-11T20:00:00",1119.2270531400966,385.46250000000003,0,500,0,295.69726027397263,0,0,323.52979286612396,0,295.69726027397263,"20:00:00"]
[null,"2018-05-11T20:15:00",1116.1352657004832,385.46250000000003,0,500,0,295.69726027397263,0,0,320.43800542651053,0,295.69726027397263,"20:15:00"]
[null,"2018-05-11T20:30:00",1092.9468599033817,385.46250000000003,0,500,0,295.69726027397263,0,0,297.24959962940903,0,295.69726027397263,"20:30:00"]
[null,"2018-05-11T20:45:00",1014.1062801932367,385.46250000000003,0,500,0,295.69726027397263,0,0,218.40901991926404,0,295.69726027397263,"20:45:00"]
[null,"2018-05-11T21:00:00",1009.4685990338164,385.46250000000003,0,500,0,295.69726027397263,0,0,213.77133875984379,0,295.69726027397263,"21:00:00"]
[null,"2018-05-11T21:15:00",1126.9565217391305,385.46250000000003,0,500,0,295.69726027397263,0,0,331.25926146515786,0,295.69726027397263,"21:15:00"]
[null,"2018-05-11T21:30:00",1045.0241545893721,385.46250000000003,0,500,0,295.69726027397263,0,0,249.32689431539944,0,295.69726027397263,"21:30:00"]
[null,"2018-05-11T21:45:00",973.91304347826087,385.46250000000003,0,500,0,295.69726027397263,0,0,178.21578320428824,5.6843418860808015E-14,295.69726027397263,"21:45:00"]
[null,"2018-05-11T22:00:00",871.8840579710145,385.46250000000003,0,500,0,295.69726027397263,0,0,76.186797697041868,0,295.69726027397263,"22:00:00"]
[null,"2018-05-11T22:15:00",1003.2850241545893,385.46250000000003,0,500,0,295.69726027397263,0,0,207.58776388061671,0,295.69726027397263,"22:15:00"]
[null,"2018-05-11T22:30:00",1017.1980676328502,385.46250000000003,0,500,0,295.69726027397263,0,0,221.50080735887758,5.6843418860808015E-14,295.69726027397263,"22:30:00"]
[null,"2018-05-11T22:45:00",850.24154589371983,385.46250000000003,0,500,0,295.69726027397263,0,0,54.5442856197472,0,295.69726027397263,"22:45:00"]
[null,"2018-05-11T23:00:00",871.8840579710145,385.46250000000003,0,500,0,295.69726027397263,0,0,76.186797697041868,0,295.69726027397263,"23:00:00"]
[null,"2018-05-11T23:15:00",902.80193236714979,385.46250000000003,0,500,0,295.69726027397263,0,0,107.10467209317716,5.6843418860808015E-14,295.69726027397263,"23:15:00"]
[null,"2018-05-11T23:30:00",939.90338164251204,385.46250000000003,0,500,0,295.69726027397263,0,0,144.20612136853941,5.6843418860808015E-14,295.69726027397263,"23:30:00"]
[null,"2018-05-11T23:45:00",763.67149758454104,385.46250000000003,0,467.97423731056841,0,295.69726027397263,0,0,0,0,295.69726027397263,"23:45:00"]