{"text_format":"1","workbook":"xlsx","n_sheets":8,"sheets":["Instrukce","Formular","Vypocet","Voda","source","TDDData","Vysledek","Cena elektřiny"],"not_rendered":{"charts":0,"images":0,"macros":1,"external_links":0,"defined_names":5,"comments":0,"pivot_tables":0},"unopened":[],"bounds":{"document_bytes":16777216,"sheet_cells":100000,"rows_first":2000,"rows_last":500,"rows_between":2000,"halvings":0,"cell_chars":16384,"cell_head_chars":4096},"cells_cut":0,"cells_raw":0,"read":"whole","date_system":"1900"}

{"sheet":"Instrukce","index":0,"n_rows":23,"n_cols":3,"rows_kept":23,"cut":false,"hidden":false,"merged":[[17,2,17,3],[19,2,19,3],[20,2,20,3],[21,2,21,3],[22,2,22,3],[18,2,18,3],[11,2,11,3],[12,2,12,3],[13,2,13,3],[14,2,14,3],[16,2,16,3],[15,2,15,3],[10,2,10,3],[2,2,2,3],[3,2,3,3],[5,2,5,3],[7,2,7,3],[8,2,8,3],[9,2,9,3],[6,2,6,3],[4,2,4,3]]}
[]
[]
[null,null,"Instrukce"]
[null,null,"Pro správnou funkci této aplikace postupujte prosím dle kroků níže:"]
[null,null,"1) Prosím buďte trpělivý. Soubor obsahuje velké množství dat a některé operace mohou tedy trvat déle. Ikdyž se Vám bude zdát, že program neodpovídá, tak pracuje na náročných výpočetních operacích"]
[null,null,"2) Pokud je to nezbytné, povolte dokumentu využívání maker. To poznáte tak, že v horní části displeje pod adresním řádkem se zobrazí upozornění. Pokud jste makra povolili již v minulosti, můžete pokračovat na další krok"]
[null,null,"3) V případě kalkulkace výnosnosti fotovoltaiky na listu \"Vypocet\" je nezbytné vyplnit všechny požadované údaje a být připojen k internetu. To je potřebné z důvodu, že aplikace stáhne data dopadajícího slunečního záření pro Vaší lokalitu"]
[null,null,"4) Než stisknete tlačítko začít s formulářem, přečtěte si instrukce k jeho vyplnění"]
[null,null,"a) Odpovídejte na dotazy tak, jak jdou za sebou"]
[null,null,"b) Pokud se budete ve formuláři vracet zpět, tak všechny vyplněné údaje níže pod tímto dotazem budou vymazány"]
[null,null,"c) Nevyplňujte hodnoty včetně jednotek. Údaje vyplňujte tak, aby odpovídaly jednotkám a násobkům uvedeným v rámci dotazu na levé straně"]
[null,null,"d) Na list \"Vypocet\" přejděte až tehdy, až skončíte s formulářem. To znamená tehdy, když v buňce D56 uvidíte částku přiznané dotace či se zobrazí dialogové okno, proč dotaci nemůžete obdržet"]
[null,null,"5) Výpočet finanční návratnosti probíhá na listě \"Vypocet\". Ten zahájíte stisknutím tlačítka \"Vypočítat\" pod dotazníkem na zmíněném listě"]
[null,null,"a) Odpovídejte na dotazy tak, jak jdou za sebou"]
[null,null,"b) pro správnou funkčnost výpočetní části musíte být připojeni k internetu, jelikož jsou pro zadanou lokalitu stahovány data. Pokud nebude připojeni a simulaci spustíte, obdržíte chybové hlášení"]
[null,null,"c) Pro výpočet finanční návratnosti je nutné zvolit dobu životnosti. Obvyklá hodnota životnosti FV zdroje je 25 let. Samozřejmě, že Vaše elektrárna nepřestane po 25 letech fungovat, ale je zde větší riziko degradace komponent a výrobci většinou účinnost a další parametry po této době"]
[null,null,"d) Doba výpočtu se liší od výkonu Vašeho zařízení, avšak v závislosti na zvolených parametrech může tato operace dosáhnout i několika minut"]
[null,null,"e) Po dokončení výpočetního procesu bude automaticky přesunuti na list \"Vysledek\", kde se zobrazí výsledky pro zvolené parametry"]
[null,null,"f) List Voda použijte pouze v případě, že na listě Vypocet je uvedeno, že instalace obsahuje bojler. Jinak tyto hodnoty nebudou uvažovány"]
[null,null,"6) Veškeré výpočetní výstupy jsou přibližné a mohou se lišit v závislosti na počasí (teplota, dopadající záření….) a jiných skutečností. Přesnou hodnotu tedy nelze. Pro výpočet jsou používány nejnovější dostupná data"]
[null,null,"V případě problémů mě můžete kontaktovat na emailové adrese: kaufm.marek@gmail.com. Pokud budete potřebovat provést nějakou úpravu v rámci formuláře, můžete si jednotlivé listy odekmnout pomocí hesla: \"Kaufmann\" a provést nezbytné úpravy"]
[null,null,"Přeji pohodové užívání"]
[null,null,"Marek Kaufmann"]

{"sheet":"Formular","index":1,"n_rows":56,"n_cols":5,"rows_kept":56,"cut":false,"hidden":false,"merged":[[1,2,1,4]]}
[]
[null,null,"Formulář"]
[]
[null,null,"Název kritéria","Hodnota","Informace"]
[null,null,"Zadejte datum žádosti",null,{"$f":"IF(D5=\"\",\"\",IF(AND(D5>=42370,D5<44561),VLOOKUP(\"all\",source!$I$2:$M$10,source!P2,0),\"Příjem žádostí v probíhá od 1.1.2016 do 31.12.2021\"))","v":""}]
[null,null,"Vyberte zemi, kde se objekt nachází",null,{"$f":"IF(D6=\"\",\"\",IF(D6=source!A2,VLOOKUP(\"all\",source!$I$2:$M$10,source!P2,0),\"Dotace je poskytována pouze na instalace, které se nacházejí na území České republiky\"))","v":""}]
[null,null,"Zvolte typ použitých fotovoltaických článků",null,{"$f":"IF(D7<>\"\",VLOOKUP(\"all\",source!$I$2:$M$10,source!P2,0),\"\")","v":""}]
[null,null,"Zadejte účinnost použitých fotovoltaických článků  [%]",null,{"$f":"IF(OR(AND(D7=source!B2,Formular!D8>=15),AND(D7=source!B3,Formular!D8>=10),Formular!D7=source!B4),VLOOKUP(\"all\",source!$I$2:$M$10,source!P2,0),IF(D8=\"\",\"\",IF(D7=source!B2,\"Minimální účinnost mono či polykrystalických článků je 15%\", \"Minimální účinnost tenkovrstvých amorfních článků je 10%\")))","v":""}]
[null,null,"Je fotovoltaický systém instalován na rodinném či bytovém domě nebo na pozemcích jim náležejícím",null,{"$f":"IF(D9=\"\",\"\",IF(D9=source!$C$2,VLOOKUP(\"all\",source!$I$2:$M$10,source!P2,0),\"Dotace je poskytována pouze na instalace, jsou instalovány na podporovaných objektech či pozemcích jim náležejícím\"))","v":""}]
[null,null,"Obsahuje instalace technologii pro sledování bodu maximálního výkonu",null,{"$f":"IF(D10=\"\",\"\",IF(D10=source!$C$2,VLOOKUP(\"all\",source!$I$2:$M$10,source!P2,0),\"Dotace je poskytována pouze na instalace, které obsahují zařízení pro sledování bodu maximálního výkonu\"))","v":""}]
[null,null,"Jsou v instalaci použity olověné startovací či Ni-Cd akumulátory",null,{"$f":"IF(D11=\"\",\"\",IF(D11=source!$C$3,VLOOKUP(\"all\",source!$I$2:$M$10,source!P2,0),\"Dotace je poskytována pouze na instalace, které neobsahují olověné startovací či Ni-Cd akumulátory\"))","v":""}]
[null,null,"Zvolte typ objektu",null,{"$f":"IF(D12=\"\",\"\",IF(Formular!D12=source!D2,VLOOKUP(\"withoutApartment\",source!$I$2:$M$10,source!P2,0),IF(D12=source!D3,\"Zadaný vstup vyhovuje výzvě C.3.2 \",\"Jiné typy objektů nejsou podporovány\")))","v":""}]
[null,null,"Zvolte kraj ve kterém se bytový dům nachází",null,{"$f":"IF(D13=\"\",\"\",IF(Formular!D13=source!E2,\"Zadaný vstup vyhovuje výzvě C.3.2\",\"Bytové domy jsou podporovány pouze na území Hlavní města Prahy\"))","v":""}]
[null,null,"Zadejte velikost instalovaného výkonu [kWp]",null,{"$f":"IF(D14=\"\",\"\",IF(Formular!D14<=30,\"Zadaný vstup vyhovuje výzvě C.3.2\",\"Jsou podpořeny pouze ty instalace, jejichž instalovaný výkon je menší než 30 kWp\"))","v":""}]
[null,null,"Je zdroj propojen s distribuční síti",null,{"$f":"IF(D15=\"\",\"\",IF(D15=source!$C$2,\"Zadaný vstup vyhovuje výzvě C.3.2\",\"Dotace je poskytována pouze na instalace, které jsou připojeny k distribuční soustavě\"))","v":""}]
[null,null,"Zadejte účinnost použitého měniče [%]",null,{"$f":"IF(D16=\"\",\"\",IF(Formular!D16>=92,\"Zadaný vstup vyhovuje výzvě C.3.2\",\"Jsou podpořeny pouze ty instalace, jejichž nehybridní měnič má účinnost vyšší nebo rovnu 94 %\"))","v":""}]
[null,null,"Je použitý měnič hybridní",null,{"$f":"IF(D17=\"\",\"\",IF(Formular!D17=source!C2,\"Zadaný vstup vyhovuje výzvě C.3.2\",\"Jsou podpořeny pouze ty instalace, jejichž nehybridní měnič má účinnost vyšší nebo rovnu 94 %. V případě hybridní měniče je minimální účinnost stanovena na 92 %\"))","v":""}]
[null,null,"Zadejte účinnost použitého zařízení pro sledování bodu maximálního výkonu [%]",null,{"$f":"IF(D18=\"\",\"\",IF(Formular!D18>=98,\"Zadaný vstup vyhovuje výzvě C.3.2\",\"Jsou podpořeny pouze ty instalace, jejichž zařízení pro sledovaní bodu maximálního výkonu má účinnost vyšší nebo rovnu 98 %\"))","v":""}]
[null,null,"Zadejte využití elektřiny pro krytí spotřeby v místě výroby z celkového teoretického výkonu [%]",null,{"$f":"IF(D19=\"\",\"\",IF(Formular!D19>=70,\"Zadaný vstup vyhovuje výzvě C.3.2\",\"Jsou podpořeny pouze ty instalace, jejichž využití elektřiny pro krytí spotřeby v místě výroby z celkového teoretického výkonu dosahuje alespoň 70 %\"))","v":""}]
[null,null,"Je řídící systém schopen zajistit optimální využívání vyrobené energie pro vlastní spotřebu",null,{"$f":"IF(D20=\"\",\"\",IF(Formular!D20=source!C2,\"Zadaný vstup vyhovuje výzvě C.3.2\",\"Jsou podpořeny pouze ty instalace, jejichž řídící systém zajistí optimální využití vyrobené energie pro vlastní spotřebu\"))","v":""}]
[null,null,"Je zdroj propojen s distribuční síti",null,{"$f":"IF(D21=\"\",\"\",IF(D21=source!$C$2,VLOOKUP(\"withoutFirst\",source!$I$2:$M$10,source!P2,0),\"Zadaný vstup vyhovuje výzvě C.3.3\"))","v":""}]
[null,null,"Obsahuje instalace akumulační zásobník tepla",null,{"$f":"IF(D22=\"\",\"\",IF(D22=source!$C$2,\"Zadaný vstup vyhovuje výzvě C.3.3\",\"Dotace je poskytována pouze na instalace, které obsahují akumulační zásobník tepla\"))","v":""}]
[null,null,"Zadejte měrný objem použitého akumulačního zásobníku tepla vztažený k instalovanému výkon [l/kWp]",null,{"$f":"IF(D23=\"\",\"\",IF(D23>=80,\"Zadaný vstup vyhovuje výzvě C.3.3\",\"Dotace je poskytována pouze na instalace, kde měrný objem použitého akumulačního zásobníku tepla vztažený k instalovému výkonu je větší než 80 l/kWp\"))","v":""}]
[null,null,"Zadejte jakou část potřebného tepla na výrobu teplé vody instalace zajistí [%]",null,{"$f":"IF(D24=\"\",\"\",IF(D24>=50,\"Zadaný vstup vyhovuje výzvě C.3.3\",\"Dotace je poskytována pouze na instalace, kde je zajištěno použití alespoň 50% využití teple z fotovoltaiky\"))","v":""}]
[null,null,"Zvolte kraj ve kterém se bytový dům nachází",null,{"$f":"IF(D25=\"\",\"\",IF(D25>=50,\"Zadaný vstup vyhovuje výzvě C.3.3\",))","v":""}]
[null,null,"Zadejte využití elektřiny pro krytí spotřeby v místě výroby z celkového teoretického výkonu [%]",null,{"$f":"IF(D26=\"\",\"\",IF(Formular!D26>=70,VLOOKUP(\"withoutFirst\",source!$I$2:$M$10,source!P2,0),\"Jsou podpořeny pouze ty instalace, jejichž využití elektřiny pro krytí spotřeby v místě výroby z celkového teoretického výkonu dosahuje alespoň 70 %\"))","v":""}]
[null,null,"Zadejte velikost instalovaného výkonu [kWp]",null,{"$f":"IF(D27=\"\",\"\",IF(Formular!D27<=10,VLOOKUP(\"withoutFirst\",source!$I$2:$M$10,source!P2,0),\"Jsou podpořeny pouze ty instalace, jejichž instalovaný výkon je menší než 10 kWp\"))","v":""}]
[null,null,"Zadejte účinnost použitého měniče [%]",null,{"$f":"IF(D28=\"\",\"\",IF(Formular!D28>=92,VLOOKUP(\"withoutFirst\",source!$I$2:$M$10,source!P2,0),\"Jsou podpořeny pouze ty instalace, jejichž nehybridní měnič má účinnost vyšší nebo rovnu 94 %\"))","v":""}]
[null,null,"Je použitý měnič hybridní",null,{"$f":"IF(D29=\"\",\"\",IF(Formular!D29=source!C14,\"Zadaný vstup vyhovuje výzvě C.3.2\",\"Jsou podpořeny pouze ty instalace, jejichž nehybridní měnič má účinnost vyšší nebo rovnu 94 %. V případě hybridní měniče je minimální účinnost stanovena na 92 %\"))","v":""}]
[null,null,"Zadejte účinnost použitého zařízení pro sledování bodu maximálního výkonu [%]",null,{"$f":"IF(D30=\"\",\"\",IF(Formular!D30>=98,VLOOKUP(\"withoutFirst\",source!$I$2:$M$10,source!P2,0),\"Jsou podpořeny pouze ty instalace, jejichž zařízení pro sledovaní bodu maximálního výkonu má účinnost vyšší nebo rovnu 98 %\"))","v":""}]
[null,null,"Obsahuje instalace akumulátor elektrické energie",null,{"$f":"IF(D31=\"\",\"\",IF(Formular!D31=source!$C$2,VLOOKUP(\"withoutFirst\",source!$I$2:$M$10,source!P2,0),\"Zadaný vstup vyhovuje výzvám C.3.4, C.3.8 a C.3.9\"))","v":""}]
[null,null,"Zvolte typ použitého akumulátoru",null,{"$f":"IF(D32=\"\",\"\",IF(Formular!D32<>\"\",VLOOKUP(\"withoutFirst\",source!$I$2:$M$10,source!$P$2,0)))","v":""}]
[null,null,"Zadejte měrnou kapacitu akumulátoru vztaženou k instalovanému výkonu [kWh/kWp]",null,{"$f":"IF(D33=\"\",\"\",IF(OR(AND(D32=source!F2,Formular!D33>=1.25),Formular!D32=source!F3,Formular!D33>=1.75),VLOOKUP(\"withoutFirst\",source!$I$2:$M$10,source!$P$2,0),VLOOKUP(\"withoutBattery\",source!$I$2:$M$10,source!$P$2,0)))","v":""}]
[null,null,"Zadejte velikost celkového využitelného zisku [kWh/rok]",null,{"$f":"IF(D34=\"\",\"\",IF(D34<1700,\"Velikost využitelného zisku nesmí být menší než 1700 kWh za rok\",IF(D34>=4000,VLOOKUP(\"batteryHigh\",source!$I$2:$M$10,source!$P$2,0),IF(D34>=3000,VLOOKUP(\"batteryMid\",source!$I$2:$M$10,source!$P$2,0),VLOOKUP(\"batteryLow\",source!$I$2:$M$10,source!$P$2,0)))))","v":""}]
[null,null,"Zvolte kraj ve kterém se rodinný dům nachází",null,{"$f":"IF(D35=\"\",\"\",E34)","v":""}]
[null,null,"Obsahuje instalace akumulační zásobník tepla",null,{"$f":"IF(D36=\"\",\"\",IF(D36=source!$C$2,VLOOKUP(\"withoutBattery\",source!$I$2:$M$11,source!$P$2,0),\"Dotace je poskytována pouze na instalace, které obsahují akumulační zásobník tepla\"))","v":""}]
[null,null,"Má akumulační zásobník tepla oddělenou nízko a vysokoteplotní části",null,{"$f":"IF(D36=\"\",\"\",IF(D36=source!$C$2,VLOOKUP(\"withoutBattery\",source!$I$2:$M$11,source!$P$2,0)))","v":""}]
[null,null,"Obsahuje instalace samostatné vysoko a nízko teplotní akumulační zásobníky",null,{"$f":"IF(D38=\"\",\"\",IF(D38=source!$C$2,VLOOKUP(\"withoutBattery\",source!$I$2:$M$11,source!$P$2,0),VLOOKUP(\"withoutPump\",source!$I$2:$M$11,source!$P$2,0)))","v":""}]
[null,null,"Zadejte objem zásobníku [l]",null,{"$f":"IF(D39=\"\",\"\",IF(D39>=600,VLOOKUP(\"withoutBattery\",source!$I$2:$M$11,source!$P$2,0),IF(D39>=200,VLOOKUP(\"withoutPump\",source!$I$2:$M$11,source!$P$2,0),VLOOKUP(\"smallCapacity\",source!$I$2:$M$11,source!$P$2,0))))","v":""}]
[null,null,"Tvoří nízkoteplotní části alespoň polovinu celkového objemu",null,{"$f":"IF(D40=\"\",\"\",IF(Formular!D40=source!$C$2,VLOOKUP(\"withoutBattery\",source!$I$2:$M$11,source!$P$2,0),VLOOKUP(\"withoutPump\",source!$I$2:$M$11,source!$P$2,0)))","v":""}]
[null,null,"Instalace obsahuje tepelné čerpadlo",null,{"$f":"IF(D41=\"\",\"\",IF(Formular!D41=source!$C$2,VLOOKUP(\"withoutBattery\",source!$I$2:$M$11,source!$P$2,0),VLOOKUP(\"withoutPump\",source!$I$2:$M$11,source!$P$2,0)))","v":""}]
[null,null,"Obě části akumulace lze ohřívat tepelným čerpadlem s automatickým přepínáním",null,{"$f":"IF(D42=\"\",\"\",IF(Formular!D42=source!$C$2,VLOOKUP(\"withoutBattery\",source!$I$2:$M$11,source!$P$2,0),VLOOKUP(\"withoutPump\",source!$I$2:$M$11,source!$P$2,0)))","v":""}]
[null,null,"Obě části akumulace mají zajištěny samostatný ohřev pomocí plynule řízené topné tyče či elektrokotle",null,{"$f":"IF(D43=\"\",\"\",IF(Formular!D43=source!$C$2,VLOOKUP(\"withoutBattery\",source!$I$2:$M$11,source!$P$2,0),VLOOKUP(\"withoutPump\",source!$I$2:$M$11,source!$P$2,0)))","v":""}]
[null,null,"Regulační systém je schopen maximalizovat spořebu energie a minimalizovat přetoky do sítě",null,{"$f":"IF(D44=\"\",\"\",IF(Formular!D44=source!$C$2,VLOOKUP(\"withoutBattery\",source!$I$2:$M$11,source!$P$2,0),VLOOKUP(\"withoutPump\",source!$I$2:$M$11,source!$P$2,0)))","v":""}]
[null,null,"Regulační systém upřednostňuje využití tepelného čerpadla s ohledem na jeho provoz",null,{"$f":"IF(D45=\"\",\"\",IF(Formular!D45=source!$C$2,VLOOKUP(\"withoutBattery\",source!$I$2:$M$11,source!$P$2,0),VLOOKUP(\"withoutPump\",source!$I$2:$M$11,source!$P$2,0)))","v":""}]
[null,null,"Je rozsah řízení výkonu tepelného čerpadla v intervalu od 35 do 100 %",null,{"$f":"IF(D46=\"\",\"\",IF(Formular!D46=source!$C$2,VLOOKUP(\"withoutBattery\",source!$I$2:$M$11,source!$P$2,0),VLOOKUP(\"withoutPump\",source!$I$2:$M$11,source!$P$2,0)))","v":""}]
[null,null,"Je rozsah řízení výkonu topných tyčí v intervalu 2 až 100 %",null,{"$f":"IF(D47=\"\",\"\",IF(Formular!D47=source!$C$2,VLOOKUP(\"withoutBattery\",source!$I$2:$M$11,source!$P$2,0),VLOOKUP(\"withoutPump\",source!$I$2:$M$11,source!$P$2,0)))","v":""}]
[null,null,"Vyberte počet fází, ke kterým je zdroj připojen",null,{"$f":"IF(D48=\"\",\"\",IF(Formular!D48<>\"\",VLOOKUP(\"withoutBattery\",source!$I$2:$M$11,source!$P$2,0)))","v":""}]
[null,null,"Zadejte velikost celkového využitelného zisku [kWh/rok]",null,{"$f":"IF(D49=\"\",\"\",IF(OR(AND(Formular!D48=source!G3,Formular!D49>=4000),AND(Formular!D48=source!G2,Formular!D49>=3000)),VLOOKUP(\"withoutBattery\",source!$I$2:$M$11,source!$P$2,0),VLOOKUP(\"withoutPump\",source!$I$2:$M$11,source!$P$2,0)))","v":""}]
[null,null,"Zadejte velikost celkového využitelného zisku [kWh/rok]",null,{"$f":"IF(D50=\"\",\"\",IF(D50>=3000,VLOOKUP(\"withoutPump\",source!$I$2:$M$11,source!$P$2,0),IF(D50>=1700,VLOOKUP(\"smallCapacity\",source!$I$2:$M$11,source!$P$2,0),\"Minimální hodnota využitelného zisku je 1700 kWh za rok\")))","v":""}]
[null,null,"Zadejte objem zásobníku [l]"]
[null,null,"Je doloženo, že postačuje nižší objem zásobníku"]
[null,null,"Zvolte kraj ve kterém se rodinný dům nachází",null,{"$f":"IF(D53=\"\",\"\",E49)","v":""}]
[null,null,"Zvolte kraj ve kterém se rodinný dům nachází",null,{"$f":"IF(D54=\"\",\"\",IF(E50=\"\",E49,E50))","v":""}]
[null,null,"Zvolte kraj ve kterém se rodinný dům nachází",null,{"$f":"IF(D55=\"\",\"\",E50)","v":""}]
[null,null,"Výše přiznané dotace [Kč]",null,"C.3.3 a C.5"]

{"sheet":"Vypocet","index":2,"n_rows":7048,"n_cols":24,"rows_kept":7048,"cut":false,"hidden":false,"merged":[]}
[]
[]
[null,null,"Dotaz","Hodnota","Informace"]
[null,null,"Velikost instalovaného výkonu [kWp]",null,"Pokud jste zadali tuto hodnotu v předchozím formuláři, hodnota bude automaticky vložena"]
[null,null,"Zadejte gps souřadnice, kde se instalace nachází formát [Šírka];[Délka]",null,"Zadávejte ve formátu DDD.DDDDDD. Například tedy 50.081123;16.304123."]
[null,null,"Zadejte sklon, pod jakým jsou FV panely instalovány [°]",null,"Pokud chcete, aby bylo počítáno s optimálními hodnotami, nic nevyplňujte"]
[null,null,"Zadejte azimut, s jakým jsou FV panely instalovány [°]",null,"Pokud chcete, aby bylo počítáno s optimálními hodnotami, nic nevyplňujte"]
[null,null,"Účinnost použitých článků [%]",null,"Pokud jste zadali tuto hodnotu v předchozím formuláři, hodnota bude automaticky vložena"]
[null,null,"Životnost instalace [roky]",25,"Toto číslo reprezentuje životnost systému. Standardně je toto číslo stanoveno jako 25 let. Avšak může být i daleko větší, nejvýše však 100 let. Čím delší bude doba životnosti, déle bude výpočet trvat."]
[null,null,"Deklarovaná účinnost panelů po 25 letech [%]",null,"Zadejte účinnost použitých FV panelů po 25 letech. Tento údaj obvykle dává výrobce k dispozici. Pokud zadáte životnost vyšší než 25 let, bude trend poklesu účinnosti použit i pro další roky"]
[null,null,"Zvolte TDD, do něhož spadáte",null,"Vaše TDD naleznete na faktuře od Vašeho dodavatele elektřiny"]
[null,null,"Vaše cena kWh [Kč]",null,"Zadejte cenu za jednotku elektřiny. Pokud používáte vysoký a nízký tarif, tak uveďte hodnotu průměrnou hodnotu, kterou získate jako podíl množství odebrané elektrické energie za rok a výši platby "]
[null,null,{"$f":"CONCATENATE(\"Zadejte procentuální nárůst ceny elektřiny za \",IF(D9=\"\",\"dobu životnosti\",CONCATENATE(D9,IF(D9=1,\" rok\",IF(D9<=4,\" roky\",\" let\")))),\" oproti dnešnímu stavu [%]\")","v":"Zadejte procentuální nárůst ceny elektřiny za 25 let oproti dnešnímu stavu [%]"},null,"V případě, že zadáte záporné číslo, bude to bráno jako pokles ceny"]
[null,null,"Obsahuje instalace akumulační zásobník tepla",null,"Pokud jste zadali tuto hodnotu v předchozím formuláři, hodnota bude automaticky vložena"]
[null,null,"Zadejte příkon bojleru [kW]",null,"Zadejte příkon Vašeho bojleru. Tento údaj slouží k výpočtu potřebné energie k ohřevu vody"]
[null,null,"Je zdroj připojen k distribuční soustavě",null,"Pokud jste zadali tuto hodnotu v předchozím formuláři, hodnota bude automaticky vložena"]
[null,null,"Obsahuje instalace akumulátor",null,"Pokud jste zadali tuto hodnotu v předchozím formuláři, hodnota bude automaticky vložena"]
[null,null,"Kapacita akumulátorů [kWh]",null,"Zadejte celkovou využitelnou kapacitu akumulátorů, které se budou nacházet v instalaci"]
[null,null,"Máte sjednanou službu \"virtuální baterie\" s některým z dodavatelů",null,"Zvolte, zdali uzavřete smlouvu s nějakým z dodavatelů na službu virtuální baterie"]
[null,null,"Vyberte dodavatele sjednané služby \"virtuální baterie\"",null,"Zvolte dodavatele virtuální baterie"]
[null,null,"Zadejte cenu silové elektřiny [Kč]",null,"Zadejte cenu pouze silové části elektřiny"]
[null,null,"Zadejte částku, kterou celkově zaplatíte za novou fotovoltaiku (neodečítejte přiznanou dotaci) [Kč]",null,"Zadejte částku, za kterou můžete tento systém pořídit"]
[null,null,"Zadejte sazbu, kterou můžete zhodnotit své finančí úspory [%]",1.28,"Standardně je tato hodnota rovna míře bezrizikovému výnosu. Zde zadejte výši sazby, kterou můžete alternativně zhodnotit své prostředky. Počítá se klasickým úročením jednou ročně"]
[null,null,"Zadejte Vaší celkovou spotřebu za rok, která bude nejlépe odpovídat roční spotřebě po dobu životnosti [kWh]",null,"Zadejte hodnotu spotřeby elektrické energie za poslední rok"]
[null,null,"Zadejte průměrnou výši inflace během doby životnosti [%]",2.56,"Zadejte výši průměrné inflace během doby životnosti. Pro rok 2020 doporučuji použít hodnotu 2,56"]
[]
[]
[]
[]
[]
[]
[]
[]
[]
[]
[]
[]
[]
[]
[]
[]
[]
[]
[]
[]
[]
[]
[]
[]
[]
[]
[]
[]
[]
[]
[]
[]
[]
[]
[]
[]
[]
[]
[]
[]
[]
[]
[]
[]
[]
[]
[]
[]
[]
[]
[]
[]
[]
[]
[]
[]
[]
[]
[]
[]
[]
[]
[]
[]
[]
[]
[]
[]
[]
[]
[]
[]
[]
[]
[]
[]
[]
[]
[]
[]
[]
[]
[]
[]
[]
[]
[]
[]
[]
[]
[]
[]
[]
[]
[]
[]
[]
[]
[]
[]
[]
[]
[]
[]
[]
[]
[]
[]
[]
[]
[]
[]
[]
[]
[]
[]
[]
[]
[]
[]
[]
[]
[]
[]
[]
[]
[]
[]
[]
[]
[]
[]
[]
[]
[]
[]
[]
[]
[]
[]
[]
[]
[]
[]
[]
[]
[]
[]
[]
[]
[]
[]
[]
[]
[]
[]
[]
[]
[]
[]
[]
[]
[]
[]
[]
[]
[]
[]
[]
[]
[]
[]
[]
[]
[]
[]
[]
[]
[]
[]
[]
[]
[]
[]
[]
[]
[]
[]
[]
[]
[]
[]
[]
[]
[]
[]
[]
[]
[]
[]
[]
[]
[]
[]
[]
[]
[]
[]
[]
[]
[]
[]
[]
[]
[]
[]
[]
[]
[]
[]
[]
[]
[]
[]
[]
[]
[]
[]
[]
[]
[]
[]
[]
[]
[]
[]
[]
[]
[]
[]
[]
[]
[]
[]
[]
[]
[]
[]
[]
[]
[]
[]
[]
[]
[]
[]
[]
[]
[]
[]
[]
[]
[]
[]
[]
[]
[]
[]
[]
[]
[]
[]
[]
[]
[]
[]
[]
[]
[]
[]
[]
[]
[]
[]
[]
[]
[]
[]
[]
[]
[]
[]
[]
[]
[]
[]
[]
[]
[]
[]
[]
[]
[]
[]
[]
[]
[]
[]
[]
[]
[]
[]
[]
[]
[]
[]
[]
[]
[]
[]
[]
[]
[]
[]
[]
[]
[]
[]
[]
[]
[]
[]
[]
[]
[]
[]
[]
[]
[]
[]
[]
[]
[]
[]
[]
[]
[]
[]
[]
[]
[]
[]
[]
[]
[]
[]
[]
[]
[]
[]
[]
[]
[]
[]
[]
[]
[]
[]
[]
[]
[]
[]
[]
[]
[]
[]
[]
[]
[]
[]
[]
[]
[]
[]
[]
[]
[]
[]
[]
[]
[]
[]
[]
[]
[]
[]
[]
[]
[]
[]
[]
[]
[]
[]
[]
[]
[]
[]
[]
[]
[]
[]
[]
[]
[]
[]
[]
[]
[]
[]
[]
[]
[]
[]
[]
[]
[]
[]
[]
[]
[]
[]
[]
[]
[]
[]
[]
[]
[]
[]
[]
[]
[]
[]
[]
[]
[]
[]
[]
[]
[]
[]
[]
[]
[]
[]
[]
[]
[]
[]
[]
[]
[]
[]
[]
[]
[]
[]
[]
[]
[]
[]
[]
[]
[]
[]
[]
[]
[]
[]
[]
[]
[]
[]
[]
[]
[]
[]
[]
[]
[]
[]
[]
[]
[]
[]
[]
[]
[]
[]
[]
[]
[]
[]
[]
[]
[]
[]
[]
[]
[]
[]
[]
[]
[]
[]
[]
[]
[]
[]
[]
[]
[]
[]
[]
[]
[]
[]
[]
[]
[]
[]
[]
[]
[]
[]
[]
[]
[]
[]
[]
[]
[]
[]
[]
[]
[]
[]
[]
[]
[]
[]
[]
[]
[]
[]
[]
[]
[]
[]
[]
[]
[]
[]
[]
[]
[]
[]
[]
[]
[]
[]
[]
[]
[]
[]
[]
[]
[]
[]
[]
[]
[]
[]
[]
[]
[]
[]
[]
[]
[]
[]
[]
[]
[]
[]
[]
[]
[]
[]
[]
[]
[]
[]
[]
[]
[]
[]
[]
[]
[]
[]
[]
[]
[]
[]
[]
[]
[]
[]
[]
[]
[]
[]
[]
[]
[]
[]
[]
[]
[]
[]
[]
[]
[]
[]
[]
[]
[]
[]
[]
[]
[]
[]
[]
[]
[]
[]
[]
[]
[]
[]
[]
[]
[]
[]
[]
[]
[]
[]
[]
[]
[]
[]
[]
[]
[]
[]
[]
[]
[]
[]
[]
[]
[]
[]
[]
[]
[]
[]
[]
[]
[]
[]
[]
[]
[]
[]
[]
[]
[]
[]
[]
[]
[]
[]
[]
[]
[]
[]
[]
[]
[]
[]
[]
[]
[]
[]
[]
[]
[]
[]
[]
[]
[]
[]
[]
[]
[]
[]
[]
[]
[]
[]
[]
[]
[]
[]
[]
[]
[]
[]
[]
[]
[]
[]
[]
[]
[]
[]
[]
[]
[]
[]
[]
[]
[]
[]
[]
[]
[]
[]
[]
[]
[]
[]
[]
[]
[]
[]
[]
[]
[]
[]
[]
[]
[]
[]
[]
[]
[]
[]
[]
[]
[]
[]
[]
[]
[]
[]
[]
[]
[]
[]
[]
[]
[]
[]
[]
[]
[]
[]
[]
[]
[]
[]
[]
[]
[]
[]
[]
[]
[]
[]
[]
[]
[]
[]
[]
[]
[]
[]
[]
[]
[]
[]
[]
[]
[]
[]
[]
[]
[]
[]
[]
[]
[]
[]
[]
[]
[]
[]
[]
[]
[]
[]
[]
[]
[]
[]
[]
[]
[]
[]
[]
[]
[]
[]
[]
[]
[]
[]
[]
[]
[]
[]
[]
[]
[]
[]
[]
[]
[]
[]
[]
[]
[]
[]
[]
[]
[]
[]
[]
[]
[]
[]
[]
[]
[]
[]
[]
[]
[]
[]
[]
[]
[]
[]
[]
[]
[]
[]
[]
[]
[]
[]
[]
[]
[]
[]
[]
[]
[]
[]
[]
[]
[]
[]
[]
[]
[]
[]
[]
[]
[]
[]
[]
[]
[]
[]
[]
[]
[]
[]
[]
[]
[]
[]
[]
[]
[]
[]
[]
[]
[]
[]
[]
[]
[]
[]
[]
[]
[]
[]
[]
[]
[]
[]
[]
[]
[]
[]
[]
[]
[]
[]
[]
[]
[]
[]
[]
[]
[]
[]
[]
[]
[]
[]
[]
[]
[]
[]
[]
[]
[]
[]
[]
[]
[]
[]
[]
[]
[]
[]
[]
[]
[]
[]
[]
[]
[]
[]
[]
[]
[]
[]
[]
[]
[]
[]
[]
[]
[]
[]
[]
[]
[]
[]
[]
[]
[]
[]
[]
[]
[]
[]
[]
[]
[]
[]
[]
[]
[]
[]
[]
[]
[]
[]
[]
[]
[]
[]
[]
[]
[]
[]
[]
[]
[]
[]
[]
[]
[]
[]
[]
[]
[]
[]
[]
[]
[]
[]
[]
[]
[]
[]
[]
[]
[]
[]
[]
[]
[]
[]
[]
[]
[]
[]
[]
[]
[]
[]
[]
[]
[]
[]
[]
[]
[]
[]
[]
[]
[]
[]
[]
[]
[]
[]
[]
[]
[]
[]
[]
[]
[]
[]
[]
[]
[]
[]
[]
[]
[]
[]
[]
[]
[]
[]
[]
[]
[]
[]
[]
[]
[]
[]
[]
[]
[]
[]
[]
[]
[]
[]
[]
[]
[]
[]
[]
[]
[]
[]
[]
[]
[]
[]
[]
[]
[]
[]
[]
[]
[]
[]
[]
[]
[]
[]
[]
[]
[]
[]
[]
[]
[]
[]
[]
[]
[]
[]
[]
[]
[]
[]
[]
[]
[]
[]
[]
[]
[]
[]
[]
[]
[]
[]
[]
[]
[]
[]
[]
[]
[]
[]
[]
[]
[]
[]
[]
[]
[]
[]
[]
[]
[]
[]
[]
[]
[]
[]
[]
[]
[]
[]
[]
[]
[]
[]
[]
[]
[]
[]
[]
[]
[]
[]
[]
[]
[]
[]
[]
[]
[]
[]
[]
[]
[]
[]
[]
[]
[]
[]
[]
[]
[]
[]
[]
[]
[]
[]
[]
[]
[]
[]
[]
[]
[]
[]
[]
[]
[]
[]
[]
[]
[]
[]
[]
[]
[]
[]
[]
[]
[]
[]
[]
[]
[]
[]
[]
[]
[]
[]
[]
[]
[]
[]
[]
[]
[]
[]
[]
[]
[]
[]
[]
[]
[]
[]
[]
[]
[]
[]
[]
[]
[]
[]
[]
[]
[]
[]
[]
[]
[]
[]
[]
[]
[]
[]
[]
[]
[]
[]
[]
[]
[]
[]
[]
[]
[]
[]
[]
[]
[]
[]
[]
[]
[]
[]
[]
[]
[]
[]
[]
[]
[]
[]
[]
[]
[]
[]
[]
[]
[]
[]
[]
[]
[]
[]
[]
[]
[]
[]
[]
[]
[]
[]
[]
[]
[]
[null,null,null,null,null,null,null,null,null,null,null,null,null,null,null,null,null,null,null,null,null,null,0]
[null,null,null,null,null,null,null,null,null,null,null,null,null,null,null,null,null,null,null,null,null,null,-0.20717000000000008]
[null,null,null,null,null,null,null,null,null,null,null,null,null,null,null,null,null,null,null,null,null,null,0]
[null,null,null,null,null,null,null,null,null,null,null,null,null,null,null,null,null,null,null,null,null,null,-0.25058999999999998]
[]
[]
[]
[]
[]
[]
[]
[]
[]
[]
[]
[]
[]
[]
[]
[]
[]
[]
[]
[]
[]
[]
[]
[]
[]
[]
[]
[]
[]
[]
[]
[]
[]
[]
[]
[]
[]
[]
[]
[]
[]
[]
[]
[]
[]
[]
[]
[]
[]
[]
[]
[]
[]
[]
[]
[]
[]
[]
[]
[]
[]
[]
[]
[]
[]
[]
[]
[]
[]
[]
[]
[]
[]
[]
[]
[]
[]
[]
[]
[]
[]
[]
[]
[]
[]
[]
[]
[]
[]
[]
[]
[]
[]
[]
[]
[]
[]
[]
[]
[]
[]
[]
[]
[]
[]
[]
[]
[]
[]
[]
[]
[]
[]
[]
[]
[]
[]
[]
[]
[]
[]
[]
[]
[]
[]
[]
[]
[]
[]
[]
[]
[]
[]
[]
[]
[]
[]
[]
[null,null,null,null,null,null,null,null,null,null,null,null,null,null,null,null,null,null,null,null,null,null,0]
[null,null,null,null,null,null,null,null,null,null,null,null,null,null,null,null,null,null,null,null,null,null,0]
[null,null,null,null,null,null,null,null,null,null,null,null,null,null,null,null,null,null,null,null,null,null,0]
[null,null,null,null,null,null,null,null,null,null,null,null,null,null,null,null,null,null,null,null,null,null,0]
[null,null,null,null,null,null,null,null,null,null,null,null,null,null,null,null,null,null,null,null,null,null,0]
[null,null,null,null,null,null,null,null,null,null,null,null,null,null,null,null,null,null,null,null,null,null,-7.3900000000000077E-3]
[]
[]
[]
[]
[]
[]
[]
[]
[]
[]
[]
[]
[]
[]
[]
[]
[]
[]
[]
[]
[]
[]
[]
[]
[]
[]
[]
[]
[]
[]
[]
[]
[]
[]
[]
[]
[]
[]
[]
[]
[]
[]
[]
[]
[]
[]
[]
[]
[]
[]
[]
[]
[]
[]
[]
[]
[]
[]
[]
[]
[]
[]
[]
[]
[]
[]
[]
[]
[]
[]
[]
[]
[]
[]
[]
[]
[]
[]
[]
[]
[]
[]
[]
[]
[]
[]
[]
[]
[]
[]
[]
[]
[]
[]
[]
[]
[]
[]
[]
[]
[]
[]
[]
[]
[]
[]
[]
[]
[]
[]
[]
[]
[]
[]
[null,null,null,null,null,null,null,null,null,null,null,null,null,null,null,null,null,null,null,null,null,null,0]
[null,null,null,null,null,null,null,null,null,null,null,null,null,null,null,null,null,null,null,null,null,null,0]
[null,null,null,null,null,null,null,null,null,null,null,null,null,null,null,null,null,null,null,null,null,null,0]
[null,null,null,null,null,null,null,null,null,null,null,null,null,null,null,null,null,null,null,null,null,null,0]
[null,null,null,null,null,null,null,null,null,null,null,null,null,null,null,null,null,null,null,null,null,null,0]
[null,null,null,null,null,null,null,null,null,null,null,null,null,null,null,null,null,null,null,null,null,null,0]
[null,null,null,null,null,null,null,null,null,null,null,null,null,null,null,null,null,null,null,null,null,null,-0.12136000000000005]
[]
[]
[]
[]
[]
[]
[]
[]
[]
[]
[]
[]
[]
[]
[]
[]
[]
[]
[]
[]
[]
[]
[]
[]
[]
[]
[]
[]
[]
[]
[]
[]
[]
[]
[]
[]
[]
[]
[]
[]
[]
[]
[]
[]
[]
[]
[]
[]
[]
[]
[]
[]
[]
[]
[]
[]
[]
[]
[]
[]
[]
[]
[]
[]
[]
[]
[]
[]
[]
[]
[]
[]
[]
[]
[]
[]
[]
[]
[]
[]
[]
[]
[]
[]
[]
[]
[]
[]
[]
[]
[]
[]
[]
[]
[]
[]
[]
[]
[]
[]
[]
[]
[]
[]
[]
[]
[]
[]
[]
[]
[]
[]
[]
[]
[]
[]
[]
[]
[]
[]
[]
[]
[]
[]
[]
[]
[]
[]
[]
[]
[]
[]
[]
[]
[]
[]
[]
[]
[]
[]
[]
[]
[]
[]
[]
[]
[]
[]
[]
[]
[]
[]
[]
[]
[]
[]
[]
[]
[]
[]
[]
[null,null,null,null,null,null,null,null,null,null,null,null,null,null,null,null,null,null,null,null,null,null,0]
[null,null,null,null,null,null,null,null,null,null,null,null,null,null,null,null,null,null,null,null,null,null,0]
[null,null,null,null,null,null,null,null,null,null,null,null,null,null,null,null,null,null,null,null,null,null,0]
[null,null,null,null,null,null,null,null,null,null,null,null,null,null,null,null,null,null,null,null,null,null,0]
[null,null,null,null,null,null,null,null,null,null,null,null,null,null,null,null,null,null,null,null,null,null,0]
[null,null,null,null,null,null,null,null,null,null,null,null,null,null,null,null,null,null,null,null,null,null,0]
[null,null,null,null,null,null,null,null,null,null,null,null,null,null,null,null,null,null,null,null,null,null,0]
[null,null,null,null,null,null,null,null,null,null,null,null,null,null,null,null,null,null,null,null,null,null,-1.7020000000000146E-2]
[]
[]
[]
[]
[]
[]
[]
[]
[]
[]
[]
[]
[]
[]
[]
[]
[null,null,null,null,null,null,null,null,null,null,null,null,null,null,null,null,null,null,null,null,null,null,0]
[null,null,null,null,null,null,null,null,null,null,null,null,null,null,null,null,null,null,null,null,null,null,0]
[null,null,null,null,null,null,null,null,null,null,null,null,null,null,null,null,null,null,null,null,null,null,0]
[null,null,null,null,null,null,null,null,null,null,null,null,null,null,null,null,null,null,null,null,null,null,0]
[null,null,null,null,null,null,null,null,null,null,null,null,null,null,null,null,null,null,null,null,null,null,0]
[null,null,null,null,null,null,null,null,null,null,null,null,null,null,null,null,null,null,null,null,null,null,0]
[null,null,null,null,null,null,null,null,null,null,null,null,null,null,null,null,null,null,null,null,null,null,0]
[null,null,null,null,null,null,null,null,null,null,null,null,null,null,null,null,null,null,null,null,null,null,0]
[null,null,null,null,null,null,null,null,null,null,null,null,null,null,null,null,null,null,null,null,null,null,-0.44021999999999994]
[]
[]
[]
[]
[]
[]
[]
[]
[]
[]
[]
[]
[]
[]
[]
[null,null,null,null,null,null,null,null,null,null,null,null,null,null,null,null,null,null,null,null,null,null,0]
[null,null,null,null,null,null,null,null,null,null,null,null,null,null,null,null,null,null,null,null,null,null,-0.11149999999999999]
[]
[]
[]
[]
[]
[]
[]
[]
[]
[]
[]
[]
[]
[]
[]
[]
[]
[]
[]
[]
[]
[]
[]
[]
[]
[]
[]
[]
[]
[]
[]
[]
[]
[]
[]
[]
[]
[]
[]
[]
[]
[]
[]
[]
[]
[]
[]
[]
[]
[]
[]
[]
[]
[]
[]
[]
[]
[]
[]
[]
[]
[]
[]
[]
[]
[]
[]
[]
[]
[]
[]
[]
[]
[]
[]
[]
[]
[]
[]
[]
[]
[]
[]
[]
[]
[]
[]
[]
[]
[]
[]
[]
[]
[]
[]
[]
[]
[]
[]
[]
[]
[]
[]
[]
[]
[]
[]
[]
[]
[]
[]
[]
[]
[]
[]
[]
[]
[]
[]
[]
[]
[]
[]
[]
[]
[]
[]
[]
[]
[]
[]
[]
[]
[]
[]
[]
[]
[]
[]
[]
[]
[]
[]
[]
[]
[]
[null,null,null,null,null,null,null,null,null,null,null,null,null,null,null,null,null,null,null,null,null,null,0]
[null,null,null,null,null,null,null,null,null,null,null,null,null,null,null,null,null,null,null,null,null,null,0]
[null,null,null,null,null,null,null,null,null,null,null,null,null,null,null,null,null,null,null,null,null,null,-3.3100000000000074E-2]
[]
[]
[]
[]
[]
[]
[]
[]
[]
[]
[]
[]
[]
[]
[]
[]
[]
[]
[]
[]
[]
[]
[]
[]
[]
[]
[]
[]
[]
[]
[]
[]
[]
[]
[]
[]
[]
[]
[]
[]
[]
[]
[]
[null,null,null,null,null,null,null,null,null,null,null,null,null,null,null,null,null,null,null,null,null,null,0]
[null,null,null,null,null,null,null,null,null,null,null,null,null,null,null,null,null,null,null,null,null,null,0]
[null,null,null,null,null,null,null,null,null,null,null,null,null,null,null,null,null,null,null,null,null,null,0]
[null,null,null,null,null,null,null,null,null,null,null,null,null,null,null,null,null,null,null,null,null,null,0]
[null,null,null,null,null,null,null,null,null,null,null,null,null,null,null,null,null,null,null,null,null,null,0]
[null,null,null,null,null,null,null,null,null,null,null,null,null,null,null,null,null,null,null,null,null,null,-0.14590000000000014]
[]
[]
[]
[]
[]
[]
[]
[]
[]
[]
[]
[]
[]
[]
[]
[null,null,null,null,null,null,null,null,null,null,null,null,null,null,null,null,null,null,null,null,null,null,0]
[null,null,null,null,null,null,null,null,null,null,null,null,null,null,null,null,null,null,null,null,null,null,0]
[null,null,null,null,null,null,null,null,null,null,null,null,null,null,null,null,null,null,null,null,null,null,0]
[null,null,null,null,null,null,null,null,null,null,null,null,null,null,null,null,null,null,null,null,null,null,0]
[null,null,null,null,null,null,null,null,null,null,null,null,null,null,null,null,null,null,null,null,null,null,0]
[null,null,null,null,null,null,null,null,null,null,null,null,null,null,null,null,null,null,null,null,null,null,0]
[null,null,null,null,null,null,null,null,null,null,null,null,null,null,null,null,null,null,null,null,null,null,0]
[null,null,null,null,null,null,null,null,null,null,null,null,null,null,null,null,null,null,null,null,null,null,-0.28328999999999999]
[]
[]
[]
[]
[]
[]
[]
[]
[]
[]
[]
[]
[]
[]
[]
[]
[]
[]
[]
[]
[]
[]
[]
[]
[]
[]
[]
[]
[]
[]
[]
[]
[]
[]
[]
[]
[]
[]
[]
[]
[]
[]
[]
[]
[]
[]
[]
[]
[]
[]
[]
[]
[]
[]
[]
[]
[]
[]
[]
[]
[]
[]
[]
[]
[]
[null,null,null,null,null,null,null,null,null,null,null,null,null,null,null,null,null,null,null,null,null,null,0]
[null,null,null,null,null,null,null,null,null,null,null,null,null,null,null,null,null,null,null,null,null,null,-8.6299999999999932E-2]
[]
[]
[]
[]
[]
[]
[]
[]
[]
[]
[]
[]
[]
[]
[]
[]
[]
[]
[]
[]
[]
[]
[]
[]
[]
[]
[]
[]
[]
[]
[]
[]
[]
[]
[]
[]
[]
[]
[]
[]
[]
[]
[]
[]
[]
[]
[]
[]
[null,null,null,null,null,null,null,null,null,null,null,null,null,null,null,null,null,null,null,null,null,null,0]
[null,null,null,null,null,null,null,null,null,null,null,null,null,null,null,null,null,null,null,null,null,null,0]
[null,null,null,null,null,null,null,null,null,null,null,null,null,null,null,null,null,null,null,null,null,null,0]
[null,null,null,null,null,null,null,null,null,null,null,null,null,null,null,null,null,null,null,null,null,null,0]
[null,null,null,null,null,null,null,null,null,null,null,null,null,null,null,null,null,null,null,null,null,null,0]
[null,null,null,null,null,null,null,null,null,null,null,null,null,null,null,null,null,null,null,null,null,null,-0.16872999999999994]
[]
[]
[]
[]
[]
[]
[]
[]
[]
[]
[]
[]
[]
[]
[]
[null,null,null,null,null,null,null,null,null,null,null,null,null,null,null,null,null,null,null,null,null,null,0]
[null,null,null,null,null,null,null,null,null,null,null,null,null,null,null,null,null,null,null,null,null,null,0]
[null,null,null,null,null,null,null,null,null,null,null,null,null,null,null,null,null,null,null,null,null,null,0]
[null,null,null,null,null,null,null,null,null,null,null,null,null,null,null,null,null,null,null,null,null,null,0]
[null,null,null,null,null,null,null,null,null,null,null,null,null,null,null,null,null,null,null,null,null,null,0]
[null,null,null,null,null,null,null,null,null,null,null,null,null,null,null,null,null,null,null,null,null,null,0]
[null,null,null,null,null,null,null,null,null,null,null,null,null,null,null,null,null,null,null,null,null,null,0]
[null,null,null,null,null,null,null,null,null,null,null,null,null,null,null,null,null,null,null,null,null,null,0]
[null,null,null,null,null,null,null,null,null,null,null,null,null,null,null,null,null,null,null,null,null,null,0]
[null,null,null,null,null,null,null,null,null,null,null,null,null,null,null,null,null,null,null,null,null,null,-0.27889999999999998]
[]
[]
[]
[]
[]
[]
[]
[]
[]
[]
[]
[]
[]
[]
[null,null,null,null,null,null,null,null,null,null,null,null,null,null,null,null,null,null,null,null,null,null,0]
[null,null,null,null,null,null,null,null,null,null,null,null,null,null,null,null,null,null,null,null,null,null,0]
[null,null,null,null,null,null,null,null,null,null,null,null,null,null,null,null,null,null,null,null,null,null,0]
[null,null,null,null,null,null,null,null,null,null,null,null,null,null,null,null,null,null,null,null,null,null,0]
[null,null,null,null,null,null,null,null,null,null,null,null,null,null,null,null,null,null,null,null,null,null,0]
[null,null,null,null,null,null,null,null,null,null,null,null,null,null,null,null,null,null,null,null,null,null,0]
[null,null,null,null,null,null,null,null,null,null,null,null,null,null,null,null,null,null,null,null,null,null,0]
[null,null,null,null,null,null,null,null,null,null,null,null,null,null,null,null,null,null,null,null,null,null,0]
[null,null,null,null,null,null,null,null,null,null,null,null,null,null,null,null,null,null,null,null,null,null,0]
[null,null,null,null,null,null,null,null,null,null,null,null,null,null,null,null,null,null,null,null,null,null,-0.44917999999999991]
[]
[]
[]
[]
[]
[]
[]
[]
[]
[]
[]
[]
[]
[]
[]
[]
[]
[]
[]
[]
[]
[]
[]
[]
[]
[]
[]
[]
[]
[]
[]
[]
[]
[]
[]
[]
[]
[]
[]
[]
[]
[]
[null,null,null,null,null,null,null,null,null,null,null,null,null,null,null,null,null,null,null,null,null,null,0]
[null,null,null,null,null,null,null,null,null,null,null,null,null,null,null,null,null,null,null,null,null,null,0]
[null,null,null,null,null,null,null,null,null,null,null,null,null,null,null,null,null,null,null,null,null,null,0]
[null,null,null,null,null,null,null,null,null,null,null,null,null,null,null,null,null,null,null,null,null,null,-0.10690000000000005]
[]
[]
[]
[]
[]
[]
[]
[]
[]
[]
[]
[]
[]
[]
[]
[null,null,null,null,null,null,null,null,null,null,null,null,null,null,null,null,null,null,null,null,null,null,0]
[null,null,null,null,null,null,null,null,null,null,null,null,null,null,null,null,null,null,null,null,null,null,0]
[null,null,null,null,null,null,null,null,null,null,null,null,null,null,null,null,null,null,null,null,null,null,0]
[null,null,null,null,null,null,null,null,null,null,null,null,null,null,null,null,null,null,null,null,null,null,-4.9210000000000087E-2]
[]
[null,null,null,null,null,null,null,null,null,null,null,null,null,null,null,null,null,null,null,null,null,null,0]
[null,null,null,null,null,null,null,null,null,null,null,null,null,null,null,null,null,null,null,null,null,null,0]
[null,null,null,null,null,null,null,null,null,null,null,null,null,null,null,null,null,null,null,null,null,null,0]
[null,null,null,null,null,null,null,null,null,null,null,null,null,null,null,null,null,null,null,null,null,null,0]
[null,null,null,null,null,null,null,null,null,null,null,null,null,null,null,null,null,null,null,null,null,null,-2.7049999999999963E-2]
[]
[]
[]
[]
[]
[]
[]
[]
[]
[]
[]
[]
[]
[]
[]
[]
[]
[]
[]
[]
[null,null,null,null,null,null,null,null,null,null,null,null,null,null,null,null,null,null,null,null,null,null,0]
[null,null,null,null,null,null,null,null,null,null,null,null,null,null,null,null,null,null,null,null,null,null,-4.8270000000000035E-2]
[]
[]
[]
[]
[]
[]
[]
[]
[]
[]
[]
[]
[]
[]
[]
[]
[]
[null,null,null,null,null,null,null,null,null,null,null,null,null,null,null,null,null,null,null,null,null,null,0]
[null,null,null,null,null,null,null,null,null,null,null,null,null,null,null,null,null,null,null,null,null,null,0]
[null,null,null,null,null,null,null,null,null,null,null,null,null,null,null,null,null,null,null,null,null,null,0]
[null,null,null,null,null,null,null,null,null,null,null,null,null,null,null,null,null,null,null,null,null,null,0]
[null,null,null,null,null,null,null,null,null,null,null,null,null,null,null,null,null,null,null,null,null,null,0]
[null,null,null,null,null,null,null,null,null,null,null,null,null,null,null,null,null,null,null,null,null,null,0]
[null,null,null,null,null,null,null,null,null,null,null,null,null,null,null,null,null,null,null,null,null,null,0]
[null,null,null,null,null,null,null,null,null,null,null,null,null,null,null,null,null,null,null,null,null,null,0]
[null,null,null,null,null,null,null,null,null,null,null,null,null,null,null,null,null,null,null,null,null,null,0]
[null,null,null,null,null,null,null,null,null,null,null,null,null,null,null,null,null,null,null,null,null,null,-0.33565]
[]
[]
[]
[]
[]
[]
[]
[]
[]
[]
[]
[]
[]
[]
[]
[]
[]
[]
[null,null,null,null,null,null,null,null,null,null,null,null,null,null,null,null,null,null,null,null,null,null,0]
[null,null,null,null,null,null,null,null,null,null,null,null,null,null,null,null,null,null,null,null,null,null,-4.3490000000000029E-2]
[]
[]
[]
[]
[]
[]
[]
[]
[]
[]
[]
[]
[]
[]
[]
[]
[]
[]
[]
[]
[]
[]
[]
[]
[]
[]
[]
[]
[]
[]
[]
[]
[]
[]
[]
[]
[]
[]
[]
[]
[]
[]
[]
[]
[]
[]
[]
[]
[]
[]
[]
[]
[]
[]
[]
[]
[]
[]
[]
[]
[]
[]
[]
[]
[]
[]
[]
[]
[]
[]
[]
[]
[]
[]
[]
[]
[]
[]
[]
[]
[]
[]
[]
[]
[]
[]
[]
[]
[]
[]
[]
[null,null,null,null,null,null,null,null,null,null,null,null,null,null,null,null,null,null,null,null,null,null,0]
[null,null,null,null,null,null,null,null,null,null,null,null,null,null,null,null,null,null,null,null,null,null,-3.1280000000000086E-2]
[]
[null,null,null,null,null,null,null,null,null,null,null,null,null,null,null,null,null,null,null,null,null,null,0]
[null,null,null,null,null,null,null,null,null,null,null,null,null,null,null,null,null,null,null,null,null,null,-0.20679999999999998]
[]
[]
[]
[]
[]
[]
[]
[]
[]
[]
[]
[]
[]
[]
[]
[]
[]
[]
[]
[]
[]
[]
[]
[]
[]
[]
[]
[]
[]
[]
[]
[]
[]
[]
[]
[]
[]
[]
[]
[]
[]
[]
[]
[]
[]
[]
[]
[]
[]
[]
[]
[]
[]
[]
[]
[]
[]
[]
[]
[]
[]
[]
[]
[]
[]
[]
[]
[]
[]
[]
[]
[]
[]
[]
[]
[]
[]
[]
[]
[]
[]
[]
[]
[]
[]
[]
[]
[]
[]
[]
[]
[]
[]
[]
[]
[]
[]
[]
[]
[]
[]
[]
[]
[]
[]
[]
[]
[]
[]
[]
[]
[]
[]
[]
[]
[null,null,null,null,null,null,null,null,null,null,null,null,null,null,null,null,null,null,null,null,null,null,0]
[null,null,null,null,null,null,null,null,null,null,null,null,null,null,null,null,null,null,null,null,null,null,-0.23907]
[null,null,null,null,null,null,null,null,null,null,null,null,null,null,null,null,null,null,null,null,null,null,0]
[null,null,null,null,null,null,null,null,null,null,null,null,null,null,null,null,null,null,null,null,null,null,-9.3900000000001205E-3]
[null,null,null,null,null,null,null,null,null,null,null,null,null,null,null,null,null,null,null,null,null,null,0]
[null,null,null,null,null,null,null,null,null,null,null,null,null,null,null,null,null,null,null,null,null,null,0]
[null,null,null,null,null,null,null,null,null,null,null,null,null,null,null,null,null,null,null,null,null,null,0]
[null,null,null,null,null,null,null,null,null,null,null,null,null,null,null,null,null,null,null,null,null,null,-0.25628000000000001]
[]
[]
[]
[]
[]
[]
[]
[]
[]
[]
[]
[]
[]
[]
[]
[]
[]
[]
[]
[]
[]
[]
[]
[]
[]
[]
[]
[]
[]
[]
[]
[]
[]
[]
[]
[]
[]
[]
[]
[]
[]
[]
[null,null,null,null,null,null,null,null,null,null,null,null,null,null,null,null,null,null,null,null,null,null,0]
[null,null,null,null,null,null,null,null,null,null,null,null,null,null,null,null,null,null,null,null,null,null,0]
[null,null,null,null,null,null,null,null,null,null,null,null,null,null,null,null,null,null,null,null,null,null,0]
[null,null,null,null,null,null,null,null,null,null,null,null,null,null,null,null,null,null,null,null,null,null,0]
[null,null,null,null,null,null,null,null,null,null,null,null,null,null,null,null,null,null,null,null,null,null,0]
[null,null,null,null,null,null,null,null,null,null,null,null,null,null,null,null,null,null,null,null,null,null,0]
[null,null,null,null,null,null,null,null,null,null,null,null,null,null,null,null,null,null,null,null,null,null,-0.23099000000000014]
[]
[]
[]
[]
[]
[]
[]
[]
[]
[]
[]
[]
[]
[null,null,null,null,null,null,null,null,null,null,null,null,null,null,null,null,null,null,null,null,null,null,0]
[null,null,null,null,null,null,null,null,null,null,null,null,null,null,null,null,null,null,null,null,null,null,0]
[null,null,null,null,null,null,null,null,null,null,null,null,null,null,null,null,null,null,null,null,null,null,0]
[null,null,null,null,null,null,null,null,null,null,null,null,null,null,null,null,null,null,null,null,null,null,0]
[null,null,null,null,null,null,null,null,null,null,null,null,null,null,null,null,null,null,null,null,null,null,0]
[null,null,null,null,null,null,null,null,null,null,null,null,null,null,null,null,null,null,null,null,null,null,0]
[null,null,null,null,null,null,null,null,null,null,null,null,null,null,null,null,null,null,null,null,null,null,0]
[null,null,null,null,null,null,null,null,null,null,null,null,null,null,null,null,null,null,null,null,null,null,0]
[null,null,null,null,null,null,null,null,null,null,null,null,null,null,null,null,null,null,null,null,null,null,0]
[null,null,null,null,null,null,null,null,null,null,null,null,null,null,null,null,null,null,null,null,null,null,0]
[null,null,null,null,null,null,null,null,null,null,null,null,null,null,null,null,null,null,null,null,null,null,0]
[null,null,null,null,null,null,null,null,null,null,null,null,null,null,null,null,null,null,null,null,null,null,-0.51064000000000009]
[]
[]
[]
[]
[]
[]
[]
[]
[]
[]
[]
[]
[null,null,null,null,null,null,null,null,null,null,null,null,null,null,null,null,null,null,null,null,null,null,0]
[null,null,null,null,null,null,null,null,null,null,null,null,null,null,null,null,null,null,null,null,null,null,0]
[null,null,null,null,null,null,null,null,null,null,null,null,null,null,null,null,null,null,null,null,null,null,0]
[null,null,null,null,null,null,null,null,null,null,null,null,null,null,null,null,null,null,null,null,null,null,0]
[null,null,null,null,null,null,null,null,null,null,null,null,null,null,null,null,null,null,null,null,null,null,0]
[null,null,null,null,null,null,null,null,null,null,null,null,null,null,null,null,null,null,null,null,null,null,0]
[null,null,null,null,null,null,null,null,null,null,null,null,null,null,null,null,null,null,null,null,null,null,0]
[null,null,null,null,null,null,null,null,null,null,null,null,null,null,null,null,null,null,null,null,null,null,0]
[null,null,null,null,null,null,null,null,null,null,null,null,null,null,null,null,null,null,null,null,null,null,0]
[null,null,null,null,null,null,null,null,null,null,null,null,null,null,null,null,null,null,null,null,null,null,0]
[null,null,null,null,null,null,null,null,null,null,null,null,null,null,null,null,null,null,null,null,null,null,0]
[null,null,null,null,null,null,null,null,null,null,null,null,null,null,null,null,null,null,null,null,null,null,-0.61428000000000005]
[]
[]
[]
[]
[]
[]
[]
[]
[]
[]
[]
[]
[]
[]
[null,null,null,null,null,null,null,null,null,null,null,null,null,null,null,null,null,null,null,null,null,null,0]
[null,null,null,null,null,null,null,null,null,null,null,null,null,null,null,null,null,null,null,null,null,null,-0.11127999999999999]
[null,null,null,null,null,null,null,null,null,null,null,null,null,null,null,null,null,null,null,null,null,null,0]
[null,null,null,null,null,null,null,null,null,null,null,null,null,null,null,null,null,null,null,null,null,null,0]
[null,null,null,null,null,null,null,null,null,null,null,null,null,null,null,null,null,null,null,null,null,null,-0.11311000000000002]
[]
[]
[]
[]
[]
[]
[]
[]
[]
[]
[]
[]
[]
[]
[]
[]
[]
[]
[]
[null,null,null,null,null,null,null,null,null,null,null,null,null,null,null,null,null,null,null,null,null,null,0]
[null,null,null,null,null,null,null,null,null,null,null,null,null,null,null,null,null,null,null,null,null,null,0]
[null,null,null,null,null,null,null,null,null,null,null,null,null,null,null,null,null,null,null,null,null,null,0]
[null,null,null,null,null,null,null,null,null,null,null,null,null,null,null,null,null,null,null,null,null,null,0]
[null,null,null,null,null,null,null,null,null,null,null,null,null,null,null,null,null,null,null,null,null,null,0]
[null,null,null,null,null,null,null,null,null,null,null,null,null,null,null,null,null,null,null,null,null,null,0]
[null,null,null,null,null,null,null,null,null,null,null,null,null,null,null,null,null,null,null,null,null,null,0]
[null,null,null,null,null,null,null,null,null,null,null,null,null,null,null,null,null,null,null,null,null,null,-8.3000000000000157E-2]
[]
[]
[]
[]
[]
[]
[]
[]
[]
[]
[]
[]
[]
[]
[]
[]
[]
[]
[]
[null,null,null,null,null,null,null,null,null,null,null,null,null,null,null,null,null,null,null,null,null,null,0]
[null,null,null,null,null,null,null,null,null,null,null,null,null,null,null,null,null,null,null,null,null,null,0]
[null,null,null,null,null,null,null,null,null,null,null,null,null,null,null,null,null,null,null,null,null,null,0]
[null,null,null,null,null,null,null,null,null,null,null,null,null,null,null,null,null,null,null,null,null,null,0]
[null,null,null,null,null,null,null,null,null,null,null,null,null,null,null,null,null,null,null,null,null,null,0]
[null,null,null,null,null,null,null,null,null,null,null,null,null,null,null,null,null,null,null,null,null,null,-0.3561399999999999]
[]
[]
[]
[]
[]
[]
[]
[]
[]
[]
[]
[]
[]
[]
[]
[]
[]
[]
[null,null,null,null,null,null,null,null,null,null,null,null,null,null,null,null,null,null,null,null,null,null,0]
[null,null,null,null,null,null,null,null,null,null,null,null,null,null,null,null,null,null,null,null,null,null,0]
[null,null,null,null,null,null,null,null,null,null,null,null,null,null,null,null,null,null,null,null,null,null,0]
[null,null,null,null,null,null,null,null,null,null,null,null,null,null,null,null,null,null,null,null,null,null,0]
[null,null,null,null,null,null,null,null,null,null,null,null,null,null,null,null,null,null,null,null,null,null,-8.1299999999999928E-2]
[]
[]
[]
[]
[]
[]
[]
[]
[]
[]
[]
[]
[]
[]
[]
[]
[]
[]
[null,null,null,null,null,null,null,null,null,null,null,null,null,null,null,null,null,null,null,null,null,null,0]
[null,null,null,null,null,null,null,null,null,null,null,null,null,null,null,null,null,null,null,null,null,null,0]
[null,null,null,null,null,null,null,null,null,null,null,null,null,null,null,null,null,null,null,null,null,null,0]
[null,null,null,null,null,null,null,null,null,null,null,null,null,null,null,null,null,null,null,null,null,null,0]
[null,null,null,null,null,null,null,null,null,null,null,null,null,null,null,null,null,null,null,null,null,null,0]
[null,null,null,null,null,null,null,null,null,null,null,null,null,null,null,null,null,null,null,null,null,null,-8.1999999999999962E-2]
[]
[]
[]
[]
[]
[]
[]
[]
[]
[]
[]
[]
[]
[]
[]
[]
[null,null,null,null,null,null,null,null,null,null,null,null,null,null,null,null,null,null,null,null,null,null,0]
[null,null,null,null,null,null,null,null,null,null,null,null,null,null,null,null,null,null,null,null,null,null,0]
[null,null,null,null,null,null,null,null,null,null,null,null,null,null,null,null,null,null,null,null,null,null,0]
[null,null,null,null,null,null,null,null,null,null,null,null,null,null,null,null,null,null,null,null,null,null,0]
[null,null,null,null,null,null,null,null,null,null,null,null,null,null,null,null,null,null,null,null,null,null,0]
[null,null,null,null,null,null,null,null,null,null,null,null,null,null,null,null,null,null,null,null,null,null,0]
[null,null,null,null,null,null,null,null,null,null,null,null,null,null,null,null,null,null,null,null,null,null,0]
[null,null,null,null,null,null,null,null,null,null,null,null,null,null,null,null,null,null,null,null,null,null,0]
[null,null,null,null,null,null,null,null,null,null,null,null,null,null,null,null,null,null,null,null,null,null,-0.21777000000000007]
[]
[]
[]
[]
[]
[]
[]
[]
[]
[]
[]
[]
[]
[null,null,null,null,null,null,null,null,null,null,null,null,null,null,null,null,null,null,null,null,null,null,0]
[null,null,null,null,null,null,null,null,null,null,null,null,null,null,null,null,null,null,null,null,null,null,0]
[null,null,null,null,null,null,null,null,null,null,null,null,null,null,null,null,null,null,null,null,null,null,0]
[null,null,null,null,null,null,null,null,null,null,null,null,null,null,null,null,null,null,null,null,null,null,0]
[null,null,null,null,null,null,null,null,null,null,null,null,null,null,null,null,null,null,null,null,null,null,0]
[null,null,null,null,null,null,null,null,null,null,null,null,null,null,null,null,null,null,null,null,null,null,0]
[null,null,null,null,null,null,null,null,null,null,null,null,null,null,null,null,null,null,null,null,null,null,0]
[null,null,null,null,null,null,null,null,null,null,null,null,null,null,null,null,null,null,null,null,null,null,0]
[null,null,null,null,null,null,null,null,null,null,null,null,null,null,null,null,null,null,null,null,null,null,0]
[null,null,null,null,null,null,null,null,null,null,null,null,null,null,null,null,null,null,null,null,null,null,0]
[null,null,null,null,null,null,null,null,null,null,null,null,null,null,null,null,null,null,null,null,null,null,-3.8399999999999546E-3]
[]
[]
[]
[]
[]
[]
[]
[]
[]
[]
[]
[]
[]
[null,null,null,null,null,null,null,null,null,null,null,null,null,null,null,null,null,null,null,null,null,null,0]
[null,null,null,null,null,null,null,null,null,null,null,null,null,null,null,null,null,null,null,null,null,null,0]
[null,null,null,null,null,null,null,null,null,null,null,null,null,null,null,null,null,null,null,null,null,null,0]
[null,null,null,null,null,null,null,null,null,null,null,null,null,null,null,null,null,null,null,null,null,null,0]
[null,null,null,null,null,null,null,null,null,null,null,null,null,null,null,null,null,null,null,null,null,null,0]
[null,null,null,null,null,null,null,null,null,null,null,null,null,null,null,null,null,null,null,null,null,null,0]
[null,null,null,null,null,null,null,null,null,null,null,null,null,null,null,null,null,null,null,null,null,null,0]
[null,null,null,null,null,null,null,null,null,null,null,null,null,null,null,null,null,null,null,null,null,null,0]
[null,null,null,null,null,null,null,null,null,null,null,null,null,null,null,null,null,null,null,null,null,null,0]
[null,null,null,null,null,null,null,null,null,null,null,null,null,null,null,null,null,null,null,null,null,null,0]
[null,null,null,null,null,null,null,null,null,null,null,null,null,null,null,null,null,null,null,null,null,null,0]
[null,null,null,null,null,null,null,null,null,null,null,null,null,null,null,null,null,null,null,null,null,null,-0.44444]
[]
[]
[]
[]
[]
[]
[]
[]
[]
[]
[]
[]
[]
[]
[]
[]
[null,null,null,null,null,null,null,null,null,null,null,null,null,null,null,null,null,null,null,null,null,null,0]
[null,null,null,null,null,null,null,null,null,null,null,null,null,null,null,null,null,null,null,null,null,null,0]
[null,null,null,null,null,null,null,null,null,null,null,null,null,null,null,null,null,null,null,null,null,null,0]
[null,null,null,null,null,null,null,null,null,null,null,null,null,null,null,null,null,null,null,null,null,null,0]
[null,null,null,null,null,null,null,null,null,null,null,null,null,null,null,null,null,null,null,null,null,null,-7.8199999999999992E-2]
[]
[]
[]
[]
[]
[]
[]
[]
[]
[]
[]
[]
[]
[]
[]
[]
[null,null,null,null,null,null,null,null,null,null,null,null,null,null,null,null,null,null,null,null,null,null,0]
[null,null,null,null,null,null,null,null,null,null,null,null,null,null,null,null,null,null,null,null,null,null,0]
[null,null,null,null,null,null,null,null,null,null,null,null,null,null,null,null,null,null,null,null,null,null,0]
[null,null,null,null,null,null,null,null,null,null,null,null,null,null,null,null,null,null,null,null,null,null,0]
[null,null,null,null,null,null,null,null,null,null,null,null,null,null,null,null,null,null,null,null,null,null,0]
[null,null,null,null,null,null,null,null,null,null,null,null,null,null,null,null,null,null,null,null,null,null,-7.2520000000000084E-2]
[]
[]
[]
[]
[]
[]
[]
[]
[]
[]
[]
[]
[]
[]
[]
[]
[]
[]
[null,null,null,null,null,null,null,null,null,null,null,null,null,null,null,null,null,null,null,null,null,null,0]
[null,null,null,null,null,null,null,null,null,null,null,null,null,null,null,null,null,null,null,null,null,null,0]
[null,null,null,null,null,null,null,null,null,null,null,null,null,null,null,null,null,null,null,null,null,null,0]
[null,null,null,null,null,null,null,null,null,null,null,null,null,null,null,null,null,null,null,null,null,null,0]
[null,null,null,null,null,null,null,null,null,null,null,null,null,null,null,null,null,null,null,null,null,null,0]
[null,null,null,null,null,null,null,null,null,null,null,null,null,null,null,null,null,null,null,null,null,null,0]
[null,null,null,null,null,null,null,null,null,null,null,null,null,null,null,null,null,null,null,null,null,null,0]
[null,null,null,null,null,null,null,null,null,null,null,null,null,null,null,null,null,null,null,null,null,null,0]
[null,null,null,null,null,null,null,null,null,null,null,null,null,null,null,null,null,null,null,null,null,null,-1.7970000000000264E-2]
[]
[]
[]
[]
[]
[]
[]
[]
[]
[]
[]
[]
[]
[]
[]
[]
[]
[]
[]
[]
[]
[]
[]
[]
[]
[]
[]
[]
[]
[]
[]
[]
[]
[]
[]
[]
[]
[null,null,null,null,null,null,null,null,null,null,null,null,null,null,null,null,null,null,null,null,null,null,0]
[null,null,null,null,null,null,null,null,null,null,null,null,null,null,null,null,null,null,null,null,null,null,-8.388000000000001E-2]
[]
[null,null,null,null,null,null,null,null,null,null,null,null,null,null,null,null,null,null,null,null,null,null,0]
[null,null,null,null,null,null,null,null,null,null,null,null,null,null,null,null,null,null,null,null,null,null,0]
[null,null,null,null,null,null,null,null,null,null,null,null,null,null,null,null,null,null,null,null,null,null,0]
[null,null,null,null,null,null,null,null,null,null,null,null,null,null,null,null,null,null,null,null,null,null,0]
[null,null,null,null,null,null,null,null,null,null,null,null,null,null,null,null,null,null,null,null,null,null,0]
[null,null,null,null,null,null,null,null,null,null,null,null,null,null,null,null,null,null,null,null,null,null,0]
[null,null,null,null,null,null,null,null,null,null,null,null,null,null,null,null,null,null,null,null,null,null,0]
[null,null,null,null,null,null,null,null,null,null,null,null,null,null,null,null,null,null,null,null,null,null,0]
[null,null,null,null,null,null,null,null,null,null,null,null,null,null,null,null,null,null,null,null,null,null,0]
[null,null,null,null,null,null,null,null,null,null,null,null,null,null,null,null,null,null,null,null,null,null,-0.3364100000000001]
[]
[]
[]
[]
[]
[]
[]
[]
[]
[]
[]
[null,null,null,null,null,null,null,null,null,null,null,null,null,null,null,null,null,null,null,null,null,null,0]
[null,null,null,null,null,null,null,null,null,null,null,null,null,null,null,null,null,null,null,null,null,null,0]
[null,null,null,null,null,null,null,null,null,null,null,null,null,null,null,null,null,null,null,null,null,null,0]
[null,null,null,null,null,null,null,null,null,null,null,null,null,null,null,null,null,null,null,null,null,null,0]
[null,null,null,null,null,null,null,null,null,null,null,null,null,null,null,null,null,null,null,null,null,null,0]
[null,null,null,null,null,null,null,null,null,null,null,null,null,null,null,null,null,null,null,null,null,null,0]
[null,null,null,null,null,null,null,null,null,null,null,null,null,null,null,null,null,null,null,null,null,null,0]
[null,null,null,null,null,null,null,null,null,null,null,null,null,null,null,null,null,null,null,null,null,null,0]
[null,null,null,null,null,null,null,null,null,null,null,null,null,null,null,null,null,null,null,null,null,null,0]
[null,null,null,null,null,null,null,null,null,null,null,null,null,null,null,null,null,null,null,null,null,null,0]
[null,null,null,null,null,null,null,null,null,null,null,null,null,null,null,null,null,null,null,null,null,null,0]
[null,null,null,null,null,null,null,null,null,null,null,null,null,null,null,null,null,null,null,null,null,null,0]
[null,null,null,null,null,null,null,null,null,null,null,null,null,null,null,null,null,null,null,null,null,null,-0.34112999999999993]
[]
[]
[]
[]
[]
[]
[]
[]
[]
[]
[]
[null,null,null,null,null,null,null,null,null,null,null,null,null,null,null,null,null,null,null,null,null,null,0]
[null,null,null,null,null,null,null,null,null,null,null,null,null,null,null,null,null,null,null,null,null,null,0]
[null,null,null,null,null,null,null,null,null,null,null,null,null,null,null,null,null,null,null,null,null,null,0]
[null,null,null,null,null,null,null,null,null,null,null,null,null,null,null,null,null,null,null,null,null,null,0]
[null,null,null,null,null,null,null,null,null,null,null,null,null,null,null,null,null,null,null,null,null,null,0]
[null,null,null,null,null,null,null,null,null,null,null,null,null,null,null,null,null,null,null,null,null,null,0]
[null,null,null,null,null,null,null,null,null,null,null,null,null,null,null,null,null,null,null,null,null,null,0]
[null,null,null,null,null,null,null,null,null,null,null,null,null,null,null,null,null,null,null,null,null,null,0]
[null,null,null,null,null,null,null,null,null,null,null,null,null,null,null,null,null,null,null,null,null,null,0]
[null,null,null,null,null,null,null,null,null,null,null,null,null,null,null,null,null,null,null,null,null,null,0]
[null,null,null,null,null,null,null,null,null,null,null,null,null,null,null,null,null,null,null,null,null,null,0]
[null,null,null,null,null,null,null,null,null,null,null,null,null,null,null,null,null,null,null,null,null,null,0]
[null,null,null,null,null,null,null,null,null,null,null,null,null,null,null,null,null,null,null,null,null,null,-0.25464000000000009]
[]
[]
[]
[]
[]
[]
[]
[]
[]
[]
[]
[]
[null,null,null,null,null,null,null,null,null,null,null,null,null,null,null,null,null,null,null,null,null,null,0]
[null,null,null,null,null,null,null,null,null,null,null,null,null,null,null,null,null,null,null,null,null,null,0]
[null,null,null,null,null,null,null,null,null,null,null,null,null,null,null,null,null,null,null,null,null,null,0]
[null,null,null,null,null,null,null,null,null,null,null,null,null,null,null,null,null,null,null,null,null,null,0]
[null,null,null,null,null,null,null,null,null,null,null,null,null,null,null,null,null,null,null,null,null,null,0]
[null,null,null,null,null,null,null,null,null,null,null,null,null,null,null,null,null,null,null,null,null,null,0]
[null,null,null,null,null,null,null,null,null,null,null,null,null,null,null,null,null,null,null,null,null,null,0]
[null,null,null,null,null,null,null,null,null,null,null,null,null,null,null,null,null,null,null,null,null,null,0]
[null,null,null,null,null,null,null,null,null,null,null,null,null,null,null,null,null,null,null,null,null,null,0]
[null,null,null,null,null,null,null,null,null,null,null,null,null,null,null,null,null,null,null,null,null,null,0]
[null,null,null,null,null,null,null,null,null,null,null,null,null,null,null,null,null,null,null,null,null,null,0]
[null,null,null,null,null,null,null,null,null,null,null,null,null,null,null,null,null,null,null,null,null,null,-0.27059999999999995]
[]
[]
[]
[]
[]
[]
[]
[]
[]
[]
[]
[]
[null,null,null,null,null,null,null,null,null,null,null,null,null,null,null,null,null,null,null,null,null,null,0]
[null,null,null,null,null,null,null,null,null,null,null,null,null,null,null,null,null,null,null,null,null,null,0]
[null,null,null,null,null,null,null,null,null,null,null,null,null,null,null,null,null,null,null,null,null,null,0]
[null,null,null,null,null,null,null,null,null,null,null,null,null,null,null,null,null,null,null,null,null,null,0]
[null,null,null,null,null,null,null,null,null,null,null,null,null,null,null,null,null,null,null,null,null,null,0]
[null,null,null,null,null,null,null,null,null,null,null,null,null,null,null,null,null,null,null,null,null,null,0]
[null,null,null,null,null,null,null,null,null,null,null,null,null,null,null,null,null,null,null,null,null,null,0]
[null,null,null,null,null,null,null,null,null,null,null,null,null,null,null,null,null,null,null,null,null,null,0]
[null,null,null,null,null,null,null,null,null,null,null,null,null,null,null,null,null,null,null,null,null,null,0]
[null,null,null,null,null,null,null,null,null,null,null,null,null,null,null,null,null,null,null,null,null,null,0]
[null,null,null,null,null,null,null,null,null,null,null,null,null,null,null,null,null,null,null,null,null,null,0]
[null,null,null,null,null,null,null,null,null,null,null,null,null,null,null,null,null,null,null,null,null,null,-0.34552000000000005]
[]
[]
[]
[]
[]
[]
[]
[]
[]
[]
[]
[]
[null,null,null,null,null,null,null,null,null,null,null,null,null,null,null,null,null,null,null,null,null,null,0]
[null,null,null,null,null,null,null,null,null,null,null,null,null,null,null,null,null,null,null,null,null,null,0]
[null,null,null,null,null,null,null,null,null,null,null,null,null,null,null,null,null,null,null,null,null,null,0]
[null,null,null,null,null,null,null,null,null,null,null,null,null,null,null,null,null,null,null,null,null,null,0]
[null,null,null,null,null,null,null,null,null,null,null,null,null,null,null,null,null,null,null,null,null,null,0]
[null,null,null,null,null,null,null,null,null,null,null,null,null,null,null,null,null,null,null,null,null,null,0]
[null,null,null,null,null,null,null,null,null,null,null,null,null,null,null,null,null,null,null,null,null,null,0]
[null,null,null,null,null,null,null,null,null,null,null,null,null,null,null,null,null,null,null,null,null,null,0]
[null,null,null,null,null,null,null,null,null,null,null,null,null,null,null,null,null,null,null,null,null,null,0]
[null,null,null,null,null,null,null,null,null,null,null,null,null,null,null,null,null,null,null,null,null,null,0]
[null,null,null,null,null,null,null,null,null,null,null,null,null,null,null,null,null,null,null,null,null,null,0]
[null,null,null,null,null,null,null,null,null,null,null,null,null,null,null,null,null,null,null,null,null,null,-0.42139000000000015]
[]
[]
[]
[]
[]
[]
[]
[]
[]
[]
[]
[null,null,null,null,null,null,null,null,null,null,null,null,null,null,null,null,null,null,null,null,null,null,0]
[null,null,null,null,null,null,null,null,null,null,null,null,null,null,null,null,null,null,null,null,null,null,0]
[null,null,null,null,null,null,null,null,null,null,null,null,null,null,null,null,null,null,null,null,null,null,0]
[null,null,null,null,null,null,null,null,null,null,null,null,null,null,null,null,null,null,null,null,null,null,0]
[null,null,null,null,null,null,null,null,null,null,null,null,null,null,null,null,null,null,null,null,null,null,0]
[null,null,null,null,null,null,null,null,null,null,null,null,null,null,null,null,null,null,null,null,null,null,0]
[null,null,null,null,null,null,null,null,null,null,null,null,null,null,null,null,null,null,null,null,null,null,0]
[null,null,null,null,null,null,null,null,null,null,null,null,null,null,null,null,null,null,null,null,null,null,0]
[null,null,null,null,null,null,null,null,null,null,null,null,null,null,null,null,null,null,null,null,null,null,0]
[null,null,null,null,null,null,null,null,null,null,null,null,null,null,null,null,null,null,null,null,null,null,0]
[null,null,null,null,null,null,null,null,null,null,null,null,null,null,null,null,null,null,null,null,null,null,0]
[null,null,null,null,null,null,null,null,null,null,null,null,null,null,null,null,null,null,null,null,null,null,0]
[null,null,null,null,null,null,null,null,null,null,null,null,null,null,null,null,null,null,null,null,null,null,-0.42103000000000024]
[]
[]
[]
[]
[]
[]
[]
[]
[]
[]
[]
[null,null,null,null,null,null,null,null,null,null,null,null,null,null,null,null,null,null,null,null,null,null,0]
[null,null,null,null,null,null,null,null,null,null,null,null,null,null,null,null,null,null,null,null,null,null,0]
[null,null,null,null,null,null,null,null,null,null,null,null,null,null,null,null,null,null,null,null,null,null,0]
[null,null,null,null,null,null,null,null,null,null,null,null,null,null,null,null,null,null,null,null,null,null,0]
[null,null,null,null,null,null,null,null,null,null,null,null,null,null,null,null,null,null,null,null,null,null,0]
[null,null,null,null,null,null,null,null,null,null,null,null,null,null,null,null,null,null,null,null,null,null,0]
[null,null,null,null,null,null,null,null,null,null,null,null,null,null,null,null,null,null,null,null,null,null,0]
[null,null,null,null,null,null,null,null,null,null,null,null,null,null,null,null,null,null,null,null,null,null,0]
[null,null,null,null,null,null,null,null,null,null,null,null,null,null,null,null,null,null,null,null,null,null,0]
[null,null,null,null,null,null,null,null,null,null,null,null,null,null,null,null,null,null,null,null,null,null,0]
[null,null,null,null,null,null,null,null,null,null,null,null,null,null,null,null,null,null,null,null,null,null,0]
[null,null,null,null,null,null,null,null,null,null,null,null,null,null,null,null,null,null,null,null,null,null,-0.25791000000000008]
[]
[]
[]
[]
[]
[]
[]
[]
[]
[]
[]
[]
[]
[null,null,null,null,null,null,null,null,null,null,null,null,null,null,null,null,null,null,null,null,null,null,0]
[null,null,null,null,null,null,null,null,null,null,null,null,null,null,null,null,null,null,null,null,null,null,0]
[null,null,null,null,null,null,null,null,null,null,null,null,null,null,null,null,null,null,null,null,null,null,0]
[null,null,null,null,null,null,null,null,null,null,null,null,null,null,null,null,null,null,null,null,null,null,0]
[null,null,null,null,null,null,null,null,null,null,null,null,null,null,null,null,null,null,null,null,null,null,0]
[null,null,null,null,null,null,null,null,null,null,null,null,null,null,null,null,null,null,null,null,null,null,0]
[null,null,null,null,null,null,null,null,null,null,null,null,null,null,null,null,null,null,null,null,null,null,0]
[null,null,null,null,null,null,null,null,null,null,null,null,null,null,null,null,null,null,null,null,null,null,0]
[null,null,null,null,null,null,null,null,null,null,null,null,null,null,null,null,null,null,null,null,null,null,0]
[null,null,null,null,null,null,null,null,null,null,null,null,null,null,null,null,null,null,null,null,null,null,0]
[null,null,null,null,null,null,null,null,null,null,null,null,null,null,null,null,null,null,null,null,null,null,-3.4580000000000111E-2]
[]
[]
[]
[]
[]
[]
[]
[]
[]
[]
[]
[]
[null,null,null,null,null,null,null,null,null,null,null,null,null,null,null,null,null,null,null,null,null,null,0]
[null,null,null,null,null,null,null,null,null,null,null,null,null,null,null,null,null,null,null,null,null,null,0]
[null,null,null,null,null,null,null,null,null,null,null,null,null,null,null,null,null,null,null,null,null,null,0]
[null,null,null,null,null,null,null,null,null,null,null,null,null,null,null,null,null,null,null,null,null,null,0]
[null,null,null,null,null,null,null,null,null,null,null,null,null,null,null,null,null,null,null,null,null,null,0]
[null,null,null,null,null,null,null,null,null,null,null,null,null,null,null,null,null,null,null,null,null,null,0]
[null,null,null,null,null,null,null,null,null,null,null,null,null,null,null,null,null,null,null,null,null,null,0]
[null,null,null,null,null,null,null,null,null,null,null,null,null,null,null,null,null,null,null,null,null,null,0]
[null,null,null,null,null,null,null,null,null,null,null,null,null,null,null,null,null,null,null,null,null,null,0]
[null,null,null,null,null,null,null,null,null,null,null,null,null,null,null,null,null,null,null,null,null,null,0]
[null,null,null,null,null,null,null,null,null,null,null,null,null,null,null,null,null,null,null,null,null,null,0]
[null,null,null,null,null,null,null,null,null,null,null,null,null,null,null,null,null,null,null,null,null,null,-0.20612000000000008]
[]
[]
[]
[]
[]
[]
[]
[]
[]
[]
[]
[]
[]
[]
[]
[]
[]
[null,null,null,null,null,null,null,null,null,null,null,null,null,null,null,null,null,null,null,null,null,null,0]
[null,null,null,null,null,null,null,null,null,null,null,null,null,null,null,null,null,null,null,null,null,null,-2.1450000000000025E-2]
[null,null,null,null,null,null,null,null,null,null,null,null,null,null,null,null,null,null,null,null,null,null,0]
[null,null,null,null,null,null,null,null,null,null,null,null,null,null,null,null,null,null,null,null,null,null,0]
[null,null,null,null,null,null,null,null,null,null,null,null,null,null,null,null,null,null,null,null,null,null,-4.3899999999999995E-2]
[]
[]
[]
[]
[]
[]
[]
[]
[]
[]
[]
[]
[]
[]
[]
[]
[]
[]
[]
[]
[null,null,null,null,null,null,null,null,null,null,null,null,null,null,null,null,null,null,null,null,null,null,0]
[null,null,null,null,null,null,null,null,null,null,null,null,null,null,null,null,null,null,null,null,null,null,0]
[null,null,null,null,null,null,null,null,null,null,null,null,null,null,null,null,null,null,null,null,null,null,0]
[null,null,null,null,null,null,null,null,null,null,null,null,null,null,null,null,null,null,null,null,null,null,-4.4950000000000101E-2]
[]
[]
[]
[]
[]
[]
[]
[]
[]
[]
[]
[]
[]
[]
[]
[]
[]
[]
[]
[]
[]
[]
[]
[]
[]
[]
[]
[]
[]
[]
[]
[]
[]
[]
[]
[]
[]
[]
[]
[null,null,null,null,null,null,null,null,null,null,null,null,null,null,null,null,null,null,null,null,null,null,0]
[null,null,null,null,null,null,null,null,null,null,null,null,null,null,null,null,null,null,null,null,null,null,0]
[null,null,null,null,null,null,null,null,null,null,null,null,null,null,null,null,null,null,null,null,null,null,0]
[null,null,null,null,null,null,null,null,null,null,null,null,null,null,null,null,null,null,null,null,null,null,0]
[null,null,null,null,null,null,null,null,null,null,null,null,null,null,null,null,null,null,null,null,null,null,0]
[null,null,null,null,null,null,null,null,null,null,null,null,null,null,null,null,null,null,null,null,null,null,0]
[null,null,null,null,null,null,null,null,null,null,null,null,null,null,null,null,null,null,null,null,null,null,0]
[null,null,null,null,null,null,null,null,null,null,null,null,null,null,null,null,null,null,null,null,null,null,0]
[null,null,null,null,null,null,null,null,null,null,null,null,null,null,null,null,null,null,null,null,null,null,0]
[null,null,null,null,null,null,null,null,null,null,null,null,null,null,null,null,null,null,null,null,null,null,0]
[null,null,null,null,null,null,null,null,null,null,null,null,null,null,null,null,null,null,null,null,null,null,-0.43639999999999995]
[]
[]
[]
[]
[]
[]
[]
[]
[]
[]
[]
[]
[null,null,null,null,null,null,null,null,null,null,null,null,null,null,null,null,null,null,null,null,null,null,0]
[null,null,null,null,null,null,null,null,null,null,null,null,null,null,null,null,null,null,null,null,null,null,0]
[null,null,null,null,null,null,null,null,null,null,null,null,null,null,null,null,null,null,null,null,null,null,0]
[null,null,null,null,null,null,null,null,null,null,null,null,null,null,null,null,null,null,null,null,null,null,0]
[null,null,null,null,null,null,null,null,null,null,null,null,null,null,null,null,null,null,null,null,null,null,0]
[null,null,null,null,null,null,null,null,null,null,null,null,null,null,null,null,null,null,null,null,null,null,0]
[null,null,null,null,null,null,null,null,null,null,null,null,null,null,null,null,null,null,null,null,null,null,0]
[null,null,null,null,null,null,null,null,null,null,null,null,null,null,null,null,null,null,null,null,null,null,0]
[null,null,null,null,null,null,null,null,null,null,null,null,null,null,null,null,null,null,null,null,null,null,0]
[null,null,null,null,null,null,null,null,null,null,null,null,null,null,null,null,null,null,null,null,null,null,0]
[null,null,null,null,null,null,null,null,null,null,null,null,null,null,null,null,null,null,null,null,null,null,0]
[null,null,null,null,null,null,null,null,null,null,null,null,null,null,null,null,null,null,null,null,null,null,0]
[null,null,null,null,null,null,null,null,null,null,null,null,null,null,null,null,null,null,null,null,null,null,-0.35847999999999991]
[]
[]
[]
[]
[]
[]
[]
[]
[]
[]
[]
[]
[]
[null,null,null,null,null,null,null,null,null,null,null,null,null,null,null,null,null,null,null,null,null,null,0]
[null,null,null,null,null,null,null,null,null,null,null,null,null,null,null,null,null,null,null,null,null,null,0]
[null,null,null,null,null,null,null,null,null,null,null,null,null,null,null,null,null,null,null,null,null,null,0]
[null,null,null,null,null,null,null,null,null,null,null,null,null,null,null,null,null,null,null,null,null,null,0]
[null,null,null,null,null,null,null,null,null,null,null,null,null,null,null,null,null,null,null,null,null,null,0]
[null,null,null,null,null,null,null,null,null,null,null,null,null,null,null,null,null,null,null,null,null,null,0]
[null,null,null,null,null,null,null,null,null,null,null,null,null,null,null,null,null,null,null,null,null,null,0]
[null,null,null,null,null,null,null,null,null,null,null,null,null,null,null,null,null,null,null,null,null,null,0]
[null,null,null,null,null,null,null,null,null,null,null,null,null,null,null,null,null,null,null,null,null,null,0]
[null,null,null,null,null,null,null,null,null,null,null,null,null,null,null,null,null,null,null,null,null,null,0]
[null,null,null,null,null,null,null,null,null,null,null,null,null,null,null,null,null,null,null,null,null,null,-0.38650999999999991]
[]
[]
[]
[]
[]
[]
[]
[]
[]
[]
[]
[]
[null,null,null,null,null,null,null,null,null,null,null,null,null,null,null,null,null,null,null,null,null,null,0]
[null,null,null,null,null,null,null,null,null,null,null,null,null,null,null,null,null,null,null,null,null,null,0]
[null,null,null,null,null,null,null,null,null,null,null,null,null,null,null,null,null,null,null,null,null,null,0]
[null,null,null,null,null,null,null,null,null,null,null,null,null,null,null,null,null,null,null,null,null,null,0]
[null,null,null,null,null,null,null,null,null,null,null,null,null,null,null,null,null,null,null,null,null,null,0]
[null,null,null,null,null,null,null,null,null,null,null,null,null,null,null,null,null,null,null,null,null,null,0]
[null,null,null,null,null,null,null,null,null,null,null,null,null,null,null,null,null,null,null,null,null,null,0]
[null,null,null,null,null,null,null,null,null,null,null,null,null,null,null,null,null,null,null,null,null,null,0]
[null,null,null,null,null,null,null,null,null,null,null,null,null,null,null,null,null,null,null,null,null,null,0]
[null,null,null,null,null,null,null,null,null,null,null,null,null,null,null,null,null,null,null,null,null,null,0]
[null,null,null,null,null,null,null,null,null,null,null,null,null,null,null,null,null,null,null,null,null,null,0]
[null,null,null,null,null,null,null,null,null,null,null,null,null,null,null,null,null,null,null,null,null,null,-0.23008999999999996]
[]
[]
[]
[]
[]
[]
[]
[]
[]
[]
[]
[null,null,null,null,null,null,null,null,null,null,null,null,null,null,null,null,null,null,null,null,null,null,0]
[null,null,null,null,null,null,null,null,null,null,null,null,null,null,null,null,null,null,null,null,null,null,0]
[null,null,null,null,null,null,null,null,null,null,null,null,null,null,null,null,null,null,null,null,null,null,0]
[null,null,null,null,null,null,null,null,null,null,null,null,null,null,null,null,null,null,null,null,null,null,0]
[null,null,null,null,null,null,null,null,null,null,null,null,null,null,null,null,null,null,null,null,null,null,0]
[null,null,null,null,null,null,null,null,null,null,null,null,null,null,null,null,null,null,null,null,null,null,0]
[null,null,null,null,null,null,null,null,null,null,null,null,null,null,null,null,null,null,null,null,null,null,0]
[null,null,null,null,null,null,null,null,null,null,null,null,null,null,null,null,null,null,null,null,null,null,0]
[null,null,null,null,null,null,null,null,null,null,null,null,null,null,null,null,null,null,null,null,null,null,0]
[null,null,null,null,null,null,null,null,null,null,null,null,null,null,null,null,null,null,null,null,null,null,0]
[null,null,null,null,null,null,null,null,null,null,null,null,null,null,null,null,null,null,null,null,null,null,0]
[null,null,null,null,null,null,null,null,null,null,null,null,null,null,null,null,null,null,null,null,null,null,0]
[null,null,null,null,null,null,null,null,null,null,null,null,null,null,null,null,null,null,null,null,null,null,-0.13244]
[]
[]
[]
[]
[]
[]
[]
[]
[]
[]
[]
[null,null,null,null,null,null,null,null,null,null,null,null,null,null,null,null,null,null,null,null,null,null,0]
[null,null,null,null,null,null,null,null,null,null,null,null,null,null,null,null,null,null,null,null,null,null,0]
[null,null,null,null,null,null,null,null,null,null,null,null,null,null,null,null,null,null,null,null,null,null,-0.17235]
[null,null,null,null,null,null,null,null,null,null,null,null,null,null,null,null,null,null,null,null,null,null,0]
[null,null,null,null,null,null,null,null,null,null,null,null,null,null,null,null,null,null,null,null,null,null,0]
[null,null,null,null,null,null,null,null,null,null,null,null,null,null,null,null,null,null,null,null,null,null,0]
[null,null,null,null,null,null,null,null,null,null,null,null,null,null,null,null,null,null,null,null,null,null,-0.19757000000000008]
[]
[]
[]
[]
[]
[]
[]
[]
[]
[]
[]
[]
[]
[]
[]
[]
[]
[]
[]
[]
[]
[]
[]
[]
[]
[]
[]
[]
[]
[]
[]
[]
[]
[]
[]
[]
[]
[]
[]
[]
[]
[]
[]
[]
[]
[null,null,null,null,null,null,null,null,null,null,null,null,null,null,null,null,null,null,null,null,null,null,0]
[null,null,null,null,null,null,null,null,null,null,null,null,null,null,null,null,null,null,null,null,null,null,0]
[null,null,null,null,null,null,null,null,null,null,null,null,null,null,null,null,null,null,null,null,null,null,-3.6380000000000023E-2]
[]
[]
[]
[]
[]
[]
[]
[]
[]
[]
[]
[]
[]
[]
[]
[]
[]
[]
[]
[null,null,null,null,null,null,null,null,null,null,null,null,null,null,null,null,null,null,null,null,null,null,0]
[null,null,null,null,null,null,null,null,null,null,null,null,null,null,null,null,null,null,null,null,null,null,0]
[null,null,null,null,null,null,null,null,null,null,null,null,null,null,null,null,null,null,null,null,null,null,0]
[null,null,null,null,null,null,null,null,null,null,null,null,null,null,null,null,null,null,null,null,null,null,0]
[null,null,null,null,null,null,null,null,null,null,null,null,null,null,null,null,null,null,null,null,null,null,0]
[null,null,null,null,null,null,null,null,null,null,null,null,null,null,null,null,null,null,null,null,null,null,0]
[null,null,null,null,null,null,null,null,null,null,null,null,null,null,null,null,null,null,null,null,null,null,0]
[null,null,null,null,null,null,null,null,null,null,null,null,null,null,null,null,null,null,null,null,null,null,0]
[null,null,null,null,null,null,null,null,null,null,null,null,null,null,null,null,null,null,null,null,null,null,0]
[null,null,null,null,null,null,null,null,null,null,null,null,null,null,null,null,null,null,null,null,null,null,0]
[null,null,null,null,null,null,null,null,null,null,null,null,null,null,null,null,null,null,null,null,null,null,-0.16331000000000001]
[]
[]
[]
[]
[]
[]
[]
[]
[]
[]
[]
[]
[null,null,null,null,null,null,null,null,null,null,null,null,null,null,null,null,null,null,null,null,null,null,0]
[null,null,null,null,null,null,null,null,null,null,null,null,null,null,null,null,null,null,null,null,null,null,0]
[null,null,null,null,null,null,null,null,null,null,null,null,null,null,null,null,null,null,null,null,null,null,0]
[null,null,null,null,null,null,null,null,null,null,null,null,null,null,null,null,null,null,null,null,null,null,0]
[null,null,null,null,null,null,null,null,null,null,null,null,null,null,null,null,null,null,null,null,null,null,0]
[null,null,null,null,null,null,null,null,null,null,null,null,null,null,null,null,null,null,null,null,null,null,0]
[null,null,null,null,null,null,null,null,null,null,null,null,null,null,null,null,null,null,null,null,null,null,0]
[null,null,null,null,null,null,null,null,null,null,null,null,null,null,null,null,null,null,null,null,null,null,0]
[null,null,null,null,null,null,null,null,null,null,null,null,null,null,null,null,null,null,null,null,null,null,-0.21792000000000006]
[]
[]
[]
[]
[]
[]
[]
[]
[]
[]
[]
[]
[]
[]
[null,null,null,null,null,null,null,null,null,null,null,null,null,null,null,null,null,null,null,null,null,null,0]
[null,null,null,null,null,null,null,null,null,null,null,null,null,null,null,null,null,null,null,null,null,null,0]
[null,null,null,null,null,null,null,null,null,null,null,null,null,null,null,null,null,null,null,null,null,null,0]
[null,null,null,null,null,null,null,null,null,null,null,null,null,null,null,null,null,null,null,null,null,null,0]
[null,null,null,null,null,null,null,null,null,null,null,null,null,null,null,null,null,null,null,null,null,null,0]
[null,null,null,null,null,null,null,null,null,null,null,null,null,null,null,null,null,null,null,null,null,null,0]
[null,null,null,null,null,null,null,null,null,null,null,null,null,null,null,null,null,null,null,null,null,null,0]
[null,null,null,null,null,null,null,null,null,null,null,null,null,null,null,null,null,null,null,null,null,null,0]
[null,null,null,null,null,null,null,null,null,null,null,null,null,null,null,null,null,null,null,null,null,null,0]
[null,null,null,null,null,null,null,null,null,null,null,null,null,null,null,null,null,null,null,null,null,null,0]
[null,null,null,null,null,null,null,null,null,null,null,null,null,null,null,null,null,null,null,null,null,null,0]
[null,null,null,null,null,null,null,null,null,null,null,null,null,null,null,null,null,null,null,null,null,null,0]
[null,null,null,null,null,null,null,null,null,null,null,null,null,null,null,null,null,null,null,null,null,null,-0.44453999999999999]
[]
[]
[]
[]
[]
[]
[]
[]
[]
[]
[]
[null,null,null,null,null,null,null,null,null,null,null,null,null,null,null,null,null,null,null,null,null,null,0]
[null,null,null,null,null,null,null,null,null,null,null,null,null,null,null,null,null,null,null,null,null,null,0]
[null,null,null,null,null,null,null,null,null,null,null,null,null,null,null,null,null,null,null,null,null,null,0]
[null,null,null,null,null,null,null,null,null,null,null,null,null,null,null,null,null,null,null,null,null,null,0]
[null,null,null,null,null,null,null,null,null,null,null,null,null,null,null,null,null,null,null,null,null,null,0]
[null,null,null,null,null,null,null,null,null,null,null,null,null,null,null,null,null,null,null,null,null,null,0]
[null,null,null,null,null,null,null,null,null,null,null,null,null,null,null,null,null,null,null,null,null,null,0]
[null,null,null,null,null,null,null,null,null,null,null,null,null,null,null,null,null,null,null,null,null,null,0]
[null,null,null,null,null,null,null,null,null,null,null,null,null,null,null,null,null,null,null,null,null,null,0]
[null,null,null,null,null,null,null,null,null,null,null,null,null,null,null,null,null,null,null,null,null,null,0]
[null,null,null,null,null,null,null,null,null,null,null,null,null,null,null,null,null,null,null,null,null,null,0]
[null,null,null,null,null,null,null,null,null,null,null,null,null,null,null,null,null,null,null,null,null,null,0]
[null,null,null,null,null,null,null,null,null,null,null,null,null,null,null,null,null,null,null,null,null,null,-6.1629999999999907E-2]
[]
[]
[]
[]
[]
[]
[]
[]
[]
[]
[]
[]
[]
[]
[]
[]
[null,null,null,null,null,null,null,null,null,null,null,null,null,null,null,null,null,null,null,null,null,null,0]
[null,null,null,null,null,null,null,null,null,null,null,null,null,null,null,null,null,null,null,null,null,null,0]
[null,null,null,null,null,null,null,null,null,null,null,null,null,null,null,null,null,null,null,null,null,null,0]
[null,null,null,null,null,null,null,null,null,null,null,null,null,null,null,null,null,null,null,null,null,null,0]
[null,null,null,null,null,null,null,null,null,null,null,null,null,null,null,null,null,null,null,null,null,null,0]
[null,null,null,null,null,null,null,null,null,null,null,null,null,null,null,null,null,null,null,null,null,null,0]
[null,null,null,null,null,null,null,null,null,null,null,null,null,null,null,null,null,null,null,null,null,null,0]
[null,null,null,null,null,null,null,null,null,null,null,null,null,null,null,null,null,null,null,null,null,null,-0.11424000000000001]
[]
[]
[]
[]
[]
[]
[]
[]
[]
[]
[null,null,null,null,null,null,null,null,null,null,null,null,null,null,null,null,null,null,null,null,null,null,0]
[null,null,null,null,null,null,null,null,null,null,null,null,null,null,null,null,null,null,null,null,null,null,0]
[null,null,null,null,null,null,null,null,null,null,null,null,null,null,null,null,null,null,null,null,null,null,0]
[null,null,null,null,null,null,null,null,null,null,null,null,null,null,null,null,null,null,null,null,null,null,0]
[null,null,null,null,null,null,null,null,null,null,null,null,null,null,null,null,null,null,null,null,null,null,0]
[null,null,null,null,null,null,null,null,null,null,null,null,null,null,null,null,null,null,null,null,null,null,0]
[null,null,null,null,null,null,null,null,null,null,null,null,null,null,null,null,null,null,null,null,null,null,0]
[null,null,null,null,null,null,null,null,null,null,null,null,null,null,null,null,null,null,null,null,null,null,0]
[null,null,null,null,null,null,null,null,null,null,null,null,null,null,null,null,null,null,null,null,null,null,0]
[null,null,null,null,null,null,null,null,null,null,null,null,null,null,null,null,null,null,null,null,null,null,-1.5260000000000051E-2]
[]
[]
[]
[]
[]
[]
[]
[]
[]
[]
[]
[]
[]
[]
[]
[]
[]
[]
[]
[]
[]
[]
[null,null,null,null,null,null,null,null,null,null,null,null,null,null,null,null,null,null,null,null,null,null,0]
[null,null,null,null,null,null,null,null,null,null,null,null,null,null,null,null,null,null,null,null,null,null,0]
[null,null,null,null,null,null,null,null,null,null,null,null,null,null,null,null,null,null,null,null,null,null,-0.13412999999999992]
[]
[]
[]
[]
[]
[]
[]
[]
[]
[]
[]
[]
[]
[]
[]
[]
[null,null,null,null,null,null,null,null,null,null,null,null,null,null,null,null,null,null,null,null,null,null,0]
[null,null,null,null,null,null,null,null,null,null,null,null,null,null,null,null,null,null,null,null,null,null,0]
[null,null,null,null,null,null,null,null,null,null,null,null,null,null,null,null,null,null,null,null,null,null,0]
[null,null,null,null,null,null,null,null,null,null,null,null,null,null,null,null,null,null,null,null,null,null,0]
[null,null,null,null,null,null,null,null,null,null,null,null,null,null,null,null,null,null,null,null,null,null,0]
[null,null,null,null,null,null,null,null,null,null,null,null,null,null,null,null,null,null,null,null,null,null,0]
[null,null,null,null,null,null,null,null,null,null,null,null,null,null,null,null,null,null,null,null,null,null,0]
[null,null,null,null,null,null,null,null,null,null,null,null,null,null,null,null,null,null,null,null,null,null,0]
[null,null,null,null,null,null,null,null,null,null,null,null,null,null,null,null,null,null,null,null,null,null,0]
[null,null,null,null,null,null,null,null,null,null,null,null,null,null,null,null,null,null,null,null,null,null,-3.514000000000006E-2]
[]
[]
[]
[]
[]
[]
[]
[]
[]
[]
[]
[]
[]
[]
[]
[null,null,null,null,null,null,null,null,null,null,null,null,null,null,null,null,null,null,null,null,null,null,0]
[null,null,null,null,null,null,null,null,null,null,null,null,null,null,null,null,null,null,null,null,null,null,0]
[null,null,null,null,null,null,null,null,null,null,null,null,null,null,null,null,null,null,null,null,null,null,0]
[null,null,null,null,null,null,null,null,null,null,null,null,null,null,null,null,null,null,null,null,null,null,0]
[null,null,null,null,null,null,null,null,null,null,null,null,null,null,null,null,null,null,null,null,null,null,0]
[null,null,null,null,null,null,null,null,null,null,null,null,null,null,null,null,null,null,null,null,null,null,0]
[null,null,null,null,null,null,null,null,null,null,null,null,null,null,null,null,null,null,null,null,null,null,0]
[null,null,null,null,null,null,null,null,null,null,null,null,null,null,null,null,null,null,null,null,null,null,0]
[null,null,null,null,null,null,null,null,null,null,null,null,null,null,null,null,null,null,null,null,null,null,0]
[null,null,null,null,null,null,null,null,null,null,null,null,null,null,null,null,null,null,null,null,null,null,-0.40591999999999989]
[]
[]
[]
[]
[]
[]
[]
[]
[]
[]
[]
[null,null,null,null,null,null,null,null,null,null,null,null,null,null,null,null,null,null,null,null,null,null,0]
[null,null,null,null,null,null,null,null,null,null,null,null,null,null,null,null,null,null,null,null,null,null,0]
[null,null,null,null,null,null,null,null,null,null,null,null,null,null,null,null,null,null,null,null,null,null,0]
[null,null,null,null,null,null,null,null,null,null,null,null,null,null,null,null,null,null,null,null,null,null,0]
[null,null,null,null,null,null,null,null,null,null,null,null,null,null,null,null,null,null,null,null,null,null,0]
[null,null,null,null,null,null,null,null,null,null,null,null,null,null,null,null,null,null,null,null,null,null,0]
[null,null,null,null,null,null,null,null,null,null,null,null,null,null,null,null,null,null,null,null,null,null,0]
[null,null,null,null,null,null,null,null,null,null,null,null,null,null,null,null,null,null,null,null,null,null,0]
[null,null,null,null,null,null,null,null,null,null,null,null,null,null,null,null,null,null,null,null,null,null,0]
[null,null,null,null,null,null,null,null,null,null,null,null,null,null,null,null,null,null,null,null,null,null,0]
[null,null,null,null,null,null,null,null,null,null,null,null,null,null,null,null,null,null,null,null,null,null,0]
[null,null,null,null,null,null,null,null,null,null,null,null,null,null,null,null,null,null,null,null,null,null,-0.16158000000000006]
[]
[]
[]
[]
[]
[]
[]
[]
[]
[]
[]
[]
[null,null,null,null,null,null,null,null,null,null,null,null,null,null,null,null,null,null,null,null,null,null,0]
[null,null,null,null,null,null,null,null,null,null,null,null,null,null,null,null,null,null,null,null,null,null,0]
[null,null,null,null,null,null,null,null,null,null,null,null,null,null,null,null,null,null,null,null,null,null,0]
[null,null,null,null,null,null,null,null,null,null,null,null,null,null,null,null,null,null,null,null,null,null,0]
[null,null,null,null,null,null,null,null,null,null,null,null,null,null,null,null,null,null,null,null,null,null,0]
[null,null,null,null,null,null,null,null,null,null,null,null,null,null,null,null,null,null,null,null,null,null,0]
[null,null,null,null,null,null,null,null,null,null,null,null,null,null,null,null,null,null,null,null,null,null,0]
[null,null,null,null,null,null,null,null,null,null,null,null,null,null,null,null,null,null,null,null,null,null,0]
[null,null,null,null,null,null,null,null,null,null,null,null,null,null,null,null,null,null,null,null,null,null,0]
[null,null,null,null,null,null,null,null,null,null,null,null,null,null,null,null,null,null,null,null,null,null,0]
[null,null,null,null,null,null,null,null,null,null,null,null,null,null,null,null,null,null,null,null,null,null,0]
[null,null,null,null,null,null,null,null,null,null,null,null,null,null,null,null,null,null,null,null,null,null,-0.10006999999999999]
[]
[]
[]
[]
[]
[]
[]
[]
[]
[]
[]
[]
[]
[null,null,null,null,null,null,null,null,null,null,null,null,null,null,null,null,null,null,null,null,null,null,0]
[null,null,null,null,null,null,null,null,null,null,null,null,null,null,null,null,null,null,null,null,null,null,0]
[null,null,null,null,null,null,null,null,null,null,null,null,null,null,null,null,null,null,null,null,null,null,0]
[null,null,null,null,null,null,null,null,null,null,null,null,null,null,null,null,null,null,null,null,null,null,0]
[null,null,null,null,null,null,null,null,null,null,null,null,null,null,null,null,null,null,null,null,null,null,0]
[null,null,null,null,null,null,null,null,null,null,null,null,null,null,null,null,null,null,null,null,null,null,0]
[null,null,null,null,null,null,null,null,null,null,null,null,null,null,null,null,null,null,null,null,null,null,0]
[null,null,null,null,null,null,null,null,null,null,null,null,null,null,null,null,null,null,null,null,null,null,0]
[null,null,null,null,null,null,null,null,null,null,null,null,null,null,null,null,null,null,null,null,null,null,0]
[null,null,null,null,null,null,null,null,null,null,null,null,null,null,null,null,null,null,null,null,null,null,0]
[null,null,null,null,null,null,null,null,null,null,null,null,null,null,null,null,null,null,null,null,null,null,0]
[null,null,null,null,null,null,null,null,null,null,null,null,null,null,null,null,null,null,null,null,null,null,0]
[null,null,null,null,null,null,null,null,null,null,null,null,null,null,null,null,null,null,null,null,null,null,-0.39511999999999997]
[]
[]
[]
[]
[]
[]
[]
[]
[]
[null,null,null,null,null,null,null,null,null,null,null,null,null,null,null,null,null,null,null,null,null,null,0]
[null,null,null,null,null,null,null,null,null,null,null,null,null,null,null,null,null,null,null,null,null,null,0]
[null,null,null,null,null,null,null,null,null,null,null,null,null,null,null,null,null,null,null,null,null,null,0]
[null,null,null,null,null,null,null,null,null,null,null,null,null,null,null,null,null,null,null,null,null,null,0]
[null,null,null,null,null,null,null,null,null,null,null,null,null,null,null,null,null,null,null,null,null,null,0]
[null,null,null,null,null,null,null,null,null,null,null,null,null,null,null,null,null,null,null,null,null,null,0]
[null,null,null,null,null,null,null,null,null,null,null,null,null,null,null,null,null,null,null,null,null,null,0]
[null,null,null,null,null,null,null,null,null,null,null,null,null,null,null,null,null,null,null,null,null,null,0]
[null,null,null,null,null,null,null,null,null,null,null,null,null,null,null,null,null,null,null,null,null,null,0]
[null,null,null,null,null,null,null,null,null,null,null,null,null,null,null,null,null,null,null,null,null,null,0]
[null,null,null,null,null,null,null,null,null,null,null,null,null,null,null,null,null,null,null,null,null,null,0]
[null,null,null,null,null,null,null,null,null,null,null,null,null,null,null,null,null,null,null,null,null,null,0]
[null,null,null,null,null,null,null,null,null,null,null,null,null,null,null,null,null,null,null,null,null,null,0]
[null,null,null,null,null,null,null,null,null,null,null,null,null,null,null,null,null,null,null,null,null,null,-0.2121900000000001]
[]
[]
[]
[]
[]
[]
[]
[]
[]
[]
[]
[null,null,null,null,null,null,null,null,null,null,null,null,null,null,null,null,null,null,null,null,null,null,0]
[null,null,null,null,null,null,null,null,null,null,null,null,null,null,null,null,null,null,null,null,null,null,0]
[null,null,null,null,null,null,null,null,null,null,null,null,null,null,null,null,null,null,null,null,null,null,0]
[null,null,null,null,null,null,null,null,null,null,null,null,null,null,null,null,null,null,null,null,null,null,0]
[null,null,null,null,null,null,null,null,null,null,null,null,null,null,null,null,null,null,null,null,null,null,0]
[null,null,null,null,null,null,null,null,null,null,null,null,null,null,null,null,null,null,null,null,null,null,0]
[null,null,null,null,null,null,null,null,null,null,null,null,null,null,null,null,null,null,null,null,null,null,0]
[null,null,null,null,null,null,null,null,null,null,null,null,null,null,null,null,null,null,null,null,null,null,0]
[null,null,null,null,null,null,null,null,null,null,null,null,null,null,null,null,null,null,null,null,null,null,0]
[null,null,null,null,null,null,null,null,null,null,null,null,null,null,null,null,null,null,null,null,null,null,0]
[null,null,null,null,null,null,null,null,null,null,null,null,null,null,null,null,null,null,null,null,null,null,0]
[null,null,null,null,null,null,null,null,null,null,null,null,null,null,null,null,null,null,null,null,null,null,-0.41765000000000002]
[]
[]
[]
[]
[]
[]
[]
[]
[]
[]
[]
[]
[]
[]
[]
[]
[]
[null,null,null,null,null,null,null,null,null,null,null,null,null,null,null,null,null,null,null,null,null,null,0]
[null,null,null,null,null,null,null,null,null,null,null,null,null,null,null,null,null,null,null,null,null,null,0]
[null,null,null,null,null,null,null,null,null,null,null,null,null,null,null,null,null,null,null,null,null,null,0]
[null,null,null,null,null,null,null,null,null,null,null,null,null,null,null,null,null,null,null,null,null,null,0]
[null,null,null,null,null,null,null,null,null,null,null,null,null,null,null,null,null,null,null,null,null,null,0]
[null,null,null,null,null,null,null,null,null,null,null,null,null,null,null,null,null,null,null,null,null,null,-4.819999999999991E-3]
[]
[]
[]
[]
[]
[]
[]
[]
[]
[]
[]
[]
[]
[]
[]
[null,null,null,null,null,null,null,null,null,null,null,null,null,null,null,null,null,null,null,null,null,null,0]
[null,null,null,null,null,null,null,null,null,null,null,null,null,null,null,null,null,null,null,null,null,null,0]
[null,null,null,null,null,null,null,null,null,null,null,null,null,null,null,null,null,null,null,null,null,null,0]
[null,null,null,null,null,null,null,null,null,null,null,null,null,null,null,null,null,null,null,null,null,null,0]
[null,null,null,null,null,null,null,null,null,null,null,null,null,null,null,null,null,null,null,null,null,null,0]
[null,null,null,null,null,null,null,null,null,null,null,null,null,null,null,null,null,null,null,null,null,null,0]
[null,null,null,null,null,null,null,null,null,null,null,null,null,null,null,null,null,null,null,null,null,null,0]
[null,null,null,null,null,null,null,null,null,null,null,null,null,null,null,null,null,null,null,null,null,null,0]
[null,null,null,null,null,null,null,null,null,null,null,null,null,null,null,null,null,null,null,null,null,null,0]
[null,null,null,null,null,null,null,null,null,null,null,null,null,null,null,null,null,null,null,null,null,null,0]
[null,null,null,null,null,null,null,null,null,null,null,null,null,null,null,null,null,null,null,null,null,null,-0.19506000000000007]
[]
[]
[]
[]
[]
[]
[]
[]
[]
[]
[]
[]
[]
[null,null,null,null,null,null,null,null,null,null,null,null,null,null,null,null,null,null,null,null,null,null,0]
[null,null,null,null,null,null,null,null,null,null,null,null,null,null,null,null,null,null,null,null,null,null,0]
[null,null,null,null,null,null,null,null,null,null,null,null,null,null,null,null,null,null,null,null,null,null,0]
[null,null,null,null,null,null,null,null,null,null,null,null,null,null,null,null,null,null,null,null,null,null,0]
[null,null,null,null,null,null,null,null,null,null,null,null,null,null,null,null,null,null,null,null,null,null,0]
[null,null,null,null,null,null,null,null,null,null,null,null,null,null,null,null,null,null,null,null,null,null,0]
[null,null,null,null,null,null,null,null,null,null,null,null,null,null,null,null,null,null,null,null,null,null,0]
[null,null,null,null,null,null,null,null,null,null,null,null,null,null,null,null,null,null,null,null,null,null,-6.0799999999999743E-3]
[]
[]
[]
[]
[]
[]
[]
[]
[]
[]
[]
[]
[]
[]
[]
[null,null,null,null,null,null,null,null,null,null,null,null,null,null,null,null,null,null,null,null,null,null,0]
[null,null,null,null,null,null,null,null,null,null,null,null,null,null,null,null,null,null,null,null,null,null,0]
[null,null,null,null,null,null,null,null,null,null,null,null,null,null,null,null,null,null,null,null,null,null,0]
[null,null,null,null,null,null,null,null,null,null,null,null,null,null,null,null,null,null,null,null,null,null,0]
[null,null,null,null,null,null,null,null,null,null,null,null,null,null,null,null,null,null,null,null,null,null,0]
[null,null,null,null,null,null,null,null,null,null,null,null,null,null,null,null,null,null,null,null,null,null,0]
[null,null,null,null,null,null,null,null,null,null,null,null,null,null,null,null,null,null,null,null,null,null,0]
[null,null,null,null,null,null,null,null,null,null,null,null,null,null,null,null,null,null,null,null,null,null,0]
[null,null,null,null,null,null,null,null,null,null,null,null,null,null,null,null,null,null,null,null,null,null,0]
[null,null,null,null,null,null,null,null,null,null,null,null,null,null,null,null,null,null,null,null,null,null,-0.22929999999999995]
[]
[]
[]
[]
[]
[]
[]
[]
[]
[]
[]
[]
[]
[]
[]
[]
[]
[null,null,null,null,null,null,null,null,null,null,null,null,null,null,null,null,null,null,null,null,null,null,0]
[null,null,null,null,null,null,null,null,null,null,null,null,null,null,null,null,null,null,null,null,null,null,0]
[null,null,null,null,null,null,null,null,null,null,null,null,null,null,null,null,null,null,null,null,null,null,-0.39669000000000004]
[null,null,null,null,null,null,null,null,null,null,null,null,null,null,null,null,null,null,null,null,null,null,0]
[null,null,null,null,null,null,null,null,null,null,null,null,null,null,null,null,null,null,null,null,null,null,0]
[null,null,null,null,null,null,null,null,null,null,null,null,null,null,null,null,null,null,null,null,null,null,-0.14423999999999998]
[]
[]
[]
[]
[]
[]
[]
[]
[]
[]
[]
[]
[]
[]
[]
[]
[]
[null,null,null,null,null,null,null,null,null,null,null,null,null,null,null,null,null,null,null,null,null,null,0]
[null,null,null,null,null,null,null,null,null,null,null,null,null,null,null,null,null,null,null,null,null,null,-0.16657]
[]
[null,null,null,null,null,null,null,null,null,null,null,null,null,null,null,null,null,null,null,null,null,null,0]
[null,null,null,null,null,null,null,null,null,null,null,null,null,null,null,null,null,null,null,null,null,null,0]
[null,null,null,null,null,null,null,null,null,null,null,null,null,null,null,null,null,null,null,null,null,null,0]
[null,null,null,null,null,null,null,null,null,null,null,null,null,null,null,null,null,null,null,null,null,null,0]
[null,null,null,null,null,null,null,null,null,null,null,null,null,null,null,null,null,null,null,null,null,null,0]
[null,null,null,null,null,null,null,null,null,null,null,null,null,null,null,null,null,null,null,null,null,null,0]
[null,null,null,null,null,null,null,null,null,null,null,null,null,null,null,null,null,null,null,null,null,null,-0.38678999999999997]
[]
[]
[]
[]
[]
[]
[]
[]
[]
[]
[]
[]
[]
[]
[]
[]
[null,null,null,null,null,null,null,null,null,null,null,null,null,null,null,null,null,null,null,null,null,null,0,0]
[null,null,null,null,null,null,null,null,null,null,null,null,null,null,null,null,null,null,null,null,null,null,0,0]
[null,null,null,null,null,null,null,null,null,null,null,null,null,null,null,null,null,null,null,null,null,null,0,0]
[null,null,null,null,null,null,null,null,null,null,null,null,null,null,null,null,null,null,null,null,null,null,0,0]
[null,null,null,null,null,null,null,null,null,null,null,null,null,null,null,null,null,null,null,null,null,null,0,0]
[null,null,null,null,null,null,null,null,null,null,null,null,null,null,null,null,null,null,null,null,null,null,0,0]
[null,null,null,null,null,null,null,null,null,null,null,null,null,null,null,null,null,null,null,null,null,null,-0.21298000000000006,-0.21298000000000006]
[]
[]
[]
[]
[]
[]
[]
[]
[]
[]
[]
[]
[null,null,null,null,null,null,null,null,null,null,null,null,null,null,null,null,null,null,null,null,null,null,0]
[null,null,null,null,null,null,null,null,null,null,null,null,null,null,null,null,null,null,null,null,null,null,0]
[null,null,null,null,null,null,null,null,null,null,null,null,null,null,null,null,null,null,null,null,null,null,0]
[null,null,null,null,null,null,null,null,null,null,null,null,null,null,null,null,null,null,null,null,null,null,0]
[null,null,null,null,null,null,null,null,null,null,null,null,null,null,null,null,null,null,null,null,null,null,0]
[null,null,null,null,null,null,null,null,null,null,null,null,null,null,null,null,null,null,null,null,null,null,0]
[null,null,null,null,null,null,null,null,null,null,null,null,null,null,null,null,null,null,null,null,null,null,0]
[null,null,null,null,null,null,null,null,null,null,null,null,null,null,null,null,null,null,null,null,null,null,0]
[null,null,null,null,null,null,null,null,null,null,null,null,null,null,null,null,null,null,null,null,null,null,0]
[null,null,null,null,null,null,null,null,null,null,null,null,null,null,null,null,null,null,null,null,null,null,0]
[null,null,null,null,null,null,null,null,null,null,null,null,null,null,null,null,null,null,null,null,null,null,-0.24179000000000012]
[]
[]
[]
[]
[]
[]
[]
[]
[]
[]
[]
[]
[]
[]
[]
[]
[]
[]
[]
[]
[]
[]
[]
[]
[]
[]
[]
[]
[]
[]
[]
[]
[]
[]
[]
[]
[]
[null,null,null,null,null,null,null,null,null,null,null,null,null,null,null,null,null,null,null,null,null,null,0]
[null,null,null,null,null,null,null,null,null,null,null,null,null,null,null,null,null,null,null,null,null,null,0]
[null,null,null,null,null,null,null,null,null,null,null,null,null,null,null,null,null,null,null,null,null,null,0]
[null,null,null,null,null,null,null,null,null,null,null,null,null,null,null,null,null,null,null,null,null,null,0]
[null,null,null,null,null,null,null,null,null,null,null,null,null,null,null,null,null,null,null,null,null,null,0]
[null,null,null,null,null,null,null,null,null,null,null,null,null,null,null,null,null,null,null,null,null,null,0]
[null,null,null,null,null,null,null,null,null,null,null,null,null,null,null,null,null,null,null,null,null,null,0]
[null,null,null,null,null,null,null,null,null,null,null,null,null,null,null,null,null,null,null,null,null,null,0]
[null,null,null,null,null,null,null,null,null,null,null,null,null,null,null,null,null,null,null,null,null,null,0]
[null,null,null,null,null,null,null,null,null,null,null,null,null,null,null,null,null,null,null,null,null,null,0]
[null,null,null,null,null,null,null,null,null,null,null,null,null,null,null,null,null,null,null,null,null,null,0]
[null,null,null,null,null,null,null,null,null,null,null,null,null,null,null,null,null,null,null,null,null,null,-0.23658000000000001]
[]
[]
[]
[]
[]
[]
[]
[]
[]
[]
[]
[]
[null,null,null,null,null,null,null,null,null,null,null,null,null,null,null,null,null,null,null,null,null,null,0]
[null,null,null,null,null,null,null,null,null,null,null,null,null,null,null,null,null,null,null,null,null,null,0]
[null,null,null,null,null,null,null,null,null,null,null,null,null,null,null,null,null,null,null,null,null,null,0]
[null,null,null,null,null,null,null,null,null,null,null,null,null,null,null,null,null,null,null,null,null,null,0]
[null,null,null,null,null,null,null,null,null,null,null,null,null,null,null,null,null,null,null,null,null,null,0]
[null,null,null,null,null,null,null,null,null,null,null,null,null,null,null,null,null,null,null,null,null,null,0]
[null,null,null,null,null,null,null,null,null,null,null,null,null,null,null,null,null,null,null,null,null,null,0]
[null,null,null,null,null,null,null,null,null,null,null,null,null,null,null,null,null,null,null,null,null,null,0]
[null,null,null,null,null,null,null,null,null,null,null,null,null,null,null,null,null,null,null,null,null,null,0]
[null,null,null,null,null,null,null,null,null,null,null,null,null,null,null,null,null,null,null,null,null,null,0]
[null,null,null,null,null,null,null,null,null,null,null,null,null,null,null,null,null,null,null,null,null,null,0]
[null,null,null,null,null,null,null,null,null,null,null,null,null,null,null,null,null,null,null,null,null,null,0]
[null,null,null,null,null,null,null,null,null,null,null,null,null,null,null,null,null,null,null,null,null,null,-0.41791]
[]
[]
[]
[]
[]
[]
[]
[]
[]
[]
[]
[null,null,null,null,null,null,null,null,null,null,null,null,null,null,null,null,null,null,null,null,null,null,0]
[null,null,null,null,null,null,null,null,null,null,null,null,null,null,null,null,null,null,null,null,null,null,0]
[null,null,null,null,null,null,null,null,null,null,null,null,null,null,null,null,null,null,null,null,null,null,0]
[null,null,null,null,null,null,null,null,null,null,null,null,null,null,null,null,null,null,null,null,null,null,0]
[null,null,null,null,null,null,null,null,null,null,null,null,null,null,null,null,null,null,null,null,null,null,0]
[null,null,null,null,null,null,null,null,null,null,null,null,null,null,null,null,null,null,null,null,null,null,0]
[null,null,null,null,null,null,null,null,null,null,null,null,null,null,null,null,null,null,null,null,null,null,0]
[null,null,null,null,null,null,null,null,null,null,null,null,null,null,null,null,null,null,null,null,null,null,0]
[null,null,null,null,null,null,null,null,null,null,null,null,null,null,null,null,null,null,null,null,null,null,0]
[null,null,null,null,null,null,null,null,null,null,null,null,null,null,null,null,null,null,null,null,null,null,0]
[null,null,null,null,null,null,null,null,null,null,null,null,null,null,null,null,null,null,null,null,null,null,0]
[null,null,null,null,null,null,null,null,null,null,null,null,null,null,null,null,null,null,null,null,null,null,0]
[null,null,null,null,null,null,null,null,null,null,null,null,null,null,null,null,null,null,null,null,null,null,0]
[null,null,null,null,null,null,null,null,null,null,null,null,null,null,null,null,null,null,null,null,null,null,-0.48605999999999999]
[]
[]
[]
[]
[]
[]
[]
[]
[]
[]
[]
[]
[]
[]
[]
[null,null,null,null,null,null,null,null,null,null,null,null,null,null,null,null,null,null,null,null,null,null,0]
[null,null,null,null,null,null,null,null,null,null,null,null,null,null,null,null,null,null,null,null,null,null,-6.5299999999999248E-3]
[null,null,null,null,null,null,null,null,null,null,null,null,null,null,null,null,null,null,null,null,null,null,0]
[null,null,null,null,null,null,null,null,null,null,null,null,null,null,null,null,null,null,null,null,null,null,0]
[null,null,null,null,null,null,null,null,null,null,null,null,null,null,null,null,null,null,null,null,null,null,0]
[null,null,null,null,null,null,null,null,null,null,null,null,null,null,null,null,null,null,null,null,null,null,-0.12346000000000001]
[]
[]
[]
[]
[]
[]
[]
[]
[]
[]
[]
[]
[]
[]
[null,null,null,null,null,null,null,null,null,null,null,null,null,null,null,null,null,null,null,null,null,null,0]
[null,null,null,null,null,null,null,null,null,null,null,null,null,null,null,null,null,null,null,null,null,null,0]
[null,null,null,null,null,null,null,null,null,null,null,null,null,null,null,null,null,null,null,null,null,null,-3.2009999999999983E-2]
[]
[null,null,null,null,null,null,null,null,null,null,null,null,null,null,null,null,null,null,null,null,null,null,0]
[null,null,null,null,null,null,null,null,null,null,null,null,null,null,null,null,null,null,null,null,null,null,0]
[null,null,null,null,null,null,null,null,null,null,null,null,null,null,null,null,null,null,null,null,null,null,0]
[null,null,null,null,null,null,null,null,null,null,null,null,null,null,null,null,null,null,null,null,null,null,0]
[null,null,null,null,null,null,null,null,null,null,null,null,null,null,null,null,null,null,null,null,null,null,0]
[null,null,null,null,null,null,null,null,null,null,null,null,null,null,null,null,null,null,null,null,null,null,0]
[null,null,null,null,null,null,null,null,null,null,null,null,null,null,null,null,null,null,null,null,null,null,0]
[null,null,null,null,null,null,null,null,null,null,null,null,null,null,null,null,null,null,null,null,null,null,-1.910999999999996E-2]
[]
[]
[]
[]
[]
[]
[]
[]
[]
[]
[]
[null,null,null,null,null,null,null,null,null,null,null,null,null,null,null,null,null,null,null,null,null,null,0]
[null,null,null,null,null,null,null,null,null,null,null,null,null,null,null,null,null,null,null,null,null,null,0]
[null,null,null,null,null,null,null,null,null,null,null,null,null,null,null,null,null,null,null,null,null,null,0]
[null,null,null,null,null,null,null,null,null,null,null,null,null,null,null,null,null,null,null,null,null,null,0]
[null,null,null,null,null,null,null,null,null,null,null,null,null,null,null,null,null,null,null,null,null,null,0]
[null,null,null,null,null,null,null,null,null,null,null,null,null,null,null,null,null,null,null,null,null,null,0]
[null,null,null,null,null,null,null,null,null,null,null,null,null,null,null,null,null,null,null,null,null,null,0]
[null,null,null,null,null,null,null,null,null,null,null,null,null,null,null,null,null,null,null,null,null,null,0]
[null,null,null,null,null,null,null,null,null,null,null,null,null,null,null,null,null,null,null,null,null,null,0]
[null,null,null,null,null,null,null,null,null,null,null,null,null,null,null,null,null,null,null,null,null,null,0]
[null,null,null,null,null,null,null,null,null,null,null,null,null,null,null,null,null,null,null,null,null,null,0]
[null,null,null,null,null,null,null,null,null,null,null,null,null,null,null,null,null,null,null,null,null,null,0]
[null,null,null,null,null,null,null,null,null,null,null,null,null,null,null,null,null,null,null,null,null,null,-5.5250000000000021E-2]
[]
[]
[]
[]
[]
[]
[]
[]
[]
[]
[]
[null,null,null,null,null,null,null,null,null,null,null,null,null,null,null,null,null,null,null,null,null,null,0]
[null,null,null,null,null,null,null,null,null,null,null,null,null,null,null,null,null,null,null,null,null,null,0]
[null,null,null,null,null,null,null,null,null,null,null,null,null,null,null,null,null,null,null,null,null,null,0]
[null,null,null,null,null,null,null,null,null,null,null,null,null,null,null,null,null,null,null,null,null,null,0]
[null,null,null,null,null,null,null,null,null,null,null,null,null,null,null,null,null,null,null,null,null,null,0]
[null,null,null,null,null,null,null,null,null,null,null,null,null,null,null,null,null,null,null,null,null,null,0]
[null,null,null,null,null,null,null,null,null,null,null,null,null,null,null,null,null,null,null,null,null,null,0]
[null,null,null,null,null,null,null,null,null,null,null,null,null,null,null,null,null,null,null,null,null,null,0]
[null,null,null,null,null,null,null,null,null,null,null,null,null,null,null,null,null,null,null,null,null,null,0]
[null,null,null,null,null,null,null,null,null,null,null,null,null,null,null,null,null,null,null,null,null,null,0]
[null,null,null,null,null,null,null,null,null,null,null,null,null,null,null,null,null,null,null,null,null,null,0]
[null,null,null,null,null,null,null,null,null,null,null,null,null,null,null,null,null,null,null,null,null,null,0]
[null,null,null,null,null,null,null,null,null,null,null,null,null,null,null,null,null,null,null,null,null,null,0]
[null,null,null,null,null,null,null,null,null,null,null,null,null,null,null,null,null,null,null,null,null,null,-0.52328000000000008]
[]
[]
[]
[]
[]
[]
[]
[]
[]
[]
[null,null,null,null,null,null,null,null,null,null,null,null,null,null,null,null,null,null,null,null,null,null,0]
[null,null,null,null,null,null,null,null,null,null,null,null,null,null,null,null,null,null,null,null,null,null,0]
[null,null,null,null,null,null,null,null,null,null,null,null,null,null,null,null,null,null,null,null,null,null,0]
[null,null,null,null,null,null,null,null,null,null,null,null,null,null,null,null,null,null,null,null,null,null,0]
[null,null,null,null,null,null,null,null,null,null,null,null,null,null,null,null,null,null,null,null,null,null,0]
[null,null,null,null,null,null,null,null,null,null,null,null,null,null,null,null,null,null,null,null,null,null,0]
[null,null,null,null,null,null,null,null,null,null,null,null,null,null,null,null,null,null,null,null,null,null,0]
[null,null,null,null,null,null,null,null,null,null,null,null,null,null,null,null,null,null,null,null,null,null,0]
[null,null,null,null,null,null,null,null,null,null,null,null,null,null,null,null,null,null,null,null,null,null,-0.20943000000000001]
[]
[]
[]
[]
[]
[]
[]
[]
[]
[]
[]
[]
[]
[]
[]
[]
[]
[null,null,null,null,null,null,null,null,null,null,null,null,null,null,null,null,null,null,null,null,null,null,0]
[null,null,null,null,null,null,null,null,null,null,null,null,null,null,null,null,null,null,null,null,null,null,0]
[null,null,null,null,null,null,null,null,null,null,null,null,null,null,null,null,null,null,null,null,null,null,0]
[null,null,null,null,null,null,null,null,null,null,null,null,null,null,null,null,null,null,null,null,null,null,0]
[null,null,null,null,null,null,null,null,null,null,null,null,null,null,null,null,null,null,null,null,null,null,0]
[null,null,null,null,null,null,null,null,null,null,null,null,null,null,null,null,null,null,null,null,null,null,0]
[null,null,null,null,null,null,null,null,null,null,null,null,null,null,null,null,null,null,null,null,null,null,0]
[null,null,null,null,null,null,null,null,null,null,null,null,null,null,null,null,null,null,null,null,null,null,0]
[null,null,null,null,null,null,null,null,null,null,null,null,null,null,null,null,null,null,null,null,null,null,0]
[null,null,null,null,null,null,null,null,null,null,null,null,null,null,null,null,null,null,null,null,null,null,0]
[null,null,null,null,null,null,null,null,null,null,null,null,null,null,null,null,null,null,null,null,null,null,0]
[null,null,null,null,null,null,null,null,null,null,null,null,null,null,null,null,null,null,null,null,null,null,-0.35927000000000003]
[]
[]
[]
[]
[]
[]
[]
[]
[]
[]
[]
[]
[]
[]
[null,null,null,null,null,null,null,null,null,null,null,null,null,null,null,null,null,null,null,null,null,null,0]
[null,null,null,null,null,null,null,null,null,null,null,null,null,null,null,null,null,null,null,null,null,null,0]
[null,null,null,null,null,null,null,null,null,null,null,null,null,null,null,null,null,null,null,null,null,null,0]
[null,null,null,null,null,null,null,null,null,null,null,null,null,null,null,null,null,null,null,null,null,null,0]
[null,null,null,null,null,null,null,null,null,null,null,null,null,null,null,null,null,null,null,null,null,null,0]
[null,null,null,null,null,null,null,null,null,null,null,null,null,null,null,null,null,null,null,null,null,null,0]
[null,null,null,null,null,null,null,null,null,null,null,null,null,null,null,null,null,null,null,null,null,null,0]
[null,null,null,null,null,null,null,null,null,null,null,null,null,null,null,null,null,null,null,null,null,null,0]
[null,null,null,null,null,null,null,null,null,null,null,null,null,null,null,null,null,null,null,null,null,null,-0.17122000000000004]
[]
[]
[]
[]
[]
[]
[]
[]
[]
[]
[]
[]
[]
[]
[]
[]
[]
[null,null,null,null,null,null,null,null,null,null,null,null,null,null,null,null,null,null,null,null,null,null,0]
[null,null,null,null,null,null,null,null,null,null,null,null,null,null,null,null,null,null,null,null,null,null,0]
[null,null,null,null,null,null,null,null,null,null,null,null,null,null,null,null,null,null,null,null,null,null,0]
[null,null,null,null,null,null,null,null,null,null,null,null,null,null,null,null,null,null,null,null,null,null,0]
[null,null,null,null,null,null,null,null,null,null,null,null,null,null,null,null,null,null,null,null,null,null,0]
[null,null,null,null,null,null,null,null,null,null,null,null,null,null,null,null,null,null,null,null,null,null,0]
[null,null,null,null,null,null,null,null,null,null,null,null,null,null,null,null,null,null,null,null,null,null,-0.15112999999999993]
[]
[]
[]
[]
[]
[]
[]
[]
[]
[]
[]
[]
[]
[null,null,null,null,null,null,null,null,null,null,null,null,null,null,null,null,null,null,null,null,null,null,0]
[null,null,null,null,null,null,null,null,null,null,null,null,null,null,null,null,null,null,null,null,null,null,0]
[null,null,null,null,null,null,null,null,null,null,null,null,null,null,null,null,null,null,null,null,null,null,0]
[null,null,null,null,null,null,null,null,null,null,null,null,null,null,null,null,null,null,null,null,null,null,0]
[null,null,null,null,null,null,null,null,null,null,null,null,null,null,null,null,null,null,null,null,null,null,0]
[null,null,null,null,null,null,null,null,null,null,null,null,null,null,null,null,null,null,null,null,null,null,0]
[null,null,null,null,null,null,null,null,null,null,null,null,null,null,null,null,null,null,null,null,null,null,0]
[null,null,null,null,null,null,null,null,null,null,null,null,null,null,null,null,null,null,null,null,null,null,0]
[null,null,null,null,null,null,null,null,null,null,null,null,null,null,null,null,null,null,null,null,null,null,0]
[null,null,null,null,null,null,null,null,null,null,null,null,null,null,null,null,null,null,null,null,null,null,0]
[null,null,null,null,null,null,null,null,null,null,null,null,null,null,null,null,null,null,null,null,null,null,0]
[null,null,null,null,null,null,null,null,null,null,null,null,null,null,null,null,null,null,null,null,null,null,-0.43914000000000003]
[]
[]
[]
[]
[]
[]
[]
[]
[]
[]
[]
[]
[null,null,null,null,null,null,null,null,null,null,null,null,null,null,null,null,null,null,null,null,null,null,0]
[null,null,null,null,null,null,null,null,null,null,null,null,null,null,null,null,null,null,null,null,null,null,0]
[null,null,null,null,null,null,null,null,null,null,null,null,null,null,null,null,null,null,null,null,null,null,0]
[null,null,null,null,null,null,null,null,null,null,null,null,null,null,null,null,null,null,null,null,null,null,-4.6250000000000013E-2]
[]
[null,null,null,null,null,null,null,null,null,null,null,null,null,null,null,null,null,null,null,null,null,null,0]
[null,null,null,null,null,null,null,null,null,null,null,null,null,null,null,null,null,null,null,null,null,null,0]
[null,null,null,null,null,null,null,null,null,null,null,null,null,null,null,null,null,null,null,null,null,null,0]
[null,null,null,null,null,null,null,null,null,null,null,null,null,null,null,null,null,null,null,null,null,null,-3.3020000000000049E-2]
[]
[]
[]
[]
[]
[]
[]
[]
[]
[]
[]
[]
[]
[null,null,null,null,null,null,null,null,null,null,null,null,null,null,null,null,null,null,null,null,null,null,0]
[null,null,null,null,null,null,null,null,null,null,null,null,null,null,null,null,null,null,null,null,null,null,0]
[null,null,null,null,null,null,null,null,null,null,null,null,null,null,null,null,null,null,null,null,null,null,0]
[null,null,null,null,null,null,null,null,null,null,null,null,null,null,null,null,null,null,null,null,null,null,0]
[null,null,null,null,null,null,null,null,null,null,null,null,null,null,null,null,null,null,null,null,null,null,0]
[null,null,null,null,null,null,null,null,null,null,null,null,null,null,null,null,null,null,null,null,null,null,0]
[null,null,null,null,null,null,null,null,null,null,null,null,null,null,null,null,null,null,null,null,null,null,0]
[null,null,null,null,null,null,null,null,null,null,null,null,null,null,null,null,null,null,null,null,null,null,0]
[null,null,null,null,null,null,null,null,null,null,null,null,null,null,null,null,null,null,null,null,null,null,0]
[null,null,null,null,null,null,null,null,null,null,null,null,null,null,null,null,null,null,null,null,null,null,0]
[null,null,null,null,null,null,null,null,null,null,null,null,null,null,null,null,null,null,null,null,null,null,0]
[null,null,null,null,null,null,null,null,null,null,null,null,null,null,null,null,null,null,null,null,null,null,0]
[null,null,null,null,null,null,null,null,null,null,null,null,null,null,null,null,null,null,null,null,null,null,0]
[null,null,null,null,null,null,null,null,null,null,null,null,null,null,null,null,null,null,null,null,null,null,-0.31813999999999992]
[]
[]
[]
[]
[]
[]
[]
[]
[]
[]
[null,null,null,null,null,null,null,null,null,null,null,null,null,null,null,null,null,null,null,null,null,null,0]
[null,null,null,null,null,null,null,null,null,null,null,null,null,null,null,null,null,null,null,null,null,null,0]
[null,null,null,null,null,null,null,null,null,null,null,null,null,null,null,null,null,null,null,null,null,null,0]
[null,null,null,null,null,null,null,null,null,null,null,null,null,null,null,null,null,null,null,null,null,null,0]
[null,null,null,null,null,null,null,null,null,null,null,null,null,null,null,null,null,null,null,null,null,null,0]
[null,null,null,null,null,null,null,null,null,null,null,null,null,null,null,null,null,null,null,null,null,null,-0.19780999999999985]
[]
[]
[]
[]
[]
[]
[]
[]
[]
[]
[]
[]
[]
[]
[]
[]
[]
[]
[null,null,null,null,null,null,null,null,null,null,null,null,null,null,null,null,null,null,null,null,null,null,0]
[null,null,null,null,null,null,null,null,null,null,null,null,null,null,null,null,null,null,null,null,null,null,0]
[null,null,null,null,null,null,null,null,null,null,null,null,null,null,null,null,null,null,null,null,null,null,0]
[null,null,null,null,null,null,null,null,null,null,null,null,null,null,null,null,null,null,null,null,null,null,0]
[null,null,null,null,null,null,null,null,null,null,null,null,null,null,null,null,null,null,null,null,null,null,0]
[null,null,null,null,null,null,null,null,null,null,null,null,null,null,null,null,null,null,null,null,null,null,0]
[null,null,null,null,null,null,null,null,null,null,null,null,null,null,null,null,null,null,null,null,null,null,0]
[null,null,null,null,null,null,null,null,null,null,null,null,null,null,null,null,null,null,null,null,null,null,0]
[null,null,null,null,null,null,null,null,null,null,null,null,null,null,null,null,null,null,null,null,null,null,0]
[null,null,null,null,null,null,null,null,null,null,null,null,null,null,null,null,null,null,null,null,null,null,0]
[null,null,null,null,null,null,null,null,null,null,null,null,null,null,null,null,null,null,null,null,null,null,0]
[null,null,null,null,null,null,null,null,null,null,null,null,null,null,null,null,null,null,null,null,null,null,0]
[null,null,null,null,null,null,null,null,null,null,null,null,null,null,null,null,null,null,null,null,null,null,-0.42022000000000004]
[]
[]
[]
[]
[]
[]
[]
[]
[]
[]
[]
[null,null,null,null,null,null,null,null,null,null,null,null,null,null,null,null,null,null,null,null,null,null,0]
[null,null,null,null,null,null,null,null,null,null,null,null,null,null,null,null,null,null,null,null,null,null,0]
[null,null,null,null,null,null,null,null,null,null,null,null,null,null,null,null,null,null,null,null,null,null,0]
[null,null,null,null,null,null,null,null,null,null,null,null,null,null,null,null,null,null,null,null,null,null,0]
[null,null,null,null,null,null,null,null,null,null,null,null,null,null,null,null,null,null,null,null,null,null,0]
[null,null,null,null,null,null,null,null,null,null,null,null,null,null,null,null,null,null,null,null,null,null,0]
[null,null,null,null,null,null,null,null,null,null,null,null,null,null,null,null,null,null,null,null,null,null,0]
[null,null,null,null,null,null,null,null,null,null,null,null,null,null,null,null,null,null,null,null,null,null,0]
[null,null,null,null,null,null,null,null,null,null,null,null,null,null,null,null,null,null,null,null,null,null,0]
[null,null,null,null,null,null,null,null,null,null,null,null,null,null,null,null,null,null,null,null,null,null,0]
[null,null,null,null,null,null,null,null,null,null,null,null,null,null,null,null,null,null,null,null,null,null,0]
[null,null,null,null,null,null,null,null,null,null,null,null,null,null,null,null,null,null,null,null,null,null,0]
[null,null,null,null,null,null,null,null,null,null,null,null,null,null,null,null,null,null,null,null,null,null,0]
[null,null,null,null,null,null,null,null,null,null,null,null,null,null,null,null,null,null,null,null,null,null,-0.27696999999999983]
[]
[]
[]
[]
[]
[]
[]
[]
[]
[]
[]
[null,null,null,null,null,null,null,null,null,null,null,null,null,null,null,null,null,null,null,null,null,null,0]
[null,null,null,null,null,null,null,null,null,null,null,null,null,null,null,null,null,null,null,null,null,null,0]
[null,null,null,null,null,null,null,null,null,null,null,null,null,null,null,null,null,null,null,null,null,null,0]
[null,null,null,null,null,null,null,null,null,null,null,null,null,null,null,null,null,null,null,null,null,null,0]
[null,null,null,null,null,null,null,null,null,null,null,null,null,null,null,null,null,null,null,null,null,null,0]
[null,null,null,null,null,null,null,null,null,null,null,null,null,null,null,null,null,null,null,null,null,null,0]
[null,null,null,null,null,null,null,null,null,null,null,null,null,null,null,null,null,null,null,null,null,null,0]
[null,null,null,null,null,null,null,null,null,null,null,null,null,null,null,null,null,null,null,null,null,null,0]
[null,null,null,null,null,null,null,null,null,null,null,null,null,null,null,null,null,null,null,null,null,null,0]
[null,null,null,null,null,null,null,null,null,null,null,null,null,null,null,null,null,null,null,null,null,null,0]
[null,null,null,null,null,null,null,null,null,null,null,null,null,null,null,null,null,null,null,null,null,null,0]
[null,null,null,null,null,null,null,null,null,null,null,null,null,null,null,null,null,null,null,null,null,null,-0.31738999999999984]
[]
[]
[]
[]
[]
[]
[]
[]
[]
[]
[]
[]
[]
[]
[]
[]
[null,null,null,null,null,null,null,null,null,null,null,null,null,null,null,null,null,null,null,null,null,null,0]
[null,null,null,null,null,null,null,null,null,null,null,null,null,null,null,null,null,null,null,null,null,null,0]
[null,null,null,null,null,null,null,null,null,null,null,null,null,null,null,null,null,null,null,null,null,null,0]
[null,null,null,null,null,null,null,null,null,null,null,null,null,null,null,null,null,null,null,null,null,null,0]
[null,null,null,null,null,null,null,null,null,null,null,null,null,null,null,null,null,null,null,null,null,null,0]
[null,null,null,null,null,null,null,null,null,null,null,null,null,null,null,null,null,null,null,null,null,null,0]
[null,null,null,null,null,null,null,null,null,null,null,null,null,null,null,null,null,null,null,null,null,null,0]
[null,null,null,null,null,null,null,null,null,null,null,null,null,null,null,null,null,null,null,null,null,null,-0.30869000000000002]
[]
[]
[]
[]
[]
[]
[]
[]
[]
[]
[]
[]
[null,null,null,null,null,null,null,null,null,null,null,null,null,null,null,null,null,null,null,null,null,null,0]
[null,null,null,null,null,null,null,null,null,null,null,null,null,null,null,null,null,null,null,null,null,null,0]
[null,null,null,null,null,null,null,null,null,null,null,null,null,null,null,null,null,null,null,null,null,null,0]
[null,null,null,null,null,null,null,null,null,null,null,null,null,null,null,null,null,null,null,null,null,null,0]
[null,null,null,null,null,null,null,null,null,null,null,null,null,null,null,null,null,null,null,null,null,null,0]
[null,null,null,null,null,null,null,null,null,null,null,null,null,null,null,null,null,null,null,null,null,null,0]
[null,null,null,null,null,null,null,null,null,null,null,null,null,null,null,null,null,null,null,null,null,null,0]
[null,null,null,null,null,null,null,null,null,null,null,null,null,null,null,null,null,null,null,null,null,null,0]
[null,null,null,null,null,null,null,null,null,null,null,null,null,null,null,null,null,null,null,null,null,null,0]
[null,null,null,null,null,null,null,null,null,null,null,null,null,null,null,null,null,null,null,null,null,null,0]
[null,null,null,null,null,null,null,null,null,null,null,null,null,null,null,null,null,null,null,null,null,null,0]
[null,null,null,null,null,null,null,null,null,null,null,null,null,null,null,null,null,null,null,null,null,null,-0.19786999999999993]
[]
[]
[]
[]
[]
[]
[]
[]
[]
[]
[]
[]
[]
[null,null,null,null,null,null,null,null,null,null,null,null,null,null,null,null,null,null,null,null,null,null,0]
[null,null,null,null,null,null,null,null,null,null,null,null,null,null,null,null,null,null,null,null,null,null,0]
[null,null,null,null,null,null,null,null,null,null,null,null,null,null,null,null,null,null,null,null,null,null,0]
[null,null,null,null,null,null,null,null,null,null,null,null,null,null,null,null,null,null,null,null,null,null,0]
[null,null,null,null,null,null,null,null,null,null,null,null,null,null,null,null,null,null,null,null,null,null,0]
[null,null,null,null,null,null,null,null,null,null,null,null,null,null,null,null,null,null,null,null,null,null,0]
[null,null,null,null,null,null,null,null,null,null,null,null,null,null,null,null,null,null,null,null,null,null,0]
[null,null,null,null,null,null,null,null,null,null,null,null,null,null,null,null,null,null,null,null,null,null,0]
[null,null,null,null,null,null,null,null,null,null,null,null,null,null,null,null,null,null,null,null,null,null,0]
[null,null,null,null,null,null,null,null,null,null,null,null,null,null,null,null,null,null,null,null,null,null,-0.37768999999999997]
[]
[]
[]
[]
[]
[]
[]
[]
[]
[]
[]
[]
[null,null,null,null,null,null,null,null,null,null,null,null,null,null,null,null,null,null,null,null,null,null,0]
[null,null,null,null,null,null,null,null,null,null,null,null,null,null,null,null,null,null,null,null,null,null,0]
[null,null,null,null,null,null,null,null,null,null,null,null,null,null,null,null,null,null,null,null,null,null,0]
[null,null,null,null,null,null,null,null,null,null,null,null,null,null,null,null,null,null,null,null,null,null,0]
[null,null,null,null,null,null,null,null,null,null,null,null,null,null,null,null,null,null,null,null,null,null,0]
[null,null,null,null,null,null,null,null,null,null,null,null,null,null,null,null,null,null,null,null,null,null,0]
[null,null,null,null,null,null,null,null,null,null,null,null,null,null,null,null,null,null,null,null,null,null,0]
[null,null,null,null,null,null,null,null,null,null,null,null,null,null,null,null,null,null,null,null,null,null,0]
[null,null,null,null,null,null,null,null,null,null,null,null,null,null,null,null,null,null,null,null,null,null,0]
[null,null,null,null,null,null,null,null,null,null,null,null,null,null,null,null,null,null,null,null,null,null,0]
[null,null,null,null,null,null,null,null,null,null,null,null,null,null,null,null,null,null,null,null,null,null,0]
[null,null,null,null,null,null,null,null,null,null,null,null,null,null,null,null,null,null,null,null,null,null,0]
[null,null,null,null,null,null,null,null,null,null,null,null,null,null,null,null,null,null,null,null,null,null,-2.9669999999999919E-2]
[]
[]
[]
[]
[]
[]
[]
[]
[]
[]
[]
[null,null,null,null,null,null,null,null,null,null,null,null,null,null,null,null,null,null,null,null,null,null,0]
[null,null,null,null,null,null,null,null,null,null,null,null,null,null,null,null,null,null,null,null,null,null,0]
[null,null,null,null,null,null,null,null,null,null,null,null,null,null,null,null,null,null,null,null,null,null,0]
[null,null,null,null,null,null,null,null,null,null,null,null,null,null,null,null,null,null,null,null,null,null,0]
[null,null,null,null,null,null,null,null,null,null,null,null,null,null,null,null,null,null,null,null,null,null,0]
[null,null,null,null,null,null,null,null,null,null,null,null,null,null,null,null,null,null,null,null,null,null,0]
[null,null,null,null,null,null,null,null,null,null,null,null,null,null,null,null,null,null,null,null,null,null,0]
[null,null,null,null,null,null,null,null,null,null,null,null,null,null,null,null,null,null,null,null,null,null,0]
[null,null,null,null,null,null,null,null,null,null,null,null,null,null,null,null,null,null,null,null,null,null,0]
[null,null,null,null,null,null,null,null,null,null,null,null,null,null,null,null,null,null,null,null,null,null,0]
[null,null,null,null,null,null,null,null,null,null,null,null,null,null,null,null,null,null,null,null,null,null,0]
[null,null,null,null,null,null,null,null,null,null,null,null,null,null,null,null,null,null,null,null,null,null,0]
[null,null,null,null,null,null,null,null,null,null,null,null,null,null,null,null,null,null,null,null,null,null,0]
[null,null,null,null,null,null,null,null,null,null,null,null,null,null,null,null,null,null,null,null,null,null,-0.35372000000000003]
[]
[]
[]
[]
[]
[]
[]
[]
[]
[]
[null,null,null,null,null,null,null,null,null,null,null,null,null,null,null,null,null,null,null,null,null,null,0]
[null,null,null,null,null,null,null,null,null,null,null,null,null,null,null,null,null,null,null,null,null,null,0]
[null,null,null,null,null,null,null,null,null,null,null,null,null,null,null,null,null,null,null,null,null,null,0]
[null,null,null,null,null,null,null,null,null,null,null,null,null,null,null,null,null,null,null,null,null,null,0]
[null,null,null,null,null,null,null,null,null,null,null,null,null,null,null,null,null,null,null,null,null,null,0]
[null,null,null,null,null,null,null,null,null,null,null,null,null,null,null,null,null,null,null,null,null,null,0]
[null,null,null,null,null,null,null,null,null,null,null,null,null,null,null,null,null,null,null,null,null,null,0]
[null,null,null,null,null,null,null,null,null,null,null,null,null,null,null,null,null,null,null,null,null,null,0]
[null,null,null,null,null,null,null,null,null,null,null,null,null,null,null,null,null,null,null,null,null,null,0]
[null,null,null,null,null,null,null,null,null,null,null,null,null,null,null,null,null,null,null,null,null,null,0]
[null,null,null,null,null,null,null,null,null,null,null,null,null,null,null,null,null,null,null,null,null,null,0]
[null,null,null,null,null,null,null,null,null,null,null,null,null,null,null,null,null,null,null,null,null,null,0]
[null,null,null,null,null,null,null,null,null,null,null,null,null,null,null,null,null,null,null,null,null,null,-0.14903]
[]
[]
[]
[]
[]
[]
[]
[]
[]
[]
[]
[]
[]
[null,null,null,null,null,null,null,null,null,null,null,null,null,null,null,null,null,null,null,null,null,null,0]
[null,null,null,null,null,null,null,null,null,null,null,null,null,null,null,null,null,null,null,null,null,null,0]
[null,null,null,null,null,null,null,null,null,null,null,null,null,null,null,null,null,null,null,null,null,null,-4.7199999999998909E-3]
[]
[null,null,null,null,null,null,null,null,null,null,null,null,null,null,null,null,null,null,null,null,null,null,0]
[null,null,null,null,null,null,null,null,null,null,null,null,null,null,null,null,null,null,null,null,null,null,-0.23967000000000005]
[]
[]
[]
[]
[]
[]
[]
[]
[]
[]
[]
[]
[]
[]
[]
[]
[]
[null,null,null,null,null,null,null,null,null,null,null,null,null,null,null,null,null,null,null,null,null,null,0]
[null,null,null,null,null,null,null,null,null,null,null,null,null,null,null,null,null,null,null,null,null,null,0]
[null,null,null,null,null,null,null,null,null,null,null,null,null,null,null,null,null,null,null,null,null,null,0]
[null,null,null,null,null,null,null,null,null,null,null,null,null,null,null,null,null,null,null,null,null,null,0]
[null,null,null,null,null,null,null,null,null,null,null,null,null,null,null,null,null,null,null,null,null,null,0]
[null,null,null,null,null,null,null,null,null,null,null,null,null,null,null,null,null,null,null,null,null,null,0]
[null,null,null,null,null,null,null,null,null,null,null,null,null,null,null,null,null,null,null,null,null,null,-8.7139999999999995E-2]
[null,null,null,null,null,null,null,null,null,null,null,null,null,null,null,null,null,null,null,null,null,null,0]
[null,null,null,null,null,null,null,null,null,null,null,null,null,null,null,null,null,null,null,null,null,null,0]
[null,null,null,null,null,null,null,null,null,null,null,null,null,null,null,null,null,null,null,null,null,null,-2.1129999999999927E-2]
[]
[]
[]
[]
[]
[]
[]
[]
[]
[]
[]
[]
[]
[]
[]
[]
[]
[]
[]
[]
[]
[]
[]
[]
[]
[]
[]
[]
[]
[]
[]
[]
[]
[]
[]
[]
[]
[]
[]
[]
[]
[]
[]
[null,null,null,null,null,null,null,null,null,null,null,null,null,null,null,null,null,null,null,null,null,null,0]
[null,null,null,null,null,null,null,null,null,null,null,null,null,null,null,null,null,null,null,null,null,null,-1.1090000000000044E-2]
[]
[]
[]
[]
[]
[]
[]
[]
[]
[]
[]
[]
[]
[]
[]
[]
[]
[null,null,null,null,null,null,null,null,null,null,null,null,null,null,null,null,null,null,null,null,null,null,0]
[null,null,null,null,null,null,null,null,null,null,null,null,null,null,null,null,null,null,null,null,null,null,0]
[null,null,null,null,null,null,null,null,null,null,null,null,null,null,null,null,null,null,null,null,null,null,0]
[null,null,null,null,null,null,null,null,null,null,null,null,null,null,null,null,null,null,null,null,null,null,0]
[null,null,null,null,null,null,null,null,null,null,null,null,null,null,null,null,null,null,null,null,null,null,0]
[null,null,null,null,null,null,null,null,null,null,null,null,null,null,null,null,null,null,null,null,null,null,0]
[null,null,null,null,null,null,null,null,null,null,null,null,null,null,null,null,null,null,null,null,null,null,0]
[null,null,null,null,null,null,null,null,null,null,null,null,null,null,null,null,null,null,null,null,null,null,0]
[null,null,null,null,null,null,null,null,null,null,null,null,null,null,null,null,null,null,null,null,null,null,0]
[null,null,null,null,null,null,null,null,null,null,null,null,null,null,null,null,null,null,null,null,null,null,0]
[null,null,null,null,null,null,null,null,null,null,null,null,null,null,null,null,null,null,null,null,null,null,0]
[null,null,null,null,null,null,null,null,null,null,null,null,null,null,null,null,null,null,null,null,null,null,-0.42448000000000002]
[]
[]
[]
[]
[]
[]
[]
[]
[]
[]
[]
[]
[]
[]
[]
[]
[]
[]
[null,null,null,null,null,null,null,null,null,null,null,null,null,null,null,null,null,null,null,null,null,null,0]
[null,null,null,null,null,null,null,null,null,null,null,null,null,null,null,null,null,null,null,null,null,null,-9.5879999999999965E-2]
[]
[]
[]
[]
[]
[]
[]
[]
[]
[]
[]
[]
[]
[]
[]
[]
[null,null,null,null,null,null,null,null,null,null,null,null,null,null,null,null,null,null,null,null,null,null,0]
[null,null,null,null,null,null,null,null,null,null,null,null,null,null,null,null,null,null,null,null,null,null,0]
[null,null,null,null,null,null,null,null,null,null,null,null,null,null,null,null,null,null,null,null,null,null,0]
[null,null,null,null,null,null,null,null,null,null,null,null,null,null,null,null,null,null,null,null,null,null,0]
[null,null,null,null,null,null,null,null,null,null,null,null,null,null,null,null,null,null,null,null,null,null,0]
[null,null,null,null,null,null,null,null,null,null,null,null,null,null,null,null,null,null,null,null,null,null,-0.1081899999999999]
[]
[]
[]
[]
[]
[]
[]
[]
[]
[]
[]
[]
[]
[]
[]
[]
[]
[]
[null,null,null,null,null,null,null,null,null,null,null,null,null,null,null,null,null,null,null,null,null,null,0]
[null,null,null,null,null,null,null,null,null,null,null,null,null,null,null,null,null,null,null,null,null,null,0]
[null,null,null,null,null,null,null,null,null,null,null,null,null,null,null,null,null,null,null,null,null,null,-1.0360000000000091E-2]
[]
[null,null,null,null,null,null,null,null,null,null,null,null,null,null,null,null,null,null,null,null,null,null,0]
[null,null,null,null,null,null,null,null,null,null,null,null,null,null,null,null,null,null,null,null,null,null,0]
[null,null,null,null,null,null,null,null,null,null,null,null,null,null,null,null,null,null,null,null,null,null,0]
[null,null,null,null,null,null,null,null,null,null,null,null,null,null,null,null,null,null,null,null,null,null,0]
[null,null,null,null,null,null,null,null,null,null,null,null,null,null,null,null,null,null,null,null,null,null,0]
[null,null,null,null,null,null,null,null,null,null,null,null,null,null,null,null,null,null,null,null,null,null,-1.4629999999999865E-2]
[]
[]
[]
[]
[]
[]
[]
[]
[]
[]
[]
[]
[]
[null,null,null,null,null,null,null,null,null,null,null,null,null,null,null,null,null,null,null,null,null,null,0]
[null,null,null,null,null,null,null,null,null,null,null,null,null,null,null,null,null,null,null,null,null,null,0]
[null,null,null,null,null,null,null,null,null,null,null,null,null,null,null,null,null,null,null,null,null,null,0]
[null,null,null,null,null,null,null,null,null,null,null,null,null,null,null,null,null,null,null,null,null,null,0]
[null,null,null,null,null,null,null,null,null,null,null,null,null,null,null,null,null,null,null,null,null,null,0]
[null,null,null,null,null,null,null,null,null,null,null,null,null,null,null,null,null,null,null,null,null,null,0]
[null,null,null,null,null,null,null,null,null,null,null,null,null,null,null,null,null,null,null,null,null,null,0]
[null,null,null,null,null,null,null,null,null,null,null,null,null,null,null,null,null,null,null,null,null,null,0]
[null,null,null,null,null,null,null,null,null,null,null,null,null,null,null,null,null,null,null,null,null,null,0]
[null,null,null,null,null,null,null,null,null,null,null,null,null,null,null,null,null,null,null,null,null,null,0]
[null,null,null,null,null,null,null,null,null,null,null,null,null,null,null,null,null,null,null,null,null,null,0]
[null,null,null,null,null,null,null,null,null,null,null,null,null,null,null,null,null,null,null,null,null,null,0]
[null,null,null,null,null,null,null,null,null,null,null,null,null,null,null,null,null,null,null,null,null,null,-4.3609999999999982E-2]
[]
[]
[]
[]
[]
[]
[]
[]
[]
[]
[]
[]
[]
[]
[]
[]
[]
[]
[]
[]
[]
[]
[]
[]
[]
[]
[]
[]
[]
[]
[]
[]
[]
[]
[]
[]
[null,null,null,null,null,null,null,null,null,null,null,null,null,null,null,null,null,null,null,null,null,null,0]
[null,null,null,null,null,null,null,null,null,null,null,null,null,null,null,null,null,null,null,null,null,null,0]
[null,null,null,null,null,null,null,null,null,null,null,null,null,null,null,null,null,null,null,null,null,null,0]
[null,null,null,null,null,null,null,null,null,null,null,null,null,null,null,null,null,null,null,null,null,null,0]
[null,null,null,null,null,null,null,null,null,null,null,null,null,null,null,null,null,null,null,null,null,null,0]
[null,null,null,null,null,null,null,null,null,null,null,null,null,null,null,null,null,null,null,null,null,null,0]
[null,null,null,null,null,null,null,null,null,null,null,null,null,null,null,null,null,null,null,null,null,null,0]
[null,null,null,null,null,null,null,null,null,null,null,null,null,null,null,null,null,null,null,null,null,null,0]
[null,null,null,null,null,null,null,null,null,null,null,null,null,null,null,null,null,null,null,null,null,null,0]
[null,null,null,null,null,null,null,null,null,null,null,null,null,null,null,null,null,null,null,null,null,null,0]
[null,null,null,null,null,null,null,null,null,null,null,null,null,null,null,null,null,null,null,null,null,null,0]
[null,null,null,null,null,null,null,null,null,null,null,null,null,null,null,null,null,null,null,null,null,null,-6.4760000000000095E-2]
[]
[]
[]
[]
[]
[]
[]
[]
[]
[]
[]
[null,null,null,null,null,null,null,null,null,null,null,null,null,null,null,null,null,null,null,null,null,null,0]
[null,null,null,null,null,null,null,null,null,null,null,null,null,null,null,null,null,null,null,null,null,null,0]
[null,null,null,null,null,null,null,null,null,null,null,null,null,null,null,null,null,null,null,null,null,null,0]
[null,null,null,null,null,null,null,null,null,null,null,null,null,null,null,null,null,null,null,null,null,null,0]
[null,null,null,null,null,null,null,null,null,null,null,null,null,null,null,null,null,null,null,null,null,null,0]
[null,null,null,null,null,null,null,null,null,null,null,null,null,null,null,null,null,null,null,null,null,null,0]
[null,null,null,null,null,null,null,null,null,null,null,null,null,null,null,null,null,null,null,null,null,null,0]
[null,null,null,null,null,null,null,null,null,null,null,null,null,null,null,null,null,null,null,null,null,null,0]
[null,null,null,null,null,null,null,null,null,null,null,null,null,null,null,null,null,null,null,null,null,null,0]
[null,null,null,null,null,null,null,null,null,null,null,null,null,null,null,null,null,null,null,null,null,null,0]
[null,null,null,null,null,null,null,null,null,null,null,null,null,null,null,null,null,null,null,null,null,null,0]
[null,null,null,null,null,null,null,null,null,null,null,null,null,null,null,null,null,null,null,null,null,null,-0.17763000000000001]
[]
[]
[]
[]
[]
[]
[]
[]
[]
[]
[]
[]
[]
[]
[null,null,null,null,null,null,null,null,null,null,null,null,null,null,null,null,null,null,null,null,null,null,0]
[null,null,null,null,null,null,null,null,null,null,null,null,null,null,null,null,null,null,null,null,null,null,0]
[null,null,null,null,null,null,null,null,null,null,null,null,null,null,null,null,null,null,null,null,null,null,0]
[null,null,null,null,null,null,null,null,null,null,null,null,null,null,null,null,null,null,null,null,null,null,0]
[null,null,null,null,null,null,null,null,null,null,null,null,null,null,null,null,null,null,null,null,null,null,0]
[null,null,null,null,null,null,null,null,null,null,null,null,null,null,null,null,null,null,null,null,null,null,0]
[null,null,null,null,null,null,null,null,null,null,null,null,null,null,null,null,null,null,null,null,null,null,0]
[null,null,null,null,null,null,null,null,null,null,null,null,null,null,null,null,null,null,null,null,null,null,0]
[null,null,null,null,null,null,null,null,null,null,null,null,null,null,null,null,null,null,null,null,null,null,0]
[null,null,null,null,null,null,null,null,null,null,null,null,null,null,null,null,null,null,null,null,null,null,0]
[null,null,null,null,null,null,null,null,null,null,null,null,null,null,null,null,null,null,null,null,null,null,-0.17215000000000008]
[]
[]
[]
[]
[]
[]
[]
[]
[]
[]
[]
[]
[]
[null,null,null,null,null,null,null,null,null,null,null,null,null,null,null,null,null,null,null,null,null,null,0]
[null,null,null,null,null,null,null,null,null,null,null,null,null,null,null,null,null,null,null,null,null,null,0]
[null,null,null,null,null,null,null,null,null,null,null,null,null,null,null,null,null,null,null,null,null,null,0]
[null,null,null,null,null,null,null,null,null,null,null,null,null,null,null,null,null,null,null,null,null,null,0]
[null,null,null,null,null,null,null,null,null,null,null,null,null,null,null,null,null,null,null,null,null,null,0]
[null,null,null,null,null,null,null,null,null,null,null,null,null,null,null,null,null,null,null,null,null,null,0]
[null,null,null,null,null,null,null,null,null,null,null,null,null,null,null,null,null,null,null,null,null,null,0]
[null,null,null,null,null,null,null,null,null,null,null,null,null,null,null,null,null,null,null,null,null,null,0]
[null,null,null,null,null,null,null,null,null,null,null,null,null,null,null,null,null,null,null,null,null,null,0]
[null,null,null,null,null,null,null,null,null,null,null,null,null,null,null,null,null,null,null,null,null,null,0]
[null,null,null,null,null,null,null,null,null,null,null,null,null,null,null,null,null,null,null,null,null,null,-0.16958000000000012]
[]
[]
[]
[]
[]
[]
[]
[]
[]
[]
[]
[]
[]
[]
[]
[]
[]
[]
[]
[]
[null,null,null,null,null,null,null,null,null,null,null,null,null,null,null,null,null,null,null,null,null,null,0]
[null,null,null,null,null,null,null,null,null,null,null,null,null,null,null,null,null,null,null,null,null,null,-8.6970000000000047E-2]
[]
[]
[]
[]
[]
[]
[]
[]
[]
[]
[]
[]
[]
[]
[]
[]
[]
[]
[null,null,null,null,null,null,null,null,null,null,null,null,null,null,null,null,null,null,null,null,null,null,0]
[null,null,null,null,null,null,null,null,null,null,null,null,null,null,null,null,null,null,null,null,null,null,0]
[null,null,null,null,null,null,null,null,null,null,null,null,null,null,null,null,null,null,null,null,null,null,-0.22289000000000003]
[]
[]
[]
[]
[]
[]
[]
[]
[]
[]
[]
[]
[]
[]
[]
[]
[]
[null,null,null,null,null,null,null,null,null,null,null,null,null,null,null,null,null,null,null,null,null,null,0]
[null,null,null,null,null,null,null,null,null,null,null,null,null,null,null,null,null,null,null,null,null,null,0]
[null,null,null,null,null,null,null,null,null,null,null,null,null,null,null,null,null,null,null,null,null,null,0]
[null,null,null,null,null,null,null,null,null,null,null,null,null,null,null,null,null,null,null,null,null,null,0]
[null,null,null,null,null,null,null,null,null,null,null,null,null,null,null,null,null,null,null,null,null,null,0]
[null,null,null,null,null,null,null,null,null,null,null,null,null,null,null,null,null,null,null,null,null,null,0]
[null,null,null,null,null,null,null,null,null,null,null,null,null,null,null,null,null,null,null,null,null,null,0]
[null,null,null,null,null,null,null,null,null,null,null,null,null,null,null,null,null,null,null,null,null,null,0]
[null,null,null,null,null,null,null,null,null,null,null,null,null,null,null,null,null,null,null,null,null,null,0]
[null,null,null,null,null,null,null,null,null,null,null,null,null,null,null,null,null,null,null,null,null,null,0]
[null,null,null,null,null,null,null,null,null,null,null,null,null,null,null,null,null,null,null,null,null,null,-3.1200000000000117E-3]
[]
[]
[]
[]
[]
[]
[]
[]
[]
[]
[]
[]
[]
[null,null,null,null,null,null,null,null,null,null,null,null,null,null,null,null,null,null,null,null,null,null,0]
[null,null,null,null,null,null,null,null,null,null,null,null,null,null,null,null,null,null,null,null,null,null,0]
[null,null,null,null,null,null,null,null,null,null,null,null,null,null,null,null,null,null,null,null,null,null,0]
[null,null,null,null,null,null,null,null,null,null,null,null,null,null,null,null,null,null,null,null,null,null,0]
[null,null,null,null,null,null,null,null,null,null,null,null,null,null,null,null,null,null,null,null,null,null,0]
[null,null,null,null,null,null,null,null,null,null,null,null,null,null,null,null,null,null,null,null,null,null,0]
[null,null,null,null,null,null,null,null,null,null,null,null,null,null,null,null,null,null,null,null,null,null,0]
[null,null,null,null,null,null,null,null,null,null,null,null,null,null,null,null,null,null,null,null,null,null,0]
[null,null,null,null,null,null,null,null,null,null,null,null,null,null,null,null,null,null,null,null,null,null,0]
[null,null,null,null,null,null,null,null,null,null,null,null,null,null,null,null,null,null,null,null,null,null,0]
[null,null,null,null,null,null,null,null,null,null,null,null,null,null,null,null,null,null,null,null,null,null,0]
[null,null,null,null,null,null,null,null,null,null,null,null,null,null,null,null,null,null,null,null,null,null,-0.35742999999999997]
[]
[]
[]
[]
[]
[]
[]
[]
[]
[]
[]
[]
[null,null,null,null,null,null,null,null,null,null,null,null,null,null,null,null,null,null,null,null,null,null,0]
[null,null,null,null,null,null,null,null,null,null,null,null,null,null,null,null,null,null,null,null,null,null,-1.7079999999999984E-2]
[null,null,null,null,null,null,null,null,null,null,null,null,null,null,null,null,null,null,null,null,null,null,0]
[null,null,null,null,null,null,null,null,null,null,null,null,null,null,null,null,null,null,null,null,null,null,-8.877999999999997E-2]
[]
[]
[]
[null,null,null,null,null,null,null,null,null,null,null,null,null,null,null,null,null,null,null,null,null,null,0]
[null,null,null,null,null,null,null,null,null,null,null,null,null,null,null,null,null,null,null,null,null,null,0]
[null,null,null,null,null,null,null,null,null,null,null,null,null,null,null,null,null,null,null,null,null,null,0]
[null,null,null,null,null,null,null,null,null,null,null,null,null,null,null,null,null,null,null,null,null,null,-0.13661000000000001]
[]
[]
[]
[]
[]
[]
[]
[]
[]
[]
[]
[]
[]
[null,null,null,null,null,null,null,null,null,null,null,null,null,null,null,null,null,null,null,null,null,null,0]
[null,null,null,null,null,null,null,null,null,null,null,null,null,null,null,null,null,null,null,null,null,null,-0.11738000000000004]
[]
[]
[null,null,null,null,null,null,null,null,null,null,null,null,null,null,null,null,null,null,null,null,null,null,0]
[null,null,null,null,null,null,null,null,null,null,null,null,null,null,null,null,null,null,null,null,null,null,-0.10046000000000005]
[]
[]
[]
[]
[]
[]
[]
[]
[]
[]
[]
[]
[]
[]
[]
[]
[]
[]
[]
[]
[]
[null,null,null,null,null,null,null,null,null,null,null,null,null,null,null,null,null,null,null,null,null,null,0]
[null,null,null,null,null,null,null,null,null,null,null,null,null,null,null,null,null,null,null,null,null,null,0]
[null,null,null,null,null,null,null,null,null,null,null,null,null,null,null,null,null,null,null,null,null,null,0]
[null,null,null,null,null,null,null,null,null,null,null,null,null,null,null,null,null,null,null,null,null,null,0]
[null,null,null,null,null,null,null,null,null,null,null,null,null,null,null,null,null,null,null,null,null,null,0]
[null,null,null,null,null,null,null,null,null,null,null,null,null,null,null,null,null,null,null,null,null,null,0]
[null,null,null,null,null,null,null,null,null,null,null,null,null,null,null,null,null,null,null,null,null,null,0]
[null,null,null,null,null,null,null,null,null,null,null,null,null,null,null,null,null,null,null,null,null,null,-3.5799999999999998E-2]
[]
[]
[]
[]
[]
[]
[]
[]
[]
[]
[]
[]
[]
[]
[]
[]
[]
[]
[]
[]
[]
[]
[]
[]
[]
[]
[]
[]
[]
[]
[]
[]
[]
[]
[]
[]
[]
[null,null,null,null,null,null,null,null,null,null,null,null,null,null,null,null,null,null,null,null,null,null,0]
[null,null,null,null,null,null,null,null,null,null,null,null,null,null,null,null,null,null,null,null,null,null,-0.20161000000000007]
[]
[]
[]
[]
[]
[]
[]
[]
[]
[]
[]
[]
[]
[]
[]
[]
[]
[]
[]
[]
[]
[]
[]
[null,null,null,null,null,null,null,null,null,null,null,null,null,null,null,null,null,null,null,null,null,null,0]
[null,null,null,null,null,null,null,null,null,null,null,null,null,null,null,null,null,null,null,null,null,null,0]
[null,null,null,null,null,null,null,null,null,null,null,null,null,null,null,null,null,null,null,null,null,null,0]
[null,null,null,null,null,null,null,null,null,null,null,null,null,null,null,null,null,null,null,null,null,null,0]
[null,null,null,null,null,null,null,null,null,null,null,null,null,null,null,null,null,null,null,null,null,null,0]
[null,null,null,null,null,null,null,null,null,null,null,null,null,null,null,null,null,null,null,null,null,null,0]
[null,null,null,null,null,null,null,null,null,null,null,null,null,null,null,null,null,null,null,null,null,null,0]
[null,null,null,null,null,null,null,null,null,null,null,null,null,null,null,null,null,null,null,null,null,null,0]
[null,null,null,null,null,null,null,null,null,null,null,null,null,null,null,null,null,null,null,null,null,null,0]
[null,null,null,null,null,null,null,null,null,null,null,null,null,null,null,null,null,null,null,null,null,null,-0.21060000000000001]
[]
[]
[]
[]
[]
[]
[]
[]
[]
[]
[]
[]
[]
[]
[]
[]
[]
[null,null,null,null,null,null,null,null,null,null,null,null,null,null,null,null,null,null,null,null,null,null,0]
[null,null,null,null,null,null,null,null,null,null,null,null,null,null,null,null,null,null,null,null,null,null,0]
[null,null,null,null,null,null,null,null,null,null,null,null,null,null,null,null,null,null,null,null,null,null,0]
[null,null,null,null,null,null,null,null,null,null,null,null,null,null,null,null,null,null,null,null,null,null,0]
[null,null,null,null,null,null,null,null,null,null,null,null,null,null,null,null,null,null,null,null,null,null,-0.16823999999999995]
[]
[]
[]
[]
[]
[]
[]
[]
[]
[]
[]
[]
[]
[]
[]
[]
[null,null,null,null,null,null,null,null,null,null,null,null,null,null,null,null,null,null,null,null,null,null,0]
[null,null,null,null,null,null,null,null,null,null,null,null,null,null,null,null,null,null,null,null,null,null,-5.2500000000000324E-3]
[null,null,null,null,null,null,null,null,null,null,null,null,null,null,null,null,null,null,null,null,null,null,0]
[null,null,null,null,null,null,null,null,null,null,null,null,null,null,null,null,null,null,null,null,null,null,0]
[null,null,null,null,null,null,null,null,null,null,null,null,null,null,null,null,null,null,null,null,null,null,-0.11503000000000002]
[null,null,null,null,null,null,null,null,null,null,null,null,null,null,null,null,null,null,null,null,null,null,0]
[null,null,null,null,null,null,null,null,null,null,null,null,null,null,null,null,null,null,null,null,null,null,0]
[null,null,null,null,null,null,null,null,null,null,null,null,null,null,null,null,null,null,null,null,null,null,0]
[null,null,null,null,null,null,null,null,null,null,null,null,null,null,null,null,null,null,null,null,null,null,0]
[null,null,null,null,null,null,null,null,null,null,null,null,null,null,null,null,null,null,null,null,null,null,-0.42765000000000003]
[]
[]
[]
[]
[]
[]
[]
[]
[]
[]
[]
[]
[]
[null,null,null,null,null,null,null,null,null,null,null,null,null,null,null,null,null,null,null,null,null,null,0]
[null,null,null,null,null,null,null,null,null,null,null,null,null,null,null,null,null,null,null,null,null,null,0]
[null,null,null,null,null,null,null,null,null,null,null,null,null,null,null,null,null,null,null,null,null,null,0]
[null,null,null,null,null,null,null,null,null,null,null,null,null,null,null,null,null,null,null,null,null,null,0]
[null,null,null,null,null,null,null,null,null,null,null,null,null,null,null,null,null,null,null,null,null,null,0]
[null,null,null,null,null,null,null,null,null,null,null,null,null,null,null,null,null,null,null,null,null,null,0]
[null,null,null,null,null,null,null,null,null,null,null,null,null,null,null,null,null,null,null,null,null,null,0]
[null,null,null,null,null,null,null,null,null,null,null,null,null,null,null,null,null,null,null,null,null,null,0]
[null,null,null,null,null,null,null,null,null,null,null,null,null,null,null,null,null,null,null,null,null,null,0]
[null,null,null,null,null,null,null,null,null,null,null,null,null,null,null,null,null,null,null,null,null,null,0]
[null,null,null,null,null,null,null,null,null,null,null,null,null,null,null,null,null,null,null,null,null,null,0]
[null,null,null,null,null,null,null,null,null,null,null,null,null,null,null,null,null,null,null,null,null,null,-0.13815]
[]
[]
[]
[]
[]
[]
[]
[]
[]
[]
[]
[]
[null,null,null,null,null,null,null,null,null,null,null,null,null,null,null,null,null,null,null,null,null,null,0]
[null,null,null,null,null,null,null,null,null,null,null,null,null,null,null,null,null,null,null,null,null,null,0]
[null,null,null,null,null,null,null,null,null,null,null,null,null,null,null,null,null,null,null,null,null,null,0]
[null,null,null,null,null,null,null,null,null,null,null,null,null,null,null,null,null,null,null,null,null,null,0]
[null,null,null,null,null,null,null,null,null,null,null,null,null,null,null,null,null,null,null,null,null,null,0]
[null,null,null,null,null,null,null,null,null,null,null,null,null,null,null,null,null,null,null,null,null,null,0]
[null,null,null,null,null,null,null,null,null,null,null,null,null,null,null,null,null,null,null,null,null,null,0]
[null,null,null,null,null,null,null,null,null,null,null,null,null,null,null,null,null,null,null,null,null,null,0]
[null,null,null,null,null,null,null,null,null,null,null,null,null,null,null,null,null,null,null,null,null,null,0]
[null,null,null,null,null,null,null,null,null,null,null,null,null,null,null,null,null,null,null,null,null,null,0]
[null,null,null,null,null,null,null,null,null,null,null,null,null,null,null,null,null,null,null,null,null,null,-6.6420000000000368E-2]
[]
[]
[]
[]
[]
[]
[]
[]
[]
[]
[]
[]
[]
[]
[]
[]
[]
[]
[null,null,null,null,null,null,null,null,null,null,null,null,null,null,null,null,null,null,null,null,null,null,0]
[null,null,null,null,null,null,null,null,null,null,null,null,null,null,null,null,null,null,null,null,null,null,0]
[null,null,null,null,null,null,null,null,null,null,null,null,null,null,null,null,null,null,null,null,null,null,0]
[null,null,null,null,null,null,null,null,null,null,null,null,null,null,null,null,null,null,null,null,null,null,0]
[null,null,null,null,null,null,null,null,null,null,null,null,null,null,null,null,null,null,null,null,null,null,-3.4049999999999969E-2]
[]
[]
[]
[]
[]
[]
[]
[]
[]
[]
[]
[]
[]
[]
[]
[]
[]
[]
[]
[]
[null,null,null,null,null,null,null,null,null,null,null,null,null,null,null,null,null,null,null,null,null,null,0]
[null,null,null,null,null,null,null,null,null,null,null,null,null,null,null,null,null,null,null,null,null,null,0]
[null,null,null,null,null,null,null,null,null,null,null,null,null,null,null,null,null,null,null,null,null,null,0]
[null,null,null,null,null,null,null,null,null,null,null,null,null,null,null,null,null,null,null,null,null,null,-0.15032999999999996]
[]
[]
[]
[]
[]
[]
[]
[]
[]
[]
[]
[]
[]
[]
[null,null,null,null,null,null,null,null,null,null,null,null,null,null,null,null,null,null,null,null,null,null,0]
[null,null,null,null,null,null,null,null,null,null,null,null,null,null,null,null,null,null,null,null,null,null,0]
[null,null,null,null,null,null,null,null,null,null,null,null,null,null,null,null,null,null,null,null,null,null,0]
[null,null,null,null,null,null,null,null,null,null,null,null,null,null,null,null,null,null,null,null,null,null,0]
[null,null,null,null,null,null,null,null,null,null,null,null,null,null,null,null,null,null,null,null,null,null,0]
[null,null,null,null,null,null,null,null,null,null,null,null,null,null,null,null,null,null,null,null,null,null,0]
[null,null,null,null,null,null,null,null,null,null,null,null,null,null,null,null,null,null,null,null,null,null,0]
[null,null,null,null,null,null,null,null,null,null,null,null,null,null,null,null,null,null,null,null,null,null,0]
[null,null,null,null,null,null,null,null,null,null,null,null,null,null,null,null,null,null,null,null,null,null,0]
[null,null,null,null,null,null,null,null,null,null,null,null,null,null,null,null,null,null,null,null,null,null,0]
[null,null,null,null,null,null,null,null,null,null,null,null,null,null,null,null,null,null,null,null,null,null,-2.471000000000001E-2]
[]
[]
[]
[]
[]
[]
[]
[]
[]
[]
[]
[]
[]
[]
[]
[]
[]
[]
[]
[]
[]
[]
[]
[]
[]
[]
[]
[]
[]
[]
[]
[]
[]
[]
[]
[]
[]
[]
[]
[null,null,null,null,null,null,null,null,null,null,null,null,null,null,null,null,null,null,null,null,null,null,0]
[null,null,null,null,null,null,null,null,null,null,null,null,null,null,null,null,null,null,null,null,null,null,0]
[null,null,null,null,null,null,null,null,null,null,null,null,null,null,null,null,null,null,null,null,null,null,0]
[null,null,null,null,null,null,null,null,null,null,null,null,null,null,null,null,null,null,null,null,null,null,0]
[null,null,null,null,null,null,null,null,null,null,null,null,null,null,null,null,null,null,null,null,null,null,0]
[null,null,null,null,null,null,null,null,null,null,null,null,null,null,null,null,null,null,null,null,null,null,0]
[null,null,null,null,null,null,null,null,null,null,null,null,null,null,null,null,null,null,null,null,null,null,0]
[null,null,null,null,null,null,null,null,null,null,null,null,null,null,null,null,null,null,null,null,null,null,0]
[null,null,null,null,null,null,null,null,null,null,null,null,null,null,null,null,null,null,null,null,null,null,0]
[null,null,null,null,null,null,null,null,null,null,null,null,null,null,null,null,null,null,null,null,null,null,-0.31405000000000005]
[]
[]
[]
[]
[]
[]
[]
[]
[]
[]
[]
[]
[]
[null,null,null,null,null,null,null,null,null,null,null,null,null,null,null,null,null,null,null,null,null,null,0]
[null,null,null,null,null,null,null,null,null,null,null,null,null,null,null,null,null,null,null,null,null,null,0]
[null,null,null,null,null,null,null,null,null,null,null,null,null,null,null,null,null,null,null,null,null,null,0]
[null,null,null,null,null,null,null,null,null,null,null,null,null,null,null,null,null,null,null,null,null,null,0]
[null,null,null,null,null,null,null,null,null,null,null,null,null,null,null,null,null,null,null,null,null,null,0]
[null,null,null,null,null,null,null,null,null,null,null,null,null,null,null,null,null,null,null,null,null,null,0]
[null,null,null,null,null,null,null,null,null,null,null,null,null,null,null,null,null,null,null,null,null,null,0]
[null,null,null,null,null,null,null,null,null,null,null,null,null,null,null,null,null,null,null,null,null,null,0]
[null,null,null,null,null,null,null,null,null,null,null,null,null,null,null,null,null,null,null,null,null,null,-0.15802000000000008]
[]
[]
[]
[]
[]
[]
[]
[]
[]
[]
[]
[]
[]
[]
[]
[]
[null,null,null,null,null,null,null,null,null,null,null,null,null,null,null,null,null,null,null,null,null,null,0]
[null,null,null,null,null,null,null,null,null,null,null,null,null,null,null,null,null,null,null,null,null,null,-0.18818000000000001]
[]
[]
[null,null,null,null,null,null,null,null,null,null,null,null,null,null,null,null,null,null,null,null,null,null,0]
[null,null,null,null,null,null,null,null,null,null,null,null,null,null,null,null,null,null,null,null,null,null,0]
[null,null,null,null,null,null,null,null,null,null,null,null,null,null,null,null,null,null,null,null,null,null,-0.13955999999999996]
[]
[]
[]
[]
[]
[]
[]
[]
[]
[]
[]
[]
[]
[]
[]
[null,null,null,null,null,null,null,null,null,null,null,null,null,null,null,null,null,null,null,null,null,null,0]
[null,null,null,null,null,null,null,null,null,null,null,null,null,null,null,null,null,null,null,null,null,null,0]
[null,null,null,null,null,null,null,null,null,null,null,null,null,null,null,null,null,null,null,null,null,null,-1.023999999999986E-2]
[]
[]
[]
[]
[]
[]
[]
[]
[]
[]
[]
[]
[]
[]
[]
[]
[]
[]
[]
[]
[]
[]
[null,null,null,null,null,null,null,null,null,null,null,null,null,null,null,null,null,null,null,null,null,null,0]
[null,null,null,null,null,null,null,null,null,null,null,null,null,null,null,null,null,null,null,null,null,null,0]
[null,null,null,null,null,null,null,null,null,null,null,null,null,null,null,null,null,null,null,null,null,null,0]
[null,null,null,null,null,null,null,null,null,null,null,null,null,null,null,null,null,null,null,null,null,null,0]
[null,null,null,null,null,null,null,null,null,null,null,null,null,null,null,null,null,null,null,null,null,null,0]
[null,null,null,null,null,null,null,null,null,null,null,null,null,null,null,null,null,null,null,null,null,null,0]
[null,null,null,null,null,null,null,null,null,null,null,null,null,null,null,null,null,null,null,null,null,null,0]
[null,null,null,null,null,null,null,null,null,null,null,null,null,null,null,null,null,null,null,null,null,null,0]
[null,null,null,null,null,null,null,null,null,null,null,null,null,null,null,null,null,null,null,null,null,null,0]
[null,null,null,null,null,null,null,null,null,null,null,null,null,null,null,null,null,null,null,null,null,null,0]
[null,null,null,null,null,null,null,null,null,null,null,null,null,null,null,null,null,null,null,null,null,null,-0.39382]
[]
[]
[]
[]
[]
[]
[]
[]
[]
[]
[]
[]
[null,null,null,null,null,null,null,null,null,null,null,null,null,null,null,null,null,null,null,null,null,null,0]
[null,null,null,null,null,null,null,null,null,null,null,null,null,null,null,null,null,null,null,null,null,null,0]
[null,null,null,null,null,null,null,null,null,null,null,null,null,null,null,null,null,null,null,null,null,null,0]
[null,null,null,null,null,null,null,null,null,null,null,null,null,null,null,null,null,null,null,null,null,null,0]
[null,null,null,null,null,null,null,null,null,null,null,null,null,null,null,null,null,null,null,null,null,null,0]
[null,null,null,null,null,null,null,null,null,null,null,null,null,null,null,null,null,null,null,null,null,null,0]
[null,null,null,null,null,null,null,null,null,null,null,null,null,null,null,null,null,null,null,null,null,null,0]
[null,null,null,null,null,null,null,null,null,null,null,null,null,null,null,null,null,null,null,null,null,null,0]
[null,null,null,null,null,null,null,null,null,null,null,null,null,null,null,null,null,null,null,null,null,null,0]
[null,null,null,null,null,null,null,null,null,null,null,null,null,null,null,null,null,null,null,null,null,null,0]
[null,null,null,null,null,null,null,null,null,null,null,null,null,null,null,null,null,null,null,null,null,null,0]
[null,null,null,null,null,null,null,null,null,null,null,null,null,null,null,null,null,null,null,null,null,null,-0.33180000000000004]
[]
[]
[]
[]
[]
[]
[]
[]
[]
[]
[]
[]
[null,null,null,null,null,null,null,null,null,null,null,null,null,null,null,null,null,null,null,null,null,null,0]
[null,null,null,null,null,null,null,null,null,null,null,null,null,null,null,null,null,null,null,null,null,null,0]
[null,null,null,null,null,null,null,null,null,null,null,null,null,null,null,null,null,null,null,null,null,null,0]
[null,null,null,null,null,null,null,null,null,null,null,null,null,null,null,null,null,null,null,null,null,null,0]
[null,null,null,null,null,null,null,null,null,null,null,null,null,null,null,null,null,null,null,null,null,null,0]
[null,null,null,null,null,null,null,null,null,null,null,null,null,null,null,null,null,null,null,null,null,null,0]
[null,null,null,null,null,null,null,null,null,null,null,null,null,null,null,null,null,null,null,null,null,null,0]
[null,null,null,null,null,null,null,null,null,null,null,null,null,null,null,null,null,null,null,null,null,null,0]
[null,null,null,null,null,null,null,null,null,null,null,null,null,null,null,null,null,null,null,null,null,null,0]
[null,null,null,null,null,null,null,null,null,null,null,null,null,null,null,null,null,null,null,null,null,null,0]
[null,null,null,null,null,null,null,null,null,null,null,null,null,null,null,null,null,null,null,null,null,null,0]
[null,null,null,null,null,null,null,null,null,null,null,null,null,null,null,null,null,null,null,null,null,null,-0.36255999999999999]
[]
[]
[]
[]
[]
[]
[]
[]
[]
[]
[]
[]
[]
[null,null,null,null,null,null,null,null,null,null,null,null,null,null,null,null,null,null,null,null,null,null,0]
[null,null,null,null,null,null,null,null,null,null,null,null,null,null,null,null,null,null,null,null,null,null,0]
[null,null,null,null,null,null,null,null,null,null,null,null,null,null,null,null,null,null,null,null,null,null,0]
[null,null,null,null,null,null,null,null,null,null,null,null,null,null,null,null,null,null,null,null,null,null,0]
[null,null,null,null,null,null,null,null,null,null,null,null,null,null,null,null,null,null,null,null,null,null,0]
[null,null,null,null,null,null,null,null,null,null,null,null,null,null,null,null,null,null,null,null,null,null,0]
[null,null,null,null,null,null,null,null,null,null,null,null,null,null,null,null,null,null,null,null,null,null,0]
[null,null,null,null,null,null,null,null,null,null,null,null,null,null,null,null,null,null,null,null,null,null,0]
[null,null,null,null,null,null,null,null,null,null,null,null,null,null,null,null,null,null,null,null,null,null,0]
[null,null,null,null,null,null,null,null,null,null,null,null,null,null,null,null,null,null,null,null,null,null,-0.16822000000000009]
[]
[]
[]
[]
[]
[]
[]
[]
[]
[]
[]
[]
[]
[]
[]
[null,null,null,null,null,null,null,null,null,null,null,null,null,null,null,null,null,null,null,null,null,null,0]
[null,null,null,null,null,null,null,null,null,null,null,null,null,null,null,null,null,null,null,null,null,null,0]
[null,null,null,null,null,null,null,null,null,null,null,null,null,null,null,null,null,null,null,null,null,null,0]
[null,null,null,null,null,null,null,null,null,null,null,null,null,null,null,null,null,null,null,null,null,null,0]
[null,null,null,null,null,null,null,null,null,null,null,null,null,null,null,null,null,null,null,null,null,null,0]
[null,null,null,null,null,null,null,null,null,null,null,null,null,null,null,null,null,null,null,null,null,null,0]
[null,null,null,null,null,null,null,null,null,null,null,null,null,null,null,null,null,null,null,null,null,null,0]
[null,null,null,null,null,null,null,null,null,null,null,null,null,null,null,null,null,null,null,null,null,null,0]
[null,null,null,null,null,null,null,null,null,null,null,null,null,null,null,null,null,null,null,null,null,null,-0.29010999999999998]
[]
[]
[]
[]
[]
[]
[]
[]
[]
[]
[]
[]
[]
[]
[]
[]
[]
[]
[null,null,null,null,null,null,null,null,null,null,null,null,null,null,null,null,null,null,null,null,null,null,0]
[null,null,null,null,null,null,null,null,null,null,null,null,null,null,null,null,null,null,null,null,null,null,0]
[null,null,null,null,null,null,null,null,null,null,null,null,null,null,null,null,null,null,null,null,null,null,-3.079000000000004E-2]
[]
[]
[]
[]
[]
[]
[]
[]
[]
[]
[]
[]
[]
[]
[]
[]
[]
[]
[]
[]
[null,null,null,null,null,null,null,null,null,null,null,null,null,null,null,null,null,null,null,null,null,null,0]
[null,null,null,null,null,null,null,null,null,null,null,null,null,null,null,null,null,null,null,null,null,null,-0.22069999999999995]
[]
[]
[]
[]
[]
[]
[]
[]
[]
[]
[]
[]
[]
[]
[]
[]
[]
[]
[null,null,null,null,null,null,null,null,null,null,null,null,null,null,null,null,null,null,null,null,null,null,0]
[null,null,null,null,null,null,null,null,null,null,null,null,null,null,null,null,null,null,null,null,null,null,0]
[null,null,null,null,null,null,null,null,null,null,null,null,null,null,null,null,null,null,null,null,null,null,0]
[null,null,null,null,null,null,null,null,null,null,null,null,null,null,null,null,null,null,null,null,null,null,0]
[null,null,null,null,null,null,null,null,null,null,null,null,null,null,null,null,null,null,null,null,null,null,0]
[null,null,null,null,null,null,null,null,null,null,null,null,null,null,null,null,null,null,null,null,null,null,0]
[null,null,null,null,null,null,null,null,null,null,null,null,null,null,null,null,null,null,null,null,null,null,0]
[null,null,null,null,null,null,null,null,null,null,null,null,null,null,null,null,null,null,null,null,null,null,0]
[null,null,null,null,null,null,null,null,null,null,null,null,null,null,null,null,null,null,null,null,null,null,0]
[null,null,null,null,null,null,null,null,null,null,null,null,null,null,null,null,null,null,null,null,null,null,0]
[null,null,null,null,null,null,null,null,null,null,null,null,null,null,null,null,null,null,null,null,null,null,0]
[null,null,null,null,null,null,null,null,null,null,null,null,null,null,null,null,null,null,null,null,null,null,-0.51894000000000018]
[]
[]
[]
[]
[]
[]
[]
[]
[]
[]
[]
[]
[null,null,null,null,null,null,null,null,null,null,null,null,null,null,null,null,null,null,null,null,null,null,0]
[null,null,null,null,null,null,null,null,null,null,null,null,null,null,null,null,null,null,null,null,null,null,0]
[null,null,null,null,null,null,null,null,null,null,null,null,null,null,null,null,null,null,null,null,null,null,0]
[null,null,null,null,null,null,null,null,null,null,null,null,null,null,null,null,null,null,null,null,null,null,0]
[null,null,null,null,null,null,null,null,null,null,null,null,null,null,null,null,null,null,null,null,null,null,0]
[null,null,null,null,null,null,null,null,null,null,null,null,null,null,null,null,null,null,null,null,null,null,0]
[null,null,null,null,null,null,null,null,null,null,null,null,null,null,null,null,null,null,null,null,null,null,0]
[null,null,null,null,null,null,null,null,null,null,null,null,null,null,null,null,null,null,null,null,null,null,0]
[null,null,null,null,null,null,null,null,null,null,null,null,null,null,null,null,null,null,null,null,null,null,0]
[null,null,null,null,null,null,null,null,null,null,null,null,null,null,null,null,null,null,null,null,null,null,0]
[null,null,null,null,null,null,null,null,null,null,null,null,null,null,null,null,null,null,null,null,null,null,0]
[null,null,null,null,null,null,null,null,null,null,null,null,null,null,null,null,null,null,null,null,null,null,-0.47723000000000004]
[]
[]
[]
[]
[]
[]
[]
[]
[]
[]
[]
[]
[null,null,null,null,null,null,null,null,null,null,null,null,null,null,null,null,null,null,null,null,null,null,0]
[null,null,null,null,null,null,null,null,null,null,null,null,null,null,null,null,null,null,null,null,null,null,0]
[null,null,null,null,null,null,null,null,null,null,null,null,null,null,null,null,null,null,null,null,null,null,0]
[null,null,null,null,null,null,null,null,null,null,null,null,null,null,null,null,null,null,null,null,null,null,0]
[null,null,null,null,null,null,null,null,null,null,null,null,null,null,null,null,null,null,null,null,null,null,0]
[null,null,null,null,null,null,null,null,null,null,null,null,null,null,null,null,null,null,null,null,null,null,0]
[null,null,null,null,null,null,null,null,null,null,null,null,null,null,null,null,null,null,null,null,null,null,0]
[null,null,null,null,null,null,null,null,null,null,null,null,null,null,null,null,null,null,null,null,null,null,0]
[null,null,null,null,null,null,null,null,null,null,null,null,null,null,null,null,null,null,null,null,null,null,0]
[null,null,null,null,null,null,null,null,null,null,null,null,null,null,null,null,null,null,null,null,null,null,0]
[null,null,null,null,null,null,null,null,null,null,null,null,null,null,null,null,null,null,null,null,null,null,0]
[null,null,null,null,null,null,null,null,null,null,null,null,null,null,null,null,null,null,null,null,null,null,-0.45640000000000003]
[]
[]
[]
[]
[]
[]
[]
[]
[]
[]
[]
[]
[null,null,null,null,null,null,null,null,null,null,null,null,null,null,null,null,null,null,null,null,null,null,0]
[null,null,null,null,null,null,null,null,null,null,null,null,null,null,null,null,null,null,null,null,null,null,0]
[null,null,null,null,null,null,null,null,null,null,null,null,null,null,null,null,null,null,null,null,null,null,0]
[null,null,null,null,null,null,null,null,null,null,null,null,null,null,null,null,null,null,null,null,null,null,0]
[null,null,null,null,null,null,null,null,null,null,null,null,null,null,null,null,null,null,null,null,null,null,0]
[null,null,null,null,null,null,null,null,null,null,null,null,null,null,null,null,null,null,null,null,null,null,0]
[null,null,null,null,null,null,null,null,null,null,null,null,null,null,null,null,null,null,null,null,null,null,0]
[null,null,null,null,null,null,null,null,null,null,null,null,null,null,null,null,null,null,null,null,null,null,0]
[null,null,null,null,null,null,null,null,null,null,null,null,null,null,null,null,null,null,null,null,null,null,0]
[null,null,null,null,null,null,null,null,null,null,null,null,null,null,null,null,null,null,null,null,null,null,0]
[null,null,null,null,null,null,null,null,null,null,null,null,null,null,null,null,null,null,null,null,null,null,0]
[null,null,null,null,null,null,null,null,null,null,null,null,null,null,null,null,null,null,null,null,null,null,-0.52854000000000001]
[]
[]
[]
[]
[]
[]
[]
[]
[]
[]
[]
[]
[null,null,null,null,null,null,null,null,null,null,null,null,null,null,null,null,null,null,null,null,null,null,0]
[null,null,null,null,null,null,null,null,null,null,null,null,null,null,null,null,null,null,null,null,null,null,0]
[null,null,null,null,null,null,null,null,null,null,null,null,null,null,null,null,null,null,null,null,null,null,0]
[null,null,null,null,null,null,null,null,null,null,null,null,null,null,null,null,null,null,null,null,null,null,0]
[null,null,null,null,null,null,null,null,null,null,null,null,null,null,null,null,null,null,null,null,null,null,0]
[null,null,null,null,null,null,null,null,null,null,null,null,null,null,null,null,null,null,null,null,null,null,0]
[null,null,null,null,null,null,null,null,null,null,null,null,null,null,null,null,null,null,null,null,null,null,0]
[null,null,null,null,null,null,null,null,null,null,null,null,null,null,null,null,null,null,null,null,null,null,0]
[null,null,null,null,null,null,null,null,null,null,null,null,null,null,null,null,null,null,null,null,null,null,0]
[null,null,null,null,null,null,null,null,null,null,null,null,null,null,null,null,null,null,null,null,null,null,0]
[null,null,null,null,null,null,null,null,null,null,null,null,null,null,null,null,null,null,null,null,null,null,0]
[null,null,null,null,null,null,null,null,null,null,null,null,null,null,null,null,null,null,null,null,null,null,-0.47458]
[]
[]
[]
[]
[]
[]
[]
[]
[]
[]
[]
[]
[]
[]
[]
[]
[]
[]
[null,null,null,null,null,null,null,null,null,null,null,null,null,null,null,null,null,null,null,null,null,null,0]
[null,null,null,null,null,null,null,null,null,null,null,null,null,null,null,null,null,null,null,null,null,null,-0.13812000000000002]
[]
[]
[]
[]
[]
[]
[]
[]
[]
[]
[]
[]
[]
[]
[]
[]
[]
[]
[]
[]
[null,null,null,null,null,null,null,null,null,null,null,null,null,null,null,null,null,null,null,null,null,null,0]
[null,null,null,null,null,null,null,null,null,null,null,null,null,null,null,null,null,null,null,null,null,null,0]
[null,null,null,null,null,null,null,null,null,null,null,null,null,null,null,null,null,null,null,null,null,null,0]
[null,null,null,null,null,null,null,null,null,null,null,null,null,null,null,null,null,null,null,null,null,null,0]
[null,null,null,null,null,null,null,null,null,null,null,null,null,null,null,null,null,null,null,null,null,null,0]
[null,null,null,null,null,null,null,null,null,null,null,null,null,null,null,null,null,null,null,null,null,null,-0.20443000000000011]
[]
[]
[]
[]
[]
[]
[]
[]
[]
[]
[]
[]
[]
[]
[null,null,null,null,null,null,null,null,null,null,null,null,null,null,null,null,null,null,null,null,null,null,0]
[null,null,null,null,null,null,null,null,null,null,null,null,null,null,null,null,null,null,null,null,null,null,0]
[null,null,null,null,null,null,null,null,null,null,null,null,null,null,null,null,null,null,null,null,null,null,0]
[null,null,null,null,null,null,null,null,null,null,null,null,null,null,null,null,null,null,null,null,null,null,0]
[null,null,null,null,null,null,null,null,null,null,null,null,null,null,null,null,null,null,null,null,null,null,0]
[null,null,null,null,null,null,null,null,null,null,null,null,null,null,null,null,null,null,null,null,null,null,0]
[null,null,null,null,null,null,null,null,null,null,null,null,null,null,null,null,null,null,null,null,null,null,0]
[null,null,null,null,null,null,null,null,null,null,null,null,null,null,null,null,null,null,null,null,null,null,0]
[null,null,null,null,null,null,null,null,null,null,null,null,null,null,null,null,null,null,null,null,null,null,0]
[null,null,null,null,null,null,null,null,null,null,null,null,null,null,null,null,null,null,null,null,null,null,0]
[null,null,null,null,null,null,null,null,null,null,null,null,null,null,null,null,null,null,null,null,null,null,-0.15471000000000001]
[]
[]
[]
[]
[]
[]
[]
[]
[]
[]
[]
[]
[]
[null,null,null,null,null,null,null,null,null,null,null,null,null,null,null,null,null,null,null,null,null,null,0]
[null,null,null,null,null,null,null,null,null,null,null,null,null,null,null,null,null,null,null,null,null,null,0]
[null,null,null,null,null,null,null,null,null,null,null,null,null,null,null,null,null,null,null,null,null,null,0]
[null,null,null,null,null,null,null,null,null,null,null,null,null,null,null,null,null,null,null,null,null,null,0]
[null,null,null,null,null,null,null,null,null,null,null,null,null,null,null,null,null,null,null,null,null,null,0]
[null,null,null,null,null,null,null,null,null,null,null,null,null,null,null,null,null,null,null,null,null,null,0]
[null,null,null,null,null,null,null,null,null,null,null,null,null,null,null,null,null,null,null,null,null,null,0]
[null,null,null,null,null,null,null,null,null,null,null,null,null,null,null,null,null,null,null,null,null,null,0]
[null,null,null,null,null,null,null,null,null,null,null,null,null,null,null,null,null,null,null,null,null,null,0]
[null,null,null,null,null,null,null,null,null,null,null,null,null,null,null,null,null,null,null,null,null,null,0]
[null,null,null,null,null,null,null,null,null,null,null,null,null,null,null,null,null,null,null,null,null,null,-0.23420999999999986]
[]
[]
[]
[]
[]
[]
[]
[]
[]
[]
[]
[]
[]
[]
[null,null,null,null,null,null,null,null,null,null,null,null,null,null,null,null,null,null,null,null,null,null,0]
[null,null,null,null,null,null,null,null,null,null,null,null,null,null,null,null,null,null,null,null,null,null,0]
[null,null,null,null,null,null,null,null,null,null,null,null,null,null,null,null,null,null,null,null,null,null,0]
[null,null,null,null,null,null,null,null,null,null,null,null,null,null,null,null,null,null,null,null,null,null,0]
[null,null,null,null,null,null,null,null,null,null,null,null,null,null,null,null,null,null,null,null,null,null,0]
[null,null,null,null,null,null,null,null,null,null,null,null,null,null,null,null,null,null,null,null,null,null,0]
[null,null,null,null,null,null,null,null,null,null,null,null,null,null,null,null,null,null,null,null,null,null,0]
[null,null,null,null,null,null,null,null,null,null,null,null,null,null,null,null,null,null,null,null,null,null,0]
[null,null,null,null,null,null,null,null,null,null,null,null,null,null,null,null,null,null,null,null,null,null,0]
[null,null,null,null,null,null,null,null,null,null,null,null,null,null,null,null,null,null,null,null,null,null,-5.8199999999999974E-2]
[]
[]
[]
[]
[]
[]
[]
[]
[]
[]
[]
[]
[]
[]
[null,null,null,null,null,null,null,null,null,null,null,null,null,null,null,null,null,null,null,null,null,null,0]
[null,null,null,null,null,null,null,null,null,null,null,null,null,null,null,null,null,null,null,null,null,null,0]
[null,null,null,null,null,null,null,null,null,null,null,null,null,null,null,null,null,null,null,null,null,null,0]
[null,null,null,null,null,null,null,null,null,null,null,null,null,null,null,null,null,null,null,null,null,null,0]
[null,null,null,null,null,null,null,null,null,null,null,null,null,null,null,null,null,null,null,null,null,null,0]
[null,null,null,null,null,null,null,null,null,null,null,null,null,null,null,null,null,null,null,null,null,null,0]
[null,null,null,null,null,null,null,null,null,null,null,null,null,null,null,null,null,null,null,null,null,null,0]
[null,null,null,null,null,null,null,null,null,null,null,null,null,null,null,null,null,null,null,null,null,null,0]
[null,null,null,null,null,null,null,null,null,null,null,null,null,null,null,null,null,null,null,null,null,null,0]
[null,null,null,null,null,null,null,null,null,null,null,null,null,null,null,null,null,null,null,null,null,null,-0.14254000000000006]
[]
[]
[]
[]
[]
[]
[]
[]
[]
[]
[]
[]
[]
[null,null,null,null,null,null,null,null,null,null,null,null,null,null,null,null,null,null,null,null,null,null,0]
[null,null,null,null,null,null,null,null,null,null,null,null,null,null,null,null,null,null,null,null,null,null,-3.9580000000000004E-2]
[]
[]
[]
[]
[]
[null,null,null,null,null,null,null,null,null,null,null,null,null,null,null,null,null,null,null,null,null,null,0]
[null,null,null,null,null,null,null,null,null,null,null,null,null,null,null,null,null,null,null,null,null,null,-7.3759999999999992E-2]
[]
[]
[]
[]
[]
[]
[]
[]
[]
[]
[]
[]
[]
[]
[]
[]
[]
[]
[]
[]
[]
[]
[]
[]
[]
[]
[]
[]
[]
[]
[]
[]
[]
[]
[]
[]
[]
[]
[]
[]
[]
[]
[]
[]
[null,null,null,null,null,null,null,null,null,null,null,null,null,null,null,null,null,null,null,null,null,null,0]
[null,null,null,null,null,null,null,null,null,null,null,null,null,null,null,null,null,null,null,null,null,null,0]
[null,null,null,null,null,null,null,null,null,null,null,null,null,null,null,null,null,null,null,null,null,null,0]
[null,null,null,null,null,null,null,null,null,null,null,null,null,null,null,null,null,null,null,null,null,null,-0.16770000000000002]
[]
[]
[]
[]
[]
[]
[]
[]
[]
[]
[]
[]
[]
[]
[]
[]
[null,null,null,null,null,null,null,null,null,null,null,null,null,null,null,null,null,null,null,null,null,null,0]
[null,null,null,null,null,null,null,null,null,null,null,null,null,null,null,null,null,null,null,null,null,null,0]
[null,null,null,null,null,null,null,null,null,null,null,null,null,null,null,null,null,null,null,null,null,null,0]
[null,null,null,null,null,null,null,null,null,null,null,null,null,null,null,null,null,null,null,null,null,null,0]
[null,null,null,null,null,null,null,null,null,null,null,null,null,null,null,null,null,null,null,null,null,null,0]
[null,null,null,null,null,null,null,null,null,null,null,null,null,null,null,null,null,null,null,null,null,null,0]
[null,null,null,null,null,null,null,null,null,null,null,null,null,null,null,null,null,null,null,null,null,null,0]
[null,null,null,null,null,null,null,null,null,null,null,null,null,null,null,null,null,null,null,null,null,null,0]
[null,null,null,null,null,null,null,null,null,null,null,null,null,null,null,null,null,null,null,null,null,null,0]
[null,null,null,null,null,null,null,null,null,null,null,null,null,null,null,null,null,null,null,null,null,null,-0.24125999999999997]
[]
[]
[]
[]
[]
[]
[]
[]
[]
[]
[]
[]
[]
[null,null,null,null,null,null,null,null,null,null,null,null,null,null,null,null,null,null,null,null,null,null,0]
[null,null,null,null,null,null,null,null,null,null,null,null,null,null,null,null,null,null,null,null,null,null,0]
[null,null,null,null,null,null,null,null,null,null,null,null,null,null,null,null,null,null,null,null,null,null,0]
[null,null,null,null,null,null,null,null,null,null,null,null,null,null,null,null,null,null,null,null,null,null,0]
[null,null,null,null,null,null,null,null,null,null,null,null,null,null,null,null,null,null,null,null,null,null,0]
[null,null,null,null,null,null,null,null,null,null,null,null,null,null,null,null,null,null,null,null,null,null,0]
[null,null,null,null,null,null,null,null,null,null,null,null,null,null,null,null,null,null,null,null,null,null,0]
[null,null,null,null,null,null,null,null,null,null,null,null,null,null,null,null,null,null,null,null,null,null,0]
[null,null,null,null,null,null,null,null,null,null,null,null,null,null,null,null,null,null,null,null,null,null,0]
[null,null,null,null,null,null,null,null,null,null,null,null,null,null,null,null,null,null,null,null,null,null,0]
[null,null,null,null,null,null,null,null,null,null,null,null,null,null,null,null,null,null,null,null,null,null,-0.18693999999999988]
[]
[]
[]
[]
[]
[]
[]
[]
[]
[]
[]
[]
[]
[]
[null,null,null,null,null,null,null,null,null,null,null,null,null,null,null,null,null,null,null,null,null,null,0]
[null,null,null,null,null,null,null,null,null,null,null,null,null,null,null,null,null,null,null,null,null,null,0]
[null,null,null,null,null,null,null,null,null,null,null,null,null,null,null,null,null,null,null,null,null,null,0]
[null,null,null,null,null,null,null,null,null,null,null,null,null,null,null,null,null,null,null,null,null,null,0]
[null,null,null,null,null,null,null,null,null,null,null,null,null,null,null,null,null,null,null,null,null,null,0]
[null,null,null,null,null,null,null,null,null,null,null,null,null,null,null,null,null,null,null,null,null,null,0]
[null,null,null,null,null,null,null,null,null,null,null,null,null,null,null,null,null,null,null,null,null,null,0]
[null,null,null,null,null,null,null,null,null,null,null,null,null,null,null,null,null,null,null,null,null,null,0]
[null,null,null,null,null,null,null,null,null,null,null,null,null,null,null,null,null,null,null,null,null,null,0]
[null,null,null,null,null,null,null,null,null,null,null,null,null,null,null,null,null,null,null,null,null,null,-0.31600000000000006]
[]
[]
[]
[]
[]
[]
[]
[]
[]
[]
[]
[]
[]
[]
[null,null,null,null,null,null,null,null,null,null,null,null,null,null,null,null,null,null,null,null,null,null,0]
[null,null,null,null,null,null,null,null,null,null,null,null,null,null,null,null,null,null,null,null,null,null,0]
[null,null,null,null,null,null,null,null,null,null,null,null,null,null,null,null,null,null,null,null,null,null,0]
[null,null,null,null,null,null,null,null,null,null,null,null,null,null,null,null,null,null,null,null,null,null,0]
[null,null,null,null,null,null,null,null,null,null,null,null,null,null,null,null,null,null,null,null,null,null,0]
[null,null,null,null,null,null,null,null,null,null,null,null,null,null,null,null,null,null,null,null,null,null,0]
[null,null,null,null,null,null,null,null,null,null,null,null,null,null,null,null,null,null,null,null,null,null,0]
[null,null,null,null,null,null,null,null,null,null,null,null,null,null,null,null,null,null,null,null,null,null,0]
[null,null,null,null,null,null,null,null,null,null,null,null,null,null,null,null,null,null,null,null,null,null,0]
[null,null,null,null,null,null,null,null,null,null,null,null,null,null,null,null,null,null,null,null,null,null,-0.26858999999999988]
[]
[]
[]
[]
[]
[]
[]
[]
[]
[]
[]
[]
[]
[]
[null,null,null,null,null,null,null,null,null,null,null,null,null,null,null,null,null,null,null,null,null,null,0]
[null,null,null,null,null,null,null,null,null,null,null,null,null,null,null,null,null,null,null,null,null,null,0]
[null,null,null,null,null,null,null,null,null,null,null,null,null,null,null,null,null,null,null,null,null,null,0]
[null,null,null,null,null,null,null,null,null,null,null,null,null,null,null,null,null,null,null,null,null,null,0]
[null,null,null,null,null,null,null,null,null,null,null,null,null,null,null,null,null,null,null,null,null,null,0]
[null,null,null,null,null,null,null,null,null,null,null,null,null,null,null,null,null,null,null,null,null,null,0]
[null,null,null,null,null,null,null,null,null,null,null,null,null,null,null,null,null,null,null,null,null,null,0]
[null,null,null,null,null,null,null,null,null,null,null,null,null,null,null,null,null,null,null,null,null,null,0]
[null,null,null,null,null,null,null,null,null,null,null,null,null,null,null,null,null,null,null,null,null,null,0]
[null,null,null,null,null,null,null,null,null,null,null,null,null,null,null,null,null,null,null,null,null,null,-0.22130999999999995]
[]
[]
[]
[]
[]
[]
[]
[]
[]
[]
[]
[]
[]
[]
[]
[]
[]
[null,null,null,null,null,null,null,null,null,null,null,null,null,null,null,null,null,null,null,null,null,null,0]
[null,null,null,null,null,null,null,null,null,null,null,null,null,null,null,null,null,null,null,null,null,null,0]
[null,null,null,null,null,null,null,null,null,null,null,null,null,null,null,null,null,null,null,null,null,null,0]
[null,null,null,null,null,null,null,null,null,null,null,null,null,null,null,null,null,null,null,null,null,null,0]
[null,null,null,null,null,null,null,null,null,null,null,null,null,null,null,null,null,null,null,null,null,null,0]
[null,null,null,null,null,null,null,null,null,null,null,null,null,null,null,null,null,null,null,null,null,null,-0.30579000000000001]
[]
[]
[]
[]
[]
[]
[]
[]
[]
[]
[]
[]
[]
[]
[]
[]
[]
[]
[null,null,null,null,null,null,null,null,null,null,null,null,null,null,null,null,null,null,null,null,null,null,0]
[null,null,null,null,null,null,null,null,null,null,null,null,null,null,null,null,null,null,null,null,null,null,0]
[null,null,null,null,null,null,null,null,null,null,null,null,null,null,null,null,null,null,null,null,null,null,0]
[null,null,null,null,null,null,null,null,null,null,null,null,null,null,null,null,null,null,null,null,null,null,-3.0670000000000031E-2]
[]
[]
[]
[]
[]
[]
[]
[]
[]
[]
[]
[]
[]
[]
[]
[]
[]
[null,null,null,null,null,null,null,null,null,null,null,null,null,null,null,null,null,null,null,null,null,null,0]
[null,null,null,null,null,null,null,null,null,null,null,null,null,null,null,null,null,null,null,null,null,null,0]
[null,null,null,null,null,null,null,null,null,null,null,null,null,null,null,null,null,null,null,null,null,null,0]
[null,null,null,null,null,null,null,null,null,null,null,null,null,null,null,null,null,null,null,null,null,null,0]
[null,null,null,null,null,null,null,null,null,null,null,null,null,null,null,null,null,null,null,null,null,null,0]
[null,null,null,null,null,null,null,null,null,null,null,null,null,null,null,null,null,null,null,null,null,null,0]
[null,null,null,null,null,null,null,null,null,null,null,null,null,null,null,null,null,null,null,null,null,null,0]
[null,null,null,null,null,null,null,null,null,null,null,null,null,null,null,null,null,null,null,null,null,null,0]
[null,null,null,null,null,null,null,null,null,null,null,null,null,null,null,null,null,null,null,null,null,null,0]
[null,null,null,null,null,null,null,null,null,null,null,null,null,null,null,null,null,null,null,null,null,null,-0.30494999999999994]
[]
[]
[]
[]
[]
[]
[]
[]
[]
[]
[]
[]
[]
[]
[null,null,null,null,null,null,null,null,null,null,null,null,null,null,null,null,null,null,null,null,null,null,0]
[null,null,null,null,null,null,null,null,null,null,null,null,null,null,null,null,null,null,null,null,null,null,0]
[null,null,null,null,null,null,null,null,null,null,null,null,null,null,null,null,null,null,null,null,null,null,0]
[null,null,null,null,null,null,null,null,null,null,null,null,null,null,null,null,null,null,null,null,null,null,0]
[null,null,null,null,null,null,null,null,null,null,null,null,null,null,null,null,null,null,null,null,null,null,0]
[null,null,null,null,null,null,null,null,null,null,null,null,null,null,null,null,null,null,null,null,null,null,0]
[null,null,null,null,null,null,null,null,null,null,null,null,null,null,null,null,null,null,null,null,null,null,0]
[null,null,null,null,null,null,null,null,null,null,null,null,null,null,null,null,null,null,null,null,null,null,0]
[null,null,null,null,null,null,null,null,null,null,null,null,null,null,null,null,null,null,null,null,null,null,0]
[null,null,null,null,null,null,null,null,null,null,null,null,null,null,null,null,null,null,null,null,null,null,-0.24547999999999986]
[]
[]
[]
[]
[]
[]
[]
[]
[]
[]
[]
[]
[]
[]
[null,null,null,null,null,null,null,null,null,null,null,null,null,null,null,null,null,null,null,null,null,null,0]
[null,null,null,null,null,null,null,null,null,null,null,null,null,null,null,null,null,null,null,null,null,null,0]
[null,null,null,null,null,null,null,null,null,null,null,null,null,null,null,null,null,null,null,null,null,null,0]
[null,null,null,null,null,null,null,null,null,null,null,null,null,null,null,null,null,null,null,null,null,null,0]
[null,null,null,null,null,null,null,null,null,null,null,null,null,null,null,null,null,null,null,null,null,null,0]
[null,null,null,null,null,null,null,null,null,null,null,null,null,null,null,null,null,null,null,null,null,null,0]
[null,null,null,null,null,null,null,null,null,null,null,null,null,null,null,null,null,null,null,null,null,null,0]
[null,null,null,null,null,null,null,null,null,null,null,null,null,null,null,null,null,null,null,null,null,null,0]
[null,null,null,null,null,null,null,null,null,null,null,null,null,null,null,null,null,null,null,null,null,null,0]
[null,null,null,null,null,null,null,null,null,null,null,null,null,null,null,null,null,null,null,null,null,null,-0.43171000000000004]
[]
[]
[]
[]
[]
[]
[]
[]
[]
[]
[]
[]
[]
[]
[]
[]
[]
[]
[]
[]
[]
[]
[]
[]
[]
[]
[]
[]
[]
[]
[]
[]
[]
[]
[]
[]
[]
[]
[]
[]
[]
[]
[]
[]
[]
[]
[]
[]
[]
[]
[]
[]
[]
[]
[]
[]
[]
[]
[]
[]
[]
[]
[]
[]
[]
[]
[null,null,null,null,null,null,null,null,null,null,null,null,null,null,null,null,null,null,null,null,null,null,0]
[null,null,null,null,null,null,null,null,null,null,null,null,null,null,null,null,null,null,null,null,null,null,0]
[null,null,null,null,null,null,null,null,null,null,null,null,null,null,null,null,null,null,null,null,null,null,-7.7129999999999976E-2]
[]
[]
[]
[]
[]
[]
[]
[]
[]
[]
[]
[]
[]
[]
[]
[]
[]
[]
[]
[]
[]
[]
[]
[]
[]
[]
[]
[]
[]
[]
[]
[]
[]
[]
[]
[]
[]
[]
[]
[]
[]
[]
[]
[null,null,null,null,null,null,null,null,null,null,null,null,null,null,null,null,null,null,null,null,null,null,0]
[null,null,null,null,null,null,null,null,null,null,null,null,null,null,null,null,null,null,null,null,null,null,0]
[null,null,null,null,null,null,null,null,null,null,null,null,null,null,null,null,null,null,null,null,null,null,-2.8179999999999983E-2]
[null,null,null,null,null,null,null,null,null,null,null,null,null,null,null,null,null,null,null,null,null,null,0]
[null,null,null,null,null,null,null,null,null,null,null,null,null,null,null,null,null,null,null,null,null,null,-0.29250999999999999]
[]
[]
[]
[]
[]
[]
[]
[]
[]
[]
[]
[]
[]
[]
[]
[]
[]
[null,null,null,null,null,null,null,null,null,null,null,null,null,null,null,null,null,null,null,null,null,null,0]
[null,null,null,null,null,null,null,null,null,null,null,null,null,null,null,null,null,null,null,null,null,null,0]
[null,null,null,null,null,null,null,null,null,null,null,null,null,null,null,null,null,null,null,null,null,null,0]
[null,null,null,null,null,null,null,null,null,null,null,null,null,null,null,null,null,null,null,null,null,null,0]
[null,null,null,null,null,null,null,null,null,null,null,null,null,null,null,null,null,null,null,null,null,null,0]
[null,null,null,null,null,null,null,null,null,null,null,null,null,null,null,null,null,null,null,null,null,null,0]
[null,null,null,null,null,null,null,null,null,null,null,null,null,null,null,null,null,null,null,null,null,null,0]
[null,null,null,null,null,null,null,null,null,null,null,null,null,null,null,null,null,null,null,null,null,null,0]
[null,null,null,null,null,null,null,null,null,null,null,null,null,null,null,null,null,null,null,null,null,null,0]
[null,null,null,null,null,null,null,null,null,null,null,null,null,null,null,null,null,null,null,null,null,null,-0.50160000000000005]
[]
[]
[]
[]
[]
[]
[]
[]
[]
[]
[]
[]
[]
[]
[null,null,null,null,null,null,null,null,null,null,null,null,null,null,null,null,null,null,null,null,null,null,0]
[null,null,null,null,null,null,null,null,null,null,null,null,null,null,null,null,null,null,null,null,null,null,0]
[null,null,null,null,null,null,null,null,null,null,null,null,null,null,null,null,null,null,null,null,null,null,0]
[null,null,null,null,null,null,null,null,null,null,null,null,null,null,null,null,null,null,null,null,null,null,0]
[null,null,null,null,null,null,null,null,null,null,null,null,null,null,null,null,null,null,null,null,null,null,0]
[null,null,null,null,null,null,null,null,null,null,null,null,null,null,null,null,null,null,null,null,null,null,0]
[null,null,null,null,null,null,null,null,null,null,null,null,null,null,null,null,null,null,null,null,null,null,0]
[null,null,null,null,null,null,null,null,null,null,null,null,null,null,null,null,null,null,null,null,null,null,-0.23595999999999995]
[]
[]
[]
[]
[]
[]
[]
[]
[]
[]
[]
[]
[]
[]
[]
[]
[]
[null,null,null,null,null,null,null,null,null,null,null,null,null,null,null,null,null,null,null,null,null,null,0]
[null,null,null,null,null,null,null,null,null,null,null,null,null,null,null,null,null,null,null,null,null,null,0]
[null,null,null,null,null,null,null,null,null,null,null,null,null,null,null,null,null,null,null,null,null,null,0]
[null,null,null,null,null,null,null,null,null,null,null,null,null,null,null,null,null,null,null,null,null,null,0]
[null,null,null,null,null,null,null,null,null,null,null,null,null,null,null,null,null,null,null,null,null,null,0]
[null,null,null,null,null,null,null,null,null,null,null,null,null,null,null,null,null,null,null,null,null,null,0]
[null,null,null,null,null,null,null,null,null,null,null,null,null,null,null,null,null,null,null,null,null,null,0]
[null,null,null,null,null,null,null,null,null,null,null,null,null,null,null,null,null,null,null,null,null,null,-0.17949000000000004]
[]
[]
[]
[]
[]
[]
[]
[]
[]
[]
[]
[]
[]
[]
[]
[null,null,null,null,null,null,null,null,null,null,null,null,null,null,null,null,null,null,null,null,null,null,0]
[null,null,null,null,null,null,null,null,null,null,null,null,null,null,null,null,null,null,null,null,null,null,0]
[null,null,null,null,null,null,null,null,null,null,null,null,null,null,null,null,null,null,null,null,null,null,0]
[null,null,null,null,null,null,null,null,null,null,null,null,null,null,null,null,null,null,null,null,null,null,0]
[null,null,null,null,null,null,null,null,null,null,null,null,null,null,null,null,null,null,null,null,null,null,0]
[null,null,null,null,null,null,null,null,null,null,null,null,null,null,null,null,null,null,null,null,null,null,0]
[null,null,null,null,null,null,null,null,null,null,null,null,null,null,null,null,null,null,null,null,null,null,0]
[null,null,null,null,null,null,null,null,null,null,null,null,null,null,null,null,null,null,null,null,null,null,0]
[null,null,null,null,null,null,null,null,null,null,null,null,null,null,null,null,null,null,null,null,null,null,-0.13989000000000007]
[]
[]
[]
[]
[]
[]
[]
[]
[]
[]
[]
[]
[]
[]
[]
[]
[]
[]
[]
[]
[]
[]
[]
[]
[]
[]
[]
[]
[]
[]
[]
[]
[]
[]
[]
[]
[]
[]
[]
[]
[]
[]
[]
[]
[]
[]
[]
[]
[]
[]
[]
[]
[]
[]
[]
[]
[]
[]
[]
[]
[]
[]
[]
[]
[]
[]
[]
[]
[]
[]
[]
[]
[]
[]
[]
[]
[]
[]
[]
[]
[]
[]
[]
[]
[]
[]
[]
[null,null,null,null,null,null,null,null,null,null,null,null,null,null,null,null,null,null,null,null,null,null,0]
[null,null,null,null,null,null,null,null,null,null,null,null,null,null,null,null,null,null,null,null,null,null,0]
[null,null,null,null,null,null,null,null,null,null,null,null,null,null,null,null,null,null,null,null,null,null,0]
[null,null,null,null,null,null,null,null,null,null,null,null,null,null,null,null,null,null,null,null,null,null,0]
[null,null,null,null,null,null,null,null,null,null,null,null,null,null,null,null,null,null,null,null,null,null,0]
[null,null,null,null,null,null,null,null,null,null,null,null,null,null,null,null,null,null,null,null,null,null,0]
[null,null,null,null,null,null,null,null,null,null,null,null,null,null,null,null,null,null,null,null,null,null,0]
[null,null,null,null,null,null,null,null,null,null,null,null,null,null,null,null,null,null,null,null,null,null,-0.11162000000000005]
[]
[]
[]
[]
[]
[]
[]
[]
[]
[]
[]
[]
[]
[]
[]
[]
[]
[]
[]
[]
[]
[]
[]
[]
[]
[]
[]
[]
[]
[]
[]
[]
[]
[]
[]
[]
[]
[]
[]
[]
[]
[null,null,null,null,null,null,null,null,null,null,null,null,null,null,null,null,null,null,null,null,null,null,0]
[null,null,null,null,null,null,null,null,null,null,null,null,null,null,null,null,null,null,null,null,null,null,-2.5400000000000422E-3]
[null,null,null,null,null,null,null,null,null,null,null,null,null,null,null,null,null,null,null,null,null,null,0]
[null,null,null,null,null,null,null,null,null,null,null,null,null,null,null,null,null,null,null,null,null,null,0]
[null,null,null,null,null,null,null,null,null,null,null,null,null,null,null,null,null,null,null,null,null,null,0]
[null,null,null,null,null,null,null,null,null,null,null,null,null,null,null,null,null,null,null,null,null,null,-0.17288000000000001]
[]
[]
[]
[]
[]
[]
[]
[]
[]
[]
[]
[]
[]
[]
[]
[]
[]
[]
[null,null,null,null,null,null,null,null,null,null,null,null,null,null,null,null,null,null,null,null,null,null,0]
[null,null,null,null,null,null,null,null,null,null,null,null,null,null,null,null,null,null,null,null,null,null,0]
[null,null,null,null,null,null,null,null,null,null,null,null,null,null,null,null,null,null,null,null,null,null,-8.3039999999999947E-2]
[]
[]
[]
[]
[]
[]
[]
[]
[]
[]
[]
[]
[]
[]
[]
[]
[]
[]
[]
[]
[]
[]
[]
[]
[]
[]
[]
[]
[]
[]
[]
[]
[]
[]
[]
[]
[]
[]
[]
[]
[]
[]
[]
[]
[]
[]
[]
[]
[]
[]
[]
[]
[]
[]
[]
[]
[]
[]
[]
[]
[]
[]
[]
[]
[]
[]
[]
[]
[]
[]
[]
[]
[]
[]
[]
[]
[]
[]
[]
[]
[]
[]
[]
[]
[]
[]
[]
[]
[]
[]
[]
[]
[]
[]
[]
[]
[]
[]
[]
[]
[]
[]
[]
[]
[]
[]
[]
[]
[]
[]
[]
[]
[]
[]
[]
[]
[]
[]
[]
[]
[null,null,null,null,null,null,null,null,null,null,null,null,null,null,null,null,null,null,null,null,null,null,0]
[null,null,null,null,null,null,null,null,null,null,null,null,null,null,null,null,null,null,null,null,null,null,-0.12053000000000003]
[]
[]
[]
[]
[]
[]
[]
[]
[]
[]
[]
[]
[]
[]
[]
[]
[]
[]
[]
[]
[]
[]
[]
[]
[]
[]
[]
[]
[]
[]
[]
[]
[]
[]
[]
[]
[]
[]
[]
[]
[]
[]
[]
[]
[]
[]
[]
[]
[]
[]
[]
[]
[]
[]
[]
[]
[]
[]
[]
[]
[]
[]
[]
[]
[]
[]
[]
[]
[]
[]
[]
[]
[]
[]
[]
[]
[]
[]
[]
[]
[]
[]
[]
[]
[]
[]
[]
[]
[]
[]
[]
[]
[]
[]
[]
[]
[]
[]
[]
[]
[]
[]
[]
[]
[]
[]
[]
[]
[]
[]
[]
[]
[]
[]
[]
[]
[]
[]
[]
[]
[]
[]
[]
[]
[]
[]
[]
[]
[]
[]
[]
[]
[]
[]
[]
[]
[]
[]
[]
[]
[]
[]
[]
[]
[]
[]
[]
[]
[]
[]
[]
[]
[]
[]
[]
[]
[]
[]
[]
[]
[]
[]
[]
[]
[]
[]
[]
[]
[]
[]
[]
[]
[]
[]
[]
[]
[]
[]
[]
[]
[]
[]
[]
[]
[]
[]
[]
[]
[]
[]
[]
[]
[]
[]
[]
[]
[]
[]
[]
[]
[]
[]
[]
[]
[]
[]
[]
[]
[]
[]
[]
[]
[]
[]
[]
[]
[]
[]
[]
[]
[]
[]
[]
[]
[]
[]
[]
[]
[]
[]
[]
[]
[]
[]
[]
[]
[]
[]
[]
[]
[]
[]
[]
[]
[]
[]
[]
[]
[]
[]
[]
[]
[]
[]
[]
[]
[]
[]
[]
[]
[]
[]
[]
[]
[]
[]
[]
[]
[]
[]
[]
[]
[]
[]
[]
[]
[]
[]
[]
[]
[]
[]
[]
[]
[]
[]
[]
[]
[]
[]
[]
[]
[]
[]
[]
[]
[]
[]
[]
[]
[]
[]
[]
[]
[]
[]
[]
[null,null,null,null,null,null,null,null,null,null,null,null,null,null,null,null,null,null,null,null,null,null,0]
[null,null,null,null,null,null,null,null,null,null,null,null,null,null,null,null,null,null,null,null,null,null,-0.15317999999999998]

{"sheet":"Voda","index":3,"n_rows":15,"n_cols":29,"rows_kept":15,"cut":false,"hidden":false,"merged":[[1,1,1,28]]}
[]
[null,"Vyplňte tabulku s typickou spotřebou v litrech pro jednotlivé měsíce a hodiny"]
[null,"Pořadové číslo měsíce","Hodina/Měsíc","Teplota vody na vstupu [°C]","Požadovaná teplota na výstupu [°C]",1,2,3,4,5,6,7,8,9,10,11,12,13,14,15,16,17,18,19,20,21,22,23,24]
[null,1,"Leden",0,0,0,0,0,0,0,0,0,0,0,0,0,0,0,0,0,0,0,0,0,0,0,0,0,0]
[null,2,"Únor",0,0,0,0,0,0,0,0,0,0,0,0,0,0,0,0,0,0,0,0,0,0,0,0,0,0]
[null,3,"Březen",0,0,0,0,0,0,0,0,0,0,0,0,0,0,0,0,0,0,0,0,0,0,0,0,0,0]
[null,4,"Duben",0,0,0,0,0,0,0,0,0,0,0,0,0,0,0,0,0,0,0,0,0,0,0,0,0,0]
[null,5,"Květen",0,0,0,0,0,0,0,0,0,0,0,0,0,0,0,0,0,0,0,0,0,0,0,0,0,0]
[null,6,"Červen",0,0,0,0,0,0,0,0,0,0,0,0,0,0,0,0,0,0,0,0,0,0,0,0,0,0]
[null,7,"Červenec",0,0,0,0,0,0,0,0,0,0,0,0,0,0,0,0,0,0,0,0,0,0,0,0,0,0]
[null,8,"Srpen",0,0,0,0,0,0,0,0,0,0,0,0,0,0,0,0,0,0,0,0,0,0,0,0,0,0]
[null,9,"Září",0,0,0,0,0,0,0,0,0,0,0,0,0,0,0,0,0,0,0,0,0,0,0,0,0,0]
[null,10,"Říjen",0,0,0,0,0,0,0,0,0,0,0,0,0,0,0,0,0,0,0,0,0,0,0,0,0,0]
[null,11,"Listopad",0,0,0,0,0,0,0,0,0,0,0,0,0,0,0,0,0,0,0,0,0,0,0,0,0,0]
[null,12,"Prosinec",0,0,0,0,0,0,0,0,0,0,0,0,0,0,0,0,0,0,0,0,0,0,0,0,0,0]

{"sheet":"source","index":4,"n_rows":16,"n_cols":22,"rows_kept":16,"cut":false,"hidden":true,"merged":[]}
["locationList","photovoltaicCell","booleanList","objectList","regionList","batteryTypes","phaseCount",null,null,null,"2017-06-09","2018-09-13","2020-01-31",null,null,"date",null,null,null,"TDDList","scenarious","virtualBatteries"]
["Česká republika","Mono či polykrystalické","Ano","Rodinný dům","Hlavní město Praha","Na bázi lithia",1,null,null,"v1 a v2","v3","v4","v5",null,null,{"$f":"IF(Formular!D5>=source!M1,5,IF(Formular!D5>=source!L1,4,IF(Formular!D5>=K1,3,2)))","v":2},null,null,null,"TDD1 ČR",{"$f":"'Cena elektřiny'!J1","v":0},"Bohemia Energy"]
["Jiná","Tenkovrstvé amorfní","Ne","Bytový dům","Středočeský","Jiný",3,null,"all","Zadaný vstup vyhovuje výzvám C.3.2, C.3.3, C.3.4, C.3.5 a C.3.6","Zadaný vstup vyhovuje výzvám C.3.2, C.3.3, C.3.4, C.3.5, C.3.6 a C.3.7","Zadaný vstup vyhovuje výzvám C.3.2, C.3.3, C.3.4, C.3.5, C.3.6, C.3.7 a C.3.8","Zadaný vstup vyhovuje výzvám C.3.2, C.3.3, C.3.4, C.3.5, C.3.6, C.3.7, C.3.8 a C.3.9",null,null,null,null,null,null,"TDD2 ČR",{"$f":"'Cena elektřiny'!K1","v":0},"ČEZ"]
[null,"Jiné",null,"Jiný","Jihočeský",null,null,null,"withoutApartment","Zadaný vstup vyhovuje výzvám C.3.3, C.3.4, C.3.5 a C.3.6","Zadaný vstup vyhovuje výzvám C.3.3, C.3.4, C.3.5, C.3.6 a C.3.7","Zadaný vstup vyhovuje výzvám C.3.3, C.3.4, C.3.5, C.3.6, C.3.7 a C.3.8","Zadaný vstup vyhovuje výzvám C.3.3, C.3.4, C.3.5, C.3.6, C.3.7, C.3.8 a C.3.9",null,null,null,null,null,null,"TDD3 ČR",{"$f":"'Cena elektřiny'!L1","v":0},"E.ON"]
[null,null,null,null,"Plzeňský",null,null,null,"withoutFirst","Zadaný vstup vyhovuje výzvám C.3.4, C.3.5 a C.3.6","Zadaný vstup vyhovuje výzvám C.3.4, C.3.5, C.3.6 a C.3.7","Zadaný vstup vyhovuje výzvám C.3.4, C.3.5, C.3.6, C.3.7 a C.3.8","Zadaný vstup vyhovuje výzvám C.3.4, C.3.5, C.3.6, C.3.7, C.3.8 a C.3.9",null,null,null,null,null,null,"TDD4 ČR"]
[null,null,null,null,"Karlovarský",null,null,null,"withoutBattery","Zadaný vstup vyhovuje výzvě C.3.4","Zadaný vstup vyhovuje výzvě C.3.4","Zadaný vstup vyhovuje výzvám C.3.4 a C.3.8","Zadaný vstup vyhovuje výzvám C.3.4, C.3.8 a C.3.9",null,null,null,null,null,null,"TDD5\nJižní Čechy"]
[null,null,null,null,"Ústecký",null,null,null,"batteryLow","Zadaný vstup vyhovuje výzvě C.3.4 a C.3.5","Zadaný vstup vyhovuje výzvě C.3.4 a C.3.5","Zadaný vstup vyhovuje výzvě C.3.4 a C.3.5","Zadaný vstup vyhovuje výzvě C.3.4 a C.3.5",null,null,null,null,null,null,"TDD5\nJižní Morava"]
[null,null,null,null,"Liberecký",null,null,null,"batteryMid","Zadaný vstup vyhovuje výzvě C.3.4, C.3.5 a C.3.6","Zadaný vstup vyhovuje výzvě C.3.4, C.3.5 a C.3.6","Zadaný vstup vyhovuje výzvě C.3.4, C.3.5 a C.3.6","Zadaný vstup vyhovuje výzvě C.3.4, C.3.5, C.3.6 a C.3.9",null,null,null,null,null,null,"TDD5\nPraha"]
[null,null,null,null,"Královéhradecký",null,null,null,"batteryHigh","Zadaný vstup vyhovuje výzvě C.3.4, C.3.5 a C.3.6","Zadaný vstup vyhovuje výzvě C.3.4, C.3.5, C.3.6 a C.3.7","Zadaný vstup vyhovuje výzvě C.3.4, C.3.5, C.3.6, C.3.7 a C.3.8","Zadaný vstup vyhovuje výzvě C.3.4, C.3.5, C.3.6, C.3.7, C.3.8 a C.3.9",null,null,null,null,null,null,"TDD5\nSeverní Čechy"]
[null,null,null,null,"Pardubický",null,null,null,"withoutPump","Zadaný vstup vyhovuje výzvě C.3.4","Zadaný vstup vyhovuje výzvě C.3.4","Zadaný vstup vyhovuje výzvě C.3.4","Zadaný vstup vyhovuje výzvám C.3.4 a C.3.9",null,null,null,null,null,null,"TDD5\nSeverní Morava"]
[null,null,null,null,"Vysočina",null,null,null,"smallCapacity","Zadaný vstup vyhovuje výzvě C.3.4","Zadaný vstup vyhovuje výzvě C.3.4","Zadaný vstup vyhovuje výzvě C.3.4","Zadaný vstup vyhovuje výzvě C.3.4","Zadaný vstup vyhovuje výzvě C.3.4","Zadaný vstup vyhovuje výzvě C.3.4",null,null,null,null,"TDD5\nStřední Čechy"]
[null,null,null,null,"Jihomoravský",null,null,null,null,null,null,null,null,null,null,null,null,null,null,"TDD5\nVýchodní Čechy"]
[null,null,null,null,"Olomoucký",null,null,null,null,null,null,null,null,null,null,null,null,null,null,"TDD5\nZápadní Čechy"]
[null,null,null,null,"Zlínský",null,null,null,null,null,null,null,null,null,null,null,null,null,null,"TDD6 ČR"]
[null,null,null,null,"Moravskoslezský",null,null,null,null,null,null,null,null,null,null,null,null,null,null,"TDD7 ČR"]
[null,null,null,null,null,null,null,null,null,null,null,null,null,null,null,null,null,null,null,"TDD8 ČR"]

{"sheet":"TDDData","index":5,"n_rows":8786,"n_cols":171,"rows_kept":562,"cut":true,"hidden":true,"merged":[[8767,8,8767,10],[8767,11,8767,13],[8765,0,8765,13],[8767,2,8767,4],[8767,5,8767,7],[8766,2,8766,7],[8766,8,8766,13],[0,77,1,77],[0,65,1,65],[0,66,1,66],[0,67,1,67],[0,68,1,68],[0,69,1,69],[0,62,1,62],[0,63,1,63],[0,64,1,64],[0,75,1,75],[0,76,1,76],[0,54,1,54],[0,50,1,50],[0,55,1,55],[0,70,1,70],[0,71,1,71],[0,72,1,72],[0,80,1,80],[0,81,1,81],[0,82,1,82],[0,83,1,83],[0,84,1,84],[8765,14,8765,18],[8766,20,8766,21],[8766,22,8766,23],[8766,15,8766,16],[8766,17,8766,18],[8765,19,8765,23],[0,78,1,78],[0,79,1,79],[0,73,1,73],[0,74,1,74],[0,56,1,56],[0,57,1,57],[0,58,1,58],[0,59,1,59],[0,60,1,60],[0,61,1,61],[0,90,1,90],[0,91,1,91],[0,92,1,92],[0,93,1,93],[0,94,1,94],[0,85,1,85],[0,86,1,86],[0,87,1,87],[0,88,1,88],[0,89,1,89],[0,100,1,100],[0,101,1,101],[0,102,1,102],[0,103,1,103],[0,104,1,104],[0,95,1,95],[0,96,1,96],[0,97,1,97],[0,98,1,98],[0,99,1,99],[0,110,1,110],[0,111,1,111],[0,112,1,112],[0,113,1,113],[0,114,1,114],[0,105,1,105],[0,106,1,106],[0,107,1,107],[0,108,1,108],[0,109,1,109],[0,120,1,120],[0,121,1,121],[0,122,1,122],[0,123,1,123],[0,124,1,124],[0,115,1,115],[0,116,1,116],[0,117,1,117],[0,118,1,118],[0,119,1,119],[0,130,1,130],[0,131,1,131],[0,132,1,132],[0,133,1,133],[0,134,1,134],[0,125,1,125],[0,126,1,126],[0,127,1,127],[0,128,1,128],[0,129,1,129],[0,140,1,140],[0,141,1,141],[0,142,1,142],[0,143,1,143],[0,144,1,144],[0,135,1,135],[0,136,1,136],[0,137,1,137],[0,138,1,138],[0,139,1,139],[0,150,1,150],[0,151,1,151],[0,152,1,152],[0,153,1,153],[0,154,1,154],[0,145,1,145],[0,146,1,146],[0,147,1,147],[0,148,1,148],[0,149,1,149]],"bounds":{"rows_first":250,"rows_last":62,"rows_between":250,"halvings":3}}
["Poř. č. měsíce v roce","Den","Hodina","Poř. č. hod. v roce","TDD1 ČR","TDD2 ČR","TDD3 ČR","TDD4 ČR","TDD5\nJižní Čechy","TDD5\nJižní Morava","TDD5\nPraha","TDD5\nSeverní Čechy","TDD5\nSeverní Morava","TDD5\nStřední Čechy","TDD5\nVýchodní Čechy","TDD5\nZápadní Čechy","TDD6 ČR","TDD7 ČR","TDD8 ČR","Nově potřebná energie k ohřevu vody [kWh]","Potřebná energie s deficitem k ohřátí vody [kWh]","Spotřeba z distribuční sítě při využití pouze bojleru [kWh]","Zbývá k ohřátí [kWh]","Spotřeba v místě [kWh]","Stažená výroba v místě [Wh]","Výroba v místě při vybrané účinnosti [Wh]","Rozdíl výroby se zohledněním účinnosti a spotřeby [kWh]","Přepočtená spotřeba bez využití akumulátoru [kWh]","Stav akumulátoru [kWh]","Přepočtená spotřeba při využití pouze akumulátoru [kWh]","Stav virtuální baterie [kWh]","Energie přidaná do virtuální baterie [kWh]","Přepočtená spotřeba při využití akumulátoru a virtuální baterie [kWh]","Kumulativní součet uložené energie do virtuální baterie [kWh]","Stav virtuální baterie [kWh]","Energie přidaná do virtuální baterie [kWh]","Přepočtená spotřeba při využití pouze virtuální baterie [kWh]","Kumulativní součet uložené energie do virtuální baterie [kWh]","Spotřeba v místě navýšená o bojler [kWh]","Rozdíl výroby se zohledněním účinnosti a spotřeby navýšené o bojler [kWh]","Přepočtená navýšená spotřeba s bojlerem bez využití akumulátoru [kWh]","Stav akumulátoru [kWh]","Přepočtená spotřeba při využití bojleru a akumulátoru [kWh]","Stav virtuální baterie [kWh]","Energie přidaná do virtuální baterie [kWh]","Přepočtená spotřeba při využití bojleru, akumulátoru a virtuální baterie [kWh]","Kumulativní součet uložené energie do virtuální baterie [kWh]","Stav virtuální baterie [kWh]","Energie přidaná do virtuální baterie [kWh]","Přepočtená spotřeba při využití bojleru a virtuální baterie [kWh]","Kumulativní součet uložené energie do virtuální baterie [kWh]","Stav akumulátoru [kWh]","Spotřeba energie k ohřevu vody s akumulátorem [kWh]",null,0,1,2,3,4,5,6,7,8,9,10,11,12,13,14,15,16,17,18,19,20,21,22,23,24,25,26,27,28,29,30,31,32,33,34,35,36,37,38,39,40,41,42,43,44,45,46,47,48,49,50,51,52,53,54,55,56,57,58,59,60,61,62,63,64,65,66,67,68,69,70,71,72,73,74,75,76,77,78,79,80,81,82,83,84,85,86,87,88,89,90,91,92,93,94,95,96,97,98,99,100]
[null,null,null,null,null,null,null,null,null,null,null,null,null,null,null,null,null,null,null,null,null,null,null,null,null,null,null,null,null,null,null,null,null,null,null,null,null,null,null,null,null,null,null,null,null,null,null,null,null,null,null,null,null,0.8,null,null,null,null,null,null,null,null,null,null,null,null,null,null,null,null,null,null,null,null,null,null,null,null,null,null,null,null,null,null,null,null,null,null,null,null,null,null,null,null,null,null,null,null,null,null,null,null,null,null,null,null,null,null,null,null,null,null,null,null,null,null,null,null,null,null,null,null,null,null,null,null,null,null,null,null,null,null,null,null,null,null,null,null,null,null,null,null,null,null,null,null,null,null,null,null,null,null,null,null,null,null,{"$f":"SUM(FA3:FA8786)","v":4701.8371700000189},{"$f":"SUM(FB3:FB8786)","v":4780.7146199999816},4237.2966200000001,3748.5719699999931,4056.1359700000062,3568.44695000001,3139.995559999998,3355.7927099999874,3620.987340000002,3792.996509999999,3703.6913699999996,3702.3432100000091,3939.3150099999912,4013.6690499999904,4074.8332399999999]
[{"$f":"MONTH(B3)","v":1},43831,1,1,{"$f":"(FA3*Vypocet!$D$24)/$FA$2","v":0},{"$f":"(FB3*Vypocet!$D$24)/$FB$2","v":0},{"$f":"(FC3*Vypocet!$D$24)/$FC$2","v":0},{"$f":"(FD3*Vypocet!$D$24)/$FD$2","v":0},{"$f":"(FE3*Vypocet!$D$24)/$FE$2","v":0},{"$f":"(FF3*Vypocet!$D$24)/$FF$2","v":0},{"$f":"(FG3*Vypocet!$D$24)/$FG$2","v":0},{"$f":"(FH3*Vypocet!$D$24)/$FH$2","v":0},{"$f":"(FI3*Vypocet!$D$24)/$FI$2","v":0},{"$f":"(FJ3*Vypocet!$D$24)/$FJ$2","v":0},{"$f":"(FK3*Vypocet!$D$24)/$FK$2","v":0},{"$f":"(FL3*Vypocet!$D$24)/$FL$2","v":0},{"$f":"(FM3*Vypocet!$D$24)/$FM$2","v":0},{"$f":"(FN3*Vypocet!$D$24)/$FN$2","v":0},{"$f":"(FO3*Vypocet!$D$24)/$FO$2","v":0},{"$f":"(VLOOKUP(A3,Voda!$B$3:$AC$15,TDDData!C3+4,0)*4180*(VLOOKUP(A3,Voda!$B$3:$AC$15,4,0)-VLOOKUP(A3,Voda!$B$3:$AC$15,3,0)))/3600000","v":0},{"$f":"T3","v":0},{"$f":"IF(U3=0,0,IF(Z3>0,IF(Z3/1000<U3,IF(Z3/1000<=Vypocet!$D$15,U3-Z3/1000,Vypocet!$D$15),0),IF(U3>Vypocet!$D$15,Vypocet!$D$15,U3)))","v":0},{"$f":"IF(V3=0,0,U3-V3)","v":0},{"$f":"HLOOKUP(Vypocet!$D$11,TDDData!$E:$S,2+TDDData!D3,0)","v":{"$error":"#N/A"}},0,{"$f":"Y3*$BB$2","v":0},{"$f":"Z3/1000-X3","v":{"$error":"#N/A"}},{"$f":"IF(AA3<0,-AA3,0)","v":{"$error":"#N/A"}},{"$f":"IF(AA3<0,0,IF(AA3<=Vypocet!$D$18,AA3,Vypocet!$D$18))","v":{"$error":"#N/A"}},{"$f":"IF(AC3=0,-AA3,0)","v":{"$error":"#N/A"}},{"$f":"IF(AC3=Vypocet!$D$18,TDDData!Z3,0)","v":{"$error":"#N/A"}},{"$f":"AE3","v":{"$error":"#N/A"}},{"$f":"IF(AA3<0,-AA3,0)","v":{"$error":"#N/A"}},{"$f":"AF3","v":{"$error":"#N/A"}},{"$f":"IF(AA3<0,0,IF(AA3<=Vypocet!$D$18,AA3,Vypocet!$D$18))","v":{"$error":"#N/A"}},{"$f":"AI3","v":{"$error":"#N/A"}},{"$f":"IF(AI3=0,-AA3,0)","v":{"$error":"#N/A"}},{"$f":"AJ3","v":{"$error":"#N/A"}},{"$f":"X3+T3","v":{"$error":"#N/A"}},{"$f":"Z3/1000-AM3","v":{"$error":"#N/A"}},{"$f":"IF(AN3<0,-AN3,0)","v":{"$error":"#N/A"}},{"$f":"IF(AN3<0,0,IF(AN3<=Vypocet!$D$18,AN3,Vypocet!$D$18))","v":{"$error":"#N/A"}},{"$f":"IF(AP3=0,-AN3,0)","v":{"$error":"#N/A"}},{"$f":"IF(AND(AP3=Vypocet!$D$18,Vypocet!$D$18<>0),TDDData!AM3,0)","v":{"$error":"#N/A"}},{"$f":"AR3","v":{"$error":"#N/A"}},{"$f":"IF(AN3<0,-AN3,0)","v":{"$error":"#N/A"}},{"$f":"AS3","v":{"$error":"#N/A"}},{"$f":"IF(AN3<0,0,IF(AN3<=Vypocet!$D$18,AN3,Vypocet!$D$18))","v":{"$error":"#N/A"}},{"$f":"AV3","v":{"$error":"#N/A"}},{"$f":"IF(AV3=0,-AN3,0)","v":{"$error":"#N/A"}},{"$f":"AW3","v":{"$error":"#N/A"}},{"$f":"IF(V3>0,0,IF(Z3/1000<=Vypocet!$D$18,Z3/1000,Vypocet!$D$18))","v":0},{"$f":"IF(AZ3>0,0,V3)","v":0},"Skutečná spotřeba za rok [kWh]",{"$f":"SUM(BC9:BC8768)","v":0},{"$f":"SUM(BD9:BD8768)","v":0},{"$f":"SUM(BE9:BE8768)","v":0},0,0,0,0,0,0,0,0,0,0,0,0,0,0,0,0,0,0,0,0,0,0,0,{"$f":"SUM(CC9:CC8768)","v":0},0,0,0,0,0,0,0,0,0,0,0,0,0,0,0,0,0,0,0,0,0,0,0,0,0,0,0,0,0,0,0,0,0,0,0,0,0,0,0,0,0,0,0,0,0,0,0,0,0,0,0,0,0,0,0,0,0,0,0,0,0,0,0,{"$f":"SUM(EO9:EO8768)","v":0},0,0,0,0,{"$f":"SUM(ET9:ET8768)","v":0},0,0,0,0,{"$f":"SUM(EY9:EY8768)","v":0},null,0.39548,0.63712000000000002,0.50951000000000002,0.43891000000000002,0.42193999999999998,0.43861,0.43584000000000001,0.4531,0.50975000000000004,0.53239999999999998,0.3992,0.51910000000000001,0.58950000000000002,0.62026999999999999,1]
[{"$f":"MONTH(B4)","v":1},43831,2,2,{"$f":"(FA4*Vypocet!$D$24)/$FA$2","v":0},{"$f":"(FB4*Vypocet!$D$24)/$FB$2","v":0},{"$f":"(FC4*Vypocet!$D$24)/$FC$2","v":0},{"$f":"(FD4*Vypocet!$D$24)/$FD$2","v":0},{"$f":"(FE4*Vypocet!$D$24)/$FE$2","v":0},{"$f":"(FF4*Vypocet!$D$24)/$FF$2","v":0},{"$f":"(FG4*Vypocet!$D$24)/$FG$2","v":0},{"$f":"(FH4*Vypocet!$D$24)/$FH$2","v":0},{"$f":"(FI4*Vypocet!$D$24)/$FI$2","v":0},{"$f":"(FJ4*Vypocet!$D$24)/$FJ$2","v":0},{"$f":"(FK4*Vypocet!$D$24)/$FK$2","v":0},{"$f":"(FL4*Vypocet!$D$24)/$FL$2","v":0},{"$f":"(FM4*Vypocet!$D$24)/$FM$2","v":0},{"$f":"(FN4*Vypocet!$D$24)/$FN$2","v":0},{"$f":"(FO4*Vypocet!$D$24)/$FO$2","v":0},{"$f":"(VLOOKUP(A4,Voda!$B$3:$AC$15,TDDData!C4+4,0)*4180*(VLOOKUP(A4,Voda!$B$3:$AC$15,4,0)-VLOOKUP(A4,Voda!$B$3:$AC$15,3,0)))/3600000","v":0},{"$f":"W3+T4","v":0},{"$f":"IF(U4=0,0,IF(Z4>0,IF(Z4/1000<U4,IF(Z4/1000<=Vypocet!$D$15,U4-Z4/1000,Vypocet!$D$15),0),IF(U4>Vypocet!$D$15,Vypocet!$D$15,U4)))","v":0},{"$f":"IF(V4=0,0,U4-V4)","v":0},{"$f":"HLOOKUP(Vypocet!$D$11,TDDData!$E:$S,2+TDDData!D4,0)","v":{"$error":"#N/A"}},0,0,{"$error":"#N/A"},{"$f":"IF(AA4<0,-AA4,0)","v":{"$error":"#N/A"}},{"$f":"IF(AA4<0,IF(AC3>-AA4,AC3+AA4,0),IF(AA4+AC3<=Vypocet!$D$18,AA4+AC3,Vypocet!$D$18))","v":{"$error":"#N/A"}},{"$f":"IF(AC4=0,-AA4-AC3,0)","v":{"$error":"#N/A"}},{"$f":"IF(AC4=Vypocet!$D$18,IF(AC3=Vypocet!$D$18,AE3+Z4/1000,(Z4/1000)-(Vypocet!$D$18-TDDData!AC3)),IF(AE3>0,IF(AC3>0,IF(AC3+AA4>0,AE3,IF(AE3>-AC3-AA4,AE3+AC3+AA4,0)),IF(AE3+AA4>0,AE3+AA4,0)),0))","v":{"$error":"#N/A"}},{"$f":"IF(AE4>AE3,AE4-AE3,0)","v":{"$error":"#N/A"}},{"$f":"IF(AA4<0,IF(OR(AC3>0,AE3>0),IF(AC3>0,IF(AC3>-AA4,0,-AA4-AC3),IF(AE3>0,IF(AE3>-AA4,0,-AA4-AC3),0)),-AA4),0)","v":{"$error":"#N/A"}},{"$f":"AF4","v":{"$error":"#N/A"}},{"$f":"IF(AA4<0,0,AA4)","v":{"$error":"#N/A"}},{"$f":"IF(AI4>AI3,AI4-AI3,0)","v":{"$error":"#N/A"}},{"$error":"#N/A"},{"$f":"SUM($AJ$3:AJ4)","v":{"$error":"#N/A"}},{"$f":"X4+T4","v":{"$error":"#N/A"}},{"$f":"Z4/1000-AM4","v":{"$error":"#N/A"}},{"$f":"IF(AN4<0,-AN4,0)","v":{"$error":"#N/A"}},{"$f":"IF(AN4<0,IF(AP3>-AN4,AP3+AN4,0),IF(AN4+AP3<=Vypocet!$D$18,AN4+AP3,Vypocet!$D$18))","v":{"$error":"#N/A"}},{"$f":"IF(AP4=0,-AN4-AP3,0)","v":{"$error":"#N/A"}},{"$f":"IF(AP4=Vypocet!$D$18,IF(AP3=Vypocet!$D$18,AR3+AM4/1000,(AM4/1000)-(Vypocet!$D$18-TDDData!AP3)),IF(AR3>0,IF(AP3>0,IF(AP3+AN4>0,AR3,IF(AR3>-AP3-AN4,AR3+AP3+AN4,0)),IF(AR3+AN4>0,AR3+AN4,0)),0))","v":{"$error":"#N/A"}},{"$f":"IF(AR4>AR3,AR4-AR3,0)","v":{"$error":"#N/A"}},{"$f":"IF(AN4<0,IF(OR(AP3>0,AR3>0),IF(AP3>0,IF(AP3>-AN4,0,-AN4-AP3),IF(AR3>0,IF(AR3>-AN4,0,-AN4-AP3),0)),-AN4),0)","v":{"$error":"#N/A"}},{"$f":"SUM($AS$3:AS4)","v":{"$error":"#N/A"}},{"$f":"IF(AN4<0,0,AN4)","v":{"$error":"#N/A"}},{"$f":"IF(AV4>AV3,AV4-AV3,0)","v":{"$error":"#N/A"}},{"$f":"IF(AV4=0,-AN4,0)","v":{"$error":"#N/A"}},{"$f":"SUM($AW$3:AW4)","v":{"$error":"#N/A"}},{"$f":"IF(V4=0,IF(U4=0,IF(AZ3+Z4/1000>Vypocet!$D$18,Vypocet!$D$18,AZ3+Z4/1000),IF(Z4/1000+AZ3-U4>Vypocet!$D$18,Vypocet!$D$18,Z4/1000+AZ3-U4)),IF(AZ3=0,0,IF(AZ3>V4,AZ3-V4,0)))","v":0},{"$f":"IF(AZ3=0,IF(Z4=0,V4,IF(V4<Z4,0,V4-Z4)),IF(AZ3>V4,0,V4-AZ3))","v":0},"Imaginární spotřeba [kWh]",null,null,null,null,null,null,null,null,null,null,null,null,null,null,null,null,null,null,null,null,null,null,null,null,null,null,null,null,null,null,null,null,null,null,null,null,null,null,null,null,null,null,null,null,null,null,null,null,null,null,null,null,null,null,null,null,null,null,null,null,null,null,null,null,null,null,null,null,null,null,null,null,null,null,null,null,null,null,null,null,null,null,null,null,null,null,null,null,null,null,null,null,null,null,null,null,null,null,null,null,null,null,0.38822000000000001,0.66807000000000005,0.49086999999999997,0.38646999999999998,0.55081999999999998,0.56571000000000005,0.68283000000000005,0.38533000000000001,0.44314999999999999,0.67876999999999998,0.51376999999999995,0.46304000000000001,0.55832999999999999,0.60629,1]
[1,43831,3,3,{"$f":"(FA5*Vypocet!$D$24)/$FA$2","v":0},{"$f":"(FB5*Vypocet!$D$24)/$FB$2","v":0},{"$f":"(FC5*Vypocet!$D$24)/$FC$2","v":0},{"$f":"(FD5*Vypocet!$D$24)/$FD$2","v":0},{"$f":"(FE5*Vypocet!$D$24)/$FE$2","v":0},{"$f":"(FF5*Vypocet!$D$24)/$FF$2","v":0},{"$f":"(FG5*Vypocet!$D$24)/$FG$2","v":0},{"$f":"(FH5*Vypocet!$D$24)/$FH$2","v":0},{"$f":"(FI5*Vypocet!$D$24)/$FI$2","v":0},{"$f":"(FJ5*Vypocet!$D$24)/$FJ$2","v":0},{"$f":"(FK5*Vypocet!$D$24)/$FK$2","v":0},{"$f":"(FL5*Vypocet!$D$24)/$FL$2","v":0},{"$f":"(FM5*Vypocet!$D$24)/$FM$2","v":0},{"$f":"(FN5*Vypocet!$D$24)/$FN$2","v":0},{"$f":"(FO5*Vypocet!$D$24)/$FO$2","v":0},{"$f":"(VLOOKUP(A5,Voda!$B$3:$AC$15,TDDData!C5+4,0)*4180*(VLOOKUP(A5,Voda!$B$3:$AC$15,4,0)-VLOOKUP(A5,Voda!$B$3:$AC$15,3,0)))/3600000","v":0},{"$f":"W4+T5","v":0},{"$f":"IF(U5=0,0,IF(Z5>0,IF(Z5/1000<U5,IF(Z5/1000<=Vypocet!$D$15,U5-Z5/1000,Vypocet!$D$15),0),IF(U5>Vypocet!$D$15,Vypocet!$D$15,U5)))","v":0},0,{"$f":"HLOOKUP(Vypocet!$D$11,TDDData!$E:$S,2+TDDData!D5,0)","v":{"$error":"#N/A"}},0,0,{"$error":"#N/A"},{"$error":"#N/A"},{"$f":"IF(AA5<0,IF(AC4>-AA5,AC4+AA5,0),IF(AA5+AC4<=Vypocet!$D$18,AA5+AC4,Vypocet!$D$18))","v":{"$error":"#N/A"}},{"$error":"#N/A"},{"$f":"IF(AC5=Vypocet!$D$18,IF(AC4=Vypocet!$D$18,AE4+Z5/1000,(Z5/1000)-(Vypocet!$D$18-TDDData!AC4)),IF(AE4>0,IF(AC4>0,IF(AC4+AA5>0,AE4,IF(AE4>-AC4-AA5,AE4+AC4+AA5,0)),IF(AE4+AA5>0,AE4+AA5,0)),0))","v":{"$error":"#N/A"}},{"$f":"IF(AE5>AE4,AE5-AE4,0)","v":{"$error":"#N/A"}},{"$f":"IF(AA5<0,IF(OR(AC4>0,AE4>0),IF(AC4>0,IF(AC4>-AA5,0,-AA5-AC4),IF(AE4>0,IF(AE4>-AA5,0,-AA5-AC4),0)),-AA5),0)","v":{"$error":"#N/A"}},{"$error":"#N/A"},{"$f":"IF(AA5<0,IF(AI4>-AA5,AI4+AA5,0),AA5+AI4)","v":{"$error":"#N/A"}},{"$f":"IF(AI5>AI4,AI5-AI4,0)","v":{"$error":"#N/A"}},{"$error":"#N/A"},{"$f":"SUM($AJ$3:AJ5)","v":{"$error":"#N/A"}},{"$error":"#N/A"},{"$error":"#N/A"},{"$error":"#N/A"},{"$f":"IF(AN5<0,IF(AP4>-AN5,AP4+AN5,0),IF(AN5+AP4<=Vypocet!$D$18,AN5+AP4,Vypocet!$D$18))","v":{"$error":"#N/A"}},{"$error":"#N/A"},{"$f":"IF(AP5=Vypocet!$D$18,IF(AP4=Vypocet!$D$18,AR4+AM5/1000,(AM5/1000)-(Vypocet!$D$18-TDDData!AP4)),IF(AR4>0,IF(AP4>0,IF(AP4+AN5>0,AR4,IF(AR4>-AP4-AN5,AR4+AP4+AN5,0)),IF(AR4+AN5>0,AR4+AN5,0)),0))","v":{"$error":"#N/A"}},{"$f":"IF(AR5>AR4,AR5-AR4,0)","v":{"$error":"#N/A"}},{"$f":"IF(AN5<0,IF(OR(AP4>0,AR4>0),IF(AP4>0,IF(AP4>-AN5,0,-AN5-AP4),IF(AR4>0,IF(AR4>-AN5,0,-AN5-AP4),0)),-AN5),0)","v":{"$error":"#N/A"}},{"$f":"SUM($AS$3:AS5)","v":{"$error":"#N/A"}},{"$f":"IF(AN5<0,IF(AV4>-AN5,AV4+AN5,0),AN5+AV4)","v":{"$error":"#N/A"}},{"$f":"IF(AV5>AV4,AV5-AV4,0)","v":{"$error":"#N/A"}},{"$error":"#N/A"},{"$f":"SUM($AW$3:AW5)","v":{"$error":"#N/A"}},{"$f":"IF(V5=0,IF(U5=0,IF(AZ4+Z5/1000>Vypocet!$D$18,Vypocet!$D$18,AZ4+Z5/1000),IF(Z5/1000+AZ4-U5>Vypocet!$D$18,Vypocet!$D$18,Z5/1000+AZ4-U5)),IF(AZ4=0,0,IF(AZ4>V5,AZ4-V5,0)))","v":0},0,"Úspora [kWh]",{"$f":"BC4-BC3-BC8","v":0},{"$f":"BD4-BD3-BD8","v":0},0,0,0,0,0,0,0,0,0,0,0,0,0,0,0,0,0,0,0,0,0,0,0,0,0,0,0,0,0,0,0,0,0,0,0,0,0,0,0,0,0,0,0,0,0,0,0,0,0,0,0,0,0,0,0,0,0,0,0,0,0,0,0,{"$f":"DP4-DP3-DP8","v":0},0,0,0,0,0,0,0,0,0,0,0,0,0,0,0,0,0,0,0,0,0,0,0,0,0,0,0,0,0,0,0,0,0,0,0,null,0.37442999999999999,0.61056999999999995,0.51107000000000002,0.30523,0.66398999999999997,0.64339999999999997,0.61275999999999997,0.46235999999999999,0.47804000000000002,0.70433000000000001,0.69942000000000004,0.43009999999999998,0.50199000000000005,0.61477000000000004,1]
[1,43831,4,4,{"$f":"(FA6*Vypocet!$D$24)/$FA$2","v":0},{"$f":"(FB6*Vypocet!$D$24)/$FB$2","v":0},{"$f":"(FC6*Vypocet!$D$24)/$FC$2","v":0},{"$f":"(FD6*Vypocet!$D$24)/$FD$2","v":0},{"$f":"(FE6*Vypocet!$D$24)/$FE$2","v":0},{"$f":"(FF6*Vypocet!$D$24)/$FF$2","v":0},{"$f":"(FG6*Vypocet!$D$24)/$FG$2","v":0},{"$f":"(FH6*Vypocet!$D$24)/$FH$2","v":0},{"$f":"(FI6*Vypocet!$D$24)/$FI$2","v":0},{"$f":"(FJ6*Vypocet!$D$24)/$FJ$2","v":0},{"$f":"(FK6*Vypocet!$D$24)/$FK$2","v":0},{"$f":"(FL6*Vypocet!$D$24)/$FL$2","v":0},{"$f":"(FM6*Vypocet!$D$24)/$FM$2","v":0},{"$f":"(FN6*Vypocet!$D$24)/$FN$2","v":0},{"$f":"(FO6*Vypocet!$D$24)/$FO$2","v":0},{"$f":"(VLOOKUP(A6,Voda!$B$3:$AC$15,TDDData!C6+4,0)*4180*(VLOOKUP(A6,Voda!$B$3:$AC$15,4,0)-VLOOKUP(A6,Voda!$B$3:$AC$15,3,0)))/3600000","v":0},0,{"$f":"IF(U6=0,0,IF(Z6>0,IF(Z6/1000<U6,IF(Z6/1000<=Vypocet!$D$15,U6-Z6/1000,Vypocet!$D$15),0),IF(U6>Vypocet!$D$15,Vypocet!$D$15,U6)))","v":0},0,{"$f":"HLOOKUP(Vypocet!$D$11,TDDData!$E:$S,2+TDDData!D6,0)","v":{"$error":"#N/A"}},0,0,{"$error":"#N/A"},{"$error":"#N/A"},{"$f":"IF(AA6<0,IF(AC5>-AA6,AC5+AA6,0),IF(AA6+AC5<=Vypocet!$D$18,AA6+AC5,Vypocet!$D$18))","v":{"$error":"#N/A"}},{"$error":"#N/A"},{"$f":"IF(AC6=Vypocet!$D$18,IF(AC5=Vypocet!$D$18,AE5+Z6/1000,(Z6/1000)-(Vypocet!$D$18-TDDData!AC5)),IF(AE5>0,IF(AC5>0,IF(AC5+AA6>0,AE5,IF(AE5>-AC5-AA6,AE5+AC5+AA6,0)),IF(AE5+AA6>0,AE5+AA6,0)),0))","v":{"$error":"#N/A"}},{"$f":"IF(AE6>AE5,AE6-AE5,0)","v":{"$error":"#N/A"}},{"$f":"IF(AA6<0,IF(OR(AC5>0,AE5>0),IF(AC5>0,IF(AC5>-AA6,0,-AA6-AC5),IF(AE5>0,IF(AE5>-AA6,0,-AA6-AC5),0)),-AA6),0)","v":{"$error":"#N/A"}},{"$f":"SUM($AF$3:AF6)","v":{"$error":"#N/A"}},{"$error":"#N/A"},{"$f":"IF(AI6>AI5,AI6-AI5,0)","v":{"$error":"#N/A"}},{"$error":"#N/A"},{"$f":"SUM($AJ$3:AJ6)","v":{"$error":"#N/A"}},{"$error":"#N/A"},{"$error":"#N/A"},{"$error":"#N/A"},{"$f":"IF(AN6<0,IF(AP5>-AN6,AP5+AN6,0),IF(AN6+AP5<=Vypocet!$D$18,AN6+AP5,Vypocet!$D$18))","v":{"$error":"#N/A"}},{"$error":"#N/A"},{"$f":"IF(AP6=Vypocet!$D$18,IF(AP5=Vypocet!$D$18,AR5+AM6/1000,(AM6/1000)-(Vypocet!$D$18-TDDData!AP5)),IF(AR5>0,IF(AP5>0,IF(AP5+AN6>0,AR5,IF(AR5>-AP5-AN6,AR5+AP5+AN6,0)),IF(AR5+AN6>0,AR5+AN6,0)),0))","v":{"$error":"#N/A"}},{"$f":"IF(AR6>AR5,AR6-AR5,0)","v":{"$error":"#N/A"}},{"$f":"IF(AN6<0,IF(OR(AP5>0,AR5>0),IF(AP5>0,IF(AP5>-AN6,0,-AN6-AP5),IF(AR5>0,IF(AR5>-AN6,0,-AN6-AP5),0)),-AN6),0)","v":{"$error":"#N/A"}},{"$f":"SUM($AS$3:AS6)","v":{"$error":"#N/A"}},{"$error":"#N/A"},{"$f":"IF(AV6>AV5,AV6-AV5,0)","v":{"$error":"#N/A"}},{"$error":"#N/A"},{"$f":"SUM($AW$3:AW6)","v":{"$error":"#N/A"}},{"$f":"IF(V6=0,IF(U6=0,IF(AZ5+Z6/1000>Vypocet!$D$18,Vypocet!$D$18,AZ5+Z6/1000),IF(Z6/1000+AZ5-U6>Vypocet!$D$18,Vypocet!$D$18,Z6/1000+AZ5-U6)),IF(AZ5=0,0,IF(AZ5>V6,AZ5-V6,0)))","v":0},0,"Celková úspora [Kč]",{"$f":"BC5*VLOOKUP(BC1,'Cena elektřiny'!$B:$C,2,0)+TDDData!BC7","v":0},{"$f":"BD5*VLOOKUP(BD1,'Cena elektřiny'!$B:$C,2,0)+TDDData!BD7","v":0},{"$f":"BE5*VLOOKUP(BE1,'Cena elektřiny'!$B:$C,2,0)+TDDData!BE7","v":0},{"$f":"BF5*VLOOKUP(BF1,'Cena elektřiny'!$B:$C,2,0)+TDDData!BF7","v":0},{"$f":"BG5*VLOOKUP(BG1,'Cena elektřiny'!$B:$C,2,0)+TDDData!BG7","v":0},{"$f":"BH5*VLOOKUP(BH1,'Cena elektřiny'!$B:$C,2,0)+TDDData!BH7","v":0},{"$f":"BI5*VLOOKUP(BI1,'Cena elektřiny'!$B:$C,2,0)+TDDData!BI7","v":0},{"$f":"BJ5*VLOOKUP(BJ1,'Cena elektřiny'!$B:$C,2,0)+TDDData!BJ7","v":0},{"$f":"BK5*VLOOKUP(BK1,'Cena elektřiny'!$B:$C,2,0)+TDDData!BK7","v":0},{"$f":"BL5*VLOOKUP(BL1,'Cena elektřiny'!$B:$C,2,0)+TDDData!BL7","v":0},{"$f":"BM5*VLOOKUP(BM1,'Cena elektřiny'!$B:$C,2,0)+TDDData!BM7","v":0},{"$f":"BN5*VLOOKUP(BN1,'Cena elektřiny'!$B:$C,2,0)+TDDData!BN7","v":0},{"$f":"BO5*VLOOKUP(BO1,'Cena elektřiny'!$B:$C,2,0)+TDDData!BO7","v":0},{"$f":"BP5*VLOOKUP(BP1,'Cena elektřiny'!$B:$C,2,0)+TDDData!BP7","v":0},{"$f":"BQ5*VLOOKUP(BQ1,'Cena elektřiny'!$B:$C,2,0)+TDDData!BQ7","v":0},{"$f":"BR5*VLOOKUP(BR1,'Cena elektřiny'!$B:$C,2,0)+TDDData!BR7","v":0},{"$f":"BS5*VLOOKUP(BS1,'Cena elektřiny'!$B:$C,2,0)+TDDData!BS7","v":0},{"$f":"BT5*VLOOKUP(BT1,'Cena elektřiny'!$B:$C,2,0)+TDDData!BT7","v":0},{"$f":"BU5*VLOOKUP(BU1,'Cena elektřiny'!$B:$C,2,0)+TDDData!BU7","v":0},{"$f":"BV5*VLOOKUP(BV1,'Cena elektřiny'!$B:$C,2,0)+TDDData!BV7","v":0},{"$f":"BW5*VLOOKUP(BW1,'Cena elektřiny'!$B:$C,2,0)+TDDData!BW7","v":0},{"$f":"BX5*VLOOKUP(BX1,'Cena elektřiny'!$B:$C,2,0)+TDDData!BX7","v":0},{"$f":"BY5*VLOOKUP(BY1,'Cena elektřiny'!$B:$C,2,0)+TDDData!BY7","v":0},{"$f":"BZ5*VLOOKUP(BZ1,'Cena elektřiny'!$B:$C,2,0)+TDDData!BZ7","v":0},{"$f":"CA5*VLOOKUP(CA1,'Cena elektřiny'!$B:$C,2,0)+TDDData!CA7","v":0},{"$f":"CB5*VLOOKUP(CB1,'Cena elektřiny'!$B:$C,2,0)+TDDData!CB7","v":0},{"$f":"CC5*VLOOKUP(CC1,'Cena elektřiny'!$B:$C,2,0)+TDDData!CC7","v":0},{"$f":"CD5*VLOOKUP(CD1,'Cena elektřiny'!$B:$C,2,0)+TDDData!CD7","v":0},{"$f":"CE5*VLOOKUP(CE1,'Cena elektřiny'!$B:$C,2,0)+TDDData!CE7","v":0},{"$f":"CF5*VLOOKUP(CF1,'Cena elektřiny'!$B:$C,2,0)+TDDData!CF7","v":0},{"$f":"CG5*VLOOKUP(CG1,'Cena elektřiny'!$B:$C,2,0)+TDDData!CG7","v":0},{"$f":"CH5*VLOOKUP(CH1,'Cena elektřiny'!$B:$C,2,0)+TDDData!CH7","v":0},{"$f":"CI5*VLOOKUP(CI1,'Cena elektřiny'!$B:$C,2,0)+TDDData!CI7","v":0},{"$f":"CJ5*VLOOKUP(CJ1,'Cena elektřiny'!$B:$C,2,0)+TDDData!CJ7","v":0},{"$f":"CK5*VLOOKUP(CK1,'Cena elektřiny'!$B:$C,2,0)+TDDData!CK7","v":0},{"$f":"CL5*VLOOKUP(CL1,'Cena elektřiny'!$B:$C,2,0)+TDDData!CL7","v":0},{"$f":"CM5*VLOOKUP(CM1,'Cena elektřiny'!$B:$C,2,0)+TDDData!CM7","v":0},{"$f":"CN5*VLOOKUP(CN1,'Cena elektřiny'!$B:$C,2,0)+TDDData!CN7","v":0},{"$f":"CO5*VLOOKUP(CO1,'Cena elektřiny'!$B:$C,2,0)+TDDData!CO7","v":0},{"$f":"CP5*VLOOKUP(CP1,'Cena elektřiny'!$B:$C,2,0)+TDDData!CP7","v":0},{"$f":"CQ5*VLOOKUP(CQ1,'Cena elektřiny'!$B:$C,2,0)+TDDData!CQ7","v":0},{"$f":"CR5*VLOOKUP(CR1,'Cena elektřiny'!$B:$C,2,0)+TDDData!CR7","v":0},{"$f":"CS5*VLOOKUP(CS1,'Cena elektřiny'!$B:$C,2,0)+TDDData!CS7","v":0},{"$f":"CT5*VLOOKUP(CT1,'Cena elektřiny'!$B:$C,2,0)+TDDData!CT7","v":0},{"$f":"CU5*VLOOKUP(CU1,'Cena elektřiny'!$B:$C,2,0)+TDDData!CU7","v":0},{"$f":"CV5*VLOOKUP(CV1,'Cena elektřiny'!$B:$C,2,0)+TDDData!CV7","v":0},{"$f":"CW5*VLOOKUP(CW1,'Cena elektřiny'!$B:$C,2,0)+TDDData!CW7","v":0},{"$f":"CX5*VLOOKUP(CX1,'Cena elektřiny'!$B:$C,2,0)+TDDData!CX7","v":0},{"$f":"CY5*VLOOKUP(CY1,'Cena elektřiny'!$B:$C,2,0)+TDDData!CY7","v":0},{"$f":"CZ5*VLOOKUP(CZ1,'Cena elektřiny'!$B:$C,2,0)+TDDData!CZ7","v":0},{"$f":"DA5*VLOOKUP(DA1,'Cena elektřiny'!$B:$C,2,0)+TDDData!DA7","v":0},{"$f":"DB5*VLOOKUP(DB1,'Cena elektřiny'!$B:$C,2,0)+TDDData!DB7","v":0},{"$f":"DC5*VLOOKUP(DC1,'Cena elektřiny'!$B:$C,2,0)+TDDData!DC7","v":0},{"$f":"DD5*VLOOKUP(DD1,'Cena elektřiny'!$B:$C,2,0)+TDDData!DD7","v":0},{"$f":"DE5*VLOOKUP(DE1,'Cena elektřiny'!$B:$C,2,0)+TDDData!DE7","v":0},{"$f":"DF5*VLOOKUP(DF1,'Cena elektřiny'!$B:$C,2,0)+TDDData!DF7","v":0},{"$f":"DG5*VLOOKUP(DG1,'Cena elektřiny'!$B:$C,2,0)+TDDData!DG7","v":0},{"$f":"DH5*VLOOKUP(DH1,'Cena elektřiny'!$B:$C,2,0)+TDDData!DH7","v":0},{"$f":"DI5*VLOOKUP(DI1,'Cena elektřiny'!$B:$C,2,0)+TDDData!DI7","v":0},{"$f":"DJ5*VLOOKUP(DJ1,'Cena elektřiny'!$B:$C,2,0)+TDDData!DJ7","v":0},{"$f":"DK5*VLOOKUP(DK1,'Cena elektřiny'!$B:$C,2,0)+TDDData!DK7","v":0},{"$f":"DL5*VLOOKUP(DL1,'Cena elektřiny'!$B:$C,2,0)+TDDData!DL7","v":0},{"$f":"DM5*VLOOKUP(DM1,'Cena elektřiny'!$B:$C,2,0)+TDDData!DM7","v":0},{"$f":"DN5*VLOOKUP(DN1,'Cena elektřiny'!$B:$C,2,0)+TDDData!DN7","v":0},{"$f":"DO5*VLOOKUP(DO1,'Cena elektřiny'!$B:$C,2,0)+TDDData!DO7","v":0},{"$f":"DP5*VLOOKUP(DP1,'Cena elektřiny'!$B:$C,2,0)+TDDData!DP7","v":0},{"$f":"DQ5*VLOOKUP(DQ1,'Cena elektřiny'!$B:$C,2,0)+TDDData!DQ7","v":0},{"$f":"DR5*VLOOKUP(DR1,'Cena elektřiny'!$B:$C,2,0)+TDDData!DR7","v":0},{"$f":"DS5*VLOOKUP(DS1,'Cena elektřiny'!$B:$C,2,0)+TDDData!DS7","v":0},{"$f":"DT5*VLOOKUP(DT1,'Cena elektřiny'!$B:$C,2,0)+TDDData!DT7","v":0},{"$f":"DU5*VLOOKUP(DU1,'Cena elektřiny'!$B:$C,2,0)+TDDData!DU7","v":0},{"$f":"DV5*VLOOKUP(DV1,'Cena elektřiny'!$B:$C,2,0)+TDDData!DV7","v":0},{"$f":"DW5*VLOOKUP(DW1,'Cena elektřiny'!$B:$C,2,0)+TDDData!DW7","v":0},{"$f":"DX5*VLOOKUP(DX1,'Cena elektřiny'!$B:$C,2,0)+TDDData!DX7","v":0},{"$f":"DY5*VLOOKUP(DY1,'Cena elektřiny'!$B:$C,2,0)+TDDData!DY7","v":0},{"$f":"DZ5*VLOOKUP(DZ1,'Cena elektřiny'!$B:$C,2,0)+TDDData!DZ7","v":0},{"$f":"EA5*VLOOKUP(EA1,'Cena elektřiny'!$B:$C,2,0)+TDDData!EA7","v":0},{"$f":"EB5*VLOOKUP(EB1,'Cena elektřiny'!$B:$C,2,0)+TDDData!EB7","v":0},{"$f":"EC5*VLOOKUP(EC1,'Cena elektřiny'!$B:$C,2,0)+TDDData!EC7","v":0},{"$f":"ED5*VLOOKUP(ED1,'Cena elektřiny'!$B:$C,2,0)+TDDData!ED7","v":0},{"$f":"EE5*VLOOKUP(EE1,'Cena elektřiny'!$B:$C,2,0)+TDDData!EE7","v":0},{"$f":"EF5*VLOOKUP(EF1,'Cena elektřiny'!$B:$C,2,0)+TDDData!EF7","v":0},{"$f":"EG5*VLOOKUP(EG1,'Cena elektřiny'!$B:$C,2,0)+TDDData!EG7","v":0},{"$f":"EH5*VLOOKUP(EH1,'Cena elektřiny'!$B:$C,2,0)+TDDData!EH7","v":0},{"$f":"EI5*VLOOKUP(EI1,'Cena elektřiny'!$B:$C,2,0)+TDDData!EI7","v":0},{"$f":"EJ5*VLOOKUP(EJ1,'Cena elektřiny'!$B:$C,2,0)+TDDData!EJ7","v":0},{"$f":"EK5*VLOOKUP(EK1,'Cena elektřiny'!$B:$C,2,0)+TDDData!EK7","v":0},{"$f":"EL5*VLOOKUP(EL1,'Cena elektřiny'!$B:$C,2,0)+TDDData!EL7","v":0},{"$f":"EM5*VLOOKUP(EM1,'Cena elektřiny'!$B:$C,2,0)+TDDData!EM7","v":0},{"$f":"EN5*VLOOKUP(EN1,'Cena elektřiny'!$B:$C,2,0)+TDDData!EN7","v":0},{"$f":"EO5*VLOOKUP(EO1,'Cena elektřiny'!$B:$C,2,0)+TDDData!EO7","v":0},{"$f":"EP5*VLOOKUP(EP1,'Cena elektřiny'!$B:$C,2,0)+TDDData!EP7","v":0},{"$f":"EQ5*VLOOKUP(EQ1,'Cena elektřiny'!$B:$C,2,0)+TDDData!EQ7","v":0},{"$f":"ER5*VLOOKUP(ER1,'Cena elektřiny'!$B:$C,2,0)+TDDData!ER7","v":0},{"$f":"ES5*VLOOKUP(ES1,'Cena elektřiny'!$B:$C,2,0)+TDDData!ES7","v":0},{"$f":"ET5*VLOOKUP(ET1,'Cena elektřiny'!$B:$C,2,0)+TDDData!ET7","v":0},{"$f":"EU5*VLOOKUP(EU1,'Cena elektřiny'!$B:$C,2,0)+TDDData!EU7","v":0},{"$f":"EV5*VLOOKUP(EV1,'Cena elektřiny'!$B:$C,2,0)+TDDData!EV7","v":0},{"$f":"EW5*VLOOKUP(EW1,'Cena elektřiny'!$B:$C,2,0)+TDDData!EW7","v":0},{"$f":"EX5*VLOOKUP(EX1,'Cena elektřiny'!$B:$C,2,0)+TDDData!EX7","v":0},{"$f":"EY5*VLOOKUP(EY1,'Cena elektřiny'!$B:$C,2,0)+TDDData!EY7","v":0},null,0.35292000000000001,0.57086000000000003,0.48537000000000002,0.28358,0.55218999999999996,0.47759000000000001,0.58875,0.52319000000000004,0.46953,0.54098999999999997,0.69181999999999999,0.36437000000000003,0.52966000000000002,0.56447000000000003,1]
[1,43831,5,5,{"$f":"(FA7*Vypocet!$D$24)/$FA$2","v":0},{"$f":"(FB7*Vypocet!$D$24)/$FB$2","v":0},{"$f":"(FC7*Vypocet!$D$24)/$FC$2","v":0},{"$f":"(FD7*Vypocet!$D$24)/$FD$2","v":0},{"$f":"(FE7*Vypocet!$D$24)/$FE$2","v":0},{"$f":"(FF7*Vypocet!$D$24)/$FF$2","v":0},{"$f":"(FG7*Vypocet!$D$24)/$FG$2","v":0},{"$f":"(FH7*Vypocet!$D$24)/$FH$2","v":0},{"$f":"(FI7*Vypocet!$D$24)/$FI$2","v":0},{"$f":"(FJ7*Vypocet!$D$24)/$FJ$2","v":0},{"$f":"(FK7*Vypocet!$D$24)/$FK$2","v":0},{"$f":"(FL7*Vypocet!$D$24)/$FL$2","v":0},{"$f":"(FM7*Vypocet!$D$24)/$FM$2","v":0},{"$f":"(FN7*Vypocet!$D$24)/$FN$2","v":0},{"$f":"(FO7*Vypocet!$D$24)/$FO$2","v":0},{"$f":"(VLOOKUP(A7,Voda!$B$3:$AC$15,TDDData!C7+4,0)*4180*(VLOOKUP(A7,Voda!$B$3:$AC$15,4,0)-VLOOKUP(A7,Voda!$B$3:$AC$15,3,0)))/3600000","v":0},0,{"$f":"IF(U7=0,0,IF(Z7>0,IF(Z7/1000<U7,IF(Z7/1000<=Vypocet!$D$15,U7-Z7/1000,Vypocet!$D$15),0),IF(U7>Vypocet!$D$15,Vypocet!$D$15,U7)))","v":0},0,{"$f":"HLOOKUP(Vypocet!$D$11,TDDData!$E:$S,2+TDDData!D7,0)","v":{"$error":"#N/A"}},0,0,{"$error":"#N/A"},{"$error":"#N/A"},{"$f":"IF(AA7<0,IF(AC6>-AA7,AC6+AA7,0),IF(AA7+AC6<=Vypocet!$D$18,AA7+AC6,Vypocet!$D$18))","v":{"$error":"#N/A"}},{"$error":"#N/A"},{"$f":"IF(OR(AND(AC6=0,AA7<0),AC6<-AA7),IF(AC6=0,IF(AE6>-AA7,AE6+AA7,0),IF(AC6+AE6>-AA7,AC6+AE6+AA7,0)),IF(AC6=Vypocet!$D$18,AE6+AA7,AE6+AA7-AC7+AC6))","v":{"$error":"#N/A"}},{"$f":"IF(AE7>AE6,AE7-AE6,0)","v":{"$error":"#N/A"}},{"$f":"IF(AA7<0,IF(OR(AC6>0,AE6>0),IF(AC6>0,IF(AC6>-AA7,0,-AA7-AC6),IF(AE6>0,IF(AE6>-AA7,0,-AA7-AC6),0)),-AA7),0)","v":{"$error":"#N/A"}},{"$f":"SUM($AF$3:AF7)","v":{"$error":"#N/A"}},{"$error":"#N/A"},{"$f":"IF(AI7>AI6,AI7-AI6,0)","v":{"$error":"#N/A"}},{"$error":"#N/A"},{"$f":"SUM($AJ$3:AJ7)","v":{"$error":"#N/A"}},{"$error":"#N/A"},{"$error":"#N/A"},{"$error":"#N/A"},{"$f":"IF(AN7<0,IF(AP6>-AN7,AP6+AN7,0),IF(AN7+AP6<=Vypocet!$D$18,AN7+AP6,Vypocet!$D$18))","v":{"$error":"#N/A"}},{"$error":"#N/A"},{"$f":"IF(OR(AND(AP6=0,AN7<0),AP6<-AN7),IF(AP6=0,IF(AR6>-AN7,AR6+AN7,0),IF(AP6+AR6>-AN7,AP6+AR6+AN7,0)),IF(AP6=Vypocet!$D$18,AR6+AN7,AR6+AN7-AP7+AP6))","v":{"$error":"#N/A"}},{"$f":"IF(AR7>AR6,AR7-AR6,0)","v":{"$error":"#N/A"}},{"$f":"IF(AN7<0,IF(OR(AP6>0,AR6>0),IF(AP6>0,IF(AP6>-AN7,0,-AN7-AP6),IF(AR6>0,IF(AR6>-AN7,0,-AN7-AP6),0)),-AN7),0)","v":{"$error":"#N/A"}},{"$f":"SUM($AS$3:AS7)","v":{"$error":"#N/A"}},{"$error":"#N/A"},{"$f":"IF(AV7>AV6,AV7-AV6,0)","v":{"$error":"#N/A"}},{"$error":"#N/A"},{"$f":"SUM($AW$3:AW7)","v":{"$error":"#N/A"}},{"$f":"IF(V7=0,IF(U7=0,IF(AZ6+Z7/1000>Vypocet!$D$18,Vypocet!$D$18,AZ6+Z7/1000),IF(Z7/1000+AZ6-U7>Vypocet!$D$18,Vypocet!$D$18,Z7/1000+AZ6-U7)),IF(AZ6=0,0,IF(AZ6>V7,AZ6-V7,0)))","v":0},0,"Úspora za virtuální baterii [Kč]",null,null,null,null,null,null,null,null,null,null,null,null,null,null,null,null,null,null,null,null,null,null,null,null,null,null,null,null,null,null,null,null,null,null,null,null,null,null,null,null,null,null,null,null,null,null,null,null,null,null,null,null,null,null,null,null,null,null,null,null,null,null,null,null,null,null,null,null,null,null,null,null,null,null,null,null,null,null,null,null,null,null,null,null,null,null,null,null,null,null,null,null,null,null,null,null,null,null,null,null,null,null,0.33894999999999997,0.53591,0.50312000000000001,0.26447999999999999,0.38951000000000002,0.40053,0.42183999999999999,0.49065999999999999,0.39562999999999998,0.40928999999999999,0.51775000000000004,0.30819999999999997,0.51173000000000002,0.56471000000000005,1]
[1,43831,6,6,{"$f":"(FA8*Vypocet!$D$24)/$FA$2","v":0},{"$f":"(FB8*Vypocet!$D$24)/$FB$2","v":0},{"$f":"(FC8*Vypocet!$D$24)/$FC$2","v":0},{"$f":"(FD8*Vypocet!$D$24)/$FD$2","v":0},{"$f":"(FE8*Vypocet!$D$24)/$FE$2","v":0},{"$f":"(FF8*Vypocet!$D$24)/$FF$2","v":0},{"$f":"(FG8*Vypocet!$D$24)/$FG$2","v":0},{"$f":"(FH8*Vypocet!$D$24)/$FH$2","v":0},{"$f":"(FI8*Vypocet!$D$24)/$FI$2","v":0},{"$f":"(FJ8*Vypocet!$D$24)/$FJ$2","v":0},{"$f":"(FK8*Vypocet!$D$24)/$FK$2","v":0},{"$f":"(FL8*Vypocet!$D$24)/$FL$2","v":0},{"$f":"(FM8*Vypocet!$D$24)/$FM$2","v":0},{"$f":"(FN8*Vypocet!$D$24)/$FN$2","v":0},{"$f":"(FO8*Vypocet!$D$24)/$FO$2","v":0},{"$f":"(VLOOKUP(A8,Voda!$B$3:$AC$15,TDDData!C8+4,0)*4180*(VLOOKUP(A8,Voda!$B$3:$AC$15,4,0)-VLOOKUP(A8,Voda!$B$3:$AC$15,3,0)))/3600000","v":0},{"$f":"W7+T8","v":0},{"$f":"IF(U8=0,0,IF(Z8>0,IF(Z8/1000<U8,IF(Z8/1000<=Vypocet!$D$15,U8-Z8/1000,Vypocet!$D$15),0),IF(U8>Vypocet!$D$15,Vypocet!$D$15,U8)))","v":0},0,{"$f":"HLOOKUP(Vypocet!$D$11,TDDData!$E:$S,2+TDDData!D8,0)","v":{"$error":"#N/A"}},0,0,{"$error":"#N/A"},{"$error":"#N/A"},{"$f":"IF(AA8<0,IF(AC7>-AA8,AC7+AA8,0),IF(AA8+AC7<=Vypocet!$D$18,AA8+AC7,Vypocet!$D$18))","v":{"$error":"#N/A"}},{"$f":"IF(AC8=0,-AA8-AC7,0)","v":{"$error":"#N/A"}},{"$f":"IF(OR(AND(AC7=0,AA8<0),AC7<-AA8),IF(AC7=0,IF(AE7>-AA8,AE7+AA8,0),IF(AC7+AE7>-AA8,AC7+AE7+AA8,0)),IF(AC7=Vypocet!$D$18,AE7+AA8,AE7+AA8-AC8+AC7))","v":{"$error":"#N/A"}},{"$f":"IF(AE8>AE7,AE8-AE7,0)","v":{"$error":"#N/A"}},{"$f":"IF(AA8<0,IF(OR(AC7>0,AE7>0),IF(AC7>0,IF(AC7>-AA8,0,-AA8-AC7),IF(AE7>0,IF(AE7>-AA8,0,-AA8-AC7),0)),-AA8),0)","v":{"$error":"#N/A"}},{"$f":"SUM($AF$3:AF8)","v":{"$error":"#N/A"}},{"$f":"IF(AA8<0,IF(AI7>-AA8,AI7+AA8,0),AA8+AI7)","v":{"$error":"#N/A"}},{"$f":"IF(AI8>AI7,AI8-AI7,0)","v":{"$error":"#N/A"}},{"$error":"#N/A"},{"$f":"SUM($AJ$3:AJ8)","v":{"$error":"#N/A"}},{"$error":"#N/A"},{"$error":"#N/A"},{"$error":"#N/A"},{"$f":"IF(AN8<0,IF(AP7>-AN8,AP7+AN8,0),IF(AN8+AP7<=Vypocet!$D$18,AN8+AP7,Vypocet!$D$18))","v":{"$error":"#N/A"}},{"$f":"IF(AP8=0,-AN8-AP7,0)","v":{"$error":"#N/A"}},{"$f":"IF(OR(AND(AP7=0,AN8<0),AP7<-AN8),IF(AP7=0,IF(AR7>-AN8,AR7+AN8,0),IF(AP7+AR7>-AN8,AP7+AR7+AN8,0)),IF(AP7=Vypocet!$D$18,AR7+AN8,AR7+AN8-AP8+AP7))","v":{"$error":"#N/A"}},{"$f":"IF(AR8>AR7,AR8-AR7,0)","v":{"$error":"#N/A"}},{"$f":"IF(AN8<0,IF(OR(AP7>0,AR7>0),IF(AP7>0,IF(AP7>-AN8,0,-AN8-AP7),IF(AR7>0,IF(AR7>-AN8,0,-AN8-AP7),0)),-AN8),0)","v":{"$error":"#N/A"}},{"$f":"SUM($AS$3:AS8)","v":{"$error":"#N/A"}},{"$f":"IF(AN8<0,IF(AV7>-AN8,AV7+AN8,0),AN8+AV7)","v":{"$error":"#N/A"}},{"$f":"IF(AV8>AV7,AV8-AV7,0)","v":{"$error":"#N/A"}},{"$error":"#N/A"},{"$f":"SUM($AW$3:AW8)","v":{"$error":"#N/A"}},{"$f":"IF(V8=0,IF(U8=0,IF(AZ7+Z8/1000>Vypocet!$D$18,Vypocet!$D$18,AZ7+Z8/1000),IF(Z8/1000+AZ7-U8>Vypocet!$D$18,Vypocet!$D$18,Z8/1000+AZ7-U8)),IF(AZ7=0,0,IF(AZ7>V8,AZ7-V8,0)))","v":0},0,"Využitá energie ve virtuální baterii [kWh]",null,null,null,null,null,null,null,null,null,null,null,null,null,null,null,null,null,null,null,null,null,null,null,null,null,null,null,null,null,null,null,null,null,null,null,null,null,null,null,null,null,null,null,null,null,null,null,null,null,null,null,null,null,null,null,null,null,null,null,null,null,null,null,null,null,null,null,null,null,null,null,null,null,null,null,null,null,null,null,null,null,null,null,null,null,null,null,null,null,null,null,null,null,null,null,null,null,null,null,null,null,null,0.34522999999999998,0.50536000000000003,0.53276999999999997,0.26318999999999998,0.31313999999999997,0.35403000000000001,0.34873999999999999,0.30419000000000002,0.24215,0.42448000000000002,0.44045000000000001,0.33733999999999997,0.47635,0.60750000000000004,1]
[1,43831,7,7,{"$f":"(FA9*Vypocet!$D$24)/$FA$2","v":0},{"$f":"(FB9*Vypocet!$D$24)/$FB$2","v":0},{"$f":"(FC9*Vypocet!$D$24)/$FC$2","v":0},{"$f":"(FD9*Vypocet!$D$24)/$FD$2","v":0},{"$f":"(FE9*Vypocet!$D$24)/$FE$2","v":0},{"$f":"(FF9*Vypocet!$D$24)/$FF$2","v":0},{"$f":"(FG9*Vypocet!$D$24)/$FG$2","v":0},{"$f":"(FH9*Vypocet!$D$24)/$FH$2","v":0},{"$f":"(FI9*Vypocet!$D$24)/$FI$2","v":0},{"$f":"(FJ9*Vypocet!$D$24)/$FJ$2","v":0},{"$f":"(FK9*Vypocet!$D$24)/$FK$2","v":0},{"$f":"(FL9*Vypocet!$D$24)/$FL$2","v":0},{"$f":"(FM9*Vypocet!$D$24)/$FM$2","v":0},{"$f":"(FN9*Vypocet!$D$24)/$FN$2","v":0},{"$f":"(FO9*Vypocet!$D$24)/$FO$2","v":0},{"$f":"(VLOOKUP(A9,Voda!$B$3:$AC$15,TDDData!C9+4,0)*4180*(VLOOKUP(A9,Voda!$B$3:$AC$15,4,0)-VLOOKUP(A9,Voda!$B$3:$AC$15,3,0)))/3600000","v":0},0,{"$f":"IF(U9=0,0,IF(Z9>0,IF(Z9/1000<U9,IF(Z9/1000<=Vypocet!$D$15,U9-Z9/1000,Vypocet!$D$15),0),IF(U9>Vypocet!$D$15,Vypocet!$D$15,U9)))","v":0},0,{"$f":"HLOOKUP(Vypocet!$D$11,TDDData!$E:$S,2+TDDData!D9,0)","v":{"$error":"#N/A"}},0,0,{"$error":"#N/A"},{"$error":"#N/A"},{"$f":"IF(AA9<0,IF(AC8>-AA9,AC8+AA9,0),IF(AA9+AC8<=Vypocet!$D$18,AA9+AC8,Vypocet!$D$18))","v":{"$error":"#N/A"}},{"$error":"#N/A"},{"$f":"IF(AND(AC9<AC8,AC9<>0),AE8,IF(OR(AND(AC8=0,AA9<0),AC8<-AA9),IF(AC8=0,IF(AE8>-AA9,AE8+AA9,0),IF(AC8+AE8>-AA9,AC8+AE8+AA9,0)),IF(AC8=Vypocet!$D$18,AE8+AA9,AE8+AA9-AC9+AC8)))","v":{"$error":"#N/A"}},{"$error":"#N/A"},{"$f":"IF(AA9<0,IF(OR(AC8>0,AE8>0),IF(AC8>0,IF(AC8>-AA9,0,-AA9-AC8),IF(AE8>0,IF(AE8>-AA9,0,-AA9-AE8),0)),-AA9),0)","v":{"$error":"#N/A"}},{"$f":"SUM($AF$3:AF9)","v":{"$error":"#N/A"}},{"$error":"#N/A"},{"$error":"#N/A"},{"$error":"#N/A"},{"$f":"SUM($AJ$3:AJ9)","v":{"$error":"#N/A"}},{"$error":"#N/A"},{"$error":"#N/A"},{"$error":"#N/A"},{"$f":"IF(AN9<0,IF(AP8>-AN9,AP8+AN9,0),IF(AN9+AP8<=Vypocet!$D$18,AN9+AP8,Vypocet!$D$18))","v":{"$error":"#N/A"}},{"$error":"#N/A"},{"$f":"IF(AND(AP9<AP8,AP9<>0),AR8,IF(OR(AND(AP8=0,AN9<0),AP8<-AN9),IF(AP8=0,IF(AR8>-AN9,AR8+AN9,0),IF(AP8+AR8>-AN9,AP8+AR8+AN9,0)),IF(AP8=Vypocet!$D$18,AR8+AN9,AR8+AN9-AP9+AP8)))","v":{"$error":"#N/A"}},{"$f":"IF(AR9>AR8,AR9-AR8,0)","v":{"$error":"#N/A"}},{"$f":"IF(AN9<0,IF(OR(AP8>0,AR8>0),IF(AP8>0,IF(AP8>-AN9,0,-AN9-AP8),IF(AR8>0,IF(AR8>-AN9,0,-AN9-AR8),0)),-AN9),0)","v":{"$error":"#N/A"}},{"$f":"SUM($AS$3:AS9)","v":{"$error":"#N/A"}},{"$error":"#N/A"},{"$f":"IF(AV9>AV8,AV9-AV8,0)","v":{"$error":"#N/A"}},{"$error":"#N/A"},{"$f":"SUM($AW$3:AW9)","v":{"$error":"#N/A"}},{"$f":"IF(V9=0,IF(U9=0,IF(AZ8+Z9/1000>Vypocet!$D$18,Vypocet!$D$18,AZ8+Z9/1000),IF(Z9/1000+AZ8-U9>Vypocet!$D$18,Vypocet!$D$18,Z9/1000+AZ8-U9)),IF(AZ8=0,0,IF(AZ8>V9,AZ8-V9,0)))","v":0},0,null,null,null,null,null,null,null,null,null,null,null,null,null,null,null,null,null,null,null,null,null,null,null,null,null,null,null,null,null,null,null,null,null,null,null,null,null,null,null,null,null,null,null,null,null,null,null,null,null,null,null,null,null,null,null,null,null,null,null,null,null,null,null,null,null,null,null,null,null,null,null,null,null,null,null,null,null,null,null,null,null,null,null,null,null,null,null,null,null,null,null,null,null,null,null,null,null,null,null,null,null,null,null,0.34853000000000001,0.45633000000000001,0.53500000000000003,0.27725,0.22708,0.32375999999999999,0.30969000000000002,0.26429999999999998,0.25008000000000002,0.35800999999999999,0.32561000000000001,0.26447999999999999,0.38392999999999999,0.66669999999999996,1]
[1,43831,8,8,{"$f":"(FA10*Vypocet!$D$24)/$FA$2","v":0},{"$f":"(FB10*Vypocet!$D$24)/$FB$2","v":0},{"$f":"(FC10*Vypocet!$D$24)/$FC$2","v":0},{"$f":"(FD10*Vypocet!$D$24)/$FD$2","v":0},{"$f":"(FE10*Vypocet!$D$24)/$FE$2","v":0},{"$f":"(FF10*Vypocet!$D$24)/$FF$2","v":0},{"$f":"(FG10*Vypocet!$D$24)/$FG$2","v":0},{"$f":"(FH10*Vypocet!$D$24)/$FH$2","v":0},{"$f":"(FI10*Vypocet!$D$24)/$FI$2","v":0},{"$f":"(FJ10*Vypocet!$D$24)/$FJ$2","v":0},{"$f":"(FK10*Vypocet!$D$24)/$FK$2","v":0},{"$f":"(FL10*Vypocet!$D$24)/$FL$2","v":0},{"$f":"(FM10*Vypocet!$D$24)/$FM$2","v":0},{"$f":"(FN10*Vypocet!$D$24)/$FN$2","v":0},{"$f":"(FO10*Vypocet!$D$24)/$FO$2","v":0},{"$f":"(VLOOKUP(A10,Voda!$B$3:$AC$15,TDDData!C10+4,0)*4180*(VLOOKUP(A10,Voda!$B$3:$AC$15,4,0)-VLOOKUP(A10,Voda!$B$3:$AC$15,3,0)))/3600000","v":0},0,{"$f":"IF(U10=0,0,IF(Z10>0,IF(Z10/1000<U10,IF(Z10/1000<=Vypocet!$D$15,U10-Z10/1000,Vypocet!$D$15),0),IF(U10>Vypocet!$D$15,Vypocet!$D$15,U10)))","v":0},0,{"$f":"HLOOKUP(Vypocet!$D$11,TDDData!$E:$S,2+TDDData!D10,0)","v":{"$error":"#N/A"}},0,0,{"$error":"#N/A"},{"$error":"#N/A"},{"$f":"IF(AA10<0,IF(AC9>-AA10,AC9+AA10,0),IF(AA10+AC9<=Vypocet!$D$18,AA10+AC9,Vypocet!$D$18))","v":{"$error":"#N/A"}},{"$error":"#N/A"},{"$f":"IF(AND(AC10<AC9,AC10<>0),AE9,IF(OR(AND(AC9=0,AA10<0),AC9<-AA10),IF(AC9=0,IF(AE9>-AA10,AE9+AA10,0),IF(AC9+AE9>-AA10,AC9+AE9+AA10,0)),IF(AC9=Vypocet!$D$18,AE9+AA10,AE9+AA10-AC10+AC9)))","v":{"$error":"#N/A"}},{"$error":"#N/A"},{"$f":"IF(AA10<0,IF(OR(AC9>0,AE9>0),IF(AC9>0,IF(AC9>-AA10,0,-AA10-AC9),IF(AE9>0,IF(AE9>-AA10,0,-AA10-AE9),0)),-AA10),0)","v":{"$error":"#N/A"}},{"$f":"SUM($AF$3:AF10)","v":{"$error":"#N/A"}},{"$error":"#N/A"},{"$error":"#N/A"},{"$error":"#N/A"},{"$f":"SUM($AJ$3:AJ10)","v":{"$error":"#N/A"}},{"$error":"#N/A"},{"$error":"#N/A"},{"$error":"#N/A"},{"$f":"IF(AN10<0,IF(AP9>-AN10,AP9+AN10,0),IF(AN10+AP9<=Vypocet!$D$18,AN10+AP9,Vypocet!$D$18))","v":{"$error":"#N/A"}},{"$error":"#N/A"},{"$f":"IF(AND(AP10<AP9,AP10<>0),AR9,IF(OR(AND(AP9=0,AN10<0),AP9<-AN10),IF(AP9=0,IF(AR9>-AN10,AR9+AN10,0),IF(AP9+AR9>-AN10,AP9+AR9+AN10,0)),IF(AP9=Vypocet!$D$18,AR9+AN10,AR9+AN10-AP10+AP9)))","v":{"$error":"#N/A"}},{"$error":"#N/A"},{"$f":"IF(AN10<0,IF(OR(AP9>0,AR9>0),IF(AP9>0,IF(AP9>-AN10,0,-AN10-AP9),IF(AR9>0,IF(AR9>-AN10,0,-AN10-AR9),0)),-AN10),0)","v":{"$error":"#N/A"}},{"$f":"SUM($AS$3:AS10)","v":{"$error":"#N/A"}},{"$error":"#N/A"},{"$error":"#N/A"},{"$error":"#N/A"},{"$f":"SUM($AW$3:AW10)","v":{"$error":"#N/A"}},{"$f":"IF(V10=0,IF(U10=0,IF(AZ9+Z10/1000>Vypocet!$D$18,Vypocet!$D$18,AZ9+Z10/1000),IF(Z10/1000+AZ9-U10>Vypocet!$D$18,Vypocet!$D$18,Z10/1000+AZ9-U10)),IF(AZ9=0,0,IF(AZ9>V10,AZ9-V10,0)))","v":0},0,null,null,null,null,null,null,null,null,null,null,null,null,null,null,null,null,null,null,null,null,null,null,null,null,null,null,null,null,null,null,null,null,null,null,null,null,null,null,null,null,null,null,null,null,null,null,null,null,null,null,null,null,null,null,null,null,null,null,null,null,null,null,null,null,null,null,null,null,null,null,null,null,null,null,null,null,null,null,null,null,null,null,null,null,null,null,null,null,null,null,null,null,null,null,null,null,null,null,null,null,null,null,null,0.36271999999999999,0.42346,0.53642000000000001,0.31941999999999998,0.26041999999999998,0.26051000000000002,0.32399,0.24390999999999999,0.28453000000000001,0.28336,0.23758000000000001,0.27479999999999999,0.37276999999999999,0.65951000000000004,0.61667000000000005]
[1,43831,9,9,{"$f":"(FA11*Vypocet!$D$24)/$FA$2","v":0},{"$f":"(FB11*Vypocet!$D$24)/$FB$2","v":0},{"$f":"(FC11*Vypocet!$D$24)/$FC$2","v":0},{"$f":"(FD11*Vypocet!$D$24)/$FD$2","v":0},{"$f":"(FE11*Vypocet!$D$24)/$FE$2","v":0},{"$f":"(FF11*Vypocet!$D$24)/$FF$2","v":0},{"$f":"(FG11*Vypocet!$D$24)/$FG$2","v":0},{"$f":"(FH11*Vypocet!$D$24)/$FH$2","v":0},{"$f":"(FI11*Vypocet!$D$24)/$FI$2","v":0},{"$f":"(FJ11*Vypocet!$D$24)/$FJ$2","v":0},{"$f":"(FK11*Vypocet!$D$24)/$FK$2","v":0},{"$f":"(FL11*Vypocet!$D$24)/$FL$2","v":0},{"$f":"(FM11*Vypocet!$D$24)/$FM$2","v":0},{"$f":"(FN11*Vypocet!$D$24)/$FN$2","v":0},{"$f":"(FO11*Vypocet!$D$24)/$FO$2","v":0},{"$f":"(VLOOKUP(A11,Voda!$B$3:$AC$15,TDDData!C11+4,0)*4180*(VLOOKUP(A11,Voda!$B$3:$AC$15,4,0)-VLOOKUP(A11,Voda!$B$3:$AC$15,3,0)))/3600000","v":0},0,{"$f":"IF(U11=0,0,IF(Z11>0,IF(Z11/1000<U11,IF(Z11/1000<=Vypocet!$D$15,U11-Z11/1000,Vypocet!$D$15),0),IF(U11>Vypocet!$D$15,Vypocet!$D$15,U11)))","v":0},0,{"$f":"HLOOKUP(Vypocet!$D$11,TDDData!$E:$S,2+TDDData!D11,0)","v":{"$error":"#N/A"}},0,0,{"$error":"#N/A"},{"$error":"#N/A"},{"$f":"IF(AA11<0,IF(AC10>-AA11,AC10+AA11,0),IF(AA11+AC10<=Vypocet!$D$18,AA11+AC10,Vypocet!$D$18))","v":{"$error":"#N/A"}},{"$error":"#N/A"},{"$f":"IF(AND(AC11<AC10,AC11<>0),AE10,IF(OR(AND(AC10=0,AA11<0),AC10<-AA11),IF(AC10=0,IF(AE10>-AA11,AE10+AA11,0),IF(AC10+AE10>-AA11,AC10+AE10+AA11,0)),IF(AC10=Vypocet!$D$18,AE10+AA11,AE10+AA11-AC11+AC10)))","v":{"$error":"#N/A"}},{"$error":"#N/A"},{"$f":"IF(AA11<0,IF(OR(AC10>0,AE10>0),IF(AC10>0,IF(AC10>-AA11,0,-AA11-AC10),IF(AE10>0,IF(AE10>-AA11,0,-AA11-AE10),0)),-AA11),0)","v":{"$error":"#N/A"}},{"$f":"SUM($AF$3:AF11)","v":{"$error":"#N/A"}},{"$error":"#N/A"},{"$error":"#N/A"},{"$error":"#N/A"},{"$f":"SUM($AJ$3:AJ11)","v":{"$error":"#N/A"}},{"$error":"#N/A"},{"$error":"#N/A"},{"$error":"#N/A"},{"$f":"IF(AN11<0,IF(AP10>-AN11,AP10+AN11,0),IF(AN11+AP10<=Vypocet!$D$18,AN11+AP10,Vypocet!$D$18))","v":{"$error":"#N/A"}},{"$error":"#N/A"},{"$f":"IF(AND(AP11<AP10,AP11<>0),AR10,IF(OR(AND(AP10=0,AN11<0),AP10<-AN11),IF(AP10=0,IF(AR10>-AN11,AR10+AN11,0),IF(AP10+AR10>-AN11,AP10+AR10+AN11,0)),IF(AP10=Vypocet!$D$18,AR10+AN11,AR10+AN11-AP11+AP10)))","v":{"$error":"#N/A"}},{"$error":"#N/A"},{"$f":"IF(AN11<0,IF(OR(AP10>0,AR10>0),IF(AP10>0,IF(AP10>-AN11,0,-AN11-AP10),IF(AR10>0,IF(AR10>-AN11,0,-AN11-AR10),0)),-AN11),0)","v":{"$error":"#N/A"}},{"$f":"SUM($AS$3:AS11)","v":{"$error":"#N/A"}},{"$error":"#N/A"},{"$error":"#N/A"},{"$error":"#N/A"},{"$f":"SUM($AW$3:AW11)","v":{"$error":"#N/A"}},{"$f":"IF(V11=0,IF(U11=0,IF(AZ10+Z11/1000>Vypocet!$D$18,Vypocet!$D$18,AZ10+Z11/1000),IF(Z11/1000+AZ10-U11>Vypocet!$D$18,Vypocet!$D$18,Z11/1000+AZ10-U11)),IF(AZ10=0,0,IF(AZ10>V11,AZ10-V11,0)))","v":0},{"$f":"IF(AZ10=0,IF(Z11=0,V11,IF(V11<Z11,0,V11-Z11)),IF(AZ10>V11,0,V11-AZ10))","v":0},null,null,null,null,null,null,null,null,null,null,null,null,null,null,null,null,null,null,null,null,null,null,null,null,null,null,null,null,null,null,null,null,null,null,null,null,null,null,null,null,null,null,null,null,null,null,null,null,null,null,null,null,null,null,null,null,null,null,null,null,null,null,null,null,null,null,null,null,null,null,null,null,null,null,null,null,null,null,null,null,null,null,null,null,null,null,null,null,null,null,null,null,null,null,null,null,null,null,null,null,null,null,null,0.36595,0.42069000000000001,0.52403,0.38435999999999998,0.36307,0.27728999999999998,0.29575000000000001,0.30703000000000003,0.36210999999999999,0.29043000000000002,0.34073999999999999,0.33257999999999999,0.40717999999999999,0.63117999999999996,0]
[1,43831,10,10,{"$f":"(FA12*Vypocet!$D$24)/$FA$2","v":0},{"$f":"(FB12*Vypocet!$D$24)/$FB$2","v":0},{"$f":"(FC12*Vypocet!$D$24)/$FC$2","v":0},{"$f":"(FD12*Vypocet!$D$24)/$FD$2","v":0},{"$f":"(FE12*Vypocet!$D$24)/$FE$2","v":0},{"$f":"(FF12*Vypocet!$D$24)/$FF$2","v":0},{"$f":"(FG12*Vypocet!$D$24)/$FG$2","v":0},{"$f":"(FH12*Vypocet!$D$24)/$FH$2","v":0},{"$f":"(FI12*Vypocet!$D$24)/$FI$2","v":0},{"$f":"(FJ12*Vypocet!$D$24)/$FJ$2","v":0},{"$f":"(FK12*Vypocet!$D$24)/$FK$2","v":0},{"$f":"(FL12*Vypocet!$D$24)/$FL$2","v":0},{"$f":"(FM12*Vypocet!$D$24)/$FM$2","v":0},{"$f":"(FN12*Vypocet!$D$24)/$FN$2","v":0},{"$f":"(FO12*Vypocet!$D$24)/$FO$2","v":0},{"$f":"(VLOOKUP(A12,Voda!$B$3:$AC$15,TDDData!C12+4,0)*4180*(VLOOKUP(A12,Voda!$B$3:$AC$15,4,0)-VLOOKUP(A12,Voda!$B$3:$AC$15,3,0)))/3600000","v":0},0,{"$f":"IF(U12=0,0,IF(Z12>0,IF(Z12/1000<U12,IF(Z12/1000<=Vypocet!$D$15,U12-Z12/1000,Vypocet!$D$15),0),IF(U12>Vypocet!$D$15,Vypocet!$D$15,U12)))","v":0},0,{"$f":"HLOOKUP(Vypocet!$D$11,TDDData!$E:$S,2+TDDData!D12,0)","v":{"$error":"#N/A"}},1.36,1.0880000000000001,{"$error":"#N/A"},{"$error":"#N/A"},{"$f":"IF(AA12<0,IF(AC11>-AA12,AC11+AA12,0),IF(AA12+AC11<=Vypocet!$D$18,AA12+AC11,Vypocet!$D$18))","v":{"$error":"#N/A"}},{"$error":"#N/A"},{"$f":"IF(AND(AC12<AC11,AC12<>0),AE11,IF(OR(AND(AC11=0,AA12<0),AC11<-AA12),IF(AC11=0,IF(AE11>-AA12,AE11+AA12,0),IF(AC11+AE11>-AA12,AC11+AE11+AA12,0)),IF(AC11=Vypocet!$D$18,AE11+AA12,AE11+AA12-AC12+AC11)))","v":{"$error":"#N/A"}},{"$error":"#N/A"},{"$f":"IF(AA12<0,IF(OR(AC11>0,AE11>0),IF(AC11>0,IF(AC11>-AA12,0,-AA12-AC11),IF(AE11>0,IF(AE11>-AA12,0,-AA12-AE11),0)),-AA12),0)","v":{"$error":"#N/A"}},{"$f":"SUM($AF$3:AF12)","v":{"$error":"#N/A"}},{"$error":"#N/A"},{"$error":"#N/A"},{"$error":"#N/A"},{"$f":"SUM($AJ$3:AJ12)","v":{"$error":"#N/A"}},{"$error":"#N/A"},{"$error":"#N/A"},{"$error":"#N/A"},{"$f":"IF(AN12<0,IF(AP11>-AN12,AP11+AN12,0),IF(AN12+AP11<=Vypocet!$D$18,AN12+AP11,Vypocet!$D$18))","v":{"$error":"#N/A"}},{"$error":"#N/A"},{"$f":"IF(AND(AP12<AP11,AP12<>0),AR11,IF(OR(AND(AP11=0,AN12<0),AP11<-AN12),IF(AP11=0,IF(AR11>-AN12,AR11+AN12,0),IF(AP11+AR11>-AN12,AP11+AR11+AN12,0)),IF(AP11=Vypocet!$D$18,AR11+AN12,AR11+AN12-AP12+AP11)))","v":{"$error":"#N/A"}},{"$error":"#N/A"},{"$f":"IF(AN12<0,IF(OR(AP11>0,AR11>0),IF(AP11>0,IF(AP11>-AN12,0,-AN12-AP11),IF(AR11>0,IF(AR11>-AN12,0,-AN12-AR11),0)),-AN12),0)","v":{"$error":"#N/A"}},{"$f":"SUM($AS$3:AS12)","v":{"$error":"#N/A"}},{"$error":"#N/A"},{"$error":"#N/A"},{"$error":"#N/A"},{"$f":"SUM($AW$3:AW12)","v":{"$error":"#N/A"}},{"$f":"IF(V12=0,IF(U12=0,IF(AZ11+Z12/1000>Vypocet!$D$18,Vypocet!$D$18,AZ11+Z12/1000),IF(Z12/1000+AZ11-U12>Vypocet!$D$18,Vypocet!$D$18,Z12/1000+AZ11-U12)),IF(AZ11=0,0,IF(AZ11>V12,AZ11-V12,0)))","v":0},{"$f":"IF(AZ11=0,IF(Z12=0,V12,IF(V12<Z12,0,V12-Z12)),IF(AZ11>V12,0,V12-AZ11))","v":0},null,null,null,null,null,null,null,null,null,null,null,null,null,null,null,null,null,null,null,null,null,null,null,null,null,null,null,null,null,null,null,null,null,null,null,null,null,null,null,null,null,null,null,null,null,null,null,null,null,null,null,null,null,null,null,null,null,null,null,null,null,null,null,null,null,null,null,null,null,null,null,null,null,null,null,null,null,null,null,null,null,null,null,null,null,null,null,null,null,null,null,null,null,null,null,null,null,null,null,null,null,null,null,0.38118000000000002,0.41804999999999998,0.51459999999999995,0.49746000000000001,0.42882999999999999,0.33984999999999999,0.29958000000000001,0.34433000000000002,0.41227000000000003,0.35291,0.41274,0.38807000000000003,0.46128000000000002,0.74839999999999995,0]
[1,43831,11,11,{"$f":"(FA13*Vypocet!$D$24)/$FA$2","v":0},{"$f":"(FB13*Vypocet!$D$24)/$FB$2","v":0},{"$f":"(FC13*Vypocet!$D$24)/$FC$2","v":0},{"$f":"(FD13*Vypocet!$D$24)/$FD$2","v":0},{"$f":"(FE13*Vypocet!$D$24)/$FE$2","v":0},{"$f":"(FF13*Vypocet!$D$24)/$FF$2","v":0},{"$f":"(FG13*Vypocet!$D$24)/$FG$2","v":0},{"$f":"(FH13*Vypocet!$D$24)/$FH$2","v":0},{"$f":"(FI13*Vypocet!$D$24)/$FI$2","v":0},{"$f":"(FJ13*Vypocet!$D$24)/$FJ$2","v":0},{"$f":"(FK13*Vypocet!$D$24)/$FK$2","v":0},{"$f":"(FL13*Vypocet!$D$24)/$FL$2","v":0},{"$f":"(FM13*Vypocet!$D$24)/$FM$2","v":0},{"$f":"(FN13*Vypocet!$D$24)/$FN$2","v":0},{"$f":"(FO13*Vypocet!$D$24)/$FO$2","v":0},{"$f":"(VLOOKUP(A13,Voda!$B$3:$AC$15,TDDData!C13+4,0)*4180*(VLOOKUP(A13,Voda!$B$3:$AC$15,4,0)-VLOOKUP(A13,Voda!$B$3:$AC$15,3,0)))/3600000","v":0},0,{"$f":"IF(U13=0,0,IF(Z13>0,IF(Z13/1000<U13,IF(Z13/1000<=Vypocet!$D$15,U13-Z13/1000,Vypocet!$D$15),0),IF(U13>Vypocet!$D$15,Vypocet!$D$15,U13)))","v":0},0,{"$f":"HLOOKUP(Vypocet!$D$11,TDDData!$E:$S,2+TDDData!D13,0)","v":{"$error":"#N/A"}},0,0,{"$error":"#N/A"},{"$error":"#N/A"},{"$f":"IF(AA13<0,IF(AC12>-AA13,AC12+AA13,0),IF(AA13+AC12<=Vypocet!$D$18,AA13+AC12,Vypocet!$D$18))","v":{"$error":"#N/A"}},{"$error":"#N/A"},{"$f":"IF(AND(AC13<AC12,AC13<>0),AE12,IF(OR(AND(AC12=0,AA13<0),AC12<-AA13),IF(AC12=0,IF(AE12>-AA13,AE12+AA13,0),IF(AC12+AE12>-AA13,AC12+AE12+AA13,0)),IF(AC12=Vypocet!$D$18,AE12+AA13,AE12+AA13-AC13+AC12)))","v":{"$error":"#N/A"}},{"$error":"#N/A"},{"$f":"IF(AE13+AC13>-AA13,0,IF(AND(AE13=0,AC13=0),-AA13,-AA13-AE13-AC13))","v":{"$error":"#N/A"}},{"$f":"SUM($AF$3:AF13)","v":{"$error":"#N/A"}},{"$error":"#N/A"},{"$error":"#N/A"},{"$error":"#N/A"},{"$f":"SUM($AJ$3:AJ13)","v":{"$error":"#N/A"}},{"$error":"#N/A"},{"$error":"#N/A"},{"$error":"#N/A"},{"$f":"IF(AN13<0,IF(AP12>-AN13,AP12+AN13,0),IF(AN13+AP12<=Vypocet!$D$18,AN13+AP12,Vypocet!$D$18))","v":{"$error":"#N/A"}},{"$error":"#N/A"},{"$f":"IF(AND(AP13<AP12,AP13<>0),AR12,IF(OR(AND(AP12=0,AN13<0),AP12<-AN13),IF(AP12=0,IF(AR12>-AN13,AR12+AN13,0),IF(AP12+AR12>-AN13,AP12+AR12+AN13,0)),IF(AP12=Vypocet!$D$18,AR12+AN13,AR12+AN13-AP13+AP12)))","v":{"$error":"#N/A"}},{"$error":"#N/A"},{"$f":"IF(AR13+AP13>-AN13,0,IF(AND(AR13=0,AP13=0),-AN13,-AN13-AR13-AP13))","v":{"$error":"#N/A"}},{"$f":"SUM($AS$3:AS13)","v":{"$error":"#N/A"}},{"$error":"#N/A"},{"$error":"#N/A"},{"$error":"#N/A"},{"$f":"SUM($AW$3:AW13)","v":{"$error":"#N/A"}},{"$f":"IF(V13=0,IF(U13=0,IF(AZ12+Z13/1000>Vypocet!$D$18,Vypocet!$D$18,AZ12+Z13/1000),IF(Z13/1000+AZ12-U13>Vypocet!$D$18,Vypocet!$D$18,Z13/1000+AZ12-U13)),IF(AZ12=0,0,IF(AZ12>V13,AZ12-V13,0)))","v":0},0,null,null,null,null,null,null,null,null,null,null,null,null,null,null,null,null,null,null,null,null,null,null,null,null,null,null,null,null,null,null,null,null,null,null,null,null,null,null,null,null,null,null,null,null,null,null,null,null,null,null,null,null,null,null,null,null,null,null,null,null,null,null,null,null,null,null,null,null,null,null,null,null,null,null,null,null,null,null,null,null,null,null,null,null,null,null,null,null,null,null,null,null,null,null,null,null,null,null,null,null,null,null,null,0.41954999999999998,0.41339999999999999,0.56086999999999998,0.64768000000000003,0.49979000000000001,0.4506,0.34454000000000001,0.41411999999999999,0.54401999999999995,0.42760999999999999,0.46994999999999998,0.44690000000000002,0.64636000000000005,0.78898000000000001,0]
[1,43831,12,12,{"$f":"(FA14*Vypocet!$D$24)/$FA$2","v":0},{"$f":"(FB14*Vypocet!$D$24)/$FB$2","v":0},{"$f":"(FC14*Vypocet!$D$24)/$FC$2","v":0},{"$f":"(FD14*Vypocet!$D$24)/$FD$2","v":0},{"$f":"(FE14*Vypocet!$D$24)/$FE$2","v":0},{"$f":"(FF14*Vypocet!$D$24)/$FF$2","v":0},{"$f":"(FG14*Vypocet!$D$24)/$FG$2","v":0},{"$f":"(FH14*Vypocet!$D$24)/$FH$2","v":0},{"$f":"(FI14*Vypocet!$D$24)/$FI$2","v":0},{"$f":"(FJ14*Vypocet!$D$24)/$FJ$2","v":0},{"$f":"(FK14*Vypocet!$D$24)/$FK$2","v":0},{"$f":"(FL14*Vypocet!$D$24)/$FL$2","v":0},{"$f":"(FM14*Vypocet!$D$24)/$FM$2","v":0},{"$f":"(FN14*Vypocet!$D$24)/$FN$2","v":0},{"$f":"(FO14*Vypocet!$D$24)/$FO$2","v":0},{"$f":"(VLOOKUP(A14,Voda!$B$3:$AC$15,TDDData!C14+4,0)*4180*(VLOOKUP(A14,Voda!$B$3:$AC$15,4,0)-VLOOKUP(A14,Voda!$B$3:$AC$15,3,0)))/3600000","v":0},0,{"$f":"IF(U14=0,0,IF(Z14>0,IF(Z14/1000<U14,IF(Z14/1000<=Vypocet!$D$15,U14-Z14/1000,Vypocet!$D$15),0),IF(U14>Vypocet!$D$15,Vypocet!$D$15,U14)))","v":0},0,{"$f":"HLOOKUP(Vypocet!$D$11,TDDData!$E:$S,2+TDDData!D14,0)","v":{"$error":"#N/A"}},0,0,{"$error":"#N/A"},{"$error":"#N/A"},{"$f":"IF(AA14<0,IF(AC13>-AA14,AC13+AA14,0),IF(AA14+AC13<=Vypocet!$D$18,AA14+AC13,Vypocet!$D$18))","v":{"$error":"#N/A"}},{"$error":"#N/A"},{"$f":"IF(AND(AC14<AC13,AC14<>0),AE13,IF(OR(AND(AC13=0,AA14<0),AC13<-AA14),IF(AC13=0,IF(AE13>-AA14,AE13+AA14,0),IF(AC13+AE13>-AA14,AC13+AE13+AA14,0)),IF(AC13=Vypocet!$D$18,AE13+AA14,AE13+AA14-AC14+AC13)))","v":{"$error":"#N/A"}},{"$error":"#N/A"},{"$error":"#N/A"},{"$f":"SUM($AF$3:AF14)","v":{"$error":"#N/A"}},{"$error":"#N/A"},{"$error":"#N/A"},{"$error":"#N/A"},{"$f":"SUM($AJ$3:AJ14)","v":{"$error":"#N/A"}},{"$error":"#N/A"},{"$error":"#N/A"},{"$error":"#N/A"},{"$f":"IF(AN14<0,IF(AP13>-AN14,AP13+AN14,0),IF(AN14+AP13<=Vypocet!$D$18,AN14+AP13,Vypocet!$D$18))","v":{"$error":"#N/A"}},{"$error":"#N/A"},{"$f":"IF(AND(AP14<AP13,AP14<>0),AR13,IF(OR(AND(AP13=0,AN14<0),AP13<-AN14),IF(AP13=0,IF(AR13>-AN14,AR13+AN14,0),IF(AP13+AR13>-AN14,AP13+AR13+AN14,0)),IF(AP13=Vypocet!$D$18,AR13+AN14,AR13+AN14-AP14+AP13)))","v":{"$error":"#N/A"}},{"$error":"#N/A"},{"$error":"#N/A"},{"$f":"SUM($AS$3:AS14)","v":{"$error":"#N/A"}},{"$error":"#N/A"},{"$error":"#N/A"},{"$error":"#N/A"},{"$f":"SUM($AW$3:AW14)","v":{"$error":"#N/A"}},{"$f":"IF(V14=0,IF(U14=0,IF(AZ13+Z14/1000>Vypocet!$D$18,Vypocet!$D$18,AZ13+Z14/1000),IF(Z14/1000+AZ13-U14>Vypocet!$D$18,Vypocet!$D$18,Z14/1000+AZ13-U14)),IF(AZ13=0,0,IF(AZ13>V14,AZ13-V14,0)))","v":0},0,null,null,null,null,null,null,null,null,null,null,null,null,null,null,null,null,null,null,null,null,null,null,null,null,null,null,null,null,null,null,null,null,null,null,null,null,null,null,null,null,null,null,null,null,null,null,null,null,null,null,null,null,null,null,null,null,null,null,null,null,null,null,null,null,null,null,null,null,null,null,null,null,null,null,null,null,null,null,null,null,null,null,null,null,null,null,null,null,null,null,null,null,null,null,null,null,null,null,null,null,null,null,null,0.43052000000000001,0.40492,0.54452999999999996,0.70411999999999997,0.66178999999999999,0.47850999999999999,0.38857000000000003,0.54218999999999995,0.59143000000000001,0.52483999999999997,0.55345,0.51153999999999999,0.79110999999999998,0.78766999999999998,0]
[1,43831,13,13,{"$f":"(FA15*Vypocet!$D$24)/$FA$2","v":0},{"$f":"(FB15*Vypocet!$D$24)/$FB$2","v":0},{"$f":"(FC15*Vypocet!$D$24)/$FC$2","v":0},{"$f":"(FD15*Vypocet!$D$24)/$FD$2","v":0},{"$f":"(FE15*Vypocet!$D$24)/$FE$2","v":0},{"$f":"(FF15*Vypocet!$D$24)/$FF$2","v":0},{"$f":"(FG15*Vypocet!$D$24)/$FG$2","v":0},{"$f":"(FH15*Vypocet!$D$24)/$FH$2","v":0},{"$f":"(FI15*Vypocet!$D$24)/$FI$2","v":0},{"$f":"(FJ15*Vypocet!$D$24)/$FJ$2","v":0},{"$f":"(FK15*Vypocet!$D$24)/$FK$2","v":0},{"$f":"(FL15*Vypocet!$D$24)/$FL$2","v":0},{"$f":"(FM15*Vypocet!$D$24)/$FM$2","v":0},{"$f":"(FN15*Vypocet!$D$24)/$FN$2","v":0},{"$f":"(FO15*Vypocet!$D$24)/$FO$2","v":0},{"$f":"(VLOOKUP(A15,Voda!$B$3:$AC$15,TDDData!C15+4,0)*4180*(VLOOKUP(A15,Voda!$B$3:$AC$15,4,0)-VLOOKUP(A15,Voda!$B$3:$AC$15,3,0)))/3600000","v":0},0,{"$f":"IF(U15=0,0,IF(Z15>0,IF(Z15/1000<U15,IF(Z15/1000<=Vypocet!$D$15,U15-Z15/1000,Vypocet!$D$15),0),IF(U15>Vypocet!$D$15,Vypocet!$D$15,U15)))","v":0},0,{"$f":"HLOOKUP(Vypocet!$D$11,TDDData!$E:$S,2+TDDData!D15,0)","v":{"$error":"#N/A"}},0,0,{"$error":"#N/A"},{"$error":"#N/A"},{"$f":"IF(AA15<0,IF(AC14>-AA15,AC14+AA15,0),IF(AA15+AC14<=Vypocet!$D$18,AA15+AC14,Vypocet!$D$18))","v":{"$error":"#N/A"}},{"$error":"#N/A"},{"$f":"IF(AND(AC15<AC14,AC15<>0),AE14,IF(OR(AND(AC14=0,AA15<0),AC14<-AA15),IF(AC14=0,IF(AE14>-AA15,AE14+AA15,0),IF(AC14+AE14>-AA15,AC14+AE14+AA15,0)),IF(AC14=Vypocet!$D$18,AE14+AA15,AE14+AA15-AC15+AC14)))","v":{"$error":"#N/A"}},{"$error":"#N/A"},{"$error":"#N/A"},{"$f":"SUM($AF$3:AF15)","v":{"$error":"#N/A"}},{"$error":"#N/A"},{"$error":"#N/A"},{"$error":"#N/A"},{"$f":"SUM($AJ$3:AJ15)","v":{"$error":"#N/A"}},{"$error":"#N/A"},{"$error":"#N/A"},{"$error":"#N/A"},{"$f":"IF(AN15<0,IF(AP14>-AN15,AP14+AN15,0),IF(AN15+AP14<=Vypocet!$D$18,AN15+AP14,Vypocet!$D$18))","v":{"$error":"#N/A"}},{"$error":"#N/A"},{"$f":"IF(AND(AP15<AP14,AP15<>0),AR14,IF(OR(AND(AP14=0,AN15<0),AP14<-AN15),IF(AP14=0,IF(AR14>-AN15,AR14+AN15,0),IF(AP14+AR14>-AN15,AP14+AR14+AN15,0)),IF(AP14=Vypocet!$D$18,AR14+AN15,AR14+AN15-AP15+AP14)))","v":{"$error":"#N/A"}},{"$error":"#N/A"},{"$error":"#N/A"},{"$f":"SUM($AS$3:AS15)","v":{"$error":"#N/A"}},{"$error":"#N/A"},{"$error":"#N/A"},{"$error":"#N/A"},{"$f":"SUM($AW$3:AW15)","v":{"$error":"#N/A"}},{"$f":"IF(V15=0,IF(U15=0,IF(AZ14+Z15/1000>Vypocet!$D$18,Vypocet!$D$18,AZ14+Z15/1000),IF(Z15/1000+AZ14-U15>Vypocet!$D$18,Vypocet!$D$18,Z15/1000+AZ14-U15)),IF(AZ14=0,0,IF(AZ14>V15,AZ14-V15,0)))","v":0},0,null,null,null,null,null,null,null,null,null,null,null,null,null,null,null,null,null,null,null,null,null,null,null,null,null,null,null,null,null,null,null,null,null,null,null,null,null,null,null,null,null,null,null,null,null,null,null,null,null,null,null,null,null,null,null,null,null,null,null,null,null,null,null,null,null,null,null,null,null,null,null,null,null,null,null,null,null,null,null,null,null,null,null,null,null,null,null,null,null,null,null,null,null,null,null,null,null,null,null,null,null,null,null,0.42477999999999999,0.52471000000000001,0.59167999999999998,0.67586000000000002,0.65446000000000004,0.48842999999999998,0.60348999999999997,0.50817000000000001,0.46510000000000001,0.65115000000000001,0.53569,0.51668999999999998,0.71758,0.82552000000000003,0]
[1,43831,14,14,{"$f":"(FA16*Vypocet!$D$24)/$FA$2","v":0},{"$f":"(FB16*Vypocet!$D$24)/$FB$2","v":0},{"$f":"(FC16*Vypocet!$D$24)/$FC$2","v":0},{"$f":"(FD16*Vypocet!$D$24)/$FD$2","v":0},{"$f":"(FE16*Vypocet!$D$24)/$FE$2","v":0},{"$f":"(FF16*Vypocet!$D$24)/$FF$2","v":0},{"$f":"(FG16*Vypocet!$D$24)/$FG$2","v":0},{"$f":"(FH16*Vypocet!$D$24)/$FH$2","v":0},{"$f":"(FI16*Vypocet!$D$24)/$FI$2","v":0},{"$f":"(FJ16*Vypocet!$D$24)/$FJ$2","v":0},{"$f":"(FK16*Vypocet!$D$24)/$FK$2","v":0},{"$f":"(FL16*Vypocet!$D$24)/$FL$2","v":0},{"$f":"(FM16*Vypocet!$D$24)/$FM$2","v":0},{"$f":"(FN16*Vypocet!$D$24)/$FN$2","v":0},{"$f":"(FO16*Vypocet!$D$24)/$FO$2","v":0},{"$f":"(VLOOKUP(A16,Voda!$B$3:$AC$15,TDDData!C16+4,0)*4180*(VLOOKUP(A16,Voda!$B$3:$AC$15,4,0)-VLOOKUP(A16,Voda!$B$3:$AC$15,3,0)))/3600000","v":0},0,{"$f":"IF(U16=0,0,IF(Z16>0,IF(Z16/1000<U16,IF(Z16/1000<=Vypocet!$D$15,IF(U16<Vypocet!$D$15,U16-Z16/1000,Vypocet!$D$15-Z16/1000),Vypocet!$D$15),0),IF(U16>Vypocet!$D$15,Vypocet!$D$15,U16)))","v":0},0,{"$f":"HLOOKUP(Vypocet!$D$11,TDDData!$E:$S,2+TDDData!D16,0)","v":{"$error":"#N/A"}},0,0,{"$error":"#N/A"},{"$error":"#N/A"},{"$f":"IF(AA16<0,IF(AC15>-AA16,AC15+AA16,0),IF(AA16+AC15<=Vypocet!$D$18,AA16+AC15,Vypocet!$D$18))","v":{"$error":"#N/A"}},{"$error":"#N/A"},{"$f":"IF(AND(AC16<AC15,AC16<>0),AE15,IF(OR(AND(AC15=0,AA16<0),AC15<-AA16),IF(AC15=0,IF(AE15>-AA16,AE15+AA16,0),IF(AC15+AE15>-AA16,AC15+AE15+AA16,0)),IF(AC15=Vypocet!$D$18,AE15+AA16,AE15+AA16-AC16+AC15)))","v":{"$error":"#N/A"}},{"$error":"#N/A"},{"$error":"#N/A"},{"$f":"SUM($AF$3:AF16)","v":{"$error":"#N/A"}},{"$error":"#N/A"},{"$error":"#N/A"},{"$error":"#N/A"},{"$f":"SUM($AJ$3:AJ16)","v":{"$error":"#N/A"}},{"$error":"#N/A"},{"$error":"#N/A"},{"$error":"#N/A"},{"$f":"IF(AN16<0,IF(AP15>-AN16,AP15+AN16,0),IF(AN16+AP15<=Vypocet!$D$18,AN16+AP15,Vypocet!$D$18))","v":{"$error":"#N/A"}},{"$error":"#N/A"},{"$f":"IF(AND(AP16<AP15,AP16<>0),AR15,IF(OR(AND(AP15=0,AN16<0),AP15<-AN16),IF(AP15=0,IF(AR15>-AN16,AR15+AN16,0),IF(AP15+AR15>-AN16,AP15+AR15+AN16,0)),IF(AP15=Vypocet!$D$18,AR15+AN16,AR15+AN16-AP16+AP15)))","v":{"$error":"#N/A"}},{"$error":"#N/A"},{"$error":"#N/A"},{"$f":"SUM($AS$3:AS16)","v":{"$error":"#N/A"}},{"$error":"#N/A"},{"$error":"#N/A"},{"$error":"#N/A"},{"$f":"SUM($AW$3:AW16)","v":{"$error":"#N/A"}},{"$f":"IF(V16=0,IF(U16=0,IF(AZ15+Z16/1000>Vypocet!$D$18,Vypocet!$D$18,AZ15+Z16/1000),IF(Z16/1000+AZ15-U16>Vypocet!$D$18,Vypocet!$D$18,Z16/1000+AZ15-U16)),IF(AZ15=0,0,IF(AZ15>V16,AZ15-V16,0)))","v":0},0,null,null,null,null,null,null,null,null,null,null,null,null,null,null,null,null,null,null,null,null,null,null,null,null,null,null,null,null,null,null,null,null,null,null,null,null,null,null,null,null,null,null,null,null,null,null,null,null,null,null,null,null,null,null,null,null,null,null,null,null,null,null,null,null,null,null,null,null,null,null,null,null,null,null,null,null,null,null,null,null,null,null,null,null,null,null,null,null,null,null,null,null,null,null,null,null,null,null,null,null,null,null,null,0.42431999999999997,0.59036999999999995,0.56147999999999998,0.61804999999999999,0.93940999999999997,0.65164999999999995,0.75836000000000003,0.63010999999999995,0.56533,0.74290999999999996,0.66508999999999996,0.56366000000000005,0.82303999999999999,0.81952999999999998,0]
[1,43831,15,15,{"$f":"(FA17*Vypocet!$D$24)/$FA$2","v":0},{"$f":"(FB17*Vypocet!$D$24)/$FB$2","v":0},{"$f":"(FC17*Vypocet!$D$24)/$FC$2","v":0},{"$f":"(FD17*Vypocet!$D$24)/$FD$2","v":0},{"$f":"(FE17*Vypocet!$D$24)/$FE$2","v":0},{"$f":"(FF17*Vypocet!$D$24)/$FF$2","v":0},{"$f":"(FG17*Vypocet!$D$24)/$FG$2","v":0},{"$f":"(FH17*Vypocet!$D$24)/$FH$2","v":0},{"$f":"(FI17*Vypocet!$D$24)/$FI$2","v":0},{"$f":"(FJ17*Vypocet!$D$24)/$FJ$2","v":0},{"$f":"(FK17*Vypocet!$D$24)/$FK$2","v":0},{"$f":"(FL17*Vypocet!$D$24)/$FL$2","v":0},{"$f":"(FM17*Vypocet!$D$24)/$FM$2","v":0},{"$f":"(FN17*Vypocet!$D$24)/$FN$2","v":0},{"$f":"(FO17*Vypocet!$D$24)/$FO$2","v":0},{"$f":"(VLOOKUP(A17,Voda!$B$3:$AC$15,TDDData!C17+4,0)*4180*(VLOOKUP(A17,Voda!$B$3:$AC$15,4,0)-VLOOKUP(A17,Voda!$B$3:$AC$15,3,0)))/3600000","v":0},0,{"$f":"IF(U17=0,0,IF(Z17>0,IF(Z17/1000<U17,IF(Z17/1000<=Vypocet!$D$15,IF(U17<Vypocet!$D$15,U17-Z17/1000,Vypocet!$D$15-Z17/1000),Vypocet!$D$15),0),IF(U17>Vypocet!$D$15,Vypocet!$D$15,U17)))","v":0},0,{"$f":"HLOOKUP(Vypocet!$D$11,TDDData!$E:$S,2+TDDData!D17,0)","v":{"$error":"#N/A"}},0,0,{"$error":"#N/A"},{"$error":"#N/A"},{"$f":"IF(AA17<0,IF(AC16>-AA17,AC16+AA17,0),IF(AA17+AC16<=Vypocet!$D$18,AA17+AC16,Vypocet!$D$18))","v":{"$error":"#N/A"}},{"$error":"#N/A"},{"$f":"IF(AND(AC17<AC16,AC17<>0),AE16,IF(OR(AND(AC16=0,AA17<0),AC16<-AA17),IF(AC16=0,IF(AE16>-AA17,AE16+AA17,0),IF(AC16+AE16>-AA17,AC16+AE16+AA17,0)),IF(AC16=Vypocet!$D$18,AE16+AA17,AE16+AA17-AC17+AC16)))","v":{"$error":"#N/A"}},{"$error":"#N/A"},{"$error":"#N/A"},{"$f":"SUM($AF$3:AF17)","v":{"$error":"#N/A"}},{"$error":"#N/A"},{"$error":"#N/A"},{"$error":"#N/A"},{"$f":"SUM($AJ$3:AJ17)","v":{"$error":"#N/A"}},{"$error":"#N/A"},{"$error":"#N/A"},{"$error":"#N/A"},{"$f":"IF(AN17<0,IF(AP16>-AN17,AP16+AN17,0),IF(AN17+AP16<=Vypocet!$D$18,AN17+AP16,Vypocet!$D$18))","v":{"$error":"#N/A"}},{"$error":"#N/A"},{"$f":"IF(AND(AP17<AP16,AP17<>0),AR16,IF(OR(AND(AP16=0,AN17<0),AP16<-AN17),IF(AP16=0,IF(AR16>-AN17,AR16+AN17,0),IF(AP16+AR16>-AN17,AP16+AR16+AN17,0)),IF(AP16=Vypocet!$D$18,AR16+AN17,AR16+AN17-AP17+AP16)))","v":{"$error":"#N/A"}},{"$error":"#N/A"},{"$error":"#N/A"},{"$f":"SUM($AS$3:AS17)","v":{"$error":"#N/A"}},{"$error":"#N/A"},{"$error":"#N/A"},{"$error":"#N/A"},{"$f":"SUM($AW$3:AW17)","v":{"$error":"#N/A"}},{"$f":"IF(V17=0,IF(U17=0,IF(AZ16+Z17/1000>Vypocet!$D$18,Vypocet!$D$18,AZ16+Z17/1000),IF(Z17/1000+AZ16-U17>Vypocet!$D$18,Vypocet!$D$18,Z17/1000+AZ16-U17)),IF(AZ16=0,0,IF(AZ16>V17,AZ16-V17,0)))","v":0},0,null,null,null,null,null,null,null,null,null,null,null,null,null,null,null,null,null,null,null,null,null,null,null,null,null,null,null,null,null,null,null,null,null,null,null,null,null,null,null,null,null,null,null,null,null,null,null,null,null,null,null,null,null,null,null,null,null,null,null,null,null,null,null,null,null,null,null,null,null,null,null,null,null,null,null,null,null,null,null,null,null,null,null,null,null,null,null,null,null,null,null,null,null,null,null,null,null,null,null,null,null,null,null,0.43680999999999998,0.55159000000000002,0.55991999999999997,0.58116000000000001,0.74929000000000001,0.85704000000000002,0.72379000000000004,0.66757999999999995,0.59380999999999995,0.76246999999999998,0.83767999999999998,0.54332999999999998,0.72140000000000004,0.79788999999999999,0]
[1,43831,16,16,{"$f":"(FA18*Vypocet!$D$24)/$FA$2","v":0},{"$f":"(FB18*Vypocet!$D$24)/$FB$2","v":0},{"$f":"(FC18*Vypocet!$D$24)/$FC$2","v":0},{"$f":"(FD18*Vypocet!$D$24)/$FD$2","v":0},{"$f":"(FE18*Vypocet!$D$24)/$FE$2","v":0},{"$f":"(FF18*Vypocet!$D$24)/$FF$2","v":0},{"$f":"(FG18*Vypocet!$D$24)/$FG$2","v":0},{"$f":"(FH18*Vypocet!$D$24)/$FH$2","v":0},{"$f":"(FI18*Vypocet!$D$24)/$FI$2","v":0},{"$f":"(FJ18*Vypocet!$D$24)/$FJ$2","v":0},{"$f":"(FK18*Vypocet!$D$24)/$FK$2","v":0},{"$f":"(FL18*Vypocet!$D$24)/$FL$2","v":0},{"$f":"(FM18*Vypocet!$D$24)/$FM$2","v":0},{"$f":"(FN18*Vypocet!$D$24)/$FN$2","v":0},{"$f":"(FO18*Vypocet!$D$24)/$FO$2","v":0},{"$f":"(VLOOKUP(A18,Voda!$B$3:$AC$15,TDDData!C18+4,0)*4180*(VLOOKUP(A18,Voda!$B$3:$AC$15,4,0)-VLOOKUP(A18,Voda!$B$3:$AC$15,3,0)))/3600000","v":0},0,{"$f":"IF(U18=0,0,IF(Z18>0,IF(Z18/1000<U18,IF(Z18/1000<=Vypocet!$D$15,IF(U18<Vypocet!$D$15,U18-Z18/1000,Vypocet!$D$15-Z18/1000),Vypocet!$D$15),0),IF(U18>Vypocet!$D$15,Vypocet!$D$15,U18)))","v":0},0,{"$f":"HLOOKUP(Vypocet!$D$11,TDDData!$E:$S,2+TDDData!D18,0)","v":{"$error":"#N/A"}},0,0,{"$error":"#N/A"},{"$error":"#N/A"},{"$f":"IF(AA18<0,IF(AC17>-AA18,AC17+AA18,0),IF(AA18+AC17<=Vypocet!$D$18,AA18+AC17,Vypocet!$D$18))","v":{"$error":"#N/A"}},{"$error":"#N/A"},{"$f":"IF(AND(AC18<AC17,AC18<>0),AE17,IF(OR(AND(AC17=0,AA18<0),AC17<-AA18),IF(AC17=0,IF(AE17>-AA18,AE17+AA18,0),IF(AC17+AE17>-AA18,AC17+AE17+AA18,0)),IF(AC17=Vypocet!$D$18,AE17+AA18,AE17+AA18-AC18+AC17)))","v":{"$error":"#N/A"}},{"$error":"#N/A"},{"$error":"#N/A"},{"$f":"SUM($AF$3:AF18)","v":{"$error":"#N/A"}},{"$error":"#N/A"},{"$error":"#N/A"},{"$error":"#N/A"},{"$f":"SUM($AJ$3:AJ18)","v":{"$error":"#N/A"}},{"$error":"#N/A"},{"$error":"#N/A"},{"$error":"#N/A"},{"$f":"IF(AN18<0,IF(AP17>-AN18,AP17+AN18,0),IF(AN18+AP17<=Vypocet!$D$18,AN18+AP17,Vypocet!$D$18))","v":{"$error":"#N/A"}},{"$error":"#N/A"},{"$f":"IF(AND(AP18<AP17,AP18<>0),AR17,IF(OR(AND(AP17=0,AN18<0),AP17<-AN18),IF(AP17=0,IF(AR17>-AN18,AR17+AN18,0),IF(AP17+AR17>-AN18,AP17+AR17+AN18,0)),IF(AP17=Vypocet!$D$18,AR17+AN18,AR17+AN18-AP18+AP17)))","v":{"$error":"#N/A"}},{"$error":"#N/A"},{"$error":"#N/A"},{"$f":"SUM($AS$3:AS18)","v":{"$error":"#N/A"}},{"$error":"#N/A"},{"$error":"#N/A"},{"$error":"#N/A"},{"$f":"SUM($AW$3:AW18)","v":{"$error":"#N/A"}},{"$f":"IF(V18=0,IF(U18=0,IF(AZ17+Z18/1000>Vypocet!$D$18,Vypocet!$D$18,AZ17+Z18/1000),IF(Z18/1000+AZ17-U18>Vypocet!$D$18,Vypocet!$D$18,Z18/1000+AZ17-U18)),IF(AZ17=0,0,IF(AZ17>V18,AZ17-V18,0)))","v":0},0,null,null,null,null,null,null,null,null,null,null,null,null,null,null,null,null,null,null,null,null,null,null,null,null,null,null,null,null,null,null,null,null,null,null,null,null,null,null,null,null,null,null,null,null,null,null,null,null,null,null,null,null,null,null,null,null,null,null,null,null,null,null,null,null,null,null,null,null,null,null,null,null,null,null,null,null,null,null,null,null,null,null,null,null,null,null,null,null,null,null,null,null,null,null,null,null,null,null,null,null,null,null,null,0.44638,0.53613,0.56598999999999999,0.60575999999999997,0.89783000000000002,0.71089999999999998,0.54047999999999996,0.79862,0.84960999999999998,0.67810999999999999,0.86014999999999997,0.76866999999999996,0.70565999999999995,0.82367000000000001,0]
[1,43831,17,17,{"$f":"(FA19*Vypocet!$D$24)/$FA$2","v":0},{"$f":"(FB19*Vypocet!$D$24)/$FB$2","v":0},{"$f":"(FC19*Vypocet!$D$24)/$FC$2","v":0},{"$f":"(FD19*Vypocet!$D$24)/$FD$2","v":0},{"$f":"(FE19*Vypocet!$D$24)/$FE$2","v":0},{"$f":"(FF19*Vypocet!$D$24)/$FF$2","v":0},{"$f":"(FG19*Vypocet!$D$24)/$FG$2","v":0},{"$f":"(FH19*Vypocet!$D$24)/$FH$2","v":0},{"$f":"(FI19*Vypocet!$D$24)/$FI$2","v":0},{"$f":"(FJ19*Vypocet!$D$24)/$FJ$2","v":0},{"$f":"(FK19*Vypocet!$D$24)/$FK$2","v":0},{"$f":"(FL19*Vypocet!$D$24)/$FL$2","v":0},{"$f":"(FM19*Vypocet!$D$24)/$FM$2","v":0},{"$f":"(FN19*Vypocet!$D$24)/$FN$2","v":0},{"$f":"(FO19*Vypocet!$D$24)/$FO$2","v":0},{"$f":"(VLOOKUP(A19,Voda!$B$3:$AC$15,TDDData!C19+4,0)*4180*(VLOOKUP(A19,Voda!$B$3:$AC$15,4,0)-VLOOKUP(A19,Voda!$B$3:$AC$15,3,0)))/3600000","v":0},0,{"$f":"IF(U19=0,0,IF(Z19>0,IF(Z19/1000<U19,IF(Z19/1000<=Vypocet!$D$15,IF(U19<Vypocet!$D$15,U19-Z19/1000,Vypocet!$D$15-Z19/1000),Vypocet!$D$15),0),IF(U19>Vypocet!$D$15,Vypocet!$D$15,U19)))","v":0},0,{"$f":"HLOOKUP(Vypocet!$D$11,TDDData!$E:$S,2+TDDData!D19,0)","v":{"$error":"#N/A"}},0,0,{"$error":"#N/A"},{"$error":"#N/A"},{"$f":"IF(AA19<0,IF(AC18>-AA19,AC18+AA19,0),IF(AA19+AC18<=Vypocet!$D$18,AA19+AC18,Vypocet!$D$18))","v":{"$error":"#N/A"}},{"$error":"#N/A"},{"$f":"IF(AND(AC19<AC18,AC19<>0),AE18,IF(OR(AND(AC18=0,AA19<0),AC18<-AA19),IF(AC18=0,IF(AE18>-AA19,AE18+AA19,0),IF(AC18+AE18>-AA19,AC18+AE18+AA19,0)),IF(AC18=Vypocet!$D$18,AE18+AA19,AE18+AA19-AC19+AC18)))","v":{"$error":"#N/A"}},{"$error":"#N/A"},{"$error":"#N/A"},{"$f":"SUM($AF$3:AF19)","v":{"$error":"#N/A"}},{"$error":"#N/A"},{"$error":"#N/A"},{"$error":"#N/A"},{"$f":"SUM($AJ$3:AJ19)","v":{"$error":"#N/A"}},{"$error":"#N/A"},{"$error":"#N/A"},{"$error":"#N/A"},{"$f":"IF(AN19<0,IF(AP18>-AN19,AP18+AN19,0),IF(AN19+AP18<=Vypocet!$D$18,AN19+AP18,Vypocet!$D$18))","v":{"$error":"#N/A"}},{"$error":"#N/A"},{"$f":"IF(AND(AP19<AP18,AP19<>0),AR18,IF(OR(AND(AP18=0,AN19<0),AP18<-AN19),IF(AP18=0,IF(AR18>-AN19,AR18+AN19,0),IF(AP18+AR18>-AN19,AP18+AR18+AN19,0)),IF(AP18=Vypocet!$D$18,AR18+AN19,AR18+AN19-AP19+AP18)))","v":{"$error":"#N/A"}},{"$error":"#N/A"},{"$error":"#N/A"},{"$f":"SUM($AS$3:AS19)","v":{"$error":"#N/A"}},{"$error":"#N/A"},{"$error":"#N/A"},{"$error":"#N/A"},{"$f":"SUM($AW$3:AW19)","v":{"$error":"#N/A"}},{"$f":"IF(V19=0,IF(U19=0,IF(AZ18+Z19/1000>Vypocet!$D$18,Vypocet!$D$18,AZ18+Z19/1000),IF(Z19/1000+AZ18-U19>Vypocet!$D$18,Vypocet!$D$18,Z19/1000+AZ18-U19)),IF(AZ18=0,0,IF(AZ18>V19,AZ18-V19,0)))","v":0},0,null,null,null,null,null,null,null,null,null,null,null,null,null,null,null,null,null,null,null,null,null,null,null,null,null,null,null,null,null,null,null,null,null,null,null,null,null,null,null,null,null,null,null,null,null,null,null,null,null,null,null,null,null,null,null,null,null,null,null,null,null,null,null,null,null,null,null,null,null,null,null,null,null,null,null,null,null,null,null,null,null,null,null,null,null,null,null,null,null,null,null,null,null,null,null,null,null,null,null,null,null,null,null,0.47222999999999998,0.50195999999999996,0.60951,0.67742999999999998,0.56749000000000005,0.49972,0.43875999999999998,0.73736999999999997,0.82237000000000005,0.71782000000000001,0.77261999999999997,0.80533999999999994,0.75761999999999996,0.80483000000000005,0.55000000000000004]
[1,43831,18,18,{"$f":"(FA20*Vypocet!$D$24)/$FA$2","v":0},{"$f":"(FB20*Vypocet!$D$24)/$FB$2","v":0},{"$f":"(FC20*Vypocet!$D$24)/$FC$2","v":0},{"$f":"(FD20*Vypocet!$D$24)/$FD$2","v":0},{"$f":"(FE20*Vypocet!$D$24)/$FE$2","v":0},{"$f":"(FF20*Vypocet!$D$24)/$FF$2","v":0},{"$f":"(FG20*Vypocet!$D$24)/$FG$2","v":0},{"$f":"(FH20*Vypocet!$D$24)/$FH$2","v":0},{"$f":"(FI20*Vypocet!$D$24)/$FI$2","v":0},{"$f":"(FJ20*Vypocet!$D$24)/$FJ$2","v":0},{"$f":"(FK20*Vypocet!$D$24)/$FK$2","v":0},{"$f":"(FL20*Vypocet!$D$24)/$FL$2","v":0},{"$f":"(FM20*Vypocet!$D$24)/$FM$2","v":0},{"$f":"(FN20*Vypocet!$D$24)/$FN$2","v":0},{"$f":"(FO20*Vypocet!$D$24)/$FO$2","v":0},{"$f":"(VLOOKUP(A20,Voda!$B$3:$AC$15,TDDData!C20+4,0)*4180*(VLOOKUP(A20,Voda!$B$3:$AC$15,4,0)-VLOOKUP(A20,Voda!$B$3:$AC$15,3,0)))/3600000","v":0},0,{"$f":"IF(U20=0,0,IF(Z20>0,IF(Z20/1000<U20,IF(Z20/1000<=Vypocet!$D$15,IF(U20<Vypocet!$D$15,U20-Z20/1000,Vypocet!$D$15-Z20/1000),Vypocet!$D$15),0),IF(U20>Vypocet!$D$15,Vypocet!$D$15,U20)))","v":0},0,{"$f":"HLOOKUP(Vypocet!$D$11,TDDData!$E:$S,2+TDDData!D20,0)","v":{"$error":"#N/A"}},0,0,{"$error":"#N/A"},{"$error":"#N/A"},{"$f":"IF(AA20<0,IF(AC19>-AA20,AC19+AA20,0),IF(AA20+AC19<=Vypocet!$D$18,AA20+AC19,Vypocet!$D$18))","v":{"$error":"#N/A"}},{"$error":"#N/A"},{"$f":"IF(AND(AC20<AC19,AC20<>0),AE19,IF(OR(AND(AC19=0,AA20<0),AC19<-AA20),IF(AC19=0,IF(AE19>-AA20,AE19+AA20,0),IF(AC19+AE19>-AA20,AC19+AE19+AA20,0)),IF(AC19=Vypocet!$D$18,AE19+AA20,AE19+AA20-AC20+AC19)))","v":{"$error":"#N/A"}},{"$error":"#N/A"},{"$error":"#N/A"},{"$f":"SUM($AF$3:AF20)","v":{"$error":"#N/A"}},{"$error":"#N/A"},{"$error":"#N/A"},{"$error":"#N/A"},{"$f":"SUM($AJ$3:AJ20)","v":{"$error":"#N/A"}},{"$error":"#N/A"},{"$error":"#N/A"},{"$error":"#N/A"},{"$f":"IF(AN20<0,IF(AP19>-AN20,AP19+AN20,0),IF(AN20+AP19<=Vypocet!$D$18,AN20+AP19,Vypocet!$D$18))","v":{"$error":"#N/A"}},{"$error":"#N/A"},{"$f":"IF(AND(AP20<AP19,AP20<>0),AR19,IF(OR(AND(AP19=0,AN20<0),AP19<-AN20),IF(AP19=0,IF(AR19>-AN20,AR19+AN20,0),IF(AP19+AR19>-AN20,AP19+AR19+AN20,0)),IF(AP19=Vypocet!$D$18,AR19+AN20,AR19+AN20-AP20+AP19)))","v":{"$error":"#N/A"}},{"$error":"#N/A"},{"$error":"#N/A"},{"$f":"SUM($AS$3:AS20)","v":{"$error":"#N/A"}},{"$error":"#N/A"},{"$error":"#N/A"},{"$error":"#N/A"},{"$f":"SUM($AW$3:AW20)","v":{"$error":"#N/A"}},{"$f":"IF(V20=0,IF(U20=0,IF(AZ19+Z20/1000>Vypocet!$D$18,Vypocet!$D$18,AZ19+Z20/1000),IF(Z20/1000+AZ19-U20>Vypocet!$D$18,Vypocet!$D$18,Z20/1000+AZ19-U20)),IF(AZ19=0,0,IF(AZ19>V20,AZ19-V20,0)))","v":0},0,null,null,null,null,null,null,null,null,null,null,null,null,null,null,null,null,null,null,null,null,null,null,null,null,null,null,null,null,null,null,null,null,null,null,null,null,null,null,null,null,null,null,null,null,null,null,null,null,null,null,null,null,null,null,null,null,null,null,null,null,null,null,null,null,null,null,null,null,null,null,null,null,null,null,null,null,null,null,null,null,null,null,null,null,null,null,null,null,null,null,null,null,null,null,null,null,null,null,null,null,null,null,null,0.48448999999999998,0.45439000000000002,0.57845000000000002,0.70996999999999999,0.55964000000000003,0.47212999999999999,0.39607999999999999,0.52398,0.66342000000000001,0.74609999999999999,0.61680000000000001,0.72275999999999996,0.59160000000000001,0.82670999999999994,1]
[1,43831,19,19,{"$f":"(FA21*Vypocet!$D$24)/$FA$2","v":0},{"$f":"(FB21*Vypocet!$D$24)/$FB$2","v":0},{"$f":"(FC21*Vypocet!$D$24)/$FC$2","v":0},{"$f":"(FD21*Vypocet!$D$24)/$FD$2","v":0},{"$f":"(FE21*Vypocet!$D$24)/$FE$2","v":0},{"$f":"(FF21*Vypocet!$D$24)/$FF$2","v":0},{"$f":"(FG21*Vypocet!$D$24)/$FG$2","v":0},{"$f":"(FH21*Vypocet!$D$24)/$FH$2","v":0},{"$f":"(FI21*Vypocet!$D$24)/$FI$2","v":0},{"$f":"(FJ21*Vypocet!$D$24)/$FJ$2","v":0},{"$f":"(FK21*Vypocet!$D$24)/$FK$2","v":0},{"$f":"(FL21*Vypocet!$D$24)/$FL$2","v":0},{"$f":"(FM21*Vypocet!$D$24)/$FM$2","v":0},{"$f":"(FN21*Vypocet!$D$24)/$FN$2","v":0},{"$f":"(FO21*Vypocet!$D$24)/$FO$2","v":0},{"$f":"(VLOOKUP(A21,Voda!$B$3:$AC$15,TDDData!C21+4,0)*4180*(VLOOKUP(A21,Voda!$B$3:$AC$15,4,0)-VLOOKUP(A21,Voda!$B$3:$AC$15,3,0)))/3600000","v":0},0,{"$f":"IF(U21=0,0,IF(Z21>0,IF(Z21/1000<U21,IF(Z21/1000<=Vypocet!$D$15,IF(U21<Vypocet!$D$15,U21-Z21/1000,Vypocet!$D$15-Z21/1000),Vypocet!$D$15),0),IF(U21>Vypocet!$D$15,Vypocet!$D$15,U21)))","v":0},0,{"$f":"HLOOKUP(Vypocet!$D$11,TDDData!$E:$S,2+TDDData!D21,0)","v":{"$error":"#N/A"}},0,0,{"$error":"#N/A"},{"$error":"#N/A"},{"$f":"IF(AA21<0,IF(AC20>-AA21,AC20+AA21,0),IF(AA21+AC20<=Vypocet!$D$18,AA21+AC20,Vypocet!$D$18))","v":{"$error":"#N/A"}},{"$error":"#N/A"},{"$f":"IF(AND(AC21<AC20,AC21<>0),AE20,IF(OR(AND(AC20=0,AA21<0),AC20<-AA21),IF(AC20=0,IF(AE20>-AA21,AE20+AA21,0),IF(AC20+AE20>-AA21,AC20+AE20+AA21,0)),IF(AC20=Vypocet!$D$18,AE20+AA21,AE20+AA21-AC21+AC20)))","v":{"$error":"#N/A"}},{"$error":"#N/A"},{"$error":"#N/A"},{"$f":"SUM($AF$3:AF21)","v":{"$error":"#N/A"}},{"$error":"#N/A"},{"$error":"#N/A"},{"$error":"#N/A"},{"$f":"SUM($AJ$3:AJ21)","v":{"$error":"#N/A"}},{"$error":"#N/A"},{"$error":"#N/A"},{"$error":"#N/A"},{"$f":"IF(AN21<0,IF(AP20>-AN21,AP20+AN21,0),IF(AN21+AP20<=Vypocet!$D$18,AN21+AP20,Vypocet!$D$18))","v":{"$error":"#N/A"}},{"$error":"#N/A"},{"$f":"IF(AND(AP21<AP20,AP21<>0),AR20,IF(OR(AND(AP20=0,AN21<0),AP20<-AN21),IF(AP20=0,IF(AR20>-AN21,AR20+AN21,0),IF(AP20+AR20>-AN21,AP20+AR20+AN21,0)),IF(AP20=Vypocet!$D$18,AR20+AN21,AR20+AN21-AP21+AP20)))","v":{"$error":"#N/A"}},{"$error":"#N/A"},{"$error":"#N/A"},{"$f":"SUM($AS$3:AS21)","v":{"$error":"#N/A"}},{"$error":"#N/A"},{"$error":"#N/A"},{"$error":"#N/A"},{"$f":"SUM($AW$3:AW21)","v":{"$error":"#N/A"}},{"$f":"IF(V21=0,IF(U21=0,IF(AZ20+Z21/1000>Vypocet!$D$18,Vypocet!$D$18,AZ20+Z21/1000),IF(Z21/1000+AZ20-U21>Vypocet!$D$18,Vypocet!$D$18,Z21/1000+AZ20-U21)),IF(AZ20=0,0,IF(AZ20>V21,AZ20-V21,0)))","v":0},0,null,null,null,null,null,null,null,null,null,null,null,null,null,null,null,null,null,null,null,null,null,null,null,null,null,null,null,null,null,null,null,null,null,null,null,null,null,null,null,null,null,null,null,null,null,null,null,null,null,null,null,null,null,null,null,null,null,null,null,null,null,null,null,null,null,null,null,null,null,null,null,null,null,null,null,null,null,null,null,null,null,null,null,null,null,null,null,null,null,null,null,null,null,null,null,null,null,null,null,null,null,null,null,0.48028999999999999,0.47642000000000001,0.57167999999999997,0.73602000000000001,0.54074,0.50210999999999995,0.41133999999999998,0.4945,0.56796000000000002,0.62233000000000005,0.49945000000000001,0.53503000000000001,0.65580000000000005,0.84104000000000001,1]
[1,43831,20,20,{"$f":"(FA22*Vypocet!$D$24)/$FA$2","v":0},{"$f":"(FB22*Vypocet!$D$24)/$FB$2","v":0},{"$f":"(FC22*Vypocet!$D$24)/$FC$2","v":0},{"$f":"(FD22*Vypocet!$D$24)/$FD$2","v":0},{"$f":"(FE22*Vypocet!$D$24)/$FE$2","v":0},{"$f":"(FF22*Vypocet!$D$24)/$FF$2","v":0},{"$f":"(FG22*Vypocet!$D$24)/$FG$2","v":0},{"$f":"(FH22*Vypocet!$D$24)/$FH$2","v":0},{"$f":"(FI22*Vypocet!$D$24)/$FI$2","v":0},{"$f":"(FJ22*Vypocet!$D$24)/$FJ$2","v":0},{"$f":"(FK22*Vypocet!$D$24)/$FK$2","v":0},{"$f":"(FL22*Vypocet!$D$24)/$FL$2","v":0},{"$f":"(FM22*Vypocet!$D$24)/$FM$2","v":0},{"$f":"(FN22*Vypocet!$D$24)/$FN$2","v":0},{"$f":"(FO22*Vypocet!$D$24)/$FO$2","v":0},{"$f":"(VLOOKUP(A22,Voda!$B$3:$AC$15,TDDData!C22+4,0)*4180*(VLOOKUP(A22,Voda!$B$3:$AC$15,4,0)-VLOOKUP(A22,Voda!$B$3:$AC$15,3,0)))/3600000","v":0},0,{"$f":"IF(U22=0,0,IF(Z22>0,IF(Z22/1000<U22,IF(Z22/1000<=Vypocet!$D$15,IF(U22<Vypocet!$D$15,U22-Z22/1000,Vypocet!$D$15-Z22/1000),Vypocet!$D$15),0),IF(U22>Vypocet!$D$15,Vypocet!$D$15,U22)))","v":0},0,{"$f":"HLOOKUP(Vypocet!$D$11,TDDData!$E:$S,2+TDDData!D22,0)","v":{"$error":"#N/A"}},0,0,{"$error":"#N/A"},{"$error":"#N/A"},{"$f":"IF(AA22<0,IF(AC21>-AA22,AC21+AA22,0),IF(AA22+AC21<=Vypocet!$D$18,AA22+AC21,Vypocet!$D$18))","v":{"$error":"#N/A"}},{"$error":"#N/A"},{"$f":"IF(AND(AC22<AC21,AC22<>0),AE21,IF(OR(AND(AC21=0,AA22<0),AC21<-AA22),IF(AC21=0,IF(AE21>-AA22,AE21+AA22,0),IF(AC21+AE21>-AA22,AC21+AE21+AA22,0)),IF(AC21=Vypocet!$D$18,AE21+AA22,AE21+AA22-AC22+AC21)))","v":{"$error":"#N/A"}},{"$error":"#N/A"},{"$error":"#N/A"},{"$f":"SUM($AF$3:AF22)","v":{"$error":"#N/A"}},{"$error":"#N/A"},{"$error":"#N/A"},{"$error":"#N/A"},{"$f":"SUM($AJ$3:AJ22)","v":{"$error":"#N/A"}},{"$error":"#N/A"},{"$error":"#N/A"},{"$error":"#N/A"},{"$f":"IF(AN22<0,IF(AP21>-AN22,AP21+AN22,0),IF(AN22+AP21<=Vypocet!$D$18,AN22+AP21,Vypocet!$D$18))","v":{"$error":"#N/A"}},{"$error":"#N/A"},{"$f":"IF(AND(AP22<AP21,AP22<>0),AR21,IF(OR(AND(AP21=0,AN22<0),AP21<-AN22),IF(AP21=0,IF(AR21>-AN22,AR21+AN22,0),IF(AP21+AR21>-AN22,AP21+AR21+AN22,0)),IF(AP21=Vypocet!$D$18,AR21+AN22,AR21+AN22-AP22+AP21)))","v":{"$error":"#N/A"}},{"$error":"#N/A"},{"$error":"#N/A"},{"$f":"SUM($AS$3:AS22)","v":{"$error":"#N/A"}},{"$error":"#N/A"},{"$error":"#N/A"},{"$error":"#N/A"},{"$f":"SUM($AW$3:AW22)","v":{"$error":"#N/A"}},{"$f":"IF(V22=0,IF(U22=0,IF(AZ21+Z22/1000>Vypocet!$D$18,Vypocet!$D$18,AZ21+Z22/1000),IF(Z22/1000+AZ21-U22>Vypocet!$D$18,Vypocet!$D$18,Z22/1000+AZ21-U22)),IF(AZ21=0,0,IF(AZ21>V22,AZ21-V22,0)))","v":0},0,null,null,null,null,null,null,null,null,null,null,null,null,null,null,null,null,null,null,null,null,null,null,null,null,null,null,null,null,null,null,null,null,null,null,null,null,null,null,null,null,null,null,null,null,null,null,null,null,null,null,null,null,null,null,null,null,null,null,null,null,null,null,null,null,null,null,null,null,null,null,null,null,null,null,null,null,null,null,null,null,null,null,null,null,null,null,null,null,null,null,null,null,null,null,null,null,null,null,null,null,null,null,null,0.45091999999999999,0.48837000000000003,0.53793999999999997,0.76156000000000001,0.85324999999999995,0.47998000000000002,0.41446,0.48866999999999999,0.53017999999999998,0.55972999999999995,0.47694999999999999,0.47771999999999998,0.68281999999999998,0.77675000000000005,1]
[1,43831,21,21,{"$f":"(FA23*Vypocet!$D$24)/$FA$2","v":0},{"$f":"(FB23*Vypocet!$D$24)/$FB$2","v":0},{"$f":"(FC23*Vypocet!$D$24)/$FC$2","v":0},{"$f":"(FD23*Vypocet!$D$24)/$FD$2","v":0},{"$f":"(FE23*Vypocet!$D$24)/$FE$2","v":0},{"$f":"(FF23*Vypocet!$D$24)/$FF$2","v":0},{"$f":"(FG23*Vypocet!$D$24)/$FG$2","v":0},{"$f":"(FH23*Vypocet!$D$24)/$FH$2","v":0},{"$f":"(FI23*Vypocet!$D$24)/$FI$2","v":0},{"$f":"(FJ23*Vypocet!$D$24)/$FJ$2","v":0},{"$f":"(FK23*Vypocet!$D$24)/$FK$2","v":0},{"$f":"(FL23*Vypocet!$D$24)/$FL$2","v":0},{"$f":"(FM23*Vypocet!$D$24)/$FM$2","v":0},{"$f":"(FN23*Vypocet!$D$24)/$FN$2","v":0},{"$f":"(FO23*Vypocet!$D$24)/$FO$2","v":0},{"$f":"(VLOOKUP(A23,Voda!$B$3:$AC$15,TDDData!C23+4,0)*4180*(VLOOKUP(A23,Voda!$B$3:$AC$15,4,0)-VLOOKUP(A23,Voda!$B$3:$AC$15,3,0)))/3600000","v":0},0,{"$f":"IF(U23=0,0,IF(Z23>0,IF(Z23/1000<U23,IF(Z23/1000<=Vypocet!$D$15,IF(U23<Vypocet!$D$15,U23-Z23/1000,Vypocet!$D$15-Z23/1000),Vypocet!$D$15),0),IF(U23>Vypocet!$D$15,Vypocet!$D$15,U23)))","v":0},0,{"$f":"HLOOKUP(Vypocet!$D$11,TDDData!$E:$S,2+TDDData!D23,0)","v":{"$error":"#N/A"}},0,0,{"$error":"#N/A"},{"$error":"#N/A"},{"$f":"IF(AA23<0,IF(AC22>-AA23,AC22+AA23,0),IF(AA23+AC22<=Vypocet!$D$18,AA23+AC22,Vypocet!$D$18))","v":{"$error":"#N/A"}},{"$error":"#N/A"},{"$f":"IF(AND(AC23<AC22,AC23<>0),AE22,IF(OR(AND(AC22=0,AA23<0),AC22<-AA23),IF(AC22=0,IF(AE22>-AA23,AE22+AA23,0),IF(AC22+AE22>-AA23,AC22+AE22+AA23,0)),IF(AC22=Vypocet!$D$18,AE22+AA23,AE22+AA23-AC23+AC22)))","v":{"$error":"#N/A"}},{"$error":"#N/A"},{"$error":"#N/A"},{"$f":"SUM($AF$3:AF23)","v":{"$error":"#N/A"}},{"$error":"#N/A"},{"$error":"#N/A"},{"$error":"#N/A"},{"$f":"SUM($AJ$3:AJ23)","v":{"$error":"#N/A"}},{"$error":"#N/A"},{"$error":"#N/A"},{"$error":"#N/A"},{"$f":"IF(AN23<0,IF(AP22>-AN23,AP22+AN23,0),IF(AN23+AP22<=Vypocet!$D$18,AN23+AP22,Vypocet!$D$18))","v":{"$error":"#N/A"}},{"$error":"#N/A"},{"$f":"IF(AND(AP23<AP22,AP23<>0),AR22,IF(OR(AND(AP22=0,AN23<0),AP22<-AN23),IF(AP22=0,IF(AR22>-AN23,AR22+AN23,0),IF(AP22+AR22>-AN23,AP22+AR22+AN23,0)),IF(AP22=Vypocet!$D$18,AR22+AN23,AR22+AN23-AP23+AP22)))","v":{"$error":"#N/A"}},{"$error":"#N/A"},{"$error":"#N/A"},{"$f":"SUM($AS$3:AS23)","v":{"$error":"#N/A"}},{"$error":"#N/A"},{"$error":"#N/A"},{"$error":"#N/A"},{"$f":"SUM($AW$3:AW23)","v":{"$error":"#N/A"}},{"$f":"IF(V23=0,IF(U23=0,IF(AZ22+Z23/1000>Vypocet!$D$18,Vypocet!$D$18,AZ22+Z23/1000),IF(Z23/1000+AZ22-U23>Vypocet!$D$18,Vypocet!$D$18,Z23/1000+AZ22-U23)),IF(AZ22=0,0,IF(AZ22>V23,AZ22-V23,0)))","v":0},0,null,null,null,null,null,null,null,null,null,null,null,null,null,null,null,null,null,null,null,null,null,null,null,null,null,null,null,null,null,null,null,null,null,null,null,null,null,null,null,null,null,null,null,null,null,null,null,null,null,null,null,null,null,null,null,null,null,null,null,null,null,null,null,null,null,null,null,null,null,null,null,null,null,null,null,null,null,null,null,null,null,null,null,null,null,null,null,null,null,null,null,null,null,null,null,null,null,null,null,null,null,null,null,0.42595,0.46010000000000001,0.57345999999999997,0.69457000000000002,0.83823999999999999,0.49197999999999997,0.37041000000000002,0.43858999999999998,0.44917000000000001,0.51466999999999996,0.45356000000000002,0.43614999999999998,0.68,0.81398999999999999,1]
[1,43831,22,22,{"$f":"(FA24*Vypocet!$D$24)/$FA$2","v":0},{"$f":"(FB24*Vypocet!$D$24)/$FB$2","v":0},{"$f":"(FC24*Vypocet!$D$24)/$FC$2","v":0},{"$f":"(FD24*Vypocet!$D$24)/$FD$2","v":0},{"$f":"(FE24*Vypocet!$D$24)/$FE$2","v":0},{"$f":"(FF24*Vypocet!$D$24)/$FF$2","v":0},{"$f":"(FG24*Vypocet!$D$24)/$FG$2","v":0},{"$f":"(FH24*Vypocet!$D$24)/$FH$2","v":0},{"$f":"(FI24*Vypocet!$D$24)/$FI$2","v":0},{"$f":"(FJ24*Vypocet!$D$24)/$FJ$2","v":0},{"$f":"(FK24*Vypocet!$D$24)/$FK$2","v":0},{"$f":"(FL24*Vypocet!$D$24)/$FL$2","v":0},{"$f":"(FM24*Vypocet!$D$24)/$FM$2","v":0},{"$f":"(FN24*Vypocet!$D$24)/$FN$2","v":0},{"$f":"(FO24*Vypocet!$D$24)/$FO$2","v":0},{"$f":"(VLOOKUP(A24,Voda!$B$3:$AC$15,TDDData!C24+4,0)*4180*(VLOOKUP(A24,Voda!$B$3:$AC$15,4,0)-VLOOKUP(A24,Voda!$B$3:$AC$15,3,0)))/3600000","v":0},0,{"$f":"IF(U24=0,0,IF(Z24>0,IF(Z24/1000<U24,IF(Z24/1000<=Vypocet!$D$15,IF(U24<Vypocet!$D$15,U24-Z24/1000,Vypocet!$D$15-Z24/1000),Vypocet!$D$15),0),IF(U24>Vypocet!$D$15,Vypocet!$D$15,U24)))","v":0},0,{"$f":"HLOOKUP(Vypocet!$D$11,TDDData!$E:$S,2+TDDData!D24,0)","v":{"$error":"#N/A"}},0,0,{"$error":"#N/A"},{"$error":"#N/A"},{"$f":"IF(AA24<0,IF(AC23>-AA24,AC23+AA24,0),IF(AA24+AC23<=Vypocet!$D$18,AA24+AC23,Vypocet!$D$18))","v":{"$error":"#N/A"}},{"$error":"#N/A"},{"$f":"IF(AND(AC24<AC23,AC24<>0),AE23,IF(OR(AND(AC23=0,AA24<0),AC23<-AA24),IF(AC23=0,IF(AE23>-AA24,AE23+AA24,0),IF(AC23+AE23>-AA24,AC23+AE23+AA24,0)),IF(AC23=Vypocet!$D$18,AE23+AA24,AE23+AA24-AC24+AC23)))","v":{"$error":"#N/A"}},{"$error":"#N/A"},{"$error":"#N/A"},{"$f":"SUM($AF$3:AF24)","v":{"$error":"#N/A"}},{"$error":"#N/A"},{"$error":"#N/A"},{"$error":"#N/A"},{"$f":"SUM($AJ$3:AJ24)","v":{"$error":"#N/A"}},{"$error":"#N/A"},{"$error":"#N/A"},{"$error":"#N/A"},{"$f":"IF(AN24<0,IF(AP23>-AN24,AP23+AN24,0),IF(AN24+AP23<=Vypocet!$D$18,AN24+AP23,Vypocet!$D$18))","v":{"$error":"#N/A"}},{"$error":"#N/A"},{"$f":"IF(AND(AP24<AP23,AP24<>0),AR23,IF(OR(AND(AP23=0,AN24<0),AP23<-AN24),IF(AP23=0,IF(AR23>-AN24,AR23+AN24,0),IF(AP23+AR23>-AN24,AP23+AR23+AN24,0)),IF(AP23=Vypocet!$D$18,AR23+AN24,AR23+AN24-AP24+AP23)))","v":{"$error":"#N/A"}},{"$error":"#N/A"},{"$error":"#N/A"},{"$f":"SUM($AS$3:AS24)","v":{"$error":"#N/A"}},{"$error":"#N/A"},{"$error":"#N/A"},{"$error":"#N/A"},{"$f":"SUM($AW$3:AW24)","v":{"$error":"#N/A"}},{"$f":"IF(V24=0,IF(U24=0,IF(AZ23+Z24/1000>Vypocet!$D$18,Vypocet!$D$18,AZ23+Z24/1000),IF(Z24/1000+AZ23-U24>Vypocet!$D$18,Vypocet!$D$18,Z24/1000+AZ23-U24)),IF(AZ23=0,0,IF(AZ23>V24,AZ23-V24,0)))","v":0},0,null,null,null,null,null,null,null,null,null,null,null,null,null,null,null,null,null,null,null,null,null,null,null,null,null,null,null,null,null,null,null,null,null,null,null,null,null,null,null,null,null,null,null,null,null,null,null,null,null,null,null,null,null,null,null,null,null,null,null,null,null,null,null,null,null,null,null,null,null,null,null,null,null,null,null,null,null,null,null,null,null,null,null,null,null,null,null,null,null,null,null,null,null,null,null,null,null,null,null,null,null,null,null,0.41624,0.44701000000000002,0.55730999999999997,0.61761999999999995,0.81045,0.48664000000000002,0.35125000000000001,0.52010999999999996,0.42982999999999999,0.50382000000000005,0.40445999999999999,0.35720000000000002,0.89371,0.73036000000000001,1]
[1,43831,23,23,{"$f":"(FA25*Vypocet!$D$24)/$FA$2","v":0},{"$f":"(FB25*Vypocet!$D$24)/$FB$2","v":0},{"$f":"(FC25*Vypocet!$D$24)/$FC$2","v":0},{"$f":"(FD25*Vypocet!$D$24)/$FD$2","v":0},{"$f":"(FE25*Vypocet!$D$24)/$FE$2","v":0},{"$f":"(FF25*Vypocet!$D$24)/$FF$2","v":0},{"$f":"(FG25*Vypocet!$D$24)/$FG$2","v":0},{"$f":"(FH25*Vypocet!$D$24)/$FH$2","v":0},{"$f":"(FI25*Vypocet!$D$24)/$FI$2","v":0},{"$f":"(FJ25*Vypocet!$D$24)/$FJ$2","v":0},{"$f":"(FK25*Vypocet!$D$24)/$FK$2","v":0},{"$f":"(FL25*Vypocet!$D$24)/$FL$2","v":0},{"$f":"(FM25*Vypocet!$D$24)/$FM$2","v":0},{"$f":"(FN25*Vypocet!$D$24)/$FN$2","v":0},{"$f":"(FO25*Vypocet!$D$24)/$FO$2","v":0},{"$f":"(VLOOKUP(A25,Voda!$B$3:$AC$15,TDDData!C25+4,0)*4180*(VLOOKUP(A25,Voda!$B$3:$AC$15,4,0)-VLOOKUP(A25,Voda!$B$3:$AC$15,3,0)))/3600000","v":0},0,{"$f":"IF(U25=0,0,IF(Z25>0,IF(Z25/1000<U25,IF(Z25/1000<=Vypocet!$D$15,IF(U25<Vypocet!$D$15,U25-Z25/1000,Vypocet!$D$15-Z25/1000),Vypocet!$D$15),0),IF(U25>Vypocet!$D$15,Vypocet!$D$15,U25)))","v":0},0,{"$f":"HLOOKUP(Vypocet!$D$11,TDDData!$E:$S,2+TDDData!D25,0)","v":{"$error":"#N/A"}},0,0,{"$error":"#N/A"},{"$error":"#N/A"},{"$f":"IF(AA25<0,IF(AC24>-AA25,AC24+AA25,0),IF(AA25+AC24<=Vypocet!$D$18,AA25+AC24,Vypocet!$D$18))","v":{"$error":"#N/A"}},{"$error":"#N/A"},{"$f":"IF(AND(AC25<AC24,AC25<>0),AE24,IF(OR(AND(AC24=0,AA25<0),AC24<-AA25),IF(AC24=0,IF(AE24>-AA25,AE24+AA25,0),IF(AC24+AE24>-AA25,AC24+AE24+AA25,0)),IF(AC24=Vypocet!$D$18,AE24+AA25,AE24+AA25-AC25+AC24)))","v":{"$error":"#N/A"}},{"$error":"#N/A"},{"$error":"#N/A"},{"$f":"SUM($AF$3:AF25)","v":{"$error":"#N/A"}},{"$error":"#N/A"},{"$error":"#N/A"},{"$error":"#N/A"},{"$f":"SUM($AJ$3:AJ25)","v":{"$error":"#N/A"}},{"$error":"#N/A"},{"$error":"#N/A"},{"$error":"#N/A"},{"$f":"IF(AN25<0,IF(AP24>-AN25,AP24+AN25,0),IF(AN25+AP24<=Vypocet!$D$18,AN25+AP24,Vypocet!$D$18))","v":{"$error":"#N/A"}},{"$error":"#N/A"},{"$f":"IF(AND(AP25<AP24,AP25<>0),AR24,IF(OR(AND(AP24=0,AN25<0),AP24<-AN25),IF(AP24=0,IF(AR24>-AN25,AR24+AN25,0),IF(AP24+AR24>-AN25,AP24+AR24+AN25,0)),IF(AP24=Vypocet!$D$18,AR24+AN25,AR24+AN25-AP25+AP24)))","v":{"$error":"#N/A"}},{"$error":"#N/A"},{"$error":"#N/A"},{"$f":"SUM($AS$3:AS25)","v":{"$error":"#N/A"}},{"$error":"#N/A"},{"$error":"#N/A"},{"$error":"#N/A"},{"$f":"SUM($AW$3:AW25)","v":{"$error":"#N/A"}},{"$f":"IF(V25=0,IF(U25=0,IF(AZ24+Z25/1000>Vypocet!$D$18,Vypocet!$D$18,AZ24+Z25/1000),IF(Z25/1000+AZ24-U25>Vypocet!$D$18,Vypocet!$D$18,Z25/1000+AZ24-U25)),IF(AZ24=0,0,IF(AZ24>V25,AZ24-V25,0)))","v":0},0,null,null,null,null,null,null,null,null,null,null,null,null,null,null,null,null,null,null,null,null,null,null,null,null,null,null,null,null,null,null,null,null,null,null,null,null,null,null,null,null,null,null,null,null,null,null,null,null,null,null,null,null,null,null,null,null,null,null,null,null,null,null,null,null,null,null,null,null,null,null,null,null,null,null,null,null,null,null,null,null,null,null,null,null,null,null,null,null,null,null,null,null,null,null,null,null,null,null,null,null,null,null,null,0.38900000000000001,0.48013,0.52819000000000005,0.5121,0.80588000000000004,0.56223000000000001,0.32449,0.42635000000000001,0.36706,0.51397000000000004,0.49347000000000002,0.53879999999999995,0.80103999999999997,0.72540000000000004,1]
[1,43831,24,24,{"$f":"(FA26*Vypocet!$D$24)/$FA$2","v":0},{"$f":"(FB26*Vypocet!$D$24)/$FB$2","v":0},{"$f":"(FC26*Vypocet!$D$24)/$FC$2","v":0},{"$f":"(FD26*Vypocet!$D$24)/$FD$2","v":0},{"$f":"(FE26*Vypocet!$D$24)/$FE$2","v":0},{"$f":"(FF26*Vypocet!$D$24)/$FF$2","v":0},{"$f":"(FG26*Vypocet!$D$24)/$FG$2","v":0},{"$f":"(FH26*Vypocet!$D$24)/$FH$2","v":0},{"$f":"(FI26*Vypocet!$D$24)/$FI$2","v":0},{"$f":"(FJ26*Vypocet!$D$24)/$FJ$2","v":0},{"$f":"(FK26*Vypocet!$D$24)/$FK$2","v":0},{"$f":"(FL26*Vypocet!$D$24)/$FL$2","v":0},{"$f":"(FM26*Vypocet!$D$24)/$FM$2","v":0},{"$f":"(FN26*Vypocet!$D$24)/$FN$2","v":0},{"$f":"(FO26*Vypocet!$D$24)/$FO$2","v":0},{"$f":"(VLOOKUP(A26,Voda!$B$3:$AC$15,TDDData!C26+4,0)*4180*(VLOOKUP(A26,Voda!$B$3:$AC$15,4,0)-VLOOKUP(A26,Voda!$B$3:$AC$15,3,0)))/3600000","v":0},0,{"$f":"IF(U26=0,0,IF(Z26>0,IF(Z26/1000<U26,IF(Z26/1000<=Vypocet!$D$15,IF(U26<Vypocet!$D$15,U26-Z26/1000,Vypocet!$D$15-Z26/1000),Vypocet!$D$15),0),IF(U26>Vypocet!$D$15,Vypocet!$D$15,U26)))","v":0},0,{"$f":"HLOOKUP(Vypocet!$D$11,TDDData!$E:$S,2+TDDData!D26,0)","v":{"$error":"#N/A"}},0,0,{"$error":"#N/A"},{"$error":"#N/A"},{"$f":"IF(AA26<0,IF(AC25>-AA26,AC25+AA26,0),IF(AA26+AC25<=Vypocet!$D$18,AA26+AC25,Vypocet!$D$18))","v":{"$error":"#N/A"}},{"$error":"#N/A"},{"$f":"IF(AND(AC26<AC25,AC26<>0),AE25,IF(OR(AND(AC25=0,AA26<0),AC25<-AA26),IF(AC25=0,IF(AE25>-AA26,AE25+AA26,0),IF(AC25+AE25>-AA26,AC25+AE25+AA26,0)),IF(AC25=Vypocet!$D$18,AE25+AA26,AE25+AA26-AC26+AC25)))","v":{"$error":"#N/A"}},{"$error":"#N/A"},{"$error":"#N/A"},{"$f":"SUM($AF$3:AF26)","v":{"$error":"#N/A"}},{"$error":"#N/A"},{"$error":"#N/A"},{"$error":"#N/A"},{"$f":"SUM($AJ$3:AJ26)","v":{"$error":"#N/A"}},{"$error":"#N/A"},{"$error":"#N/A"},{"$error":"#N/A"},{"$f":"IF(AN26<0,IF(AP25>-AN26,AP25+AN26,0),IF(AN26+AP25<=Vypocet!$D$18,AN26+AP25,Vypocet!$D$18))","v":{"$error":"#N/A"}},{"$error":"#N/A"},{"$f":"IF(AND(AP26<AP25,AP26<>0),AR25,IF(OR(AND(AP25=0,AN26<0),AP25<-AN26),IF(AP25=0,IF(AR25>-AN26,AR25+AN26,0),IF(AP25+AR25>-AN26,AP25+AR25+AN26,0)),IF(AP25=Vypocet!$D$18,AR25+AN26,AR25+AN26-AP26+AP25)))","v":{"$error":"#N/A"}},{"$error":"#N/A"},{"$error":"#N/A"},{"$f":"SUM($AS$3:AS26)","v":{"$error":"#N/A"}},{"$error":"#N/A"},{"$error":"#N/A"},{"$error":"#N/A"},{"$f":"SUM($AW$3:AW26)","v":{"$error":"#N/A"}},{"$f":"IF(V26=0,IF(U26=0,IF(AZ25+Z26/1000>Vypocet!$D$18,Vypocet!$D$18,AZ25+Z26/1000),IF(Z26/1000+AZ25-U26>Vypocet!$D$18,Vypocet!$D$18,Z26/1000+AZ25-U26)),IF(AZ25=0,0,IF(AZ25>V26,AZ25-V26,0)))","v":0},0,null,null,null,null,null,null,null,null,null,null,null,null,null,null,null,null,null,null,null,null,null,null,null,null,null,null,null,null,null,null,null,null,null,null,null,null,null,null,null,null,null,null,null,null,null,null,null,null,null,null,null,null,null,null,null,null,null,null,null,null,null,null,null,null,null,null,null,null,null,null,null,null,null,null,null,null,null,null,null,null,null,null,null,null,null,null,null,null,null,null,null,null,null,null,null,null,null,null,null,null,null,null,null,0.36574000000000001,0.53115000000000001,0.52076,0.38582,0.49675999999999998,0.61582999999999999,0.28308,0.47355000000000003,0.29920000000000002,0.47377000000000002,0.4869,0.62365999999999999,0.65434999999999999,0.67786999999999997,1]
[1,43832,1,25,{"$f":"(FA27*Vypocet!$D$24)/$FA$2","v":0},{"$f":"(FB27*Vypocet!$D$24)/$FB$2","v":0},{"$f":"(FC27*Vypocet!$D$24)/$FC$2","v":0},{"$f":"(FD27*Vypocet!$D$24)/$FD$2","v":0},{"$f":"(FE27*Vypocet!$D$24)/$FE$2","v":0},{"$f":"(FF27*Vypocet!$D$24)/$FF$2","v":0},{"$f":"(FG27*Vypocet!$D$24)/$FG$2","v":0},{"$f":"(FH27*Vypocet!$D$24)/$FH$2","v":0},{"$f":"(FI27*Vypocet!$D$24)/$FI$2","v":0},{"$f":"(FJ27*Vypocet!$D$24)/$FJ$2","v":0},{"$f":"(FK27*Vypocet!$D$24)/$FK$2","v":0},{"$f":"(FL27*Vypocet!$D$24)/$FL$2","v":0},{"$f":"(FM27*Vypocet!$D$24)/$FM$2","v":0},{"$f":"(FN27*Vypocet!$D$24)/$FN$2","v":0},{"$f":"(FO27*Vypocet!$D$24)/$FO$2","v":0},{"$f":"(VLOOKUP(A27,Voda!$B$3:$AC$15,TDDData!C27+4,0)*4180*(VLOOKUP(A27,Voda!$B$3:$AC$15,4,0)-VLOOKUP(A27,Voda!$B$3:$AC$15,3,0)))/3600000","v":0},0,{"$f":"IF(U27=0,0,IF(Z27>0,IF(Z27/1000<U27,IF(Z27/1000<=Vypocet!$D$15,IF(U27<Vypocet!$D$15,U27-Z27/1000,Vypocet!$D$15-Z27/1000),Vypocet!$D$15),0),IF(U27>Vypocet!$D$15,Vypocet!$D$15,U27)))","v":0},0,{"$f":"HLOOKUP(Vypocet!$D$11,TDDData!$E:$S,2+TDDData!D27,0)","v":{"$error":"#N/A"}},0,0,{"$error":"#N/A"},{"$error":"#N/A"},{"$f":"IF(AA27<0,IF(AC26>-AA27,AC26+AA27,0),IF(AA27+AC26<=Vypocet!$D$18,AA27+AC26,Vypocet!$D$18))","v":{"$error":"#N/A"}},{"$error":"#N/A"},{"$f":"IF(AND(AC27<AC26,AC27<>0),AE26,IF(OR(AND(AC26=0,AA27<0),AC26<-AA27),IF(AC26=0,IF(AE26>-AA27,AE26+AA27,0),IF(AC26+AE26>-AA27,AC26+AE26+AA27,0)),IF(AC26=Vypocet!$D$18,AE26+AA27,AE26+AA27-AC27+AC26)))","v":{"$error":"#N/A"}},{"$error":"#N/A"},{"$error":"#N/A"},{"$f":"SUM($AF$3:AF27)","v":{"$error":"#N/A"}},{"$error":"#N/A"},{"$error":"#N/A"},{"$error":"#N/A"},{"$f":"SUM($AJ$3:AJ27)","v":{"$error":"#N/A"}},{"$error":"#N/A"},{"$error":"#N/A"},{"$error":"#N/A"},{"$f":"IF(AN27<0,IF(AP26>-AN27,AP26+AN27,0),IF(AN27+AP26<=Vypocet!$D$18,AN27+AP26,Vypocet!$D$18))","v":{"$error":"#N/A"}},{"$error":"#N/A"},{"$f":"IF(AND(AP27<AP26,AP27<>0),AR26,IF(OR(AND(AP26=0,AN27<0),AP26<-AN27),IF(AP26=0,IF(AR26>-AN27,AR26+AN27,0),IF(AP26+AR26>-AN27,AP26+AR26+AN27,0)),IF(AP26=Vypocet!$D$18,AR26+AN27,AR26+AN27-AP27+AP26)))","v":{"$error":"#N/A"}},{"$error":"#N/A"},{"$error":"#N/A"},{"$f":"SUM($AS$3:AS27)","v":{"$error":"#N/A"}},{"$error":"#N/A"},{"$error":"#N/A"},{"$error":"#N/A"},{"$f":"SUM($AW$3:AW27)","v":{"$error":"#N/A"}},{"$f":"IF(V27=0,IF(U27=0,IF(AZ26+Z27/1000>Vypocet!$D$18,Vypocet!$D$18,AZ26+Z27/1000),IF(Z27/1000+AZ26-U27>Vypocet!$D$18,Vypocet!$D$18,Z27/1000+AZ26-U27)),IF(AZ26=0,0,IF(AZ26>V27,AZ26-V27,0)))","v":0},0,null,null,null,null,null,null,null,null,null,null,null,null,null,null,null,null,null,null,null,null,null,null,null,null,null,null,null,null,null,null,null,null,null,null,null,null,null,null,null,null,null,null,null,null,null,null,null,null,null,null,null,null,null,null,null,null,null,null,null,null,null,null,null,null,null,null,null,null,null,null,null,null,null,null,null,null,null,null,null,null,null,null,null,null,null,null,null,null,null,null,null,null,null,null,null,null,null,null,null,null,null,null,null,0.32662999999999998,0.55271000000000003,0.53432000000000002,0.30009000000000002,0.32307999999999998,0.38040000000000002,0.39162999999999998,0.39455000000000001,0.44055,0.61341999999999997,0.3805,0.53156000000000003,0.54954999999999998,0.57947000000000004,1]
[1,43832,2,26,{"$f":"(FA28*Vypocet!$D$24)/$FA$2","v":0},{"$f":"(FB28*Vypocet!$D$24)/$FB$2","v":0},{"$f":"(FC28*Vypocet!$D$24)/$FC$2","v":0},{"$f":"(FD28*Vypocet!$D$24)/$FD$2","v":0},{"$f":"(FE28*Vypocet!$D$24)/$FE$2","v":0},{"$f":"(FF28*Vypocet!$D$24)/$FF$2","v":0},{"$f":"(FG28*Vypocet!$D$24)/$FG$2","v":0},{"$f":"(FH28*Vypocet!$D$24)/$FH$2","v":0},{"$f":"(FI28*Vypocet!$D$24)/$FI$2","v":0},{"$f":"(FJ28*Vypocet!$D$24)/$FJ$2","v":0},{"$f":"(FK28*Vypocet!$D$24)/$FK$2","v":0},{"$f":"(FL28*Vypocet!$D$24)/$FL$2","v":0},{"$f":"(FM28*Vypocet!$D$24)/$FM$2","v":0},{"$f":"(FN28*Vypocet!$D$24)/$FN$2","v":0},{"$f":"(FO28*Vypocet!$D$24)/$FO$2","v":0},{"$f":"(VLOOKUP(A28,Voda!$B$3:$AC$15,TDDData!C28+4,0)*4180*(VLOOKUP(A28,Voda!$B$3:$AC$15,4,0)-VLOOKUP(A28,Voda!$B$3:$AC$15,3,0)))/3600000","v":0},0,{"$f":"IF(U28=0,0,IF(Z28>0,IF(Z28/1000<U28,IF(Z28/1000<=Vypocet!$D$15,IF(U28<Vypocet!$D$15,U28-Z28/1000,Vypocet!$D$15-Z28/1000),Vypocet!$D$15),0),IF(U28>Vypocet!$D$15,Vypocet!$D$15,U28)))","v":0},0,{"$f":"HLOOKUP(Vypocet!$D$11,TDDData!$E:$S,2+TDDData!D28,0)","v":{"$error":"#N/A"}},0,0,{"$error":"#N/A"},{"$error":"#N/A"},{"$f":"IF(AA28<0,IF(AC27>-AA28,AC27+AA28,0),IF(AA28+AC27<=Vypocet!$D$18,AA28+AC27,Vypocet!$D$18))","v":{"$error":"#N/A"}},{"$error":"#N/A"},{"$f":"IF(AND(AC28<AC27,AC28<>0),AE27,IF(OR(AND(AC27=0,AA28<0),AC27<-AA28),IF(AC27=0,IF(AE27>-AA28,AE27+AA28,0),IF(AC27+AE27>-AA28,AC27+AE27+AA28,0)),IF(AC27=Vypocet!$D$18,AE27+AA28,AE27+AA28-AC28+AC27)))","v":{"$error":"#N/A"}},{"$error":"#N/A"},{"$error":"#N/A"},{"$f":"SUM($AF$3:AF28)","v":{"$error":"#N/A"}},{"$error":"#N/A"},{"$error":"#N/A"},{"$error":"#N/A"},{"$f":"SUM($AJ$3:AJ28)","v":{"$error":"#N/A"}},{"$error":"#N/A"},{"$error":"#N/A"},{"$error":"#N/A"},{"$f":"IF(AN28<0,IF(AP27>-AN28,AP27+AN28,0),IF(AN28+AP27<=Vypocet!$D$18,AN28+AP27,Vypocet!$D$18))","v":{"$error":"#N/A"}},{"$error":"#N/A"},{"$f":"IF(AND(AP28<AP27,AP28<>0),AR27,IF(OR(AND(AP27=0,AN28<0),AP27<-AN28),IF(AP27=0,IF(AR27>-AN28,AR27+AN28,0),IF(AP27+AR27>-AN28,AP27+AR27+AN28,0)),IF(AP27=Vypocet!$D$18,AR27+AN28,AR27+AN28-AP28+AP27)))","v":{"$error":"#N/A"}},{"$error":"#N/A"},{"$error":"#N/A"},{"$f":"SUM($AS$3:AS28)","v":{"$error":"#N/A"}},{"$error":"#N/A"},{"$error":"#N/A"},{"$error":"#N/A"},{"$f":"SUM($AW$3:AW28)","v":{"$error":"#N/A"}},{"$f":"IF(V28=0,IF(U28=0,IF(AZ27+Z28/1000>Vypocet!$D$18,Vypocet!$D$18,AZ27+Z28/1000),IF(Z28/1000+AZ27-U28>Vypocet!$D$18,Vypocet!$D$18,Z28/1000+AZ27-U28)),IF(AZ27=0,0,IF(AZ27>V28,AZ27-V28,0)))","v":0},0,null,null,null,null,null,null,null,null,null,null,null,null,null,null,null,null,null,null,null,null,null,null,null,null,null,null,null,null,null,null,null,null,null,null,null,null,null,null,null,null,null,null,null,null,null,null,null,null,null,null,null,null,null,null,null,null,null,null,null,null,null,null,null,null,null,null,null,null,null,null,null,null,null,null,null,null,null,null,null,null,null,null,null,null,null,null,null,null,null,null,null,null,null,null,null,null,null,null,null,null,null,null,null,0.32127,0.66149000000000002,0.53052999999999995,0.26557999999999998,0.43503999999999998,0.52200000000000002,0.92269999999999996,0.59791000000000005,0.37724999999999997,0.76390999999999998,0.76927999999999996,0.52156999999999998,0.50590999999999997,0.53366999999999998,1]
[1,43832,3,27,{"$f":"(FA29*Vypocet!$D$24)/$FA$2","v":0},{"$f":"(FB29*Vypocet!$D$24)/$FB$2","v":0},{"$f":"(FC29*Vypocet!$D$24)/$FC$2","v":0},{"$f":"(FD29*Vypocet!$D$24)/$FD$2","v":0},{"$f":"(FE29*Vypocet!$D$24)/$FE$2","v":0},{"$f":"(FF29*Vypocet!$D$24)/$FF$2","v":0},{"$f":"(FG29*Vypocet!$D$24)/$FG$2","v":0},{"$f":"(FH29*Vypocet!$D$24)/$FH$2","v":0},{"$f":"(FI29*Vypocet!$D$24)/$FI$2","v":0},{"$f":"(FJ29*Vypocet!$D$24)/$FJ$2","v":0},{"$f":"(FK29*Vypocet!$D$24)/$FK$2","v":0},{"$f":"(FL29*Vypocet!$D$24)/$FL$2","v":0},{"$f":"(FM29*Vypocet!$D$24)/$FM$2","v":0},{"$f":"(FN29*Vypocet!$D$24)/$FN$2","v":0},{"$f":"(FO29*Vypocet!$D$24)/$FO$2","v":0},{"$f":"(VLOOKUP(A29,Voda!$B$3:$AC$15,TDDData!C29+4,0)*4180*(VLOOKUP(A29,Voda!$B$3:$AC$15,4,0)-VLOOKUP(A29,Voda!$B$3:$AC$15,3,0)))/3600000","v":0},0,{"$f":"IF(U29=0,0,IF(Z29>0,IF(Z29/1000<U29,IF(Z29/1000<=Vypocet!$D$15,IF(U29<Vypocet!$D$15,U29-Z29/1000,Vypocet!$D$15-Z29/1000),Vypocet!$D$15),0),IF(U29>Vypocet!$D$15,Vypocet!$D$15,U29)))","v":0},0,{"$f":"HLOOKUP(Vypocet!$D$11,TDDData!$E:$S,2+TDDData!D29,0)","v":{"$error":"#N/A"}},0,0,{"$error":"#N/A"},{"$error":"#N/A"},{"$f":"IF(AA29<0,IF(AC28>-AA29,AC28+AA29,0),IF(AA29+AC28<=Vypocet!$D$18,AA29+AC28,Vypocet!$D$18))","v":{"$error":"#N/A"}},{"$error":"#N/A"},{"$f":"IF(AND(AC29<AC28,AC29<>0),AE28,IF(OR(AND(AC28=0,AA29<0),AC28<-AA29),IF(AC28=0,IF(AE28>-AA29,AE28+AA29,0),IF(AC28+AE28>-AA29,AC28+AE28+AA29,0)),IF(AC28=Vypocet!$D$18,AE28+AA29,AE28+AA29-AC29+AC28)))","v":{"$error":"#N/A"}},{"$error":"#N/A"},{"$error":"#N/A"},{"$f":"SUM($AF$3:AF29)","v":{"$error":"#N/A"}},{"$error":"#N/A"},{"$error":"#N/A"},{"$error":"#N/A"},{"$f":"SUM($AJ$3:AJ29)","v":{"$error":"#N/A"}},{"$error":"#N/A"},{"$error":"#N/A"},{"$error":"#N/A"},{"$f":"IF(AN29<0,IF(AP28>-AN29,AP28+AN29,0),IF(AN29+AP28<=Vypocet!$D$18,AN29+AP28,Vypocet!$D$18))","v":{"$error":"#N/A"}},{"$error":"#N/A"},{"$f":"IF(AND(AP29<AP28,AP29<>0),AR28,IF(OR(AND(AP28=0,AN29<0),AP28<-AN29),IF(AP28=0,IF(AR28>-AN29,AR28+AN29,0),IF(AP28+AR28>-AN29,AP28+AR28+AN29,0)),IF(AP28=Vypocet!$D$18,AR28+AN29,AR28+AN29-AP29+AP28)))","v":{"$error":"#N/A"}},{"$error":"#N/A"},{"$error":"#N/A"},{"$f":"SUM($AS$3:AS29)","v":{"$error":"#N/A"}},{"$error":"#N/A"},{"$error":"#N/A"},{"$error":"#N/A"},{"$f":"SUM($AW$3:AW29)","v":{"$error":"#N/A"}},{"$f":"IF(V29=0,IF(U29=0,IF(AZ28+Z29/1000>Vypocet!$D$18,Vypocet!$D$18,AZ28+Z29/1000),IF(Z29/1000+AZ28-U29>Vypocet!$D$18,Vypocet!$D$18,Z29/1000+AZ28-U29)),IF(AZ28=0,0,IF(AZ28>V29,AZ28-V29,0)))","v":0},0,null,null,null,null,null,null,null,null,null,null,null,null,null,null,null,null,null,null,null,null,null,null,null,null,null,null,null,null,null,null,null,null,null,null,null,null,null,null,null,null,null,null,null,null,null,null,null,null,null,null,null,null,null,null,null,null,null,null,null,null,null,null,null,null,null,null,null,null,null,null,null,null,null,null,null,null,null,null,null,null,null,null,null,null,null,null,null,null,null,null,null,null,null,null,null,null,null,null,null,null,null,null,null,0.32035999999999998,0.65315999999999996,0.52595000000000003,0.24385000000000001,0.58152999999999999,0.55108999999999997,0.74055000000000004,0.62095,0.40711000000000003,0.65093999999999996,0.62855000000000005,0.38019999999999998,0.47704000000000002,0.57589000000000001,1]
[1,43832,4,28,{"$f":"(FA30*Vypocet!$D$24)/$FA$2","v":0},{"$f":"(FB30*Vypocet!$D$24)/$FB$2","v":0},{"$f":"(FC30*Vypocet!$D$24)/$FC$2","v":0},{"$f":"(FD30*Vypocet!$D$24)/$FD$2","v":0},{"$f":"(FE30*Vypocet!$D$24)/$FE$2","v":0},{"$f":"(FF30*Vypocet!$D$24)/$FF$2","v":0},{"$f":"(FG30*Vypocet!$D$24)/$FG$2","v":0},{"$f":"(FH30*Vypocet!$D$24)/$FH$2","v":0},{"$f":"(FI30*Vypocet!$D$24)/$FI$2","v":0},{"$f":"(FJ30*Vypocet!$D$24)/$FJ$2","v":0},{"$f":"(FK30*Vypocet!$D$24)/$FK$2","v":0},{"$f":"(FL30*Vypocet!$D$24)/$FL$2","v":0},{"$f":"(FM30*Vypocet!$D$24)/$FM$2","v":0},{"$f":"(FN30*Vypocet!$D$24)/$FN$2","v":0},{"$f":"(FO30*Vypocet!$D$24)/$FO$2","v":0},{"$f":"(VLOOKUP(A30,Voda!$B$3:$AC$15,TDDData!C30+4,0)*4180*(VLOOKUP(A30,Voda!$B$3:$AC$15,4,0)-VLOOKUP(A30,Voda!$B$3:$AC$15,3,0)))/3600000","v":0},0,{"$f":"IF(U30=0,0,IF(Z30>0,IF(Z30/1000<U30,IF(Z30/1000<=Vypocet!$D$15,IF(U30<Vypocet!$D$15,U30-Z30/1000,Vypocet!$D$15-Z30/1000),Vypocet!$D$15),0),IF(U30>Vypocet!$D$15,Vypocet!$D$15,U30)))","v":0},0,{"$f":"HLOOKUP(Vypocet!$D$11,TDDData!$E:$S,2+TDDData!D30,0)","v":{"$error":"#N/A"}},0,0,{"$error":"#N/A"},{"$error":"#N/A"},{"$f":"IF(AA30<0,IF(AC29>-AA30,AC29+AA30,0),IF(AA30+AC29<=Vypocet!$D$18,AA30+AC29,Vypocet!$D$18))","v":{"$error":"#N/A"}},{"$error":"#N/A"},{"$f":"IF(AND(AC30<AC29,AC30<>0),AE29,IF(OR(AND(AC29=0,AA30<0),AC29<-AA30),IF(AC29=0,IF(AE29>-AA30,AE29+AA30,0),IF(AC29+AE29>-AA30,AC29+AE29+AA30,0)),IF(AC29=Vypocet!$D$18,AE29+AA30,AE29+AA30-AC30+AC29)))","v":{"$error":"#N/A"}},{"$error":"#N/A"},{"$error":"#N/A"},{"$f":"SUM($AF$3:AF30)","v":{"$error":"#N/A"}},{"$error":"#N/A"},{"$error":"#N/A"},{"$error":"#N/A"},{"$f":"SUM($AJ$3:AJ30)","v":{"$error":"#N/A"}},{"$error":"#N/A"},{"$error":"#N/A"},{"$error":"#N/A"},{"$f":"IF(AN30<0,IF(AP29>-AN30,AP29+AN30,0),IF(AN30+AP29<=Vypocet!$D$18,AN30+AP29,Vypocet!$D$18))","v":{"$error":"#N/A"}},{"$error":"#N/A"},{"$f":"IF(AND(AP30<AP29,AP30<>0),AR29,IF(OR(AND(AP29=0,AN30<0),AP29<-AN30),IF(AP29=0,IF(AR29>-AN30,AR29+AN30,0),IF(AP29+AR29>-AN30,AP29+AR29+AN30,0)),IF(AP29=Vypocet!$D$18,AR29+AN30,AR29+AN30-AP30+AP29)))","v":{"$error":"#N/A"}},{"$error":"#N/A"},{"$error":"#N/A"},{"$f":"SUM($AS$3:AS30)","v":{"$error":"#N/A"}},{"$error":"#N/A"},{"$error":"#N/A"},{"$error":"#N/A"},{"$f":"SUM($AW$3:AW30)","v":{"$error":"#N/A"}},{"$f":"IF(V30=0,IF(U30=0,IF(AZ29+Z30/1000>Vypocet!$D$18,Vypocet!$D$18,AZ29+Z30/1000),IF(Z30/1000+AZ29-U30>Vypocet!$D$18,Vypocet!$D$18,Z30/1000+AZ29-U30)),IF(AZ29=0,0,IF(AZ29>V30,AZ29-V30,0)))","v":0},0,null,null,null,null,null,null,null,null,null,null,null,null,null,null,null,null,null,null,null,null,null,null,null,null,null,null,null,null,null,null,null,null,null,null,null,null,null,null,null,null,null,null,null,null,null,null,null,null,null,null,null,null,null,null,null,null,null,null,null,null,null,null,null,null,null,null,null,null,null,null,null,null,null,null,null,null,null,null,null,null,null,null,null,null,null,null,null,null,null,null,null,null,null,null,null,null,null,null,null,null,null,null,null,0.32131999999999999,0.62504999999999999,0.54193000000000002,0.24182999999999999,0.60399999999999998,0.43643999999999999,0.50773000000000001,0.47975000000000001,0.34738000000000002,0.51624000000000003,0.58635999999999999,0.35759999999999997,0.49509999999999998,0.57977000000000001,1]
[1,43832,5,29,{"$f":"(FA31*Vypocet!$D$24)/$FA$2","v":0},{"$f":"(FB31*Vypocet!$D$24)/$FB$2","v":0},{"$f":"(FC31*Vypocet!$D$24)/$FC$2","v":0},{"$f":"(FD31*Vypocet!$D$24)/$FD$2","v":0},{"$f":"(FE31*Vypocet!$D$24)/$FE$2","v":0},{"$f":"(FF31*Vypocet!$D$24)/$FF$2","v":0},{"$f":"(FG31*Vypocet!$D$24)/$FG$2","v":0},{"$f":"(FH31*Vypocet!$D$24)/$FH$2","v":0},{"$f":"(FI31*Vypocet!$D$24)/$FI$2","v":0},{"$f":"(FJ31*Vypocet!$D$24)/$FJ$2","v":0},{"$f":"(FK31*Vypocet!$D$24)/$FK$2","v":0},{"$f":"(FL31*Vypocet!$D$24)/$FL$2","v":0},{"$f":"(FM31*Vypocet!$D$24)/$FM$2","v":0},{"$f":"(FN31*Vypocet!$D$24)/$FN$2","v":0},{"$f":"(FO31*Vypocet!$D$24)/$FO$2","v":0},{"$f":"(VLOOKUP(A31,Voda!$B$3:$AC$15,TDDData!C31+4,0)*4180*(VLOOKUP(A31,Voda!$B$3:$AC$15,4,0)-VLOOKUP(A31,Voda!$B$3:$AC$15,3,0)))/3600000","v":0},0,{"$f":"IF(U31=0,0,IF(Z31>0,IF(Z31/1000<U31,IF(Z31/1000<=Vypocet!$D$15,IF(U31<Vypocet!$D$15,U31-Z31/1000,Vypocet!$D$15-Z31/1000),Vypocet!$D$15),0),IF(U31>Vypocet!$D$15,Vypocet!$D$15,U31)))","v":0},0,{"$f":"HLOOKUP(Vypocet!$D$11,TDDData!$E:$S,2+TDDData!D31,0)","v":{"$error":"#N/A"}},0,0,{"$error":"#N/A"},{"$error":"#N/A"},{"$f":"IF(AA31<0,IF(AC30>-AA31,AC30+AA31,0),IF(AA31+AC30<=Vypocet!$D$18,AA31+AC30,Vypocet!$D$18))","v":{"$error":"#N/A"}},{"$error":"#N/A"},{"$f":"IF(AND(AC31<AC30,AC31<>0),AE30,IF(OR(AND(AC30=0,AA31<0),AC30<-AA31),IF(AC30=0,IF(AE30>-AA31,AE30+AA31,0),IF(AC30+AE30>-AA31,AC30+AE30+AA31,0)),IF(AC30=Vypocet!$D$18,AE30+AA31,AE30+AA31-AC31+AC30)))","v":{"$error":"#N/A"}},{"$error":"#N/A"},{"$error":"#N/A"},{"$f":"SUM($AF$3:AF31)","v":{"$error":"#N/A"}},{"$error":"#N/A"},{"$error":"#N/A"},{"$error":"#N/A"},{"$f":"SUM($AJ$3:AJ31)","v":{"$error":"#N/A"}},{"$error":"#N/A"},{"$error":"#N/A"},{"$error":"#N/A"},{"$f":"IF(AN31<0,IF(AP30>-AN31,AP30+AN31,0),IF(AN31+AP30<=Vypocet!$D$18,AN31+AP30,Vypocet!$D$18))","v":{"$error":"#N/A"}},{"$error":"#N/A"},{"$f":"IF(AND(AP31<AP30,AP31<>0),AR30,IF(OR(AND(AP30=0,AN31<0),AP30<-AN31),IF(AP30=0,IF(AR30>-AN31,AR30+AN31,0),IF(AP30+AR30>-AN31,AP30+AR30+AN31,0)),IF(AP30=Vypocet!$D$18,AR30+AN31,AR30+AN31-AP31+AP30)))","v":{"$error":"#N/A"}},{"$error":"#N/A"},{"$error":"#N/A"},{"$f":"SUM($AS$3:AS31)","v":{"$error":"#N/A"}},{"$error":"#N/A"},{"$error":"#N/A"},{"$error":"#N/A"},{"$f":"SUM($AW$3:AW31)","v":{"$error":"#N/A"}},{"$f":"IF(V31=0,IF(U31=0,IF(AZ30+Z31/1000>Vypocet!$D$18,Vypocet!$D$18,AZ30+Z31/1000),IF(Z31/1000+AZ30-U31>Vypocet!$D$18,Vypocet!$D$18,Z31/1000+AZ30-U31)),IF(AZ30=0,0,IF(AZ30>V31,AZ30-V31,0)))","v":0},0,null,null,null,null,null,null,null,null,null,null,null,null,null,null,null,null,null,null,null,null,null,null,null,null,null,null,null,null,null,null,null,null,null,null,null,null,null,null,null,null,null,null,null,null,null,null,null,null,null,null,null,null,null,null,null,null,null,null,null,null,null,null,null,null,null,null,null,null,null,null,null,null,null,null,null,null,null,null,null,null,null,null,null,null,null,null,null,null,null,null,null,null,null,null,null,null,null,null,null,null,null,null,null,0.33828000000000003,0.59092999999999996,0.55666000000000004,0.25242999999999999,0.48061999999999999,0.34571000000000002,0.44168000000000002,0.31523000000000001,0.32186999999999999,0.44468999999999997,0.40977999999999998,0.30542000000000002,0.51176999999999995,0.60904999999999998,1]
[1,43832,6,30,{"$f":"(FA32*Vypocet!$D$24)/$FA$2","v":0},{"$f":"(FB32*Vypocet!$D$24)/$FB$2","v":0},{"$f":"(FC32*Vypocet!$D$24)/$FC$2","v":0},{"$f":"(FD32*Vypocet!$D$24)/$FD$2","v":0},{"$f":"(FE32*Vypocet!$D$24)/$FE$2","v":0},{"$f":"(FF32*Vypocet!$D$24)/$FF$2","v":0},{"$f":"(FG32*Vypocet!$D$24)/$FG$2","v":0},{"$f":"(FH32*Vypocet!$D$24)/$FH$2","v":0},{"$f":"(FI32*Vypocet!$D$24)/$FI$2","v":0},{"$f":"(FJ32*Vypocet!$D$24)/$FJ$2","v":0},{"$f":"(FK32*Vypocet!$D$24)/$FK$2","v":0},{"$f":"(FL32*Vypocet!$D$24)/$FL$2","v":0},{"$f":"(FM32*Vypocet!$D$24)/$FM$2","v":0},{"$f":"(FN32*Vypocet!$D$24)/$FN$2","v":0},{"$f":"(FO32*Vypocet!$D$24)/$FO$2","v":0},{"$f":"(VLOOKUP(A32,Voda!$B$3:$AC$15,TDDData!C32+4,0)*4180*(VLOOKUP(A32,Voda!$B$3:$AC$15,4,0)-VLOOKUP(A32,Voda!$B$3:$AC$15,3,0)))/3600000","v":0},0,{"$f":"IF(U32=0,0,IF(Z32>0,IF(Z32/1000<U32,IF(Z32/1000<=Vypocet!$D$15,IF(U32<Vypocet!$D$15,U32-Z32/1000,Vypocet!$D$15-Z32/1000),Vypocet!$D$15),0),IF(U32>Vypocet!$D$15,Vypocet!$D$15,U32)))","v":0},0,{"$f":"HLOOKUP(Vypocet!$D$11,TDDData!$E:$S,2+TDDData!D32,0)","v":{"$error":"#N/A"}},0,0,{"$error":"#N/A"},{"$error":"#N/A"},{"$f":"IF(AA32<0,IF(AC31>-AA32,AC31+AA32,0),IF(AA32+AC31<=Vypocet!$D$18,AA32+AC31,Vypocet!$D$18))","v":{"$error":"#N/A"}},{"$error":"#N/A"},{"$f":"IF(AND(AC32<AC31,AC32<>0),AE31,IF(OR(AND(AC31=0,AA32<0),AC31<-AA32),IF(AC31=0,IF(AE31>-AA32,AE31+AA32,0),IF(AC31+AE31>-AA32,AC31+AE31+AA32,0)),IF(AC31=Vypocet!$D$18,AE31+AA32,AE31+AA32-AC32+AC31)))","v":{"$error":"#N/A"}},{"$error":"#N/A"},{"$error":"#N/A"},{"$f":"SUM($AF$3:AF32)","v":{"$error":"#N/A"}},{"$error":"#N/A"},{"$error":"#N/A"},{"$error":"#N/A"},{"$f":"SUM($AJ$3:AJ32)","v":{"$error":"#N/A"}},{"$error":"#N/A"},{"$error":"#N/A"},{"$error":"#N/A"},{"$f":"IF(AN32<0,IF(AP31>-AN32,AP31+AN32,0),IF(AN32+AP31<=Vypocet!$D$18,AN32+AP31,Vypocet!$D$18))","v":{"$error":"#N/A"}},{"$error":"#N/A"},{"$f":"IF(AND(AP32<AP31,AP32<>0),AR31,IF(OR(AND(AP31=0,AN32<0),AP31<-AN32),IF(AP31=0,IF(AR31>-AN32,AR31+AN32,0),IF(AP31+AR31>-AN32,AP31+AR31+AN32,0)),IF(AP31=Vypocet!$D$18,AR31+AN32,AR31+AN32-AP32+AP31)))","v":{"$error":"#N/A"}},{"$error":"#N/A"},{"$error":"#N/A"},{"$f":"SUM($AS$3:AS32)","v":{"$error":"#N/A"}},{"$error":"#N/A"},{"$error":"#N/A"},{"$error":"#N/A"},{"$f":"SUM($AW$3:AW32)","v":{"$error":"#N/A"}},{"$f":"IF(V32=0,IF(U32=0,IF(AZ31+Z32/1000>Vypocet!$D$18,Vypocet!$D$18,AZ31+Z32/1000),IF(Z32/1000+AZ31-U32>Vypocet!$D$18,Vypocet!$D$18,Z32/1000+AZ31-U32)),IF(AZ31=0,0,IF(AZ31>V32,AZ31-V32,0)))","v":0},0,null,null,null,null,null,null,null,null,null,null,null,null,null,null,null,null,null,null,null,null,null,null,null,null,null,null,null,null,null,null,null,null,null,null,null,null,null,null,null,null,null,null,null,null,null,null,null,null,null,null,null,null,null,null,null,null,null,null,null,null,null,null,null,null,null,null,null,null,null,null,null,null,null,null,null,null,null,null,null,null,null,null,null,null,null,null,null,null,null,null,null,null,null,null,null,null,null,null,null,null,null,null,null,0.37265999999999999,0.57862999999999998,0.60163,0.29100999999999999,0.40670000000000001,0.34100000000000003,0.43136000000000002,0.28108,0.32173000000000002,0.42877999999999999,0.39096999999999998,0.27067999999999998,0.56281999999999999,0.67223999999999995,1]
[1,43832,7,31,{"$f":"(FA33*Vypocet!$D$24)/$FA$2","v":0},{"$f":"(FB33*Vypocet!$D$24)/$FB$2","v":0},{"$f":"(FC33*Vypocet!$D$24)/$FC$2","v":0},{"$f":"(FD33*Vypocet!$D$24)/$FD$2","v":0},{"$f":"(FE33*Vypocet!$D$24)/$FE$2","v":0},{"$f":"(FF33*Vypocet!$D$24)/$FF$2","v":0},{"$f":"(FG33*Vypocet!$D$24)/$FG$2","v":0},{"$f":"(FH33*Vypocet!$D$24)/$FH$2","v":0},{"$f":"(FI33*Vypocet!$D$24)/$FI$2","v":0},{"$f":"(FJ33*Vypocet!$D$24)/$FJ$2","v":0},{"$f":"(FK33*Vypocet!$D$24)/$FK$2","v":0},{"$f":"(FL33*Vypocet!$D$24)/$FL$2","v":0},{"$f":"(FM33*Vypocet!$D$24)/$FM$2","v":0},{"$f":"(FN33*Vypocet!$D$24)/$FN$2","v":0},{"$f":"(FO33*Vypocet!$D$24)/$FO$2","v":0},{"$f":"(VLOOKUP(A33,Voda!$B$3:$AC$15,TDDData!C33+4,0)*4180*(VLOOKUP(A33,Voda!$B$3:$AC$15,4,0)-VLOOKUP(A33,Voda!$B$3:$AC$15,3,0)))/3600000","v":0},0,{"$f":"IF(U33=0,0,IF(Z33>0,IF(Z33/1000<U33,IF(Z33/1000<=Vypocet!$D$15,IF(U33<Vypocet!$D$15,U33-Z33/1000,Vypocet!$D$15-Z33/1000),Vypocet!$D$15),0),IF(U33>Vypocet!$D$15,Vypocet!$D$15,U33)))","v":0},0,{"$f":"HLOOKUP(Vypocet!$D$11,TDDData!$E:$S,2+TDDData!D33,0)","v":{"$error":"#N/A"}},0,0,{"$error":"#N/A"},{"$error":"#N/A"},{"$f":"IF(AA33<0,IF(AC32>-AA33,AC32+AA33,0),IF(AA33+AC32<=Vypocet!$D$18,AA33+AC32,Vypocet!$D$18))","v":{"$error":"#N/A"}},{"$error":"#N/A"},{"$f":"IF(AND(AC33<AC32,AC33<>0),AE32,IF(OR(AND(AC32=0,AA33<0),AC32<-AA33),IF(AC32=0,IF(AE32>-AA33,AE32+AA33,0),IF(AC32+AE32>-AA33,AC32+AE32+AA33,0)),IF(AC32=Vypocet!$D$18,AE32+AA33,AE32+AA33-AC33+AC32)))","v":{"$error":"#N/A"}},{"$error":"#N/A"},{"$error":"#N/A"},{"$f":"SUM($AF$3:AF33)","v":{"$error":"#N/A"}},{"$error":"#N/A"},{"$error":"#N/A"},{"$error":"#N/A"},{"$f":"SUM($AJ$3:AJ33)","v":{"$error":"#N/A"}},{"$error":"#N/A"},{"$error":"#N/A"},{"$error":"#N/A"},{"$f":"IF(AN33<0,IF(AP32>-AN33,AP32+AN33,0),IF(AN33+AP32<=Vypocet!$D$18,AN33+AP32,Vypocet!$D$18))","v":{"$error":"#N/A"}},{"$error":"#N/A"},{"$f":"IF(AND(AP33<AP32,AP33<>0),AR32,IF(OR(AND(AP32=0,AN33<0),AP32<-AN33),IF(AP32=0,IF(AR32>-AN33,AR32+AN33,0),IF(AP32+AR32>-AN33,AP32+AR32+AN33,0)),IF(AP32=Vypocet!$D$18,AR32+AN33,AR32+AN33-AP33+AP32)))","v":{"$error":"#N/A"}},{"$error":"#N/A"},{"$error":"#N/A"},{"$f":"SUM($AS$3:AS33)","v":{"$error":"#N/A"}},{"$error":"#N/A"},{"$error":"#N/A"},{"$error":"#N/A"},{"$f":"SUM($AW$3:AW33)","v":{"$error":"#N/A"}},{"$f":"IF(V33=0,IF(U33=0,IF(AZ32+Z33/1000>Vypocet!$D$18,Vypocet!$D$18,AZ32+Z33/1000),IF(Z33/1000+AZ32-U33>Vypocet!$D$18,Vypocet!$D$18,Z33/1000+AZ32-U33)),IF(AZ32=0,0,IF(AZ32>V33,AZ32-V33,0)))","v":0},0,null,null,null,null,null,null,null,null,null,null,null,null,null,null,null,null,null,null,null,null,null,null,null,null,null,null,null,null,null,null,null,null,null,null,null,null,null,null,null,null,null,null,null,null,null,null,null,null,null,null,null,null,null,null,null,null,null,null,null,null,null,null,null,null,null,null,null,null,null,null,null,null,null,null,null,null,null,null,null,null,null,null,null,null,null,null,null,null,null,null,null,null,null,null,null,null,null,null,null,null,null,null,null,0.49135000000000001,0.58984000000000003,0.67847000000000002,0.38868000000000003,0.33067999999999997,0.25978000000000001,0.34372999999999998,0.28466999999999998,0.30814999999999998,0.31729000000000002,0.26404,0.26374999999999998,0.45495000000000002,0.74258999999999997,1]
[1,43832,8,32,{"$f":"(FA34*Vypocet!$D$24)/$FA$2","v":0},{"$f":"(FB34*Vypocet!$D$24)/$FB$2","v":0},{"$f":"(FC34*Vypocet!$D$24)/$FC$2","v":0},{"$f":"(FD34*Vypocet!$D$24)/$FD$2","v":0},{"$f":"(FE34*Vypocet!$D$24)/$FE$2","v":0},{"$f":"(FF34*Vypocet!$D$24)/$FF$2","v":0},{"$f":"(FG34*Vypocet!$D$24)/$FG$2","v":0},{"$f":"(FH34*Vypocet!$D$24)/$FH$2","v":0},{"$f":"(FI34*Vypocet!$D$24)/$FI$2","v":0},{"$f":"(FJ34*Vypocet!$D$24)/$FJ$2","v":0},{"$f":"(FK34*Vypocet!$D$24)/$FK$2","v":0},{"$f":"(FL34*Vypocet!$D$24)/$FL$2","v":0},{"$f":"(FM34*Vypocet!$D$24)/$FM$2","v":0},{"$f":"(FN34*Vypocet!$D$24)/$FN$2","v":0},{"$f":"(FO34*Vypocet!$D$24)/$FO$2","v":0},{"$f":"(VLOOKUP(A34,Voda!$B$3:$AC$15,TDDData!C34+4,0)*4180*(VLOOKUP(A34,Voda!$B$3:$AC$15,4,0)-VLOOKUP(A34,Voda!$B$3:$AC$15,3,0)))/3600000","v":0},0,{"$f":"IF(U34=0,0,IF(Z34>0,IF(Z34/1000<U34,IF(Z34/1000<=Vypocet!$D$15,IF(U34<Vypocet!$D$15,U34-Z34/1000,Vypocet!$D$15-Z34/1000),Vypocet!$D$15),0),IF(U34>Vypocet!$D$15,Vypocet!$D$15,U34)))","v":0},0,{"$f":"HLOOKUP(Vypocet!$D$11,TDDData!$E:$S,2+TDDData!D34,0)","v":{"$error":"#N/A"}},0,0,{"$error":"#N/A"},{"$error":"#N/A"},{"$f":"IF(AA34<0,IF(AC33>-AA34,AC33+AA34,0),IF(AA34+AC33<=Vypocet!$D$18,AA34+AC33,Vypocet!$D$18))","v":{"$error":"#N/A"}},{"$error":"#N/A"},{"$f":"IF(AND(AC34<AC33,AC34<>0),AE33,IF(OR(AND(AC33=0,AA34<0),AC33<-AA34),IF(AC33=0,IF(AE33>-AA34,AE33+AA34,0),IF(AC33+AE33>-AA34,AC33+AE33+AA34,0)),IF(AC33=Vypocet!$D$18,AE33+AA34,AE33+AA34-AC34+AC33)))","v":{"$error":"#N/A"}},{"$error":"#N/A"},{"$error":"#N/A"},{"$f":"SUM($AF$3:AF34)","v":{"$error":"#N/A"}},{"$error":"#N/A"},{"$error":"#N/A"},{"$error":"#N/A"},{"$f":"SUM($AJ$3:AJ34)","v":{"$error":"#N/A"}},{"$error":"#N/A"},{"$error":"#N/A"},{"$error":"#N/A"},{"$f":"IF(AN34<0,IF(AP33>-AN34,AP33+AN34,0),IF(AN34+AP33<=Vypocet!$D$18,AN34+AP33,Vypocet!$D$18))","v":{"$error":"#N/A"}},{"$error":"#N/A"},{"$f":"IF(AND(AP34<AP33,AP34<>0),AR33,IF(OR(AND(AP33=0,AN34<0),AP33<-AN34),IF(AP33=0,IF(AR33>-AN34,AR33+AN34,0),IF(AP33+AR33>-AN34,AP33+AR33+AN34,0)),IF(AP33=Vypocet!$D$18,AR33+AN34,AR33+AN34-AP34+AP33)))","v":{"$error":"#N/A"}},{"$error":"#N/A"},{"$error":"#N/A"},{"$f":"SUM($AS$3:AS34)","v":{"$error":"#N/A"}},{"$error":"#N/A"},{"$error":"#N/A"},{"$error":"#N/A"},{"$f":"SUM($AW$3:AW34)","v":{"$error":"#N/A"}},{"$f":"IF(V34=0,IF(U34=0,IF(AZ33+Z34/1000>Vypocet!$D$18,Vypocet!$D$18,AZ33+Z34/1000),IF(Z34/1000+AZ33-U34>Vypocet!$D$18,Vypocet!$D$18,Z34/1000+AZ33-U34)),IF(AZ33=0,0,IF(AZ33>V34,AZ33-V34,0)))","v":0},0,null,null,null,null,null,null,null,null,null,null,null,null,null,null,null,null,null,null,null,null,null,null,null,null,null,null,null,null,null,null,null,null,null,null,null,null,null,null,null,null,null,null,null,null,null,null,null,null,null,null,null,null,null,null,null,null,null,null,null,null,null,null,null,null,null,null,null,null,null,null,null,null,null,null,null,null,null,null,null,null,null,null,null,null,null,null,null,null,null,null,null,null,null,null,null,null,null,null,null,null,null,null,null,0.67288000000000003,0.68406999999999996,0.75949999999999995,0.41028999999999999,0.35579,0.29218,0.32699,0.28666000000000003,0.27795999999999998,0.27506000000000003,0.25999,0.31098999999999999,0.44635999999999998,0.64798,0.63332999999999995]
[1,43832,9,33,{"$f":"(FA35*Vypocet!$D$24)/$FA$2","v":0},{"$f":"(FB35*Vypocet!$D$24)/$FB$2","v":0},{"$f":"(FC35*Vypocet!$D$24)/$FC$2","v":0},{"$f":"(FD35*Vypocet!$D$24)/$FD$2","v":0},{"$f":"(FE35*Vypocet!$D$24)/$FE$2","v":0},{"$f":"(FF35*Vypocet!$D$24)/$FF$2","v":0},{"$f":"(FG35*Vypocet!$D$24)/$FG$2","v":0},{"$f":"(FH35*Vypocet!$D$24)/$FH$2","v":0},{"$f":"(FI35*Vypocet!$D$24)/$FI$2","v":0},{"$f":"(FJ35*Vypocet!$D$24)/$FJ$2","v":0},{"$f":"(FK35*Vypocet!$D$24)/$FK$2","v":0},{"$f":"(FL35*Vypocet!$D$24)/$FL$2","v":0},{"$f":"(FM35*Vypocet!$D$24)/$FM$2","v":0},{"$f":"(FN35*Vypocet!$D$24)/$FN$2","v":0},{"$f":"(FO35*Vypocet!$D$24)/$FO$2","v":0},{"$f":"(VLOOKUP(A35,Voda!$B$3:$AC$15,TDDData!C35+4,0)*4180*(VLOOKUP(A35,Voda!$B$3:$AC$15,4,0)-VLOOKUP(A35,Voda!$B$3:$AC$15,3,0)))/3600000","v":0},0,{"$f":"IF(U35=0,0,IF(Z35>0,IF(Z35/1000<U35,IF(Z35/1000<=Vypocet!$D$15,IF(U35<Vypocet!$D$15,U35-Z35/1000,Vypocet!$D$15-Z35/1000),Vypocet!$D$15),0),IF(U35>Vypocet!$D$15,Vypocet!$D$15,U35)))","v":0},0,{"$f":"HLOOKUP(Vypocet!$D$11,TDDData!$E:$S,2+TDDData!D35,0)","v":{"$error":"#N/A"}},0,0,{"$f":"Z35/1000-X35","v":{"$error":"#N/A"}},{"$error":"#N/A"},{"$f":"IF(AA35<0,IF(AC34>-AA35,AC34+AA35,0),IF(AA35+AC34<=Vypocet!$D$18,AA35+AC34,Vypocet!$D$18))","v":{"$error":"#N/A"}},{"$error":"#N/A"},{"$f":"IF(AND(AC35<AC34,AC35<>0),AE34,IF(OR(AND(AC34=0,AA35<0),AC34<-AA35),IF(AC34=0,IF(AE34>-AA35,AE34+AA35,0),IF(AC34+AE34>-AA35,AC34+AE34+AA35,0)),IF(AC34=Vypocet!$D$18,AE34+AA35,AE34+AA35-AC35+AC34)))","v":{"$error":"#N/A"}},{"$error":"#N/A"},{"$error":"#N/A"},{"$f":"SUM($AF$3:AF35)","v":{"$error":"#N/A"}},{"$error":"#N/A"},{"$error":"#N/A"},{"$error":"#N/A"},{"$f":"SUM($AJ$3:AJ35)","v":{"$error":"#N/A"}},{"$error":"#N/A"},{"$error":"#N/A"},{"$error":"#N/A"},{"$f":"IF(AN35<0,IF(AP34>-AN35,AP34+AN35,0),IF(AN35+AP34<=Vypocet!$D$18,AN35+AP34,Vypocet!$D$18))","v":{"$error":"#N/A"}},{"$error":"#N/A"},{"$f":"IF(AND(AP35<AP34,AP35<>0),AR34,IF(OR(AND(AP34=0,AN35<0),AP34<-AN35),IF(AP34=0,IF(AR34>-AN35,AR34+AN35,0),IF(AP34+AR34>-AN35,AP34+AR34+AN35,0)),IF(AP34=Vypocet!$D$18,AR34+AN35,AR34+AN35-AP35+AP34)))","v":{"$error":"#N/A"}},{"$error":"#N/A"},{"$error":"#N/A"},{"$f":"SUM($AS$3:AS35)","v":{"$error":"#N/A"}},{"$error":"#N/A"},{"$error":"#N/A"},{"$error":"#N/A"},{"$f":"SUM($AW$3:AW35)","v":{"$error":"#N/A"}},{"$f":"IF(V35=0,IF(U35=0,IF(AZ34+Z35/1000>Vypocet!$D$18,Vypocet!$D$18,AZ34+Z35/1000),IF(Z35/1000+AZ34-U35>Vypocet!$D$18,Vypocet!$D$18,Z35/1000+AZ34-U35)),IF(AZ34=0,0,IF(AZ34>V35,AZ34-V35,0)))","v":0},0,null,null,null,null,null,null,null,null,null,null,null,null,null,null,null,null,null,null,null,null,null,null,null,null,null,null,null,null,null,null,null,null,null,null,null,null,null,null,null,null,null,null,null,null,null,null,null,null,null,null,null,null,null,null,null,null,null,null,null,null,null,null,null,null,null,null,null,null,null,null,null,null,null,null,null,null,null,null,null,null,null,null,null,null,null,null,null,null,null,null,null,null,null,null,null,null,null,null,null,null,null,null,null,0.77361999999999997,0.77464,0.81137000000000004,0.46539999999999998,0.42043999999999998,0.32061000000000001,0.32701000000000002,0.2591,0.33957999999999999,0.25362000000000001,0.24560000000000001,0.29341,0.45412999999999998,0.69374000000000002,0]
[1,43832,10,34,{"$f":"(FA36*Vypocet!$D$24)/$FA$2","v":0},{"$f":"(FB36*Vypocet!$D$24)/$FB$2","v":0},{"$f":"(FC36*Vypocet!$D$24)/$FC$2","v":0},{"$f":"(FD36*Vypocet!$D$24)/$FD$2","v":0},{"$f":"(FE36*Vypocet!$D$24)/$FE$2","v":0},{"$f":"(FF36*Vypocet!$D$24)/$FF$2","v":0},{"$f":"(FG36*Vypocet!$D$24)/$FG$2","v":0},{"$f":"(FH36*Vypocet!$D$24)/$FH$2","v":0},{"$f":"(FI36*Vypocet!$D$24)/$FI$2","v":0},{"$f":"(FJ36*Vypocet!$D$24)/$FJ$2","v":0},{"$f":"(FK36*Vypocet!$D$24)/$FK$2","v":0},{"$f":"(FL36*Vypocet!$D$24)/$FL$2","v":0},{"$f":"(FM36*Vypocet!$D$24)/$FM$2","v":0},{"$f":"(FN36*Vypocet!$D$24)/$FN$2","v":0},{"$f":"(FO36*Vypocet!$D$24)/$FO$2","v":0},{"$f":"(VLOOKUP(A36,Voda!$B$3:$AC$15,TDDData!C36+4,0)*4180*(VLOOKUP(A36,Voda!$B$3:$AC$15,4,0)-VLOOKUP(A36,Voda!$B$3:$AC$15,3,0)))/3600000","v":0},0,{"$f":"IF(U36=0,0,IF(Z36>0,IF(Z36/1000<U36,IF(Z36/1000<=Vypocet!$D$15,IF(U36<Vypocet!$D$15,U36-Z36/1000,Vypocet!$D$15-Z36/1000),Vypocet!$D$15),0),IF(U36>Vypocet!$D$15,Vypocet!$D$15,U36)))","v":0},0,{"$f":"HLOOKUP(Vypocet!$D$11,TDDData!$E:$S,2+TDDData!D36,0)","v":{"$error":"#N/A"}},129.80000000000001,103.84000000000002,{"$error":"#N/A"},{"$error":"#N/A"},{"$f":"IF(AA36<0,IF(AC35>-AA36,AC35+AA36,0),IF(AA36+AC35<=Vypocet!$D$18,AA36+AC35,Vypocet!$D$18))","v":{"$error":"#N/A"}},{"$error":"#N/A"},{"$f":"IF(AND(AC36<AC35,AC36<>0),AE35,IF(OR(AND(AC35=0,AA36<0),AC35<-AA36),IF(AC35=0,IF(AE35>-AA36,AE35+AA36,0),IF(AC35+AE35>-AA36,AC35+AE35+AA36,0)),IF(AC35=Vypocet!$D$18,AE35+AA36,AE35+AA36-AC36+AC35)))","v":{"$error":"#N/A"}},{"$error":"#N/A"},{"$error":"#N/A"},{"$f":"SUM($AF$3:AF36)","v":{"$error":"#N/A"}},{"$error":"#N/A"},{"$error":"#N/A"},{"$error":"#N/A"},{"$f":"SUM($AJ$3:AJ36)","v":{"$error":"#N/A"}},{"$error":"#N/A"},{"$error":"#N/A"},{"$error":"#N/A"},{"$f":"IF(AN36<0,IF(AP35>-AN36,AP35+AN36,0),IF(AN36+AP35<=Vypocet!$D$18,AN36+AP35,Vypocet!$D$18))","v":{"$error":"#N/A"}},{"$error":"#N/A"},{"$f":"IF(AND(AP36<AP35,AP36<>0),AR35,IF(OR(AND(AP35=0,AN36<0),AP35<-AN36),IF(AP35=0,IF(AR35>-AN36,AR35+AN36,0),IF(AP35+AR35>-AN36,AP35+AR35+AN36,0)),IF(AP35=Vypocet!$D$18,AR35+AN36,AR35+AN36-AP36+AP35)))","v":{"$error":"#N/A"}},{"$error":"#N/A"},{"$error":"#N/A"},{"$f":"SUM($AS$3:AS36)","v":{"$error":"#N/A"}},{"$error":"#N/A"},{"$error":"#N/A"},{"$error":"#N/A"},{"$f":"SUM($AW$3:AW36)","v":{"$error":"#N/A"}},{"$f":"IF(V36=0,IF(U36=0,IF(AZ35+Z36/1000>Vypocet!$D$18,Vypocet!$D$18,AZ35+Z36/1000),IF(Z36/1000+AZ35-U36>Vypocet!$D$18,Vypocet!$D$18,Z36/1000+AZ35-U36)),IF(AZ35=0,0,IF(AZ35>V36,AZ35-V36,0)))","v":0},0,null,null,null,null,null,null,null,null,null,null,null,null,null,null,null,null,null,null,null,null,null,null,null,null,null,null,null,null,null,null,null,null,null,null,null,null,null,null,null,null,null,null,null,null,null,null,null,null,null,null,null,null,null,null,null,null,null,null,null,null,null,null,null,null,null,null,null,null,null,null,null,null,null,null,null,null,null,null,null,null,null,null,null,null,null,null,null,null,null,null,null,null,null,null,null,null,null,null,null,null,null,null,null,0.83447000000000005,0.79435,0.84350999999999998,0.47006999999999999,0.39811000000000002,0.40405000000000002,0.32325999999999999,0.29821999999999999,0.38196000000000002,0.29511999999999999,0.29644999999999999,0.31674000000000002,0.40604000000000001,0.72075,0]
[1,43832,11,35,{"$f":"(FA37*Vypocet!$D$24)/$FA$2","v":0},{"$f":"(FB37*Vypocet!$D$24)/$FB$2","v":0},{"$f":"(FC37*Vypocet!$D$24)/$FC$2","v":0},{"$f":"(FD37*Vypocet!$D$24)/$FD$2","v":0},{"$f":"(FE37*Vypocet!$D$24)/$FE$2","v":0},{"$f":"(FF37*Vypocet!$D$24)/$FF$2","v":0},{"$f":"(FG37*Vypocet!$D$24)/$FG$2","v":0},{"$f":"(FH37*Vypocet!$D$24)/$FH$2","v":0},{"$f":"(FI37*Vypocet!$D$24)/$FI$2","v":0},{"$f":"(FJ37*Vypocet!$D$24)/$FJ$2","v":0},{"$f":"(FK37*Vypocet!$D$24)/$FK$2","v":0},{"$f":"(FL37*Vypocet!$D$24)/$FL$2","v":0},{"$f":"(FM37*Vypocet!$D$24)/$FM$2","v":0},{"$f":"(FN37*Vypocet!$D$24)/$FN$2","v":0},{"$f":"(FO37*Vypocet!$D$24)/$FO$2","v":0},{"$f":"(VLOOKUP(A37,Voda!$B$3:$AC$15,TDDData!C37+4,0)*4180*(VLOOKUP(A37,Voda!$B$3:$AC$15,4,0)-VLOOKUP(A37,Voda!$B$3:$AC$15,3,0)))/3600000","v":0},0,{"$f":"IF(U37=0,0,IF(Z37>0,IF(Z37/1000<U37,IF(Z37/1000<=Vypocet!$D$15,IF(U37<Vypocet!$D$15,U37-Z37/1000,Vypocet!$D$15-Z37/1000),Vypocet!$D$15),0),IF(U37>Vypocet!$D$15,Vypocet!$D$15,U37)))","v":0},0,{"$f":"HLOOKUP(Vypocet!$D$11,TDDData!$E:$S,2+TDDData!D37,0)","v":{"$error":"#N/A"}},0,0,{"$error":"#N/A"},{"$error":"#N/A"},{"$f":"IF(AA37<0,IF(AC36>-AA37,AC36+AA37,0),IF(AA37+AC36<=Vypocet!$D$18,AA37+AC36,Vypocet!$D$18))","v":{"$error":"#N/A"}},{"$error":"#N/A"},{"$f":"IF(AND(AC37<AC36,AC37<>0),AE36,IF(OR(AND(AC36=0,AA37<0),AC36<-AA37),IF(AC36=0,IF(AE36>-AA37,AE36+AA37,0),IF(AC36+AE36>-AA37,AC36+AE36+AA37,0)),IF(AC36=Vypocet!$D$18,AE36+AA37,AE36+AA37-AC37+AC36)))","v":{"$error":"#N/A"}},{"$error":"#N/A"},{"$error":"#N/A"},{"$f":"SUM($AF$3:AF37)","v":{"$error":"#N/A"}},{"$error":"#N/A"},{"$error":"#N/A"},{"$error":"#N/A"},{"$f":"SUM($AJ$3:AJ37)","v":{"$error":"#N/A"}},{"$error":"#N/A"},{"$error":"#N/A"},{"$error":"#N/A"},{"$f":"IF(AN37<0,IF(AP36>-AN37,AP36+AN37,0),IF(AN37+AP36<=Vypocet!$D$18,AN37+AP36,Vypocet!$D$18))","v":{"$error":"#N/A"}},{"$error":"#N/A"},{"$f":"IF(AND(AP37<AP36,AP37<>0),AR36,IF(OR(AND(AP36=0,AN37<0),AP36<-AN37),IF(AP36=0,IF(AR36>-AN37,AR36+AN37,0),IF(AP36+AR36>-AN37,AP36+AR36+AN37,0)),IF(AP36=Vypocet!$D$18,AR36+AN37,AR36+AN37-AP37+AP36)))","v":{"$error":"#N/A"}},{"$error":"#N/A"},{"$error":"#N/A"},{"$f":"SUM($AS$3:AS37)","v":{"$error":"#N/A"}},{"$error":"#N/A"},{"$error":"#N/A"},{"$error":"#N/A"},{"$f":"SUM($AW$3:AW37)","v":{"$error":"#N/A"}},{"$f":"IF(V37=0,IF(U37=0,IF(AZ36+Z37/1000>Vypocet!$D$18,Vypocet!$D$18,AZ36+Z37/1000),IF(Z37/1000+AZ36-U37>Vypocet!$D$18,Vypocet!$D$18,Z37/1000+AZ36-U37)),IF(AZ36=0,0,IF(AZ36>V37,AZ36-V37,0)))","v":0},0,null,null,null,null,null,null,null,null,null,null,null,null,null,null,null,null,null,null,null,null,null,null,null,null,null,null,null,null,null,null,null,null,null,null,null,null,null,null,null,null,null,null,null,null,null,null,null,null,null,null,null,null,null,null,null,null,null,null,null,null,null,null,null,null,null,null,null,null,null,null,null,null,null,null,null,null,null,null,null,null,null,null,null,null,null,null,null,null,null,null,null,null,null,null,null,null,null,null,null,null,null,null,null,0.83852000000000004,0.82567000000000002,0.90488999999999997,0.48076000000000002,0.45357999999999998,0.55052000000000001,0.35357,0.32758999999999999,0.44824000000000003,0.31196000000000002,0.38897999999999999,0.32877000000000001,0.68105000000000004,0.77100000000000002,0]
[1,43832,12,36,{"$f":"(FA38*Vypocet!$D$24)/$FA$2","v":0},{"$f":"(FB38*Vypocet!$D$24)/$FB$2","v":0},{"$f":"(FC38*Vypocet!$D$24)/$FC$2","v":0},{"$f":"(FD38*Vypocet!$D$24)/$FD$2","v":0},{"$f":"(FE38*Vypocet!$D$24)/$FE$2","v":0},{"$f":"(FF38*Vypocet!$D$24)/$FF$2","v":0},{"$f":"(FG38*Vypocet!$D$24)/$FG$2","v":0},{"$f":"(FH38*Vypocet!$D$24)/$FH$2","v":0},{"$f":"(FI38*Vypocet!$D$24)/$FI$2","v":0},{"$f":"(FJ38*Vypocet!$D$24)/$FJ$2","v":0},{"$f":"(FK38*Vypocet!$D$24)/$FK$2","v":0},{"$f":"(FL38*Vypocet!$D$24)/$FL$2","v":0},{"$f":"(FM38*Vypocet!$D$24)/$FM$2","v":0},{"$f":"(FN38*Vypocet!$D$24)/$FN$2","v":0},{"$f":"(FO38*Vypocet!$D$24)/$FO$2","v":0},{"$f":"(VLOOKUP(A38,Voda!$B$3:$AC$15,TDDData!C38+4,0)*4180*(VLOOKUP(A38,Voda!$B$3:$AC$15,4,0)-VLOOKUP(A38,Voda!$B$3:$AC$15,3,0)))/3600000","v":0},0,{"$f":"IF(U38=0,0,IF(Z38>0,IF(Z38/1000<U38,IF(Z38/1000<=Vypocet!$D$15,IF(U38<Vypocet!$D$15,U38-Z38/1000,Vypocet!$D$15-Z38/1000),Vypocet!$D$15),0),IF(U38>Vypocet!$D$15,Vypocet!$D$15,U38)))","v":0},0,{"$f":"HLOOKUP(Vypocet!$D$11,TDDData!$E:$S,2+TDDData!D38,0)","v":{"$error":"#N/A"}},0,0,{"$error":"#N/A"},{"$error":"#N/A"},{"$f":"IF(AA38<0,IF(AC37>-AA38,AC37+AA38,0),IF(AA38+AC37<=Vypocet!$D$18,AA38+AC37,Vypocet!$D$18))","v":{"$error":"#N/A"}},{"$error":"#N/A"},{"$f":"IF(AND(AC38<AC37,AC38<>0),AE37,IF(OR(AND(AC37=0,AA38<0),AC37<-AA38),IF(AC37=0,IF(AE37>-AA38,AE37+AA38,0),IF(AC37+AE37>-AA38,AC37+AE37+AA38,0)),IF(AC37=Vypocet!$D$18,AE37+AA38,AE37+AA38-AC38+AC37)))","v":{"$error":"#N/A"}},{"$error":"#N/A"},{"$error":"#N/A"},{"$f":"SUM($AF$3:AF38)","v":{"$error":"#N/A"}},{"$error":"#N/A"},{"$error":"#N/A"},{"$error":"#N/A"},{"$f":"SUM($AJ$3:AJ38)","v":{"$error":"#N/A"}},{"$error":"#N/A"},{"$error":"#N/A"},{"$error":"#N/A"},{"$f":"IF(AN38<0,IF(AP37>-AN38,AP37+AN38,0),IF(AN38+AP37<=Vypocet!$D$18,AN38+AP37,Vypocet!$D$18))","v":{"$error":"#N/A"}},{"$error":"#N/A"},{"$f":"IF(AND(AP38<AP37,AP38<>0),AR37,IF(OR(AND(AP37=0,AN38<0),AP37<-AN38),IF(AP37=0,IF(AR37>-AN38,AR37+AN38,0),IF(AP37+AR37>-AN38,AP37+AR37+AN38,0)),IF(AP37=Vypocet!$D$18,AR37+AN38,AR37+AN38-AP38+AP37)))","v":{"$error":"#N/A"}},{"$error":"#N/A"},{"$error":"#N/A"},{"$f":"SUM($AS$3:AS38)","v":{"$error":"#N/A"}},{"$error":"#N/A"},{"$error":"#N/A"},{"$error":"#N/A"},{"$f":"SUM($AW$3:AW38)","v":{"$error":"#N/A"}},{"$f":"IF(V38=0,IF(U38=0,IF(AZ37+Z38/1000>Vypocet!$D$18,Vypocet!$D$18,AZ37+Z38/1000),IF(Z38/1000+AZ37-U38>Vypocet!$D$18,Vypocet!$D$18,Z38/1000+AZ37-U38)),IF(AZ37=0,0,IF(AZ37>V38,AZ37-V38,0)))","v":0},0,null,null,null,null,null,null,null,null,null,null,null,null,null,null,null,null,null,null,null,null,null,null,null,null,null,null,null,null,null,null,null,null,null,null,null,null,null,null,null,null,null,null,null,null,null,null,null,null,null,null,null,null,null,null,null,null,null,null,null,null,null,null,null,null,null,null,null,null,null,null,null,null,null,null,null,null,null,null,null,null,null,null,null,null,null,null,null,null,null,null,null,null,null,null,null,null,null,null,null,null,null,null,null,0.81294,0.83479000000000003,0.85955999999999999,0.55693999999999999,0.54371999999999998,0.56328999999999996,0.35627999999999999,0.35594999999999999,0.50324000000000002,0.41142000000000001,0.40999000000000002,0.32818000000000003,0.73575999999999997,0.66788000000000003,0]
[1,43832,13,37,{"$f":"(FA39*Vypocet!$D$24)/$FA$2","v":0},{"$f":"(FB39*Vypocet!$D$24)/$FB$2","v":0},{"$f":"(FC39*Vypocet!$D$24)/$FC$2","v":0},{"$f":"(FD39*Vypocet!$D$24)/$FD$2","v":0},{"$f":"(FE39*Vypocet!$D$24)/$FE$2","v":0},{"$f":"(FF39*Vypocet!$D$24)/$FF$2","v":0},{"$f":"(FG39*Vypocet!$D$24)/$FG$2","v":0},{"$f":"(FH39*Vypocet!$D$24)/$FH$2","v":0},{"$f":"(FI39*Vypocet!$D$24)/$FI$2","v":0},{"$f":"(FJ39*Vypocet!$D$24)/$FJ$2","v":0},{"$f":"(FK39*Vypocet!$D$24)/$FK$2","v":0},{"$f":"(FL39*Vypocet!$D$24)/$FL$2","v":0},{"$f":"(FM39*Vypocet!$D$24)/$FM$2","v":0},{"$f":"(FN39*Vypocet!$D$24)/$FN$2","v":0},{"$f":"(FO39*Vypocet!$D$24)/$FO$2","v":0},{"$f":"(VLOOKUP(A39,Voda!$B$3:$AC$15,TDDData!C39+4,0)*4180*(VLOOKUP(A39,Voda!$B$3:$AC$15,4,0)-VLOOKUP(A39,Voda!$B$3:$AC$15,3,0)))/3600000","v":0},0,{"$f":"IF(U39=0,0,IF(Z39>0,IF(Z39/1000<U39,IF(Z39/1000<=Vypocet!$D$15,IF(U39<Vypocet!$D$15,U39-Z39/1000,Vypocet!$D$15-Z39/1000),Vypocet!$D$15),0),IF(U39>Vypocet!$D$15,Vypocet!$D$15,U39)))","v":0},0,{"$f":"HLOOKUP(Vypocet!$D$11,TDDData!$E:$S,2+TDDData!D39,0)","v":{"$error":"#N/A"}},22.84,18.272000000000002,{"$error":"#N/A"},{"$error":"#N/A"},{"$f":"IF(AA39<0,IF(AC38>-AA39,AC38+AA39,0),IF(AA39+AC38<=Vypocet!$D$18,AA39+AC38,Vypocet!$D$18))","v":{"$error":"#N/A"}},{"$error":"#N/A"},{"$f":"IF(AND(AC39<AC38,AC39<>0),AE38,IF(OR(AND(AC38=0,AA39<0),AC38<-AA39),IF(AC38=0,IF(AE38>-AA39,AE38+AA39,0),IF(AC38+AE38>-AA39,AC38+AE38+AA39,0)),IF(AC38=Vypocet!$D$18,AE38+AA39,AE38+AA39-AC39+AC38)))","v":{"$error":"#N/A"}},{"$error":"#N/A"},{"$error":"#N/A"},{"$f":"SUM($AF$3:AF39)","v":{"$error":"#N/A"}},{"$error":"#N/A"},{"$error":"#N/A"},{"$error":"#N/A"},{"$f":"SUM($AJ$3:AJ39)","v":{"$error":"#N/A"}},{"$error":"#N/A"},{"$error":"#N/A"},{"$error":"#N/A"},{"$f":"IF(AN39<0,IF(AP38>-AN39,AP38+AN39,0),IF(AN39+AP38<=Vypocet!$D$18,AN39+AP38,Vypocet!$D$18))","v":{"$error":"#N/A"}},{"$error":"#N/A"},{"$f":"IF(AND(AP39<AP38,AP39<>0),AR38,IF(OR(AND(AP38=0,AN39<0),AP38<-AN39),IF(AP38=0,IF(AR38>-AN39,AR38+AN39,0),IF(AP38+AR38>-AN39,AP38+AR38+AN39,0)),IF(AP38=Vypocet!$D$18,AR38+AN39,AR38+AN39-AP39+AP38)))","v":{"$error":"#N/A"}},{"$error":"#N/A"},{"$error":"#N/A"},{"$f":"SUM($AS$3:AS39)","v":{"$error":"#N/A"}},{"$error":"#N/A"},{"$error":"#N/A"},{"$error":"#N/A"},{"$f":"SUM($AW$3:AW39)","v":{"$error":"#N/A"}},{"$f":"IF(V39=0,IF(U39=0,IF(AZ38+Z39/1000>Vypocet!$D$18,Vypocet!$D$18,AZ38+Z39/1000),IF(Z39/1000+AZ38-U39>Vypocet!$D$18,Vypocet!$D$18,Z39/1000+AZ38-U39)),IF(AZ38=0,0,IF(AZ38>V39,AZ38-V39,0)))","v":0},0,null,null,null,null,null,null,null,null,null,null,null,null,null,null,null,null,null,null,null,null,null,null,null,null,null,null,null,null,null,null,null,null,null,null,null,null,null,null,null,null,null,null,null,null,null,null,null,null,null,null,null,null,null,null,null,null,null,null,null,null,null,null,null,null,null,null,null,null,null,null,null,null,null,null,null,null,null,null,null,null,null,null,null,null,null,null,null,null,null,null,null,null,null,null,null,null,null,null,null,null,null,null,null,0.79310000000000003,0.86024,0.86448999999999998,0.58570999999999995,0.58928000000000003,0.48348000000000002,0.49804999999999999,0.36532999999999999,0.41728999999999999,0.52447999999999995,0.42623,0.36721999999999999,0.60989000000000004,0.71243000000000001,0]
[1,43832,14,38,{"$f":"(FA40*Vypocet!$D$24)/$FA$2","v":0},{"$f":"(FB40*Vypocet!$D$24)/$FB$2","v":0},{"$f":"(FC40*Vypocet!$D$24)/$FC$2","v":0},{"$f":"(FD40*Vypocet!$D$24)/$FD$2","v":0},{"$f":"(FE40*Vypocet!$D$24)/$FE$2","v":0},{"$f":"(FF40*Vypocet!$D$24)/$FF$2","v":0},{"$f":"(FG40*Vypocet!$D$24)/$FG$2","v":0},{"$f":"(FH40*Vypocet!$D$24)/$FH$2","v":0},{"$f":"(FI40*Vypocet!$D$24)/$FI$2","v":0},{"$f":"(FJ40*Vypocet!$D$24)/$FJ$2","v":0},{"$f":"(FK40*Vypocet!$D$24)/$FK$2","v":0},{"$f":"(FL40*Vypocet!$D$24)/$FL$2","v":0},{"$f":"(FM40*Vypocet!$D$24)/$FM$2","v":0},{"$f":"(FN40*Vypocet!$D$24)/$FN$2","v":0},{"$f":"(FO40*Vypocet!$D$24)/$FO$2","v":0},{"$f":"(VLOOKUP(A40,Voda!$B$3:$AC$15,TDDData!C40+4,0)*4180*(VLOOKUP(A40,Voda!$B$3:$AC$15,4,0)-VLOOKUP(A40,Voda!$B$3:$AC$15,3,0)))/3600000","v":0},0,{"$f":"IF(U40=0,0,IF(Z40>0,IF(Z40/1000<U40,IF(Z40/1000<=Vypocet!$D$15,IF(U40<Vypocet!$D$15,U40-Z40/1000,Vypocet!$D$15-Z40/1000),Vypocet!$D$15),0),IF(U40>Vypocet!$D$15,Vypocet!$D$15,U40)))","v":0},0,{"$f":"HLOOKUP(Vypocet!$D$11,TDDData!$E:$S,2+TDDData!D40,0)","v":{"$error":"#N/A"}},64.36,51.488,{"$error":"#N/A"},{"$error":"#N/A"},{"$f":"IF(AA40<0,IF(AC39>-AA40,AC39+AA40,0),IF(AA40+AC39<=Vypocet!$D$18,AA40+AC39,Vypocet!$D$18))","v":{"$error":"#N/A"}},{"$error":"#N/A"},{"$f":"IF(AND(AC40<AC39,AC40<>0),AE39,IF(OR(AND(AC39=0,AA40<0),AC39<-AA40),IF(AC39=0,IF(AE39>-AA40,AE39+AA40,0),IF(AC39+AE39>-AA40,AC39+AE39+AA40,0)),IF(AC39=Vypocet!$D$18,AE39+AA40,AE39+AA40-AC40+AC39)))","v":{"$error":"#N/A"}},{"$error":"#N/A"},{"$error":"#N/A"},{"$f":"SUM($AF$3:AF40)","v":{"$error":"#N/A"}},{"$error":"#N/A"},{"$error":"#N/A"},{"$error":"#N/A"},{"$f":"SUM($AJ$3:AJ40)","v":{"$error":"#N/A"}},{"$error":"#N/A"},{"$error":"#N/A"},{"$error":"#N/A"},{"$f":"IF(AN40<0,IF(AP39>-AN40,AP39+AN40,0),IF(AN40+AP39<=Vypocet!$D$18,AN40+AP39,Vypocet!$D$18))","v":{"$error":"#N/A"}},{"$error":"#N/A"},{"$f":"IF(AND(AP40<AP39,AP40<>0),AR39,IF(OR(AND(AP39=0,AN40<0),AP39<-AN40),IF(AP39=0,IF(AR39>-AN40,AR39+AN40,0),IF(AP39+AR39>-AN40,AP39+AR39+AN40,0)),IF(AP39=Vypocet!$D$18,AR39+AN40,AR39+AN40-AP40+AP39)))","v":{"$error":"#N/A"}},{"$error":"#N/A"},{"$error":"#N/A"},{"$f":"SUM($AS$3:AS40)","v":{"$error":"#N/A"}},{"$error":"#N/A"},{"$error":"#N/A"},{"$error":"#N/A"},{"$f":"SUM($AW$3:AW40)","v":{"$error":"#N/A"}},{"$f":"IF(V40=0,IF(U40=0,IF(AZ39+Z40/1000>Vypocet!$D$18,Vypocet!$D$18,AZ39+Z40/1000),IF(Z40/1000+AZ39-U40>Vypocet!$D$18,Vypocet!$D$18,Z40/1000+AZ39-U40)),IF(AZ39=0,0,IF(AZ39>V40,AZ39-V40,0)))","v":0},0,null,null,null,null,null,null,null,null,null,null,null,null,null,null,null,null,null,null,null,null,null,null,null,null,null,null,null,null,null,null,null,null,null,null,null,null,null,null,null,null,null,null,null,null,null,null,null,null,null,null,null,null,null,null,null,null,null,null,null,null,null,null,null,null,null,null,null,null,null,null,null,null,null,null,null,null,null,null,null,null,null,null,null,null,null,null,null,null,null,null,null,null,null,null,null,null,null,null,null,null,null,null,null,0.79971999999999999,0.89666000000000001,0.79159999999999997,0.52505000000000002,0.70121,0.61304000000000003,0.91746000000000005,0.46610000000000001,0.55667999999999995,0.63473000000000002,0.47349999999999998,0.44732,0.73956,0.71679999999999999,0]
[1,43832,15,39,{"$f":"(FA41*Vypocet!$D$24)/$FA$2","v":0},{"$f":"(FB41*Vypocet!$D$24)/$FB$2","v":0},{"$f":"(FC41*Vypocet!$D$24)/$FC$2","v":0},{"$f":"(FD41*Vypocet!$D$24)/$FD$2","v":0},{"$f":"(FE41*Vypocet!$D$24)/$FE$2","v":0},{"$f":"(FF41*Vypocet!$D$24)/$FF$2","v":0},{"$f":"(FG41*Vypocet!$D$24)/$FG$2","v":0},{"$f":"(FH41*Vypocet!$D$24)/$FH$2","v":0},{"$f":"(FI41*Vypocet!$D$24)/$FI$2","v":0},{"$f":"(FJ41*Vypocet!$D$24)/$FJ$2","v":0},{"$f":"(FK41*Vypocet!$D$24)/$FK$2","v":0},{"$f":"(FL41*Vypocet!$D$24)/$FL$2","v":0},{"$f":"(FM41*Vypocet!$D$24)/$FM$2","v":0},{"$f":"(FN41*Vypocet!$D$24)/$FN$2","v":0},{"$f":"(FO41*Vypocet!$D$24)/$FO$2","v":0},{"$f":"(VLOOKUP(A41,Voda!$B$3:$AC$15,TDDData!C41+4,0)*4180*(VLOOKUP(A41,Voda!$B$3:$AC$15,4,0)-VLOOKUP(A41,Voda!$B$3:$AC$15,3,0)))/3600000","v":0},0,{"$f":"IF(U41=0,0,IF(Z41>0,IF(Z41/1000<U41,IF(Z41/1000<=Vypocet!$D$15,IF(U41<Vypocet!$D$15,U41-Z41/1000,Vypocet!$D$15-Z41/1000),Vypocet!$D$15),0),IF(U41>Vypocet!$D$15,Vypocet!$D$15,U41)))","v":0},0,{"$f":"HLOOKUP(Vypocet!$D$11,TDDData!$E:$S,2+TDDData!D41,0)","v":{"$error":"#N/A"}},22.92,18.336000000000002,{"$error":"#N/A"},{"$error":"#N/A"},{"$f":"IF(AA41<0,IF(AC40>-AA41,AC40+AA41,0),IF(AA41+AC40<=Vypocet!$D$18,AA41+AC40,Vypocet!$D$18))","v":{"$error":"#N/A"}},{"$error":"#N/A"},{"$f":"IF(AND(AC41<AC40,AC41<>0),AE40,IF(OR(AND(AC40=0,AA41<0),AC40<-AA41),IF(AC40=0,IF(AE40>-AA41,AE40+AA41,0),IF(AC40+AE40>-AA41,AC40+AE40+AA41,0)),IF(AC40=Vypocet!$D$18,AE40+AA41,AE40+AA41-AC41+AC40)))","v":{"$error":"#N/A"}},{"$error":"#N/A"},{"$error":"#N/A"},{"$f":"SUM($AF$3:AF41)","v":{"$error":"#N/A"}},{"$error":"#N/A"},{"$error":"#N/A"},{"$error":"#N/A"},{"$f":"SUM($AJ$3:AJ41)","v":{"$error":"#N/A"}},{"$error":"#N/A"},{"$error":"#N/A"},{"$error":"#N/A"},{"$f":"IF(AN41<0,IF(AP40>-AN41,AP40+AN41,0),IF(AN41+AP40<=Vypocet!$D$18,AN41+AP40,Vypocet!$D$18))","v":{"$error":"#N/A"}},{"$error":"#N/A"},{"$f":"IF(AND(AP41<AP40,AP41<>0),AR40,IF(OR(AND(AP40=0,AN41<0),AP40<-AN41),IF(AP40=0,IF(AR40>-AN41,AR40+AN41,0),IF(AP40+AR40>-AN41,AP40+AR40+AN41,0)),IF(AP40=Vypocet!$D$18,AR40+AN41,AR40+AN41-AP41+AP40)))","v":{"$error":"#N/A"}},{"$error":"#N/A"},{"$error":"#N/A"},{"$f":"SUM($AS$3:AS41)","v":{"$error":"#N/A"}},{"$error":"#N/A"},{"$error":"#N/A"},{"$error":"#N/A"},{"$f":"SUM($AW$3:AW41)","v":{"$error":"#N/A"}},{"$f":"IF(V41=0,IF(U41=0,IF(AZ40+Z41/1000>Vypocet!$D$18,Vypocet!$D$18,AZ40+Z41/1000),IF(Z41/1000+AZ40-U41>Vypocet!$D$18,Vypocet!$D$18,Z41/1000+AZ40-U41)),IF(AZ40=0,0,IF(AZ40>V41,AZ40-V41,0)))","v":0},0,null,null,null,null,null,null,null,null,null,null,null,null,null,null,null,null,null,null,null,null,null,null,null,null,null,null,null,null,null,null,null,null,null,null,null,null,null,null,null,null,null,null,null,null,null,null,null,null,null,null,null,null,null,null,null,null,null,null,null,null,null,null,null,null,null,null,null,null,null,null,null,null,null,null,null,null,null,null,null,null,null,null,null,null,null,null,null,null,null,null,null,null,null,null,null,null,null,null,null,null,null,null,null,0.81274999999999997,0.84701000000000004,0.83613999999999999,0.48947000000000002,0.67240999999999995,0.67306999999999995,0.66239000000000003,0.63376999999999994,0.54505000000000003,0.74565999999999999,0.66908999999999996,0.70601000000000003,0.67662999999999995,0.72472999999999999,0]
[1,43832,16,40,{"$f":"(FA42*Vypocet!$D$24)/$FA$2","v":0},{"$f":"(FB42*Vypocet!$D$24)/$FB$2","v":0},{"$f":"(FC42*Vypocet!$D$24)/$FC$2","v":0},{"$f":"(FD42*Vypocet!$D$24)/$FD$2","v":0},{"$f":"(FE42*Vypocet!$D$24)/$FE$2","v":0},{"$f":"(FF42*Vypocet!$D$24)/$FF$2","v":0},{"$f":"(FG42*Vypocet!$D$24)/$FG$2","v":0},{"$f":"(FH42*Vypocet!$D$24)/$FH$2","v":0},{"$f":"(FI42*Vypocet!$D$24)/$FI$2","v":0},{"$f":"(FJ42*Vypocet!$D$24)/$FJ$2","v":0},{"$f":"(FK42*Vypocet!$D$24)/$FK$2","v":0},{"$f":"(FL42*Vypocet!$D$24)/$FL$2","v":0},{"$f":"(FM42*Vypocet!$D$24)/$FM$2","v":0},{"$f":"(FN42*Vypocet!$D$24)/$FN$2","v":0},{"$f":"(FO42*Vypocet!$D$24)/$FO$2","v":0},{"$f":"(VLOOKUP(A42,Voda!$B$3:$AC$15,TDDData!C42+4,0)*4180*(VLOOKUP(A42,Voda!$B$3:$AC$15,4,0)-VLOOKUP(A42,Voda!$B$3:$AC$15,3,0)))/3600000","v":0},0,{"$f":"IF(U42=0,0,IF(Z42>0,IF(Z42/1000<U42,IF(Z42/1000<=Vypocet!$D$15,IF(U42<Vypocet!$D$15,U42-Z42/1000,Vypocet!$D$15-Z42/1000),Vypocet!$D$15),0),IF(U42>Vypocet!$D$15,Vypocet!$D$15,U42)))","v":0},0,{"$f":"HLOOKUP(Vypocet!$D$11,TDDData!$E:$S,2+TDDData!D42,0)","v":{"$error":"#N/A"}},0,0,{"$error":"#N/A"},{"$error":"#N/A"},{"$f":"IF(AA42<0,IF(AC41>-AA42,AC41+AA42,0),IF(AA42+AC41<=Vypocet!$D$18,AA42+AC41,Vypocet!$D$18))","v":{"$error":"#N/A"}},{"$error":"#N/A"},{"$f":"IF(AND(AC42<AC41,AC42<>0),AE41,IF(OR(AND(AC41=0,AA42<0),AC41<-AA42),IF(AC41=0,IF(AE41>-AA42,AE41+AA42,0),IF(AC41+AE41>-AA42,AC41+AE41+AA42,0)),IF(AC41=Vypocet!$D$18,AE41+AA42,AE41+AA42-AC42+AC41)))","v":{"$error":"#N/A"}},{"$error":"#N/A"},{"$error":"#N/A"},{"$f":"SUM($AF$3:AF42)","v":{"$error":"#N/A"}},{"$error":"#N/A"},{"$error":"#N/A"},{"$error":"#N/A"},{"$f":"SUM($AJ$3:AJ42)","v":{"$error":"#N/A"}},{"$error":"#N/A"},{"$error":"#N/A"},{"$error":"#N/A"},{"$f":"IF(AN42<0,IF(AP41>-AN42,AP41+AN42,0),IF(AN42+AP41<=Vypocet!$D$18,AN42+AP41,Vypocet!$D$18))","v":{"$error":"#N/A"}},{"$error":"#N/A"},{"$f":"IF(AND(AP42<AP41,AP42<>0),AR41,IF(OR(AND(AP41=0,AN42<0),AP41<-AN42),IF(AP41=0,IF(AR41>-AN42,AR41+AN42,0),IF(AP41+AR41>-AN42,AP41+AR41+AN42,0)),IF(AP41=Vypocet!$D$18,AR41+AN42,AR41+AN42-AP42+AP41)))","v":{"$error":"#N/A"}},{"$error":"#N/A"},{"$error":"#N/A"},{"$f":"SUM($AS$3:AS42)","v":{"$error":"#N/A"}},{"$error":"#N/A"},{"$error":"#N/A"},{"$error":"#N/A"},{"$f":"SUM($AW$3:AW42)","v":{"$error":"#N/A"}},{"$f":"IF(V42=0,IF(U42=0,IF(AZ41+Z42/1000>Vypocet!$D$18,Vypocet!$D$18,AZ41+Z42/1000),IF(Z42/1000+AZ41-U42>Vypocet!$D$18,Vypocet!$D$18,Z42/1000+AZ41-U42)),IF(AZ41=0,0,IF(AZ41>V42,AZ41-V42,0)))","v":0},0,null,null,null,null,null,null,null,null,null,null,null,null,null,null,null,null,null,null,null,null,null,null,null,null,null,null,null,null,null,null,null,null,null,null,null,null,null,null,null,null,null,null,null,null,null,null,null,null,null,null,null,null,null,null,null,null,null,null,null,null,null,null,null,null,null,null,null,null,null,null,null,null,null,null,null,null,null,null,null,null,null,null,null,null,null,null,null,null,null,null,null,null,null,null,null,null,null,null,null,null,null,null,null,0.76997000000000004,0.78156000000000003,0.83640999999999999,0.53215999999999997,0.68047000000000002,0.49109000000000003,0.54459999999999997,0.57516,0.80323,0.76765000000000005,0.73699000000000003,0.67107000000000006,0.67132999999999998,0.80864000000000003,0]
[1,43832,17,41,{"$f":"(FA43*Vypocet!$D$24)/$FA$2","v":0},{"$f":"(FB43*Vypocet!$D$24)/$FB$2","v":0},{"$f":"(FC43*Vypocet!$D$24)/$FC$2","v":0},{"$f":"(FD43*Vypocet!$D$24)/$FD$2","v":0},{"$f":"(FE43*Vypocet!$D$24)/$FE$2","v":0},{"$f":"(FF43*Vypocet!$D$24)/$FF$2","v":0},{"$f":"(FG43*Vypocet!$D$24)/$FG$2","v":0},{"$f":"(FH43*Vypocet!$D$24)/$FH$2","v":0},{"$f":"(FI43*Vypocet!$D$24)/$FI$2","v":0},{"$f":"(FJ43*Vypocet!$D$24)/$FJ$2","v":0},{"$f":"(FK43*Vypocet!$D$24)/$FK$2","v":0},{"$f":"(FL43*Vypocet!$D$24)/$FL$2","v":0},{"$f":"(FM43*Vypocet!$D$24)/$FM$2","v":0},{"$f":"(FN43*Vypocet!$D$24)/$FN$2","v":0},{"$f":"(FO43*Vypocet!$D$24)/$FO$2","v":0},{"$f":"(VLOOKUP(A43,Voda!$B$3:$AC$15,TDDData!C43+4,0)*4180*(VLOOKUP(A43,Voda!$B$3:$AC$15,4,0)-VLOOKUP(A43,Voda!$B$3:$AC$15,3,0)))/3600000","v":0},0,{"$f":"IF(U43=0,0,IF(Z43>0,IF(Z43/1000<U43,IF(Z43/1000<=Vypocet!$D$15,IF(U43<Vypocet!$D$15,U43-Z43/1000,Vypocet!$D$15-Z43/1000),Vypocet!$D$15),0),IF(U43>Vypocet!$D$15,Vypocet!$D$15,U43)))","v":0},0,{"$f":"HLOOKUP(Vypocet!$D$11,TDDData!$E:$S,2+TDDData!D43,0)","v":{"$error":"#N/A"}},0,0,{"$error":"#N/A"},{"$error":"#N/A"},{"$f":"IF(AA43<0,IF(AC42>-AA43,AC42+AA43,0),IF(AA43+AC42<=Vypocet!$D$18,AA43+AC42,Vypocet!$D$18))","v":{"$error":"#N/A"}},{"$error":"#N/A"},{"$f":"IF(AND(AC43<AC42,AC43<>0),AE42,IF(OR(AND(AC42=0,AA43<0),AC42<-AA43),IF(AC42=0,IF(AE42>-AA43,AE42+AA43,0),IF(AC42+AE42>-AA43,AC42+AE42+AA43,0)),IF(AC42=Vypocet!$D$18,AE42+AA43,AE42+AA43-AC43+AC42)))","v":{"$error":"#N/A"}},{"$error":"#N/A"},{"$error":"#N/A"},{"$f":"SUM($AF$3:AF43)","v":{"$error":"#N/A"}},{"$error":"#N/A"},{"$error":"#N/A"},{"$error":"#N/A"},{"$f":"SUM($AJ$3:AJ43)","v":{"$error":"#N/A"}},{"$error":"#N/A"},{"$error":"#N/A"},{"$error":"#N/A"},{"$f":"IF(AN43<0,IF(AP42>-AN43,AP42+AN43,0),IF(AN43+AP42<=Vypocet!$D$18,AN43+AP42,Vypocet!$D$18))","v":{"$error":"#N/A"}},{"$error":"#N/A"},{"$f":"IF(AND(AP43<AP42,AP43<>0),AR42,IF(OR(AND(AP42=0,AN43<0),AP42<-AN43),IF(AP42=0,IF(AR42>-AN43,AR42+AN43,0),IF(AP42+AR42>-AN43,AP42+AR42+AN43,0)),IF(AP42=Vypocet!$D$18,AR42+AN43,AR42+AN43-AP43+AP42)))","v":{"$error":"#N/A"}},{"$error":"#N/A"},{"$error":"#N/A"},{"$f":"SUM($AS$3:AS43)","v":{"$error":"#N/A"}},{"$error":"#N/A"},{"$error":"#N/A"},{"$error":"#N/A"},{"$f":"SUM($AW$3:AW43)","v":{"$error":"#N/A"}},{"$f":"IF(V43=0,IF(U43=0,IF(AZ42+Z43/1000>Vypocet!$D$18,Vypocet!$D$18,AZ42+Z43/1000),IF(Z43/1000+AZ42-U43>Vypocet!$D$18,Vypocet!$D$18,Z43/1000+AZ42-U43)),IF(AZ42=0,0,IF(AZ42>V43,AZ42-V43,0)))","v":0},0,null,null,null,null,null,null,null,null,null,null,null,null,null,null,null,null,null,null,null,null,null,null,null,null,null,null,null,null,null,null,null,null,null,null,null,null,null,null,null,null,null,null,null,null,null,null,null,null,null,null,null,null,null,null,null,null,null,null,null,null,null,null,null,null,null,null,null,null,null,null,null,null,null,null,null,null,null,null,null,null,null,null,null,null,null,null,null,null,null,null,null,null,null,null,null,null,null,null,null,null,null,null,null,0.75783999999999996,0.70460999999999996,0.76385000000000003,0.66900000000000004,0.53764999999999996,0.50797000000000003,0.45223000000000002,0.60802999999999996,0.74658000000000002,0.53203999999999996,0.75119000000000002,0.79405000000000003,0.76636000000000004,0.82662000000000002,0.53332999999999997]
[1,43832,18,42,{"$f":"(FA44*Vypocet!$D$24)/$FA$2","v":0},{"$f":"(FB44*Vypocet!$D$24)/$FB$2","v":0},{"$f":"(FC44*Vypocet!$D$24)/$FC$2","v":0},{"$f":"(FD44*Vypocet!$D$24)/$FD$2","v":0},{"$f":"(FE44*Vypocet!$D$24)/$FE$2","v":0},{"$f":"(FF44*Vypocet!$D$24)/$FF$2","v":0},{"$f":"(FG44*Vypocet!$D$24)/$FG$2","v":0},{"$f":"(FH44*Vypocet!$D$24)/$FH$2","v":0},{"$f":"(FI44*Vypocet!$D$24)/$FI$2","v":0},{"$f":"(FJ44*Vypocet!$D$24)/$FJ$2","v":0},{"$f":"(FK44*Vypocet!$D$24)/$FK$2","v":0},{"$f":"(FL44*Vypocet!$D$24)/$FL$2","v":0},{"$f":"(FM44*Vypocet!$D$24)/$FM$2","v":0},{"$f":"(FN44*Vypocet!$D$24)/$FN$2","v":0},{"$f":"(FO44*Vypocet!$D$24)/$FO$2","v":0},{"$f":"(VLOOKUP(A44,Voda!$B$3:$AC$15,TDDData!C44+4,0)*4180*(VLOOKUP(A44,Voda!$B$3:$AC$15,4,0)-VLOOKUP(A44,Voda!$B$3:$AC$15,3,0)))/3600000","v":0},0,{"$f":"IF(U44=0,0,IF(Z44>0,IF(Z44/1000<U44,IF(Z44/1000<=Vypocet!$D$15,IF(U44<Vypocet!$D$15,U44-Z44/1000,Vypocet!$D$15-Z44/1000),Vypocet!$D$15),0),IF(U44>Vypocet!$D$15,Vypocet!$D$15,U44)))","v":0},0,{"$f":"HLOOKUP(Vypocet!$D$11,TDDData!$E:$S,2+TDDData!D44,0)","v":{"$error":"#N/A"}},0,0,{"$error":"#N/A"},{"$error":"#N/A"},{"$f":"IF(AA44<0,IF(AC43>-AA44,AC43+AA44,0),IF(AA44+AC43<=Vypocet!$D$18,AA44+AC43,Vypocet!$D$18))","v":{"$error":"#N/A"}},{"$error":"#N/A"},{"$f":"IF(AND(AC44<AC43,AC44<>0),AE43,IF(OR(AND(AC43=0,AA44<0),AC43<-AA44),IF(AC43=0,IF(AE43>-AA44,AE43+AA44,0),IF(AC43+AE43>-AA44,AC43+AE43+AA44,0)),IF(AC43=Vypocet!$D$18,AE43+AA44,AE43+AA44-AC44+AC43)))","v":{"$error":"#N/A"}},{"$error":"#N/A"},{"$error":"#N/A"},{"$f":"SUM($AF$3:AF44)","v":{"$error":"#N/A"}},{"$error":"#N/A"},{"$error":"#N/A"},{"$error":"#N/A"},{"$f":"SUM($AJ$3:AJ44)","v":{"$error":"#N/A"}},{"$error":"#N/A"},{"$error":"#N/A"},{"$error":"#N/A"},{"$f":"IF(AN44<0,IF(AP43>-AN44,AP43+AN44,0),IF(AN44+AP43<=Vypocet!$D$18,AN44+AP43,Vypocet!$D$18))","v":{"$error":"#N/A"}},{"$error":"#N/A"},{"$f":"IF(AND(AP44<AP43,AP44<>0),AR43,IF(OR(AND(AP43=0,AN44<0),AP43<-AN44),IF(AP43=0,IF(AR43>-AN44,AR43+AN44,0),IF(AP43+AR43>-AN44,AP43+AR43+AN44,0)),IF(AP43=Vypocet!$D$18,AR43+AN44,AR43+AN44-AP44+AP43)))","v":{"$error":"#N/A"}},{"$error":"#N/A"},{"$error":"#N/A"},{"$f":"SUM($AS$3:AS44)","v":{"$error":"#N/A"}},{"$error":"#N/A"},{"$error":"#N/A"},{"$error":"#N/A"},{"$f":"SUM($AW$3:AW44)","v":{"$error":"#N/A"}},{"$f":"IF(V44=0,IF(U44=0,IF(AZ43+Z44/1000>Vypocet!$D$18,Vypocet!$D$18,AZ43+Z44/1000),IF(Z44/1000+AZ43-U44>Vypocet!$D$18,Vypocet!$D$18,Z44/1000+AZ43-U44)),IF(AZ43=0,0,IF(AZ43>V44,AZ43-V44,0)))","v":0},0,null,null,null,null,null,null,null,null,null,null,null,null,null,null,null,null,null,null,null,null,null,null,null,null,null,null,null,null,null,null,null,null,null,null,null,null,null,null,null,null,null,null,null,null,null,null,null,null,null,null,null,null,null,null,null,null,null,null,null,null,null,null,null,null,null,null,null,null,null,null,null,null,null,null,null,null,null,null,null,null,null,null,null,null,null,null,null,null,null,null,null,null,null,null,null,null,null,null,null,null,null,null,null,0.69847000000000004,0.59928999999999999,0.72613000000000005,0.76602000000000003,0.47519,0.58343999999999996,0.44914999999999999,0.59143000000000001,0.73382999999999998,0.53139000000000003,0.66798000000000002,0.6028,0.59267000000000003,0.89512000000000003,1]
[1,43832,19,43,{"$f":"(FA45*Vypocet!$D$24)/$FA$2","v":0},{"$f":"(FB45*Vypocet!$D$24)/$FB$2","v":0},{"$f":"(FC45*Vypocet!$D$24)/$FC$2","v":0},{"$f":"(FD45*Vypocet!$D$24)/$FD$2","v":0},{"$f":"(FE45*Vypocet!$D$24)/$FE$2","v":0},{"$f":"(FF45*Vypocet!$D$24)/$FF$2","v":0},{"$f":"(FG45*Vypocet!$D$24)/$FG$2","v":0},{"$f":"(FH45*Vypocet!$D$24)/$FH$2","v":0},{"$f":"(FI45*Vypocet!$D$24)/$FI$2","v":0},{"$f":"(FJ45*Vypocet!$D$24)/$FJ$2","v":0},{"$f":"(FK45*Vypocet!$D$24)/$FK$2","v":0},{"$f":"(FL45*Vypocet!$D$24)/$FL$2","v":0},{"$f":"(FM45*Vypocet!$D$24)/$FM$2","v":0},{"$f":"(FN45*Vypocet!$D$24)/$FN$2","v":0},{"$f":"(FO45*Vypocet!$D$24)/$FO$2","v":0},{"$f":"(VLOOKUP(A45,Voda!$B$3:$AC$15,TDDData!C45+4,0)*4180*(VLOOKUP(A45,Voda!$B$3:$AC$15,4,0)-VLOOKUP(A45,Voda!$B$3:$AC$15,3,0)))/3600000","v":0},0,{"$f":"IF(U45=0,0,IF(Z45>0,IF(Z45/1000<U45,IF(Z45/1000<=Vypocet!$D$15,IF(U45<Vypocet!$D$15,U45-Z45/1000,Vypocet!$D$15-Z45/1000),Vypocet!$D$15),0),IF(U45>Vypocet!$D$15,Vypocet!$D$15,U45)))","v":0},0,{"$f":"HLOOKUP(Vypocet!$D$11,TDDData!$E:$S,2+TDDData!D45,0)","v":{"$error":"#N/A"}},0,0,{"$error":"#N/A"},{"$error":"#N/A"},{"$f":"IF(AA45<0,IF(AC44>-AA45,AC44+AA45,0),IF(AA45+AC44<=Vypocet!$D$18,AA45+AC44,Vypocet!$D$18))","v":{"$error":"#N/A"}},{"$error":"#N/A"},{"$f":"IF(AND(AC45<AC44,AC45<>0),AE44,IF(OR(AND(AC44=0,AA45<0),AC44<-AA45),IF(AC44=0,IF(AE44>-AA45,AE44+AA45,0),IF(AC44+AE44>-AA45,AC44+AE44+AA45,0)),IF(AC44=Vypocet!$D$18,AE44+AA45,AE44+AA45-AC45+AC44)))","v":{"$error":"#N/A"}},{"$error":"#N/A"},{"$error":"#N/A"},{"$f":"SUM($AF$3:AF45)","v":{"$error":"#N/A"}},{"$error":"#N/A"},{"$error":"#N/A"},{"$error":"#N/A"},{"$f":"SUM($AJ$3:AJ45)","v":{"$error":"#N/A"}},{"$error":"#N/A"},{"$error":"#N/A"},{"$error":"#N/A"},{"$f":"IF(AN45<0,IF(AP44>-AN45,AP44+AN45,0),IF(AN45+AP44<=Vypocet!$D$18,AN45+AP44,Vypocet!$D$18))","v":{"$error":"#N/A"}},{"$error":"#N/A"},{"$f":"IF(AND(AP45<AP44,AP45<>0),AR44,IF(OR(AND(AP44=0,AN45<0),AP44<-AN45),IF(AP44=0,IF(AR44>-AN45,AR44+AN45,0),IF(AP44+AR44>-AN45,AP44+AR44+AN45,0)),IF(AP44=Vypocet!$D$18,AR44+AN45,AR44+AN45-AP45+AP44)))","v":{"$error":"#N/A"}},{"$error":"#N/A"},{"$error":"#N/A"},{"$f":"SUM($AS$3:AS45)","v":{"$error":"#N/A"}},{"$error":"#N/A"},{"$error":"#N/A"},{"$error":"#N/A"},{"$f":"SUM($AW$3:AW45)","v":{"$error":"#N/A"}},{"$f":"IF(V45=0,IF(U45=0,IF(AZ44+Z45/1000>Vypocet!$D$18,Vypocet!$D$18,AZ44+Z45/1000),IF(Z45/1000+AZ44-U45>Vypocet!$D$18,Vypocet!$D$18,Z45/1000+AZ44-U45)),IF(AZ44=0,0,IF(AZ44>V45,AZ44-V45,0)))","v":0},0,null,null,null,null,null,null,null,null,null,null,null,null,null,null,null,null,null,null,null,null,null,null,null,null,null,null,null,null,null,null,null,null,null,null,null,null,null,null,null,null,null,null,null,null,null,null,null,null,null,null,null,null,null,null,null,null,null,null,null,null,null,null,null,null,null,null,null,null,null,null,null,null,null,null,null,null,null,null,null,null,null,null,null,null,null,null,null,null,null,null,null,null,null,null,null,null,null,null,null,null,null,null,null,0.62239999999999995,0.55005999999999999,0.73243999999999998,0.85067000000000004,0.59201999999999999,0.56161000000000005,0.45152999999999999,0.55615999999999999,0.61441000000000001,0.55328999999999995,0.57501000000000002,0.52778999999999998,0.59031,0.90071000000000001,1]
[1,43832,20,44,{"$f":"(FA46*Vypocet!$D$24)/$FA$2","v":0},{"$f":"(FB46*Vypocet!$D$24)/$FB$2","v":0},{"$f":"(FC46*Vypocet!$D$24)/$FC$2","v":0},{"$f":"(FD46*Vypocet!$D$24)/$FD$2","v":0},{"$f":"(FE46*Vypocet!$D$24)/$FE$2","v":0},{"$f":"(FF46*Vypocet!$D$24)/$FF$2","v":0},{"$f":"(FG46*Vypocet!$D$24)/$FG$2","v":0},{"$f":"(FH46*Vypocet!$D$24)/$FH$2","v":0},{"$f":"(FI46*Vypocet!$D$24)/$FI$2","v":0},{"$f":"(FJ46*Vypocet!$D$24)/$FJ$2","v":0},{"$f":"(FK46*Vypocet!$D$24)/$FK$2","v":0},{"$f":"(FL46*Vypocet!$D$24)/$FL$2","v":0},{"$f":"(FM46*Vypocet!$D$24)/$FM$2","v":0},{"$f":"(FN46*Vypocet!$D$24)/$FN$2","v":0},{"$f":"(FO46*Vypocet!$D$24)/$FO$2","v":0},{"$f":"(VLOOKUP(A46,Voda!$B$3:$AC$15,TDDData!C46+4,0)*4180*(VLOOKUP(A46,Voda!$B$3:$AC$15,4,0)-VLOOKUP(A46,Voda!$B$3:$AC$15,3,0)))/3600000","v":0},0,{"$f":"IF(U46=0,0,IF(Z46>0,IF(Z46/1000<U46,IF(Z46/1000<=Vypocet!$D$15,IF(U46<Vypocet!$D$15,U46-Z46/1000,Vypocet!$D$15-Z46/1000),Vypocet!$D$15),0),IF(U46>Vypocet!$D$15,Vypocet!$D$15,U46)))","v":0},0,{"$f":"HLOOKUP(Vypocet!$D$11,TDDData!$E:$S,2+TDDData!D46,0)","v":{"$error":"#N/A"}},0,0,{"$error":"#N/A"},{"$error":"#N/A"},{"$f":"IF(AA46<0,IF(AC45>-AA46,AC45+AA46,0),IF(AA46+AC45<=Vypocet!$D$18,AA46+AC45,Vypocet!$D$18))","v":{"$error":"#N/A"}},{"$error":"#N/A"},{"$f":"IF(AND(AC46<AC45,AC46<>0),AE45,IF(OR(AND(AC45=0,AA46<0),AC45<-AA46),IF(AC45=0,IF(AE45>-AA46,AE45+AA46,0),IF(AC45+AE45>-AA46,AC45+AE45+AA46,0)),IF(AC45=Vypocet!$D$18,AE45+AA46,AE45+AA46-AC46+AC45)))","v":{"$error":"#N/A"}},{"$error":"#N/A"},{"$error":"#N/A"},{"$f":"SUM($AF$3:AF46)","v":{"$error":"#N/A"}},{"$error":"#N/A"},{"$error":"#N/A"},{"$error":"#N/A"},{"$f":"SUM($AJ$3:AJ46)","v":{"$error":"#N/A"}},{"$error":"#N/A"},{"$error":"#N/A"},{"$error":"#N/A"},{"$f":"IF(AN46<0,IF(AP45>-AN46,AP45+AN46,0),IF(AN46+AP45<=Vypocet!$D$18,AN46+AP45,Vypocet!$D$18))","v":{"$error":"#N/A"}},{"$error":"#N/A"},{"$f":"IF(AND(AP46<AP45,AP46<>0),AR45,IF(OR(AND(AP45=0,AN46<0),AP45<-AN46),IF(AP45=0,IF(AR45>-AN46,AR45+AN46,0),IF(AP45+AR45>-AN46,AP45+AR45+AN46,0)),IF(AP45=Vypocet!$D$18,AR45+AN46,AR45+AN46-AP46+AP45)))","v":{"$error":"#N/A"}},{"$error":"#N/A"},{"$error":"#N/A"},{"$f":"SUM($AS$3:AS46)","v":{"$error":"#N/A"}},{"$error":"#N/A"},{"$error":"#N/A"},{"$error":"#N/A"},{"$f":"SUM($AW$3:AW46)","v":{"$error":"#N/A"}},{"$f":"IF(V46=0,IF(U46=0,IF(AZ45+Z46/1000>Vypocet!$D$18,Vypocet!$D$18,AZ45+Z46/1000),IF(Z46/1000+AZ45-U46>Vypocet!$D$18,Vypocet!$D$18,Z46/1000+AZ45-U46)),IF(AZ45=0,0,IF(AZ45>V46,AZ45-V46,0)))","v":0},0,null,null,null,null,null,null,null,null,null,null,null,null,null,null,null,null,null,null,null,null,null,null,null,null,null,null,null,null,null,null,null,null,null,null,null,null,null,null,null,null,null,null,null,null,null,null,null,null,null,null,null,null,null,null,null,null,null,null,null,null,null,null,null,null,null,null,null,null,null,null,null,null,null,null,null,null,null,null,null,null,null,null,null,null,null,null,null,null,null,null,null,null,null,null,null,null,null,null,null,null,null,null,null,0.57691999999999999,0.54927999999999999,0.68669000000000002,0.81801000000000001,0.88548000000000004,0.50639999999999996,0.41415000000000002,0.51822999999999997,0.52512999999999999,0.57132000000000005,0.45950000000000002,0.46266000000000002,0.64388000000000001,0.87843000000000004,1]
[1,43832,21,45,{"$f":"(FA47*Vypocet!$D$24)/$FA$2","v":0},{"$f":"(FB47*Vypocet!$D$24)/$FB$2","v":0},{"$f":"(FC47*Vypocet!$D$24)/$FC$2","v":0},{"$f":"(FD47*Vypocet!$D$24)/$FD$2","v":0},{"$f":"(FE47*Vypocet!$D$24)/$FE$2","v":0},{"$f":"(FF47*Vypocet!$D$24)/$FF$2","v":0},{"$f":"(FG47*Vypocet!$D$24)/$FG$2","v":0},{"$f":"(FH47*Vypocet!$D$24)/$FH$2","v":0},{"$f":"(FI47*Vypocet!$D$24)/$FI$2","v":0},{"$f":"(FJ47*Vypocet!$D$24)/$FJ$2","v":0},{"$f":"(FK47*Vypocet!$D$24)/$FK$2","v":0},{"$f":"(FL47*Vypocet!$D$24)/$FL$2","v":0},{"$f":"(FM47*Vypocet!$D$24)/$FM$2","v":0},{"$f":"(FN47*Vypocet!$D$24)/$FN$2","v":0},{"$f":"(FO47*Vypocet!$D$24)/$FO$2","v":0},{"$f":"(VLOOKUP(A47,Voda!$B$3:$AC$15,TDDData!C47+4,0)*4180*(VLOOKUP(A47,Voda!$B$3:$AC$15,4,0)-VLOOKUP(A47,Voda!$B$3:$AC$15,3,0)))/3600000","v":0},0,{"$f":"IF(U47=0,0,IF(Z47>0,IF(Z47/1000<U47,IF(Z47/1000<=Vypocet!$D$15,IF(U47<Vypocet!$D$15,U47-Z47/1000,Vypocet!$D$15-Z47/1000),Vypocet!$D$15),0),IF(U47>Vypocet!$D$15,Vypocet!$D$15,U47)))","v":0},0,{"$f":"HLOOKUP(Vypocet!$D$11,TDDData!$E:$S,2+TDDData!D47,0)","v":{"$error":"#N/A"}},0,0,{"$error":"#N/A"},{"$error":"#N/A"},{"$f":"IF(AA47<0,IF(AC46>-AA47,AC46+AA47,0),IF(AA47+AC46<=Vypocet!$D$18,AA47+AC46,Vypocet!$D$18))","v":{"$error":"#N/A"}},{"$error":"#N/A"},{"$f":"IF(AND(AC47<AC46,AC47<>0),AE46,IF(OR(AND(AC46=0,AA47<0),AC46<-AA47),IF(AC46=0,IF(AE46>-AA47,AE46+AA47,0),IF(AC46+AE46>-AA47,AC46+AE46+AA47,0)),IF(AC46=Vypocet!$D$18,AE46+AA47,AE46+AA47-AC47+AC46)))","v":{"$error":"#N/A"}},{"$error":"#N/A"},{"$error":"#N/A"},{"$f":"SUM($AF$3:AF47)","v":{"$error":"#N/A"}},{"$error":"#N/A"},{"$error":"#N/A"},{"$error":"#N/A"},{"$f":"SUM($AJ$3:AJ47)","v":{"$error":"#N/A"}},{"$error":"#N/A"},{"$error":"#N/A"},{"$error":"#N/A"},{"$f":"IF(AN47<0,IF(AP46>-AN47,AP46+AN47,0),IF(AN47+AP46<=Vypocet!$D$18,AN47+AP46,Vypocet!$D$18))","v":{"$error":"#N/A"}},{"$error":"#N/A"},{"$f":"IF(AND(AP47<AP46,AP47<>0),AR46,IF(OR(AND(AP46=0,AN47<0),AP46<-AN47),IF(AP46=0,IF(AR46>-AN47,AR46+AN47,0),IF(AP46+AR46>-AN47,AP46+AR46+AN47,0)),IF(AP46=Vypocet!$D$18,AR46+AN47,AR46+AN47-AP47+AP46)))","v":{"$error":"#N/A"}},{"$error":"#N/A"},{"$error":"#N/A"},{"$f":"SUM($AS$3:AS47)","v":{"$error":"#N/A"}},{"$error":"#N/A"},{"$error":"#N/A"},{"$error":"#N/A"},{"$f":"SUM($AW$3:AW47)","v":{"$error":"#N/A"}},{"$f":"IF(V47=0,IF(U47=0,IF(AZ46+Z47/1000>Vypocet!$D$18,Vypocet!$D$18,AZ46+Z47/1000),IF(Z47/1000+AZ46-U47>Vypocet!$D$18,Vypocet!$D$18,Z47/1000+AZ46-U47)),IF(AZ46=0,0,IF(AZ46>V47,AZ46-V47,0)))","v":0},0,null,null,null,null,null,null,null,null,null,null,null,null,null,null,null,null,null,null,null,null,null,null,null,null,null,null,null,null,null,null,null,null,null,null,null,null,null,null,null,null,null,null,null,null,null,null,null,null,null,null,null,null,null,null,null,null,null,null,null,null,null,null,null,null,null,null,null,null,null,null,null,null,null,null,null,null,null,null,null,null,null,null,null,null,null,null,null,null,null,null,null,null,null,null,null,null,null,null,null,null,null,null,null,0.51071999999999995,0.57296999999999998,0.64127000000000001,0.73407999999999995,0.77995999999999999,0.68683000000000005,0.40254000000000001,0.39818999999999999,0.46881,0.49320000000000003,0.40927999999999998,0.58562999999999998,0.65503999999999996,0.82764000000000004,1]
[1,43832,22,46,{"$f":"(FA48*Vypocet!$D$24)/$FA$2","v":0},{"$f":"(FB48*Vypocet!$D$24)/$FB$2","v":0},{"$f":"(FC48*Vypocet!$D$24)/$FC$2","v":0},{"$f":"(FD48*Vypocet!$D$24)/$FD$2","v":0},{"$f":"(FE48*Vypocet!$D$24)/$FE$2","v":0},{"$f":"(FF48*Vypocet!$D$24)/$FF$2","v":0},{"$f":"(FG48*Vypocet!$D$24)/$FG$2","v":0},{"$f":"(FH48*Vypocet!$D$24)/$FH$2","v":0},{"$f":"(FI48*Vypocet!$D$24)/$FI$2","v":0},{"$f":"(FJ48*Vypocet!$D$24)/$FJ$2","v":0},{"$f":"(FK48*Vypocet!$D$24)/$FK$2","v":0},{"$f":"(FL48*Vypocet!$D$24)/$FL$2","v":0},{"$f":"(FM48*Vypocet!$D$24)/$FM$2","v":0},{"$f":"(FN48*Vypocet!$D$24)/$FN$2","v":0},{"$f":"(FO48*Vypocet!$D$24)/$FO$2","v":0},{"$f":"(VLOOKUP(A48,Voda!$B$3:$AC$15,TDDData!C48+4,0)*4180*(VLOOKUP(A48,Voda!$B$3:$AC$15,4,0)-VLOOKUP(A48,Voda!$B$3:$AC$15,3,0)))/3600000","v":0},0,{"$f":"IF(U48=0,0,IF(Z48>0,IF(Z48/1000<U48,IF(Z48/1000<=Vypocet!$D$15,IF(U48<Vypocet!$D$15,U48-Z48/1000,Vypocet!$D$15-Z48/1000),Vypocet!$D$15),0),IF(U48>Vypocet!$D$15,Vypocet!$D$15,U48)))","v":0},0,{"$f":"HLOOKUP(Vypocet!$D$11,TDDData!$E:$S,2+TDDData!D48,0)","v":{"$error":"#N/A"}},0,0,{"$error":"#N/A"},{"$error":"#N/A"},{"$f":"IF(AA48<0,IF(AC47>-AA48,AC47+AA48,0),IF(AA48+AC47<=Vypocet!$D$18,AA48+AC47,Vypocet!$D$18))","v":{"$error":"#N/A"}},{"$error":"#N/A"},{"$f":"IF(AND(AC48<AC47,AC48<>0),AE47,IF(OR(AND(AC47=0,AA48<0),AC47<-AA48),IF(AC47=0,IF(AE47>-AA48,AE47+AA48,0),IF(AC47+AE47>-AA48,AC47+AE47+AA48,0)),IF(AC47=Vypocet!$D$18,AE47+AA48,AE47+AA48-AC48+AC47)))","v":{"$error":"#N/A"}},{"$error":"#N/A"},{"$error":"#N/A"},{"$f":"SUM($AF$3:AF48)","v":{"$error":"#N/A"}},{"$error":"#N/A"},{"$error":"#N/A"},{"$error":"#N/A"},{"$f":"SUM($AJ$3:AJ48)","v":{"$error":"#N/A"}},{"$error":"#N/A"},{"$error":"#N/A"},{"$error":"#N/A"},{"$f":"IF(AN48<0,IF(AP47>-AN48,AP47+AN48,0),IF(AN48+AP47<=Vypocet!$D$18,AN48+AP47,Vypocet!$D$18))","v":{"$error":"#N/A"}},{"$error":"#N/A"},{"$f":"IF(AND(AP48<AP47,AP48<>0),AR47,IF(OR(AND(AP47=0,AN48<0),AP47<-AN48),IF(AP47=0,IF(AR47>-AN48,AR47+AN48,0),IF(AP47+AR47>-AN48,AP47+AR47+AN48,0)),IF(AP47=Vypocet!$D$18,AR47+AN48,AR47+AN48-AP48+AP47)))","v":{"$error":"#N/A"}},{"$error":"#N/A"},{"$error":"#N/A"},{"$f":"SUM($AS$3:AS48)","v":{"$error":"#N/A"}},{"$error":"#N/A"},{"$error":"#N/A"},{"$error":"#N/A"},{"$f":"SUM($AW$3:AW48)","v":{"$error":"#N/A"}},{"$f":"IF(V48=0,IF(U48=0,IF(AZ47+Z48/1000>Vypocet!$D$18,Vypocet!$D$18,AZ47+Z48/1000),IF(Z48/1000+AZ47-U48>Vypocet!$D$18,Vypocet!$D$18,Z48/1000+AZ47-U48)),IF(AZ47=0,0,IF(AZ47>V48,AZ47-V48,0)))","v":0},0,null,null,null,null,null,null,null,null,null,null,null,null,null,null,null,null,null,null,null,null,null,null,null,null,null,null,null,null,null,null,null,null,null,null,null,null,null,null,null,null,null,null,null,null,null,null,null,null,null,null,null,null,null,null,null,null,null,null,null,null,null,null,null,null,null,null,null,null,null,null,null,null,null,null,null,null,null,null,null,null,null,null,null,null,null,null,null,null,null,null,null,null,null,null,null,null,null,null,null,null,null,null,null,0.44924999999999998,0.57823000000000002,0.61629,0.62853999999999999,0.83684000000000003,0.80013999999999996,0.38625999999999999,0.4556,0.40076000000000001,0.45326,0.42235,0.54291999999999996,0.96231,0.84502999999999995,1]
[1,43832,23,47,{"$f":"(FA49*Vypocet!$D$24)/$FA$2","v":0},{"$f":"(FB49*Vypocet!$D$24)/$FB$2","v":0},{"$f":"(FC49*Vypocet!$D$24)/$FC$2","v":0},{"$f":"(FD49*Vypocet!$D$24)/$FD$2","v":0},{"$f":"(FE49*Vypocet!$D$24)/$FE$2","v":0},{"$f":"(FF49*Vypocet!$D$24)/$FF$2","v":0},{"$f":"(FG49*Vypocet!$D$24)/$FG$2","v":0},{"$f":"(FH49*Vypocet!$D$24)/$FH$2","v":0},{"$f":"(FI49*Vypocet!$D$24)/$FI$2","v":0},{"$f":"(FJ49*Vypocet!$D$24)/$FJ$2","v":0},{"$f":"(FK49*Vypocet!$D$24)/$FK$2","v":0},{"$f":"(FL49*Vypocet!$D$24)/$FL$2","v":0},{"$f":"(FM49*Vypocet!$D$24)/$FM$2","v":0},{"$f":"(FN49*Vypocet!$D$24)/$FN$2","v":0},{"$f":"(FO49*Vypocet!$D$24)/$FO$2","v":0},{"$f":"(VLOOKUP(A49,Voda!$B$3:$AC$15,TDDData!C49+4,0)*4180*(VLOOKUP(A49,Voda!$B$3:$AC$15,4,0)-VLOOKUP(A49,Voda!$B$3:$AC$15,3,0)))/3600000","v":0},0,{"$f":"IF(U49=0,0,IF(Z49>0,IF(Z49/1000<U49,IF(Z49/1000<=Vypocet!$D$15,IF(U49<Vypocet!$D$15,U49-Z49/1000,Vypocet!$D$15-Z49/1000),Vypocet!$D$15),0),IF(U49>Vypocet!$D$15,Vypocet!$D$15,U49)))","v":0},0,{"$f":"HLOOKUP(Vypocet!$D$11,TDDData!$E:$S,2+TDDData!D49,0)","v":{"$error":"#N/A"}},0,0,{"$error":"#N/A"},{"$error":"#N/A"},{"$f":"IF(AA49<0,IF(AC48>-AA49,AC48+AA49,0),IF(AA49+AC48<=Vypocet!$D$18,AA49+AC48,Vypocet!$D$18))","v":{"$error":"#N/A"}},{"$error":"#N/A"},{"$f":"IF(AND(AC49<AC48,AC49<>0),AE48,IF(OR(AND(AC48=0,AA49<0),AC48<-AA49),IF(AC48=0,IF(AE48>-AA49,AE48+AA49,0),IF(AC48+AE48>-AA49,AC48+AE48+AA49,0)),IF(AC48=Vypocet!$D$18,AE48+AA49,AE48+AA49-AC49+AC48)))","v":{"$error":"#N/A"}},{"$error":"#N/A"},{"$error":"#N/A"},{"$f":"SUM($AF$3:AF49)","v":{"$error":"#N/A"}},{"$error":"#N/A"},{"$error":"#N/A"},{"$error":"#N/A"},{"$f":"SUM($AJ$3:AJ49)","v":{"$error":"#N/A"}},{"$error":"#N/A"},{"$error":"#N/A"},{"$error":"#N/A"},{"$f":"IF(AN49<0,IF(AP48>-AN49,AP48+AN49,0),IF(AN49+AP48<=Vypocet!$D$18,AN49+AP48,Vypocet!$D$18))","v":{"$error":"#N/A"}},{"$error":"#N/A"},{"$f":"IF(AND(AP49<AP48,AP49<>0),AR48,IF(OR(AND(AP48=0,AN49<0),AP48<-AN49),IF(AP48=0,IF(AR48>-AN49,AR48+AN49,0),IF(AP48+AR48>-AN49,AP48+AR48+AN49,0)),IF(AP48=Vypocet!$D$18,AR48+AN49,AR48+AN49-AP49+AP48)))","v":{"$error":"#N/A"}},{"$error":"#N/A"},{"$error":"#N/A"},{"$f":"SUM($AS$3:AS49)","v":{"$error":"#N/A"}},{"$error":"#N/A"},{"$error":"#N/A"},{"$error":"#N/A"},{"$f":"SUM($AW$3:AW49)","v":{"$error":"#N/A"}},{"$f":"IF(V49=0,IF(U49=0,IF(AZ48+Z49/1000>Vypocet!$D$18,Vypocet!$D$18,AZ48+Z49/1000),IF(Z49/1000+AZ48-U49>Vypocet!$D$18,Vypocet!$D$18,Z49/1000+AZ48-U49)),IF(AZ48=0,0,IF(AZ48>V49,AZ48-V49,0)))","v":0},0,null,null,null,null,null,null,null,null,null,null,null,null,null,null,null,null,null,null,null,null,null,null,null,null,null,null,null,null,null,null,null,null,null,null,null,null,null,null,null,null,null,null,null,null,null,null,null,null,null,null,null,null,null,null,null,null,null,null,null,null,null,null,null,null,null,null,null,null,null,null,null,null,null,null,null,null,null,null,null,null,null,null,null,null,null,null,null,null,null,null,null,null,null,null,null,null,null,null,null,null,null,null,null,0.40309,0.54386999999999996,0.57043999999999995,0.50365000000000004,0.77266000000000001,0.35686000000000001,0.35503000000000001,0.51271999999999995,0.34771999999999997,0.52585999999999999,0.53940999999999995,0.62319000000000002,0.85145000000000004,0.75036000000000003,1]
[1,43832,24,48,{"$f":"(FA50*Vypocet!$D$24)/$FA$2","v":0},{"$f":"(FB50*Vypocet!$D$24)/$FB$2","v":0},{"$f":"(FC50*Vypocet!$D$24)/$FC$2","v":0},{"$f":"(FD50*Vypocet!$D$24)/$FD$2","v":0},{"$f":"(FE50*Vypocet!$D$24)/$FE$2","v":0},{"$f":"(FF50*Vypocet!$D$24)/$FF$2","v":0},{"$f":"(FG50*Vypocet!$D$24)/$FG$2","v":0},{"$f":"(FH50*Vypocet!$D$24)/$FH$2","v":0},{"$f":"(FI50*Vypocet!$D$24)/$FI$2","v":0},{"$f":"(FJ50*Vypocet!$D$24)/$FJ$2","v":0},{"$f":"(FK50*Vypocet!$D$24)/$FK$2","v":0},{"$f":"(FL50*Vypocet!$D$24)/$FL$2","v":0},{"$f":"(FM50*Vypocet!$D$24)/$FM$2","v":0},{"$f":"(FN50*Vypocet!$D$24)/$FN$2","v":0},{"$f":"(FO50*Vypocet!$D$24)/$FO$2","v":0},{"$f":"(VLOOKUP(A50,Voda!$B$3:$AC$15,TDDData!C50+4,0)*4180*(VLOOKUP(A50,Voda!$B$3:$AC$15,4,0)-VLOOKUP(A50,Voda!$B$3:$AC$15,3,0)))/3600000","v":0},0,{"$f":"IF(U50=0,0,IF(Z50>0,IF(Z50/1000<U50,IF(Z50/1000<=Vypocet!$D$15,IF(U50<Vypocet!$D$15,U50-Z50/1000,Vypocet!$D$15-Z50/1000),Vypocet!$D$15),0),IF(U50>Vypocet!$D$15,Vypocet!$D$15,U50)))","v":0},0,{"$f":"HLOOKUP(Vypocet!$D$11,TDDData!$E:$S,2+TDDData!D50,0)","v":{"$error":"#N/A"}},0,0,{"$error":"#N/A"},{"$error":"#N/A"},{"$f":"IF(AA50<0,IF(AC49>-AA50,AC49+AA50,0),IF(AA50+AC49<=Vypocet!$D$18,AA50+AC49,Vypocet!$D$18))","v":{"$error":"#N/A"}},{"$error":"#N/A"},{"$f":"IF(AND(AC50<AC49,AC50<>0),AE49,IF(OR(AND(AC49=0,AA50<0),AC49<-AA50),IF(AC49=0,IF(AE49>-AA50,AE49+AA50,0),IF(AC49+AE49>-AA50,AC49+AE49+AA50,0)),IF(AC49=Vypocet!$D$18,AE49+AA50,AE49+AA50-AC50+AC49)))","v":{"$error":"#N/A"}},{"$error":"#N/A"},{"$error":"#N/A"},{"$f":"SUM($AF$3:AF50)","v":{"$error":"#N/A"}},{"$error":"#N/A"},{"$error":"#N/A"},{"$error":"#N/A"},{"$f":"SUM($AJ$3:AJ50)","v":{"$error":"#N/A"}},{"$error":"#N/A"},{"$error":"#N/A"},{"$error":"#N/A"},{"$f":"IF(AN50<0,IF(AP49>-AN50,AP49+AN50,0),IF(AN50+AP49<=Vypocet!$D$18,AN50+AP49,Vypocet!$D$18))","v":{"$error":"#N/A"}},{"$error":"#N/A"},{"$f":"IF(AND(AP50<AP49,AP50<>0),AR49,IF(OR(AND(AP49=0,AN50<0),AP49<-AN50),IF(AP49=0,IF(AR49>-AN50,AR49+AN50,0),IF(AP49+AR49>-AN50,AP49+AR49+AN50,0)),IF(AP49=Vypocet!$D$18,AR49+AN50,AR49+AN50-AP50+AP49)))","v":{"$error":"#N/A"}},{"$error":"#N/A"},{"$error":"#N/A"},{"$f":"SUM($AS$3:AS50)","v":{"$error":"#N/A"}},{"$error":"#N/A"},{"$error":"#N/A"},{"$error":"#N/A"},{"$f":"SUM($AW$3:AW50)","v":{"$error":"#N/A"}},{"$f":"IF(V50=0,IF(U50=0,IF(AZ49+Z50/1000>Vypocet!$D$18,Vypocet!$D$18,AZ49+Z50/1000),IF(Z50/1000+AZ49-U50>Vypocet!$D$18,Vypocet!$D$18,Z50/1000+AZ49-U50)),IF(AZ49=0,0,IF(AZ49>V50,AZ49-V50,0)))","v":0},0,null,null,null,null,null,null,null,null,null,null,null,null,null,null,null,null,null,null,null,null,null,null,null,null,null,null,null,null,null,null,null,null,null,null,null,null,null,null,null,null,null,null,null,null,null,null,null,null,null,null,null,null,null,null,null,null,null,null,null,null,null,null,null,null,null,null,null,null,null,null,null,null,null,null,null,null,null,null,null,null,null,null,null,null,null,null,null,null,null,null,null,null,null,null,null,null,null,null,null,null,null,null,null,0.37046000000000001,0.55530000000000002,0.55120999999999998,0.36803999999999998,0.44722000000000001,0.33689999999999998,0.31405,0.4637,0.28747,0.56950999999999996,0.41785,0.69142999999999999,0.66395999999999999,0.68547999999999998,1]
[1,43833,1,49,{"$f":"(FA51*Vypocet!$D$24)/$FA$2","v":0},{"$f":"(FB51*Vypocet!$D$24)/$FB$2","v":0},{"$f":"(FC51*Vypocet!$D$24)/$FC$2","v":0},{"$f":"(FD51*Vypocet!$D$24)/$FD$2","v":0},{"$f":"(FE51*Vypocet!$D$24)/$FE$2","v":0},{"$f":"(FF51*Vypocet!$D$24)/$FF$2","v":0},{"$f":"(FG51*Vypocet!$D$24)/$FG$2","v":0},{"$f":"(FH51*Vypocet!$D$24)/$FH$2","v":0},{"$f":"(FI51*Vypocet!$D$24)/$FI$2","v":0},{"$f":"(FJ51*Vypocet!$D$24)/$FJ$2","v":0},{"$f":"(FK51*Vypocet!$D$24)/$FK$2","v":0},{"$f":"(FL51*Vypocet!$D$24)/$FL$2","v":0},{"$f":"(FM51*Vypocet!$D$24)/$FM$2","v":0},{"$f":"(FN51*Vypocet!$D$24)/$FN$2","v":0},{"$f":"(FO51*Vypocet!$D$24)/$FO$2","v":0},{"$f":"(VLOOKUP(A51,Voda!$B$3:$AC$15,TDDData!C51+4,0)*4180*(VLOOKUP(A51,Voda!$B$3:$AC$15,4,0)-VLOOKUP(A51,Voda!$B$3:$AC$15,3,0)))/3600000","v":0},0,{"$f":"IF(U51=0,0,IF(Z51>0,IF(Z51/1000<U51,IF(Z51/1000<=Vypocet!$D$15,IF(U51<Vypocet!$D$15,U51-Z51/1000,Vypocet!$D$15-Z51/1000),Vypocet!$D$15),0),IF(U51>Vypocet!$D$15,Vypocet!$D$15,U51)))","v":0},0,{"$f":"HLOOKUP(Vypocet!$D$11,TDDData!$E:$S,2+TDDData!D51,0)","v":{"$error":"#N/A"}},0,0,{"$error":"#N/A"},{"$error":"#N/A"},{"$f":"IF(AA51<0,IF(AC50>-AA51,AC50+AA51,0),IF(AA51+AC50<=Vypocet!$D$18,AA51+AC50,Vypocet!$D$18))","v":{"$error":"#N/A"}},{"$error":"#N/A"},{"$f":"IF(AND(AC51<AC50,AC51<>0),AE50,IF(OR(AND(AC50=0,AA51<0),AC50<-AA51),IF(AC50=0,IF(AE50>-AA51,AE50+AA51,0),IF(AC50+AE50>-AA51,AC50+AE50+AA51,0)),IF(AC50=Vypocet!$D$18,AE50+AA51,AE50+AA51-AC51+AC50)))","v":{"$error":"#N/A"}},{"$error":"#N/A"},{"$error":"#N/A"},{"$f":"SUM($AF$3:AF51)","v":{"$error":"#N/A"}},{"$error":"#N/A"},{"$error":"#N/A"},{"$error":"#N/A"},{"$f":"SUM($AJ$3:AJ51)","v":{"$error":"#N/A"}},{"$error":"#N/A"},{"$error":"#N/A"},{"$error":"#N/A"},{"$f":"IF(AN51<0,IF(AP50>-AN51,AP50+AN51,0),IF(AN51+AP50<=Vypocet!$D$18,AN51+AP50,Vypocet!$D$18))","v":{"$error":"#N/A"}},{"$error":"#N/A"},{"$f":"IF(AND(AP51<AP50,AP51<>0),AR50,IF(OR(AND(AP50=0,AN51<0),AP50<-AN51),IF(AP50=0,IF(AR50>-AN51,AR50+AN51,0),IF(AP50+AR50>-AN51,AP50+AR50+AN51,0)),IF(AP50=Vypocet!$D$18,AR50+AN51,AR50+AN51-AP51+AP50)))","v":{"$error":"#N/A"}},{"$error":"#N/A"},{"$error":"#N/A"},{"$f":"SUM($AS$3:AS51)","v":{"$error":"#N/A"}},{"$error":"#N/A"},{"$error":"#N/A"},{"$error":"#N/A"},{"$f":"SUM($AW$3:AW51)","v":{"$error":"#N/A"}},{"$f":"IF(V51=0,IF(U51=0,IF(AZ50+Z51/1000>Vypocet!$D$18,Vypocet!$D$18,AZ50+Z51/1000),IF(Z51/1000+AZ50-U51>Vypocet!$D$18,Vypocet!$D$18,Z51/1000+AZ50-U51)),IF(AZ50=0,0,IF(AZ50>V51,AZ50-V51,0)))","v":0},0,null,null,null,null,null,null,null,null,null,null,null,null,null,null,null,null,null,null,null,null,null,null,null,null,null,null,null,null,null,null,null,null,null,null,null,null,null,null,null,null,null,null,null,null,null,null,null,null,null,null,null,null,null,null,null,null,null,null,null,null,null,null,null,null,null,null,null,null,null,null,null,null,null,null,null,null,null,null,null,null,null,null,null,null,null,null,null,null,null,null,null,null,null,null,null,null,null,null,null,null,null,null,null,0.35998000000000002,0.56711,0.54588000000000003,0.29176000000000002,0.3135,0.43087999999999999,0.36646000000000001,0.43370999999999998,0.43358999999999998,0.64588999999999996,0.34490999999999999,0.54644000000000004,0.56950000000000001,0.59435000000000004,1]
[1,43833,2,50,{"$f":"(FA52*Vypocet!$D$24)/$FA$2","v":0},{"$f":"(FB52*Vypocet!$D$24)/$FB$2","v":0},{"$f":"(FC52*Vypocet!$D$24)/$FC$2","v":0},{"$f":"(FD52*Vypocet!$D$24)/$FD$2","v":0},{"$f":"(FE52*Vypocet!$D$24)/$FE$2","v":0},{"$f":"(FF52*Vypocet!$D$24)/$FF$2","v":0},{"$f":"(FG52*Vypocet!$D$24)/$FG$2","v":0},{"$f":"(FH52*Vypocet!$D$24)/$FH$2","v":0},{"$f":"(FI52*Vypocet!$D$24)/$FI$2","v":0},{"$f":"(FJ52*Vypocet!$D$24)/$FJ$2","v":0},{"$f":"(FK52*Vypocet!$D$24)/$FK$2","v":0},{"$f":"(FL52*Vypocet!$D$24)/$FL$2","v":0},{"$f":"(FM52*Vypocet!$D$24)/$FM$2","v":0},{"$f":"(FN52*Vypocet!$D$24)/$FN$2","v":0},{"$f":"(FO52*Vypocet!$D$24)/$FO$2","v":0},{"$f":"(VLOOKUP(A52,Voda!$B$3:$AC$15,TDDData!C52+4,0)*4180*(VLOOKUP(A52,Voda!$B$3:$AC$15,4,0)-VLOOKUP(A52,Voda!$B$3:$AC$15,3,0)))/3600000","v":0},0,{"$f":"IF(U52=0,0,IF(Z52>0,IF(Z52/1000<U52,IF(Z52/1000<=Vypocet!$D$15,IF(U52<Vypocet!$D$15,U52-Z52/1000,Vypocet!$D$15-Z52/1000),Vypocet!$D$15),0),IF(U52>Vypocet!$D$15,Vypocet!$D$15,U52)))","v":0},0,{"$f":"HLOOKUP(Vypocet!$D$11,TDDData!$E:$S,2+TDDData!D52,0)","v":{"$error":"#N/A"}},0,0,{"$error":"#N/A"},{"$error":"#N/A"},{"$f":"IF(AA52<0,IF(AC51>-AA52,AC51+AA52,0),IF(AA52+AC51<=Vypocet!$D$18,AA52+AC51,Vypocet!$D$18))","v":{"$error":"#N/A"}},{"$error":"#N/A"},{"$f":"IF(AND(AC52<AC51,AC52<>0),AE51,IF(OR(AND(AC51=0,AA52<0),AC51<-AA52),IF(AC51=0,IF(AE51>-AA52,AE51+AA52,0),IF(AC51+AE51>-AA52,AC51+AE51+AA52,0)),IF(AC51=Vypocet!$D$18,AE51+AA52,AE51+AA52-AC52+AC51)))","v":{"$error":"#N/A"}},{"$error":"#N/A"},{"$error":"#N/A"},{"$f":"SUM($AF$3:AF52)","v":{"$error":"#N/A"}},{"$error":"#N/A"},{"$error":"#N/A"},{"$error":"#N/A"},{"$f":"SUM($AJ$3:AJ52)","v":{"$error":"#N/A"}},{"$error":"#N/A"},{"$error":"#N/A"},{"$error":"#N/A"},{"$f":"IF(AN52<0,IF(AP51>-AN52,AP51+AN52,0),IF(AN52+AP51<=Vypocet!$D$18,AN52+AP51,Vypocet!$D$18))","v":{"$error":"#N/A"}},{"$error":"#N/A"},{"$f":"IF(AND(AP52<AP51,AP52<>0),AR51,IF(OR(AND(AP51=0,AN52<0),AP51<-AN52),IF(AP51=0,IF(AR51>-AN52,AR51+AN52,0),IF(AP51+AR51>-AN52,AP51+AR51+AN52,0)),IF(AP51=Vypocet!$D$18,AR51+AN52,AR51+AN52-AP52+AP51)))","v":{"$error":"#N/A"}},{"$error":"#N/A"},{"$error":"#N/A"},{"$f":"SUM($AS$3:AS52)","v":{"$error":"#N/A"}},{"$error":"#N/A"},{"$error":"#N/A"},{"$error":"#N/A"},{"$f":"SUM($AW$3:AW52)","v":{"$error":"#N/A"}},{"$f":"IF(V52=0,IF(U52=0,IF(AZ51+Z52/1000>Vypocet!$D$18,Vypocet!$D$18,AZ51+Z52/1000),IF(Z52/1000+AZ51-U52>Vypocet!$D$18,Vypocet!$D$18,Z52/1000+AZ51-U52)),IF(AZ51=0,0,IF(AZ51>V52,AZ51-V52,0)))","v":0},0,null,null,null,null,null,null,null,null,null,null,null,null,null,null,null,null,null,null,null,null,null,null,null,null,null,null,null,null,null,null,null,null,null,null,null,null,null,null,null,null,null,null,null,null,null,null,null,null,null,null,null,null,null,null,null,null,null,null,null,null,null,null,null,null,null,null,null,null,null,null,null,null,null,null,null,null,null,null,null,null,null,null,null,null,null,null,null,null,null,null,null,null,null,null,null,null,null,null,null,null,null,null,null,0.33695000000000003,0.67415000000000003,0.52417000000000002,0.25864999999999999,0.44599,0.55752000000000002,0.83487,0.61219000000000001,0.34443000000000001,0.82843999999999995,0.79022000000000003,0.50899000000000005,0.51966999999999997,0.52671000000000001,1]
[1,43833,3,51,{"$f":"(FA53*Vypocet!$D$24)/$FA$2","v":0},{"$f":"(FB53*Vypocet!$D$24)/$FB$2","v":0},{"$f":"(FC53*Vypocet!$D$24)/$FC$2","v":0},{"$f":"(FD53*Vypocet!$D$24)/$FD$2","v":0},{"$f":"(FE53*Vypocet!$D$24)/$FE$2","v":0},{"$f":"(FF53*Vypocet!$D$24)/$FF$2","v":0},{"$f":"(FG53*Vypocet!$D$24)/$FG$2","v":0},{"$f":"(FH53*Vypocet!$D$24)/$FH$2","v":0},{"$f":"(FI53*Vypocet!$D$24)/$FI$2","v":0},{"$f":"(FJ53*Vypocet!$D$24)/$FJ$2","v":0},{"$f":"(FK53*Vypocet!$D$24)/$FK$2","v":0},{"$f":"(FL53*Vypocet!$D$24)/$FL$2","v":0},{"$f":"(FM53*Vypocet!$D$24)/$FM$2","v":0},{"$f":"(FN53*Vypocet!$D$24)/$FN$2","v":0},{"$f":"(FO53*Vypocet!$D$24)/$FO$2","v":0},{"$f":"(VLOOKUP(A53,Voda!$B$3:$AC$15,TDDData!C53+4,0)*4180*(VLOOKUP(A53,Voda!$B$3:$AC$15,4,0)-VLOOKUP(A53,Voda!$B$3:$AC$15,3,0)))/3600000","v":0},0,{"$f":"IF(U53=0,0,IF(Z53>0,IF(Z53/1000<U53,IF(Z53/1000<=Vypocet!$D$15,IF(U53<Vypocet!$D$15,U53-Z53/1000,Vypocet!$D$15-Z53/1000),Vypocet!$D$15),0),IF(U53>Vypocet!$D$15,Vypocet!$D$15,U53)))","v":0},0,{"$f":"HLOOKUP(Vypocet!$D$11,TDDData!$E:$S,2+TDDData!D53,0)","v":{"$error":"#N/A"}},0,0,{"$error":"#N/A"},{"$error":"#N/A"},{"$f":"IF(AA53<0,IF(AC52>-AA53,AC52+AA53,0),IF(AA53+AC52<=Vypocet!$D$18,AA53+AC52,Vypocet!$D$18))","v":{"$error":"#N/A"}},{"$error":"#N/A"},{"$f":"IF(AND(AC53<AC52,AC53<>0),AE52,IF(OR(AND(AC52=0,AA53<0),AC52<-AA53),IF(AC52=0,IF(AE52>-AA53,AE52+AA53,0),IF(AC52+AE52>-AA53,AC52+AE52+AA53,0)),IF(AC52=Vypocet!$D$18,AE52+AA53,AE52+AA53-AC53+AC52)))","v":{"$error":"#N/A"}},{"$error":"#N/A"},{"$error":"#N/A"},{"$f":"SUM($AF$3:AF53)","v":{"$error":"#N/A"}},{"$error":"#N/A"},{"$error":"#N/A"},{"$error":"#N/A"},{"$f":"SUM($AJ$3:AJ53)","v":{"$error":"#N/A"}},{"$error":"#N/A"},{"$error":"#N/A"},{"$error":"#N/A"},{"$f":"IF(AN53<0,IF(AP52>-AN53,AP52+AN53,0),IF(AN53+AP52<=Vypocet!$D$18,AN53+AP52,Vypocet!$D$18))","v":{"$error":"#N/A"}},{"$error":"#N/A"},{"$f":"IF(AND(AP53<AP52,AP53<>0),AR52,IF(OR(AND(AP52=0,AN53<0),AP52<-AN53),IF(AP52=0,IF(AR52>-AN53,AR52+AN53,0),IF(AP52+AR52>-AN53,AP52+AR52+AN53,0)),IF(AP52=Vypocet!$D$18,AR52+AN53,AR52+AN53-AP53+AP52)))","v":{"$error":"#N/A"}},{"$error":"#N/A"},{"$error":"#N/A"},{"$f":"SUM($AS$3:AS53)","v":{"$error":"#N/A"}},{"$error":"#N/A"},{"$error":"#N/A"},{"$error":"#N/A"},{"$f":"SUM($AW$3:AW53)","v":{"$error":"#N/A"}},{"$f":"IF(V53=0,IF(U53=0,IF(AZ52+Z53/1000>Vypocet!$D$18,Vypocet!$D$18,AZ52+Z53/1000),IF(Z53/1000+AZ52-U53>Vypocet!$D$18,Vypocet!$D$18,Z53/1000+AZ52-U53)),IF(AZ52=0,0,IF(AZ52>V53,AZ52-V53,0)))","v":0},0,null,null,null,null,null,null,null,null,null,null,null,null,null,null,null,null,null,null,null,null,null,null,null,null,null,null,null,null,null,null,null,null,null,null,null,null,null,null,null,null,null,null,null,null,null,null,null,null,null,null,null,null,null,null,null,null,null,null,null,null,null,null,null,null,null,null,null,null,null,null,null,null,null,null,null,null,null,null,null,null,null,null,null,null,null,null,null,null,null,null,null,null,null,null,null,null,null,null,null,null,null,null,null,0.32488,0.66113999999999995,0.53332000000000002,0.25201000000000001,0.59957000000000005,0.53225999999999996,0.78503000000000001,0.60967000000000005,0.42709999999999998,0.57108000000000003,0.68889,0.36437000000000003,0.49068000000000001,0.59153,1]
[1,43833,4,52,{"$f":"(FA54*Vypocet!$D$24)/$FA$2","v":0},{"$f":"(FB54*Vypocet!$D$24)/$FB$2","v":0},{"$f":"(FC54*Vypocet!$D$24)/$FC$2","v":0},{"$f":"(FD54*Vypocet!$D$24)/$FD$2","v":0},{"$f":"(FE54*Vypocet!$D$24)/$FE$2","v":0},{"$f":"(FF54*Vypocet!$D$24)/$FF$2","v":0},{"$f":"(FG54*Vypocet!$D$24)/$FG$2","v":0},{"$f":"(FH54*Vypocet!$D$24)/$FH$2","v":0},{"$f":"(FI54*Vypocet!$D$24)/$FI$2","v":0},{"$f":"(FJ54*Vypocet!$D$24)/$FJ$2","v":0},{"$f":"(FK54*Vypocet!$D$24)/$FK$2","v":0},{"$f":"(FL54*Vypocet!$D$24)/$FL$2","v":0},{"$f":"(FM54*Vypocet!$D$24)/$FM$2","v":0},{"$f":"(FN54*Vypocet!$D$24)/$FN$2","v":0},{"$f":"(FO54*Vypocet!$D$24)/$FO$2","v":0},{"$f":"(VLOOKUP(A54,Voda!$B$3:$AC$15,TDDData!C54+4,0)*4180*(VLOOKUP(A54,Voda!$B$3:$AC$15,4,0)-VLOOKUP(A54,Voda!$B$3:$AC$15,3,0)))/3600000","v":0},0,{"$f":"IF(U54=0,0,IF(Z54>0,IF(Z54/1000<U54,IF(Z54/1000<=Vypocet!$D$15,IF(U54<Vypocet!$D$15,U54-Z54/1000,Vypocet!$D$15-Z54/1000),Vypocet!$D$15),0),IF(U54>Vypocet!$D$15,Vypocet!$D$15,U54)))","v":0},0,{"$f":"HLOOKUP(Vypocet!$D$11,TDDData!$E:$S,2+TDDData!D54,0)","v":{"$error":"#N/A"}},0,0,{"$error":"#N/A"},{"$error":"#N/A"},{"$f":"IF(AA54<0,IF(AC53>-AA54,AC53+AA54,0),IF(AA54+AC53<=Vypocet!$D$18,AA54+AC53,Vypocet!$D$18))","v":{"$error":"#N/A"}},{"$error":"#N/A"},{"$f":"IF(AND(AC54<AC53,AC54<>0),AE53,IF(OR(AND(AC53=0,AA54<0),AC53<-AA54),IF(AC53=0,IF(AE53>-AA54,AE53+AA54,0),IF(AC53+AE53>-AA54,AC53+AE53+AA54,0)),IF(AC53=Vypocet!$D$18,AE53+AA54,AE53+AA54-AC54+AC53)))","v":{"$error":"#N/A"}},{"$error":"#N/A"},{"$error":"#N/A"},{"$f":"SUM($AF$3:AF54)","v":{"$error":"#N/A"}},{"$error":"#N/A"},{"$error":"#N/A"},{"$error":"#N/A"},{"$f":"SUM($AJ$3:AJ54)","v":{"$error":"#N/A"}},{"$error":"#N/A"},{"$error":"#N/A"},{"$error":"#N/A"},{"$f":"IF(AN54<0,IF(AP53>-AN54,AP53+AN54,0),IF(AN54+AP53<=Vypocet!$D$18,AN54+AP53,Vypocet!$D$18))","v":{"$error":"#N/A"}},{"$error":"#N/A"},{"$f":"IF(AND(AP54<AP53,AP54<>0),AR53,IF(OR(AND(AP53=0,AN54<0),AP53<-AN54),IF(AP53=0,IF(AR53>-AN54,AR53+AN54,0),IF(AP53+AR53>-AN54,AP53+AR53+AN54,0)),IF(AP53=Vypocet!$D$18,AR53+AN54,AR53+AN54-AP54+AP53)))","v":{"$error":"#N/A"}},{"$error":"#N/A"},{"$error":"#N/A"},{"$f":"SUM($AS$3:AS54)","v":{"$error":"#N/A"}},{"$error":"#N/A"},{"$error":"#N/A"},{"$error":"#N/A"},{"$f":"SUM($AW$3:AW54)","v":{"$error":"#N/A"}},{"$f":"IF(V54=0,IF(U54=0,IF(AZ53+Z54/1000>Vypocet!$D$18,Vypocet!$D$18,AZ53+Z54/1000),IF(Z54/1000+AZ53-U54>Vypocet!$D$18,Vypocet!$D$18,Z54/1000+AZ53-U54)),IF(AZ53=0,0,IF(AZ53>V54,AZ53-V54,0)))","v":0},0,null,null,null,null,null,null,null,null,null,null,null,null,null,null,null,null,null,null,null,null,null,null,null,null,null,null,null,null,null,null,null,null,null,null,null,null,null,null,null,null,null,null,null,null,null,null,null,null,null,null,null,null,null,null,null,null,null,null,null,null,null,null,null,null,null,null,null,null,null,null,null,null,null,null,null,null,null,null,null,null,null,null,null,null,null,null,null,null,null,null,null,null,null,null,null,null,null,null,null,null,null,null,null,0.32268000000000002,0.61387999999999998,0.55271000000000003,0.24631,0.56167,0.43996000000000002,0.51971999999999996,0.43208999999999997,0.43242999999999998,0.49317,0.54783999999999999,0.33344000000000001,0.51876999999999995,0.56796999999999997,1]
[1,43833,5,53,{"$f":"(FA55*Vypocet!$D$24)/$FA$2","v":0},{"$f":"(FB55*Vypocet!$D$24)/$FB$2","v":0},{"$f":"(FC55*Vypocet!$D$24)/$FC$2","v":0},{"$f":"(FD55*Vypocet!$D$24)/$FD$2","v":0},{"$f":"(FE55*Vypocet!$D$24)/$FE$2","v":0},{"$f":"(FF55*Vypocet!$D$24)/$FF$2","v":0},{"$f":"(FG55*Vypocet!$D$24)/$FG$2","v":0},{"$f":"(FH55*Vypocet!$D$24)/$FH$2","v":0},{"$f":"(FI55*Vypocet!$D$24)/$FI$2","v":0},{"$f":"(FJ55*Vypocet!$D$24)/$FJ$2","v":0},{"$f":"(FK55*Vypocet!$D$24)/$FK$2","v":0},{"$f":"(FL55*Vypocet!$D$24)/$FL$2","v":0},{"$f":"(FM55*Vypocet!$D$24)/$FM$2","v":0},{"$f":"(FN55*Vypocet!$D$24)/$FN$2","v":0},{"$f":"(FO55*Vypocet!$D$24)/$FO$2","v":0},{"$f":"(VLOOKUP(A55,Voda!$B$3:$AC$15,TDDData!C55+4,0)*4180*(VLOOKUP(A55,Voda!$B$3:$AC$15,4,0)-VLOOKUP(A55,Voda!$B$3:$AC$15,3,0)))/3600000","v":0},0,{"$f":"IF(U55=0,0,IF(Z55>0,IF(Z55/1000<U55,IF(Z55/1000<=Vypocet!$D$15,IF(U55<Vypocet!$D$15,U55-Z55/1000,Vypocet!$D$15-Z55/1000),Vypocet!$D$15),0),IF(U55>Vypocet!$D$15,Vypocet!$D$15,U55)))","v":0},0,{"$f":"HLOOKUP(Vypocet!$D$11,TDDData!$E:$S,2+TDDData!D55,0)","v":{"$error":"#N/A"}},0,0,{"$error":"#N/A"},{"$error":"#N/A"},{"$f":"IF(AA55<0,IF(AC54>-AA55,AC54+AA55,0),IF(AA55+AC54<=Vypocet!$D$18,AA55+AC54,Vypocet!$D$18))","v":{"$error":"#N/A"}},{"$error":"#N/A"},{"$f":"IF(AND(AC55<AC54,AC55<>0),AE54,IF(OR(AND(AC54=0,AA55<0),AC54<-AA55),IF(AC54=0,IF(AE54>-AA55,AE54+AA55,0),IF(AC54+AE54>-AA55,AC54+AE54+AA55,0)),IF(AC54=Vypocet!$D$18,AE54+AA55,AE54+AA55-AC55+AC54)))","v":{"$error":"#N/A"}},{"$error":"#N/A"},{"$error":"#N/A"},{"$f":"SUM($AF$3:AF55)","v":{"$error":"#N/A"}},{"$error":"#N/A"},{"$error":"#N/A"},{"$error":"#N/A"},{"$f":"SUM($AJ$3:AJ55)","v":{"$error":"#N/A"}},{"$error":"#N/A"},{"$error":"#N/A"},{"$error":"#N/A"},{"$f":"IF(AN55<0,IF(AP54>-AN55,AP54+AN55,0),IF(AN55+AP54<=Vypocet!$D$18,AN55+AP54,Vypocet!$D$18))","v":{"$error":"#N/A"}},{"$error":"#N/A"},{"$f":"IF(AND(AP55<AP54,AP55<>0),AR54,IF(OR(AND(AP54=0,AN55<0),AP54<-AN55),IF(AP54=0,IF(AR54>-AN55,AR54+AN55,0),IF(AP54+AR54>-AN55,AP54+AR54+AN55,0)),IF(AP54=Vypocet!$D$18,AR54+AN55,AR54+AN55-AP55+AP54)))","v":{"$error":"#N/A"}},{"$error":"#N/A"},{"$error":"#N/A"},{"$f":"SUM($AS$3:AS55)","v":{"$error":"#N/A"}},{"$error":"#N/A"},{"$error":"#N/A"},{"$error":"#N/A"},{"$f":"SUM($AW$3:AW55)","v":{"$error":"#N/A"}},{"$f":"IF(V55=0,IF(U55=0,IF(AZ54+Z55/1000>Vypocet!$D$18,Vypocet!$D$18,AZ54+Z55/1000),IF(Z55/1000+AZ54-U55>Vypocet!$D$18,Vypocet!$D$18,Z55/1000+AZ54-U55)),IF(AZ54=0,0,IF(AZ54>V55,AZ54-V55,0)))","v":0},0,null,null,null,null,null,null,null,null,null,null,null,null,null,null,null,null,null,null,null,null,null,null,null,null,null,null,null,null,null,null,null,null,null,null,null,null,null,null,null,null,null,null,null,null,null,null,null,null,null,null,null,null,null,null,null,null,null,null,null,null,null,null,null,null,null,null,null,null,null,null,null,null,null,null,null,null,null,null,null,null,null,null,null,null,null,null,null,null,null,null,null,null,null,null,null,null,null,null,null,null,null,null,null,0.34925,0.58253999999999995,0.56279999999999997,0.25830999999999998,0.43478,0.41253000000000001,0.45055000000000001,0.34749999999999998,0.36088999999999999,0.44966,0.40227000000000002,0.32323000000000002,0.54757,0.58328999999999998,1]
[1,43833,6,54,{"$f":"(FA56*Vypocet!$D$24)/$FA$2","v":0},{"$f":"(FB56*Vypocet!$D$24)/$FB$2","v":0},{"$f":"(FC56*Vypocet!$D$24)/$FC$2","v":0},{"$f":"(FD56*Vypocet!$D$24)/$FD$2","v":0},{"$f":"(FE56*Vypocet!$D$24)/$FE$2","v":0},{"$f":"(FF56*Vypocet!$D$24)/$FF$2","v":0},{"$f":"(FG56*Vypocet!$D$24)/$FG$2","v":0},{"$f":"(FH56*Vypocet!$D$24)/$FH$2","v":0},{"$f":"(FI56*Vypocet!$D$24)/$FI$2","v":0},{"$f":"(FJ56*Vypocet!$D$24)/$FJ$2","v":0},{"$f":"(FK56*Vypocet!$D$24)/$FK$2","v":0},{"$f":"(FL56*Vypocet!$D$24)/$FL$2","v":0},{"$f":"(FM56*Vypocet!$D$24)/$FM$2","v":0},{"$f":"(FN56*Vypocet!$D$24)/$FN$2","v":0},{"$f":"(FO56*Vypocet!$D$24)/$FO$2","v":0},{"$f":"(VLOOKUP(A56,Voda!$B$3:$AC$15,TDDData!C56+4,0)*4180*(VLOOKUP(A56,Voda!$B$3:$AC$15,4,0)-VLOOKUP(A56,Voda!$B$3:$AC$15,3,0)))/3600000","v":0},0,{"$f":"IF(U56=0,0,IF(Z56>0,IF(Z56/1000<U56,IF(Z56/1000<=Vypocet!$D$15,IF(U56<Vypocet!$D$15,U56-Z56/1000,Vypocet!$D$15-Z56/1000),Vypocet!$D$15),0),IF(U56>Vypocet!$D$15,Vypocet!$D$15,U56)))","v":0},0,{"$f":"HLOOKUP(Vypocet!$D$11,TDDData!$E:$S,2+TDDData!D56,0)","v":{"$error":"#N/A"}},0,0,{"$error":"#N/A"},{"$error":"#N/A"},{"$f":"IF(AA56<0,IF(AC55>-AA56,AC55+AA56,0),IF(AA56+AC55<=Vypocet!$D$18,AA56+AC55,Vypocet!$D$18))","v":{"$error":"#N/A"}},{"$error":"#N/A"},{"$f":"IF(AND(AC56<AC55,AC56<>0),AE55,IF(OR(AND(AC55=0,AA56<0),AC55<-AA56),IF(AC55=0,IF(AE55>-AA56,AE55+AA56,0),IF(AC55+AE55>-AA56,AC55+AE55+AA56,0)),IF(AC55=Vypocet!$D$18,AE55+AA56,AE55+AA56-AC56+AC55)))","v":{"$error":"#N/A"}},{"$error":"#N/A"},{"$error":"#N/A"},{"$f":"SUM($AF$3:AF56)","v":{"$error":"#N/A"}},{"$error":"#N/A"},{"$error":"#N/A"},{"$error":"#N/A"},{"$f":"SUM($AJ$3:AJ56)","v":{"$error":"#N/A"}},{"$error":"#N/A"},{"$error":"#N/A"},{"$error":"#N/A"},{"$f":"IF(AN56<0,IF(AP55>-AN56,AP55+AN56,0),IF(AN56+AP55<=Vypocet!$D$18,AN56+AP55,Vypocet!$D$18))","v":{"$error":"#N/A"}},{"$error":"#N/A"},{"$f":"IF(AND(AP56<AP55,AP56<>0),AR55,IF(OR(AND(AP55=0,AN56<0),AP55<-AN56),IF(AP55=0,IF(AR55>-AN56,AR55+AN56,0),IF(AP55+AR55>-AN56,AP55+AR55+AN56,0)),IF(AP55=Vypocet!$D$18,AR55+AN56,AR55+AN56-AP56+AP55)))","v":{"$error":"#N/A"}},{"$error":"#N/A"},{"$error":"#N/A"},{"$f":"SUM($AS$3:AS56)","v":{"$error":"#N/A"}},{"$error":"#N/A"},{"$error":"#N/A"},{"$error":"#N/A"},{"$f":"SUM($AW$3:AW56)","v":{"$error":"#N/A"}},{"$f":"IF(V56=0,IF(U56=0,IF(AZ55+Z56/1000>Vypocet!$D$18,Vypocet!$D$18,AZ55+Z56/1000),IF(Z56/1000+AZ55-U56>Vypocet!$D$18,Vypocet!$D$18,Z56/1000+AZ55-U56)),IF(AZ55=0,0,IF(AZ55>V56,AZ55-V56,0)))","v":0},0,null,null,null,null,null,null,null,null,null,null,null,null,null,null,null,null,null,null,null,null,null,null,null,null,null,null,null,null,null,null,null,null,null,null,null,null,null,null,null,null,null,null,null,null,null,null,null,null,null,null,null,null,null,null,null,null,null,null,null,null,null,null,null,null,null,null,null,null,null,null,null,null,null,null,null,null,null,null,null,null,null,null,null,null,null,null,null,null,null,null,null,null,null,null,null,null,null,null,null,null,null,null,null,0.39145999999999997,0.58574999999999999,0.61446999999999996,0.31342999999999999,0.35104000000000002,0.38214999999999999,0.43237999999999999,0.33095000000000002,0.37911,0.43966,0.41160000000000002,0.26207999999999998,0.58409,0.67493999999999998,1]
[1,43833,7,55,{"$f":"(FA57*Vypocet!$D$24)/$FA$2","v":0},{"$f":"(FB57*Vypocet!$D$24)/$FB$2","v":0},{"$f":"(FC57*Vypocet!$D$24)/$FC$2","v":0},{"$f":"(FD57*Vypocet!$D$24)/$FD$2","v":0},{"$f":"(FE57*Vypocet!$D$24)/$FE$2","v":0},{"$f":"(FF57*Vypocet!$D$24)/$FF$2","v":0},{"$f":"(FG57*Vypocet!$D$24)/$FG$2","v":0},{"$f":"(FH57*Vypocet!$D$24)/$FH$2","v":0},{"$f":"(FI57*Vypocet!$D$24)/$FI$2","v":0},{"$f":"(FJ57*Vypocet!$D$24)/$FJ$2","v":0},{"$f":"(FK57*Vypocet!$D$24)/$FK$2","v":0},{"$f":"(FL57*Vypocet!$D$24)/$FL$2","v":0},{"$f":"(FM57*Vypocet!$D$24)/$FM$2","v":0},{"$f":"(FN57*Vypocet!$D$24)/$FN$2","v":0},{"$f":"(FO57*Vypocet!$D$24)/$FO$2","v":0},{"$f":"(VLOOKUP(A57,Voda!$B$3:$AC$15,TDDData!C57+4,0)*4180*(VLOOKUP(A57,Voda!$B$3:$AC$15,4,0)-VLOOKUP(A57,Voda!$B$3:$AC$15,3,0)))/3600000","v":0},0,{"$f":"IF(U57=0,0,IF(Z57>0,IF(Z57/1000<U57,IF(Z57/1000<=Vypocet!$D$15,IF(U57<Vypocet!$D$15,U57-Z57/1000,Vypocet!$D$15-Z57/1000),Vypocet!$D$15),0),IF(U57>Vypocet!$D$15,Vypocet!$D$15,U57)))","v":0},0,{"$f":"HLOOKUP(Vypocet!$D$11,TDDData!$E:$S,2+TDDData!D57,0)","v":{"$error":"#N/A"}},0,0,{"$error":"#N/A"},{"$error":"#N/A"},{"$f":"IF(AA57<0,IF(AC56>-AA57,AC56+AA57,0),IF(AA57+AC56<=Vypocet!$D$18,AA57+AC56,Vypocet!$D$18))","v":{"$error":"#N/A"}},{"$error":"#N/A"},{"$f":"IF(AND(AC57<AC56,AC57<>0),AE56,IF(OR(AND(AC56=0,AA57<0),AC56<-AA57),IF(AC56=0,IF(AE56>-AA57,AE56+AA57,0),IF(AC56+AE56>-AA57,AC56+AE56+AA57,0)),IF(AC56=Vypocet!$D$18,AE56+AA57,AE56+AA57-AC57+AC56)))","v":{"$error":"#N/A"}},{"$error":"#N/A"},{"$error":"#N/A"},{"$f":"SUM($AF$3:AF57)","v":{"$error":"#N/A"}},{"$error":"#N/A"},{"$error":"#N/A"},{"$error":"#N/A"},{"$f":"SUM($AJ$3:AJ57)","v":{"$error":"#N/A"}},{"$error":"#N/A"},{"$error":"#N/A"},{"$error":"#N/A"},{"$f":"IF(AN57<0,IF(AP56>-AN57,AP56+AN57,0),IF(AN57+AP56<=Vypocet!$D$18,AN57+AP56,Vypocet!$D$18))","v":{"$error":"#N/A"}},{"$error":"#N/A"},{"$f":"IF(AND(AP57<AP56,AP57<>0),AR56,IF(OR(AND(AP56=0,AN57<0),AP56<-AN57),IF(AP56=0,IF(AR56>-AN57,AR56+AN57,0),IF(AP56+AR56>-AN57,AP56+AR56+AN57,0)),IF(AP56=Vypocet!$D$18,AR56+AN57,AR56+AN57-AP57+AP56)))","v":{"$error":"#N/A"}},{"$error":"#N/A"},{"$error":"#N/A"},{"$f":"SUM($AS$3:AS57)","v":{"$error":"#N/A"}},{"$error":"#N/A"},{"$error":"#N/A"},{"$error":"#N/A"},{"$f":"SUM($AW$3:AW57)","v":{"$error":"#N/A"}},{"$f":"IF(V57=0,IF(U57=0,IF(AZ56+Z57/1000>Vypocet!$D$18,Vypocet!$D$18,AZ56+Z57/1000),IF(Z57/1000+AZ56-U57>Vypocet!$D$18,Vypocet!$D$18,Z57/1000+AZ56-U57)),IF(AZ56=0,0,IF(AZ56>V57,AZ56-V57,0)))","v":0},0,null,null,null,null,null,null,null,null,null,null,null,null,null,null,null,null,null,null,null,null,null,null,null,null,null,null,null,null,null,null,null,null,null,null,null,null,null,null,null,null,null,null,null,null,null,null,null,null,null,null,null,null,null,null,null,null,null,null,null,null,null,null,null,null,null,null,null,null,null,null,null,null,null,null,null,null,null,null,null,null,null,null,null,null,null,null,null,null,null,null,null,null,null,null,null,null,null,null,null,null,null,null,null,0.51841999999999999,0.59362000000000004,0.68271999999999999,0.41270000000000001,0.32972000000000001,0.30201,0.35055999999999998,0.34923999999999999,0.40958,0.35363,0.32784999999999997,0.26213999999999998,0.47265000000000001,0.75839999999999996,1]
[1,43833,8,56,{"$f":"(FA58*Vypocet!$D$24)/$FA$2","v":0},{"$f":"(FB58*Vypocet!$D$24)/$FB$2","v":0},{"$f":"(FC58*Vypocet!$D$24)/$FC$2","v":0},{"$f":"(FD58*Vypocet!$D$24)/$FD$2","v":0},{"$f":"(FE58*Vypocet!$D$24)/$FE$2","v":0},{"$f":"(FF58*Vypocet!$D$24)/$FF$2","v":0},{"$f":"(FG58*Vypocet!$D$24)/$FG$2","v":0},{"$f":"(FH58*Vypocet!$D$24)/$FH$2","v":0},{"$f":"(FI58*Vypocet!$D$24)/$FI$2","v":0},{"$f":"(FJ58*Vypocet!$D$24)/$FJ$2","v":0},{"$f":"(FK58*Vypocet!$D$24)/$FK$2","v":0},{"$f":"(FL58*Vypocet!$D$24)/$FL$2","v":0},{"$f":"(FM58*Vypocet!$D$24)/$FM$2","v":0},{"$f":"(FN58*Vypocet!$D$24)/$FN$2","v":0},{"$f":"(FO58*Vypocet!$D$24)/$FO$2","v":0},{"$f":"(VLOOKUP(A58,Voda!$B$3:$AC$15,TDDData!C58+4,0)*4180*(VLOOKUP(A58,Voda!$B$3:$AC$15,4,0)-VLOOKUP(A58,Voda!$B$3:$AC$15,3,0)))/3600000","v":0},0,{"$f":"IF(U58=0,0,IF(Z58>0,IF(Z58/1000<U58,IF(Z58/1000<=Vypocet!$D$15,IF(U58<Vypocet!$D$15,U58-Z58/1000,Vypocet!$D$15-Z58/1000),Vypocet!$D$15),0),IF(U58>Vypocet!$D$15,Vypocet!$D$15,U58)))","v":0},0,{"$f":"HLOOKUP(Vypocet!$D$11,TDDData!$E:$S,2+TDDData!D58,0)","v":{"$error":"#N/A"}},0,0,{"$error":"#N/A"},{"$error":"#N/A"},{"$f":"IF(AA58<0,IF(AC57>-AA58,AC57+AA58,0),IF(AA58+AC57<=Vypocet!$D$18,AA58+AC57,Vypocet!$D$18))","v":{"$error":"#N/A"}},{"$error":"#N/A"},{"$f":"IF(AND(AC58<AC57,AC58<>0),AE57,IF(OR(AND(AC57=0,AA58<0),AC57<-AA58),IF(AC57=0,IF(AE57>-AA58,AE57+AA58,0),IF(AC57+AE57>-AA58,AC57+AE57+AA58,0)),IF(AC57=Vypocet!$D$18,AE57+AA58,AE57+AA58-AC58+AC57)))","v":{"$error":"#N/A"}},{"$error":"#N/A"},{"$error":"#N/A"},{"$f":"SUM($AF$3:AF58)","v":{"$error":"#N/A"}},{"$error":"#N/A"},{"$error":"#N/A"},{"$error":"#N/A"},{"$f":"SUM($AJ$3:AJ58)","v":{"$error":"#N/A"}},{"$error":"#N/A"},{"$error":"#N/A"},{"$error":"#N/A"},{"$f":"IF(AN58<0,IF(AP57>-AN58,AP57+AN58,0),IF(AN58+AP57<=Vypocet!$D$18,AN58+AP57,Vypocet!$D$18))","v":{"$error":"#N/A"}},{"$error":"#N/A"},{"$f":"IF(AND(AP58<AP57,AP58<>0),AR57,IF(OR(AND(AP57=0,AN58<0),AP57<-AN58),IF(AP57=0,IF(AR57>-AN58,AR57+AN58,0),IF(AP57+AR57>-AN58,AP57+AR57+AN58,0)),IF(AP57=Vypocet!$D$18,AR57+AN58,AR57+AN58-AP58+AP57)))","v":{"$error":"#N/A"}},{"$error":"#N/A"},{"$error":"#N/A"},{"$f":"SUM($AS$3:AS58)","v":{"$error":"#N/A"}},{"$error":"#N/A"},{"$error":"#N/A"},{"$error":"#N/A"},{"$f":"SUM($AW$3:AW58)","v":{"$error":"#N/A"}},{"$f":"IF(V58=0,IF(U58=0,IF(AZ57+Z58/1000>Vypocet!$D$18,Vypocet!$D$18,AZ57+Z58/1000),IF(Z58/1000+AZ57-U58>Vypocet!$D$18,Vypocet!$D$18,Z58/1000+AZ57-U58)),IF(AZ57=0,0,IF(AZ57>V58,AZ57-V58,0)))","v":0},0,null,null,null,null,null,null,null,null,null,null,null,null,null,null,null,null,null,null,null,null,null,null,null,null,null,null,null,null,null,null,null,null,null,null,null,null,null,null,null,null,null,null,null,null,null,null,null,null,null,null,null,null,null,null,null,null,null,null,null,null,null,null,null,null,null,null,null,null,null,null,null,null,null,null,null,null,null,null,null,null,null,null,null,null,null,null,null,null,null,null,null,null,null,null,null,null,null,null,null,null,null,null,null,0.70899999999999996,0.71082999999999996,0.73721999999999999,0.43317,0.36347000000000002,0.32952999999999999,0.35394999999999999,0.27534999999999998,0.33116000000000001,0.30248999999999998,0.29038000000000003,0.28312999999999999,0.43070000000000003,0.67713000000000001,0.63332999999999995]
[1,43833,9,57,{"$f":"(FA59*Vypocet!$D$24)/$FA$2","v":0},{"$f":"(FB59*Vypocet!$D$24)/$FB$2","v":0},{"$f":"(FC59*Vypocet!$D$24)/$FC$2","v":0},{"$f":"(FD59*Vypocet!$D$24)/$FD$2","v":0},{"$f":"(FE59*Vypocet!$D$24)/$FE$2","v":0},{"$f":"(FF59*Vypocet!$D$24)/$FF$2","v":0},{"$f":"(FG59*Vypocet!$D$24)/$FG$2","v":0},{"$f":"(FH59*Vypocet!$D$24)/$FH$2","v":0},{"$f":"(FI59*Vypocet!$D$24)/$FI$2","v":0},{"$f":"(FJ59*Vypocet!$D$24)/$FJ$2","v":0},{"$f":"(FK59*Vypocet!$D$24)/$FK$2","v":0},{"$f":"(FL59*Vypocet!$D$24)/$FL$2","v":0},{"$f":"(FM59*Vypocet!$D$24)/$FM$2","v":0},{"$f":"(FN59*Vypocet!$D$24)/$FN$2","v":0},{"$f":"(FO59*Vypocet!$D$24)/$FO$2","v":0},{"$f":"(VLOOKUP(A59,Voda!$B$3:$AC$15,TDDData!C59+4,0)*4180*(VLOOKUP(A59,Voda!$B$3:$AC$15,4,0)-VLOOKUP(A59,Voda!$B$3:$AC$15,3,0)))/3600000","v":0},0,{"$f":"IF(U59=0,0,IF(Z59>0,IF(Z59/1000<U59,IF(Z59/1000<=Vypocet!$D$15,IF(U59<Vypocet!$D$15,U59-Z59/1000,Vypocet!$D$15-Z59/1000),Vypocet!$D$15),0),IF(U59>Vypocet!$D$15,Vypocet!$D$15,U59)))","v":0},0,{"$f":"HLOOKUP(Vypocet!$D$11,TDDData!$E:$S,2+TDDData!D59,0)","v":{"$error":"#N/A"}},0.84,0.67200000000000004,{"$error":"#N/A"},{"$error":"#N/A"},{"$f":"IF(AA59<0,IF(AC58>-AA59,AC58+AA59,0),IF(AA59+AC58<=Vypocet!$D$18,AA59+AC58,Vypocet!$D$18))","v":{"$error":"#N/A"}},{"$error":"#N/A"},{"$f":"IF(AND(AC59<AC58,AC59<>0),AE58,IF(OR(AND(AC58=0,AA59<0),AC58<-AA59),IF(AC58=0,IF(AE58>-AA59,AE58+AA59,0),IF(AC58+AE58>-AA59,AC58+AE58+AA59,0)),IF(AC58=Vypocet!$D$18,AE58+AA59,AE58+AA59-AC59+AC58)))","v":{"$error":"#N/A"}},{"$error":"#N/A"},{"$error":"#N/A"},{"$f":"SUM($AF$3:AF59)","v":{"$error":"#N/A"}},{"$error":"#N/A"},{"$error":"#N/A"},{"$error":"#N/A"},{"$f":"SUM($AJ$3:AJ59)","v":{"$error":"#N/A"}},{"$error":"#N/A"},{"$error":"#N/A"},{"$error":"#N/A"},{"$f":"IF(AN59<0,IF(AP58>-AN59,AP58+AN59,0),IF(AN59+AP58<=Vypocet!$D$18,AN59+AP58,Vypocet!$D$18))","v":{"$error":"#N/A"}},{"$error":"#N/A"},{"$f":"IF(AND(AP59<AP58,AP59<>0),AR58,IF(OR(AND(AP58=0,AN59<0),AP58<-AN59),IF(AP58=0,IF(AR58>-AN59,AR58+AN59,0),IF(AP58+AR58>-AN59,AP58+AR58+AN59,0)),IF(AP58=Vypocet!$D$18,AR58+AN59,AR58+AN59-AP59+AP58)))","v":{"$error":"#N/A"}},{"$error":"#N/A"},{"$error":"#N/A"},{"$f":"SUM($AS$3:AS59)","v":{"$error":"#N/A"}},{"$error":"#N/A"},{"$error":"#N/A"},{"$error":"#N/A"},{"$f":"SUM($AW$3:AW59)","v":{"$error":"#N/A"}},{"$f":"IF(V59=0,IF(U59=0,IF(AZ58+Z59/1000>Vypocet!$D$18,Vypocet!$D$18,AZ58+Z59/1000),IF(Z59/1000+AZ58-U59>Vypocet!$D$18,Vypocet!$D$18,Z59/1000+AZ58-U59)),IF(AZ58=0,0,IF(AZ58>V59,AZ58-V59,0)))","v":0},0,null,null,null,null,null,null,null,null,null,null,null,null,null,null,null,null,null,null,null,null,null,null,null,null,null,null,null,null,null,null,null,null,null,null,null,null,null,null,null,null,null,null,null,null,null,null,null,null,null,null,null,null,null,null,null,null,null,null,null,null,null,null,null,null,null,null,null,null,null,null,null,null,null,null,null,null,null,null,null,null,null,null,null,null,null,null,null,null,null,null,null,null,null,null,null,null,null,null,null,null,null,null,null,0.83153999999999995,0.77702000000000004,0.83335999999999999,0.48651,0.36046,0.33232,0.36921999999999999,0.25890999999999997,0.33426,0.27884999999999999,0.24487999999999999,0.31986999999999999,0.43013000000000001,0.67323999999999995,0]
[1,43833,10,58,{"$f":"(FA60*Vypocet!$D$24)/$FA$2","v":0},{"$f":"(FB60*Vypocet!$D$24)/$FB$2","v":0},{"$f":"(FC60*Vypocet!$D$24)/$FC$2","v":0},{"$f":"(FD60*Vypocet!$D$24)/$FD$2","v":0},{"$f":"(FE60*Vypocet!$D$24)/$FE$2","v":0},{"$f":"(FF60*Vypocet!$D$24)/$FF$2","v":0},{"$f":"(FG60*Vypocet!$D$24)/$FG$2","v":0},{"$f":"(FH60*Vypocet!$D$24)/$FH$2","v":0},{"$f":"(FI60*Vypocet!$D$24)/$FI$2","v":0},{"$f":"(FJ60*Vypocet!$D$24)/$FJ$2","v":0},{"$f":"(FK60*Vypocet!$D$24)/$FK$2","v":0},{"$f":"(FL60*Vypocet!$D$24)/$FL$2","v":0},{"$f":"(FM60*Vypocet!$D$24)/$FM$2","v":0},{"$f":"(FN60*Vypocet!$D$24)/$FN$2","v":0},{"$f":"(FO60*Vypocet!$D$24)/$FO$2","v":0},{"$f":"(VLOOKUP(A60,Voda!$B$3:$AC$15,TDDData!C60+4,0)*4180*(VLOOKUP(A60,Voda!$B$3:$AC$15,4,0)-VLOOKUP(A60,Voda!$B$3:$AC$15,3,0)))/3600000","v":0},0,{"$f":"IF(U60=0,0,IF(Z60>0,IF(Z60/1000<U60,IF(Z60/1000<=Vypocet!$D$15,IF(U60<Vypocet!$D$15,U60-Z60/1000,Vypocet!$D$15-Z60/1000),Vypocet!$D$15),0),IF(U60>Vypocet!$D$15,Vypocet!$D$15,U60)))","v":0},0,{"$f":"HLOOKUP(Vypocet!$D$11,TDDData!$E:$S,2+TDDData!D60,0)","v":{"$error":"#N/A"}},0,0,{"$error":"#N/A"},{"$error":"#N/A"},{"$f":"IF(AA60<0,IF(AC59>-AA60,AC59+AA60,0),IF(AA60+AC59<=Vypocet!$D$18,AA60+AC59,Vypocet!$D$18))","v":{"$error":"#N/A"}},{"$error":"#N/A"},{"$f":"IF(AND(AC60<AC59,AC60<>0),AE59,IF(OR(AND(AC59=0,AA60<0),AC59<-AA60),IF(AC59=0,IF(AE59>-AA60,AE59+AA60,0),IF(AC59+AE59>-AA60,AC59+AE59+AA60,0)),IF(AC59=Vypocet!$D$18,AE59+AA60,AE59+AA60-AC60+AC59)))","v":{"$error":"#N/A"}},{"$error":"#N/A"},{"$error":"#N/A"},{"$f":"SUM($AF$3:AF60)","v":{"$error":"#N/A"}},{"$error":"#N/A"},{"$error":"#N/A"},{"$error":"#N/A"},{"$f":"SUM($AJ$3:AJ60)","v":{"$error":"#N/A"}},{"$error":"#N/A"},{"$error":"#N/A"},{"$error":"#N/A"},{"$f":"IF(AN60<0,IF(AP59>-AN60,AP59+AN60,0),IF(AN60+AP59<=Vypocet!$D$18,AN60+AP59,Vypocet!$D$18))","v":{"$error":"#N/A"}},{"$error":"#N/A"},{"$f":"IF(AND(AP60<AP59,AP60<>0),AR59,IF(OR(AND(AP59=0,AN60<0),AP59<-AN60),IF(AP59=0,IF(AR59>-AN60,AR59+AN60,0),IF(AP59+AR59>-AN60,AP59+AR59+AN60,0)),IF(AP59=Vypocet!$D$18,AR59+AN60,AR59+AN60-AP60+AP59)))","v":{"$error":"#N/A"}},{"$error":"#N/A"},{"$error":"#N/A"},{"$f":"SUM($AS$3:AS60)","v":{"$error":"#N/A"}},{"$error":"#N/A"},{"$error":"#N/A"},{"$error":"#N/A"},{"$f":"SUM($AW$3:AW60)","v":{"$error":"#N/A"}},{"$f":"IF(V60=0,IF(U60=0,IF(AZ59+Z60/1000>Vypocet!$D$18,Vypocet!$D$18,AZ59+Z60/1000),IF(Z60/1000+AZ59-U60>Vypocet!$D$18,Vypocet!$D$18,Z60/1000+AZ59-U60)),IF(AZ59=0,0,IF(AZ59>V60,AZ59-V60,0)))","v":0},0,null,null,null,null,null,null,null,null,null,null,null,null,null,null,null,null,null,null,null,null,null,null,null,null,null,null,null,null,null,null,null,null,null,null,null,null,null,null,null,null,null,null,null,null,null,null,null,null,null,null,null,null,null,null,null,null,null,null,null,null,null,null,null,null,null,null,null,null,null,null,null,null,null,null,null,null,null,null,null,null,null,null,null,null,null,null,null,null,null,null,null,null,null,null,null,null,null,null,null,null,null,null,null,0.86704999999999999,0.79386000000000001,0.84787000000000001,0.45696999999999999,0.37472,0.40765000000000001,0.36969000000000002,0.25041000000000002,0.34178999999999998,0.28716000000000003,0.31391999999999998,0.37646000000000002,0.39487,0.69221999999999995,0]
[1,43833,11,59,{"$f":"(FA61*Vypocet!$D$24)/$FA$2","v":0},{"$f":"(FB61*Vypocet!$D$24)/$FB$2","v":0},{"$f":"(FC61*Vypocet!$D$24)/$FC$2","v":0},{"$f":"(FD61*Vypocet!$D$24)/$FD$2","v":0},{"$f":"(FE61*Vypocet!$D$24)/$FE$2","v":0},{"$f":"(FF61*Vypocet!$D$24)/$FF$2","v":0},{"$f":"(FG61*Vypocet!$D$24)/$FG$2","v":0},{"$f":"(FH61*Vypocet!$D$24)/$FH$2","v":0},{"$f":"(FI61*Vypocet!$D$24)/$FI$2","v":0},{"$f":"(FJ61*Vypocet!$D$24)/$FJ$2","v":0},{"$f":"(FK61*Vypocet!$D$24)/$FK$2","v":0},{"$f":"(FL61*Vypocet!$D$24)/$FL$2","v":0},{"$f":"(FM61*Vypocet!$D$24)/$FM$2","v":0},{"$f":"(FN61*Vypocet!$D$24)/$FN$2","v":0},{"$f":"(FO61*Vypocet!$D$24)/$FO$2","v":0},{"$f":"(VLOOKUP(A61,Voda!$B$3:$AC$15,TDDData!C61+4,0)*4180*(VLOOKUP(A61,Voda!$B$3:$AC$15,4,0)-VLOOKUP(A61,Voda!$B$3:$AC$15,3,0)))/3600000","v":0},0,{"$f":"IF(U61=0,0,IF(Z61>0,IF(Z61/1000<U61,IF(Z61/1000<=Vypocet!$D$15,IF(U61<Vypocet!$D$15,U61-Z61/1000,Vypocet!$D$15-Z61/1000),Vypocet!$D$15),0),IF(U61>Vypocet!$D$15,Vypocet!$D$15,U61)))","v":0},0,{"$f":"HLOOKUP(Vypocet!$D$11,TDDData!$E:$S,2+TDDData!D61,0)","v":{"$error":"#N/A"}},3.5,2.8000000000000003,{"$error":"#N/A"},{"$error":"#N/A"},{"$f":"IF(AA61<0,IF(AC60>-AA61,AC60+AA61,0),IF(AA61+AC60<=Vypocet!$D$18,AA61+AC60,Vypocet!$D$18))","v":{"$error":"#N/A"}},{"$error":"#N/A"},{"$f":"IF(AND(AC61<AC60,AC61<>0),AE60,IF(OR(AND(AC60=0,AA61<0),AC60<-AA61),IF(AC60=0,IF(AE60>-AA61,AE60+AA61,0),IF(AC60+AE60>-AA61,AC60+AE60+AA61,0)),IF(AC60=Vypocet!$D$18,AE60+AA61,AE60+AA61-AC61+AC60)))","v":{"$error":"#N/A"}},{"$error":"#N/A"},{"$error":"#N/A"},{"$f":"SUM($AF$3:AF61)","v":{"$error":"#N/A"}},{"$error":"#N/A"},{"$error":"#N/A"},{"$error":"#N/A"},{"$f":"SUM($AJ$3:AJ61)","v":{"$error":"#N/A"}},{"$error":"#N/A"},{"$error":"#N/A"},{"$error":"#N/A"},{"$f":"IF(AN61<0,IF(AP60>-AN61,AP60+AN61,0),IF(AN61+AP60<=Vypocet!$D$18,AN61+AP60,Vypocet!$D$18))","v":{"$error":"#N/A"}},{"$error":"#N/A"},{"$f":"IF(AND(AP61<AP60,AP61<>0),AR60,IF(OR(AND(AP60=0,AN61<0),AP60<-AN61),IF(AP60=0,IF(AR60>-AN61,AR60+AN61,0),IF(AP60+AR60>-AN61,AP60+AR60+AN61,0)),IF(AP60=Vypocet!$D$18,AR60+AN61,AR60+AN61-AP61+AP60)))","v":{"$error":"#N/A"}},{"$error":"#N/A"},{"$error":"#N/A"},{"$f":"SUM($AS$3:AS61)","v":{"$error":"#N/A"}},{"$error":"#N/A"},{"$error":"#N/A"},{"$error":"#N/A"},{"$f":"SUM($AW$3:AW61)","v":{"$error":"#N/A"}},{"$f":"IF(V61=0,IF(U61=0,IF(AZ60+Z61/1000>Vypocet!$D$18,Vypocet!$D$18,AZ60+Z61/1000),IF(Z61/1000+AZ60-U61>Vypocet!$D$18,Vypocet!$D$18,Z61/1000+AZ60-U61)),IF(AZ60=0,0,IF(AZ60>V61,AZ60-V61,0)))","v":0},0,null,null,null,null,null,null,null,null,null,null,null,null,null,null,null,null,null,null,null,null,null,null,null,null,null,null,null,null,null,null,null,null,null,null,null,null,null,null,null,null,null,null,null,null,null,null,null,null,null,null,null,null,null,null,null,null,null,null,null,null,null,null,null,null,null,null,null,null,null,null,null,null,null,null,null,null,null,null,null,null,null,null,null,null,null,null,null,null,null,null,null,null,null,null,null,null,null,null,null,null,null,null,null,0.85099999999999998,0.84611000000000003,0.91522999999999999,0.48429,0.39916000000000001,0.49548999999999999,0.36480000000000001,0.27617999999999998,0.36884,0.31846000000000002,0.34055999999999997,0.37830000000000003,0.66164999999999996,0.71716000000000002,0]
[1,43833,12,60,{"$f":"(FA62*Vypocet!$D$24)/$FA$2","v":0},{"$f":"(FB62*Vypocet!$D$24)/$FB$2","v":0},{"$f":"(FC62*Vypocet!$D$24)/$FC$2","v":0},{"$f":"(FD62*Vypocet!$D$24)/$FD$2","v":0},{"$f":"(FE62*Vypocet!$D$24)/$FE$2","v":0},{"$f":"(FF62*Vypocet!$D$24)/$FF$2","v":0},{"$f":"(FG62*Vypocet!$D$24)/$FG$2","v":0},{"$f":"(FH62*Vypocet!$D$24)/$FH$2","v":0},{"$f":"(FI62*Vypocet!$D$24)/$FI$2","v":0},{"$f":"(FJ62*Vypocet!$D$24)/$FJ$2","v":0},{"$f":"(FK62*Vypocet!$D$24)/$FK$2","v":0},{"$f":"(FL62*Vypocet!$D$24)/$FL$2","v":0},{"$f":"(FM62*Vypocet!$D$24)/$FM$2","v":0},{"$f":"(FN62*Vypocet!$D$24)/$FN$2","v":0},{"$f":"(FO62*Vypocet!$D$24)/$FO$2","v":0},{"$f":"(VLOOKUP(A62,Voda!$B$3:$AC$15,TDDData!C62+4,0)*4180*(VLOOKUP(A62,Voda!$B$3:$AC$15,4,0)-VLOOKUP(A62,Voda!$B$3:$AC$15,3,0)))/3600000","v":0},0,{"$f":"IF(U62=0,0,IF(Z62>0,IF(Z62/1000<U62,IF(Z62/1000<=Vypocet!$D$15,IF(U62<Vypocet!$D$15,U62-Z62/1000,Vypocet!$D$15-Z62/1000),Vypocet!$D$15),0),IF(U62>Vypocet!$D$15,Vypocet!$D$15,U62)))","v":0},0,{"$f":"HLOOKUP(Vypocet!$D$11,TDDData!$E:$S,2+TDDData!D62,0)","v":{"$error":"#N/A"}},195.72,156.57600000000002,{"$error":"#N/A"},{"$error":"#N/A"},{"$f":"IF(AA62<0,IF(AC61>-AA62,AC61+AA62,0),IF(AA62+AC61<=Vypocet!$D$18,AA62+AC61,Vypocet!$D$18))","v":{"$error":"#N/A"}},{"$error":"#N/A"},{"$f":"IF(AND(AC62<AC61,AC62<>0),AE61,IF(OR(AND(AC61=0,AA62<0),AC61<-AA62),IF(AC61=0,IF(AE61>-AA62,AE61+AA62,0),IF(AC61+AE61>-AA62,AC61+AE61+AA62,0)),IF(AC61=Vypocet!$D$18,AE61+AA62,AE61+AA62-AC62+AC61)))","v":{"$error":"#N/A"}},{"$error":"#N/A"},{"$error":"#N/A"},{"$f":"SUM($AF$3:AF62)","v":{"$error":"#N/A"}},{"$error":"#N/A"},{"$error":"#N/A"},{"$error":"#N/A"},{"$f":"SUM($AJ$3:AJ62)","v":{"$error":"#N/A"}},{"$error":"#N/A"},{"$error":"#N/A"},{"$error":"#N/A"},{"$f":"IF(AN62<0,IF(AP61>-AN62,AP61+AN62,0),IF(AN62+AP61<=Vypocet!$D$18,AN62+AP61,Vypocet!$D$18))","v":{"$error":"#N/A"}},{"$error":"#N/A"},{"$f":"IF(AND(AP62<AP61,AP62<>0),AR61,IF(OR(AND(AP61=0,AN62<0),AP61<-AN62),IF(AP61=0,IF(AR61>-AN62,AR61+AN62,0),IF(AP61+AR61>-AN62,AP61+AR61+AN62,0)),IF(AP61=Vypocet!$D$18,AR61+AN62,AR61+AN62-AP62+AP61)))","v":{"$error":"#N/A"}},{"$error":"#N/A"},{"$error":"#N/A"},{"$f":"SUM($AS$3:AS62)","v":{"$error":"#N/A"}},{"$error":"#N/A"},{"$error":"#N/A"},{"$error":"#N/A"},{"$f":"SUM($AW$3:AW62)","v":{"$error":"#N/A"}},{"$f":"IF(V62=0,IF(U62=0,IF(AZ61+Z62/1000>Vypocet!$D$18,Vypocet!$D$18,AZ61+Z62/1000),IF(Z62/1000+AZ61-U62>Vypocet!$D$18,Vypocet!$D$18,Z62/1000+AZ61-U62)),IF(AZ61=0,0,IF(AZ61>V62,AZ61-V62,0)))","v":0},0,null,null,null,null,null,null,null,null,null,null,null,null,null,null,null,null,null,null,null,null,null,null,null,null,null,null,null,null,null,null,null,null,null,null,null,null,null,null,null,null,null,null,null,null,null,null,null,null,null,null,null,null,null,null,null,null,null,null,null,null,null,null,null,null,null,null,null,null,null,null,null,null,null,null,null,null,null,null,null,null,null,null,null,null,null,null,null,null,null,null,null,null,null,null,null,null,null,null,null,null,null,null,null,0.82418999999999998,0.89093999999999995,0.88410999999999995,0.50273999999999996,0.48931999999999998,0.43617,0.37742999999999999,0.32096000000000002,0.36673,0.36803000000000002,0.37692999999999999,0.4194,0.7349,0.64780000000000004,0]
[1,43833,13,61,{"$f":"(FA63*Vypocet!$D$24)/$FA$2","v":0},{"$f":"(FB63*Vypocet!$D$24)/$FB$2","v":0},{"$f":"(FC63*Vypocet!$D$24)/$FC$2","v":0},{"$f":"(FD63*Vypocet!$D$24)/$FD$2","v":0},{"$f":"(FE63*Vypocet!$D$24)/$FE$2","v":0},{"$f":"(FF63*Vypocet!$D$24)/$FF$2","v":0},{"$f":"(FG63*Vypocet!$D$24)/$FG$2","v":0},{"$f":"(FH63*Vypocet!$D$24)/$FH$2","v":0},{"$f":"(FI63*Vypocet!$D$24)/$FI$2","v":0},{"$f":"(FJ63*Vypocet!$D$24)/$FJ$2","v":0},{"$f":"(FK63*Vypocet!$D$24)/$FK$2","v":0},{"$f":"(FL63*Vypocet!$D$24)/$FL$2","v":0},{"$f":"(FM63*Vypocet!$D$24)/$FM$2","v":0},{"$f":"(FN63*Vypocet!$D$24)/$FN$2","v":0},{"$f":"(FO63*Vypocet!$D$24)/$FO$2","v":0},{"$f":"(VLOOKUP(A63,Voda!$B$3:$AC$15,TDDData!C63+4,0)*4180*(VLOOKUP(A63,Voda!$B$3:$AC$15,4,0)-VLOOKUP(A63,Voda!$B$3:$AC$15,3,0)))/3600000","v":0},0,{"$f":"IF(U63=0,0,IF(Z63>0,IF(Z63/1000<U63,IF(Z63/1000<=Vypocet!$D$15,IF(U63<Vypocet!$D$15,U63-Z63/1000,Vypocet!$D$15-Z63/1000),Vypocet!$D$15),0),IF(U63>Vypocet!$D$15,Vypocet!$D$15,U63)))","v":0},0,{"$f":"HLOOKUP(Vypocet!$D$11,TDDData!$E:$S,2+TDDData!D63,0)","v":{"$error":"#N/A"}},23.3,18.64,{"$error":"#N/A"},{"$error":"#N/A"},{"$f":"IF(AA63<0,IF(AC62>-AA63,AC62+AA63,0),IF(AA63+AC62<=Vypocet!$D$18,AA63+AC62,Vypocet!$D$18))","v":{"$error":"#N/A"}},{"$error":"#N/A"},{"$f":"IF(AND(AC63<AC62,AC63<>0),AE62,IF(OR(AND(AC62=0,AA63<0),AC62<-AA63),IF(AC62=0,IF(AE62>-AA63,AE62+AA63,0),IF(AC62+AE62>-AA63,AC62+AE62+AA63,0)),IF(AC62=Vypocet!$D$18,AE62+AA63,AE62+AA63-AC63+AC62)))","v":{"$error":"#N/A"}},{"$error":"#N/A"},{"$error":"#N/A"},{"$f":"SUM($AF$3:AF63)","v":{"$error":"#N/A"}},{"$error":"#N/A"},{"$error":"#N/A"},{"$error":"#N/A"},{"$f":"SUM($AJ$3:AJ63)","v":{"$error":"#N/A"}},{"$error":"#N/A"},{"$error":"#N/A"},{"$error":"#N/A"},{"$f":"IF(AN63<0,IF(AP62>-AN63,AP62+AN63,0),IF(AN63+AP62<=Vypocet!$D$18,AN63+AP62,Vypocet!$D$18))","v":{"$error":"#N/A"}},{"$error":"#N/A"},{"$f":"IF(AND(AP63<AP62,AP63<>0),AR62,IF(OR(AND(AP62=0,AN63<0),AP62<-AN63),IF(AP62=0,IF(AR62>-AN63,AR62+AN63,0),IF(AP62+AR62>-AN63,AP62+AR62+AN63,0)),IF(AP62=Vypocet!$D$18,AR62+AN63,AR62+AN63-AP63+AP62)))","v":{"$error":"#N/A"}},{"$error":"#N/A"},{"$error":"#N/A"},{"$f":"SUM($AS$3:AS63)","v":{"$error":"#N/A"}},{"$error":"#N/A"},{"$error":"#N/A"},{"$error":"#N/A"},{"$f":"SUM($AW$3:AW63)","v":{"$error":"#N/A"}},{"$f":"IF(V63=0,IF(U63=0,IF(AZ62+Z63/1000>Vypocet!$D$18,Vypocet!$D$18,AZ62+Z63/1000),IF(Z63/1000+AZ62-U63>Vypocet!$D$18,Vypocet!$D$18,Z63/1000+AZ62-U63)),IF(AZ62=0,0,IF(AZ62>V63,AZ62-V63,0)))","v":0},0,null,null,null,null,null,null,null,null,null,null,null,null,null,null,null,null,null,null,null,null,null,null,null,null,null,null,null,null,null,null,null,null,null,null,null,null,null,null,null,null,null,null,null,null,null,null,null,null,null,null,null,null,null,null,null,null,null,null,null,null,null,null,null,null,null,null,null,null,null,null,null,null,null,null,null,null,null,null,null,null,null,null,null,null,null,null,null,null,null,null,null,null,null,null,null,null,null,null,null,null,null,null,null,0.80083000000000004,0.86140000000000005,0.88717999999999997,0.47347,0.56503999999999999,0.42907000000000001,0.44492999999999999,0.29965999999999998,0.33942,0.49054999999999999,0.37481999999999999,0.41602,0.61248999999999998,0.66573000000000004,0]
[1,43833,14,62,{"$f":"(FA64*Vypocet!$D$24)/$FA$2","v":0},{"$f":"(FB64*Vypocet!$D$24)/$FB$2","v":0},{"$f":"(FC64*Vypocet!$D$24)/$FC$2","v":0},{"$f":"(FD64*Vypocet!$D$24)/$FD$2","v":0},{"$f":"(FE64*Vypocet!$D$24)/$FE$2","v":0},{"$f":"(FF64*Vypocet!$D$24)/$FF$2","v":0},{"$f":"(FG64*Vypocet!$D$24)/$FG$2","v":0},{"$f":"(FH64*Vypocet!$D$24)/$FH$2","v":0},{"$f":"(FI64*Vypocet!$D$24)/$FI$2","v":0},{"$f":"(FJ64*Vypocet!$D$24)/$FJ$2","v":0},{"$f":"(FK64*Vypocet!$D$24)/$FK$2","v":0},{"$f":"(FL64*Vypocet!$D$24)/$FL$2","v":0},{"$f":"(FM64*Vypocet!$D$24)/$FM$2","v":0},{"$f":"(FN64*Vypocet!$D$24)/$FN$2","v":0},{"$f":"(FO64*Vypocet!$D$24)/$FO$2","v":0},{"$f":"(VLOOKUP(A64,Voda!$B$3:$AC$15,TDDData!C64+4,0)*4180*(VLOOKUP(A64,Voda!$B$3:$AC$15,4,0)-VLOOKUP(A64,Voda!$B$3:$AC$15,3,0)))/3600000","v":0},0,{"$f":"IF(U64=0,0,IF(Z64>0,IF(Z64/1000<U64,IF(Z64/1000<=Vypocet!$D$15,IF(U64<Vypocet!$D$15,U64-Z64/1000,Vypocet!$D$15-Z64/1000),Vypocet!$D$15),0),IF(U64>Vypocet!$D$15,Vypocet!$D$15,U64)))","v":0},0,{"$f":"HLOOKUP(Vypocet!$D$11,TDDData!$E:$S,2+TDDData!D64,0)","v":{"$error":"#N/A"}},21.92,17.536000000000001,{"$error":"#N/A"},{"$error":"#N/A"},{"$f":"IF(AA64<0,IF(AC63>-AA64,AC63+AA64,0),IF(AA64+AC63<=Vypocet!$D$18,AA64+AC63,Vypocet!$D$18))","v":{"$error":"#N/A"}},{"$error":"#N/A"},{"$f":"IF(AND(AC64<AC63,AC64<>0),AE63,IF(OR(AND(AC63=0,AA64<0),AC63<-AA64),IF(AC63=0,IF(AE63>-AA64,AE63+AA64,0),IF(AC63+AE63>-AA64,AC63+AE63+AA64,0)),IF(AC63=Vypocet!$D$18,AE63+AA64,AE63+AA64-AC64+AC63)))","v":{"$error":"#N/A"}},{"$error":"#N/A"},{"$error":"#N/A"},{"$f":"SUM($AF$3:AF64)","v":{"$error":"#N/A"}},{"$error":"#N/A"},{"$error":"#N/A"},{"$error":"#N/A"},{"$f":"SUM($AJ$3:AJ64)","v":{"$error":"#N/A"}},{"$error":"#N/A"},{"$error":"#N/A"},{"$error":"#N/A"},{"$f":"IF(AN64<0,IF(AP63>-AN64,AP63+AN64,0),IF(AN64+AP63<=Vypocet!$D$18,AN64+AP63,Vypocet!$D$18))","v":{"$error":"#N/A"}},{"$error":"#N/A"},{"$f":"IF(AND(AP64<AP63,AP64<>0),AR63,IF(OR(AND(AP63=0,AN64<0),AP63<-AN64),IF(AP63=0,IF(AR63>-AN64,AR63+AN64,0),IF(AP63+AR63>-AN64,AP63+AR63+AN64,0)),IF(AP63=Vypocet!$D$18,AR63+AN64,AR63+AN64-AP64+AP63)))","v":{"$error":"#N/A"}},{"$error":"#N/A"},{"$error":"#N/A"},{"$f":"SUM($AS$3:AS64)","v":{"$error":"#N/A"}},{"$error":"#N/A"},{"$error":"#N/A"},{"$error":"#N/A"},{"$f":"SUM($AW$3:AW64)","v":{"$error":"#N/A"}},{"$f":"IF(V64=0,IF(U64=0,IF(AZ63+Z64/1000>Vypocet!$D$18,Vypocet!$D$18,AZ63+Z64/1000),IF(Z64/1000+AZ63-U64>Vypocet!$D$18,Vypocet!$D$18,Z64/1000+AZ63-U64)),IF(AZ63=0,0,IF(AZ63>V64,AZ63-V64,0)))","v":0},0,null,null,null,null,null,null,null,null,null,null,null,null,null,null,null,null,null,null,null,null,null,null,null,null,null,null,null,null,null,null,null,null,null,null,null,null,null,null,null,null,null,null,null,null,null,null,null,null,null,null,null,null,null,null,null,null,null,null,null,null,null,null,null,null,null,null,null,null,null,null,null,null,null,null,null,null,null,null,null,null,null,null,null,null,null,null,null,null,null,null,null,null,null,null,null,null,null,null,null,null,null,null,null,0.77424000000000004,0.87965000000000004,0.82435999999999998,0.46095999999999998,0.76217000000000001,0.6018,0.78966000000000003,0.46704000000000001,0.45484000000000002,0.60580999999999996,0.45229999999999998,0.54603000000000002,0.77156000000000002,0.74877000000000005,0]
[1,43833,15,63,{"$f":"(FA65*Vypocet!$D$24)/$FA$2","v":0},{"$f":"(FB65*Vypocet!$D$24)/$FB$2","v":0},{"$f":"(FC65*Vypocet!$D$24)/$FC$2","v":0},{"$f":"(FD65*Vypocet!$D$24)/$FD$2","v":0},{"$f":"(FE65*Vypocet!$D$24)/$FE$2","v":0},{"$f":"(FF65*Vypocet!$D$24)/$FF$2","v":0},{"$f":"(FG65*Vypocet!$D$24)/$FG$2","v":0},{"$f":"(FH65*Vypocet!$D$24)/$FH$2","v":0},{"$f":"(FI65*Vypocet!$D$24)/$FI$2","v":0},{"$f":"(FJ65*Vypocet!$D$24)/$FJ$2","v":0},{"$f":"(FK65*Vypocet!$D$24)/$FK$2","v":0},{"$f":"(FL65*Vypocet!$D$24)/$FL$2","v":0},{"$f":"(FM65*Vypocet!$D$24)/$FM$2","v":0},{"$f":"(FN65*Vypocet!$D$24)/$FN$2","v":0},{"$f":"(FO65*Vypocet!$D$24)/$FO$2","v":0},{"$f":"(VLOOKUP(A65,Voda!$B$3:$AC$15,TDDData!C65+4,0)*4180*(VLOOKUP(A65,Voda!$B$3:$AC$15,4,0)-VLOOKUP(A65,Voda!$B$3:$AC$15,3,0)))/3600000","v":0},0,{"$f":"IF(U65=0,0,IF(Z65>0,IF(Z65/1000<U65,IF(Z65/1000<=Vypocet!$D$15,IF(U65<Vypocet!$D$15,U65-Z65/1000,Vypocet!$D$15-Z65/1000),Vypocet!$D$15),0),IF(U65>Vypocet!$D$15,Vypocet!$D$15,U65)))","v":0},0,{"$f":"HLOOKUP(Vypocet!$D$11,TDDData!$E:$S,2+TDDData!D65,0)","v":{"$error":"#N/A"}},0.42,0.33600000000000002,{"$error":"#N/A"},{"$error":"#N/A"},{"$f":"IF(AA65<0,IF(AC64>-AA65,AC64+AA65,0),IF(AA65+AC64<=Vypocet!$D$18,AA65+AC64,Vypocet!$D$18))","v":{"$error":"#N/A"}},{"$error":"#N/A"},{"$f":"IF(AND(AC65<AC64,AC65<>0),AE64,IF(OR(AND(AC64=0,AA65<0),AC64<-AA65),IF(AC64=0,IF(AE64>-AA65,AE64+AA65,0),IF(AC64+AE64>-AA65,AC64+AE64+AA65,0)),IF(AC64=Vypocet!$D$18,AE64+AA65,AE64+AA65-AC65+AC64)))","v":{"$error":"#N/A"}},{"$error":"#N/A"},{"$error":"#N/A"},{"$f":"SUM($AF$3:AF65)","v":{"$error":"#N/A"}},{"$error":"#N/A"},{"$error":"#N/A"},{"$error":"#N/A"},{"$f":"SUM($AJ$3:AJ65)","v":{"$error":"#N/A"}},{"$error":"#N/A"},{"$error":"#N/A"},{"$error":"#N/A"},{"$f":"IF(AN65<0,IF(AP64>-AN65,AP64+AN65,0),IF(AN65+AP64<=Vypocet!$D$18,AN65+AP64,Vypocet!$D$18))","v":{"$error":"#N/A"}},{"$error":"#N/A"},{"$f":"IF(AND(AP65<AP64,AP65<>0),AR64,IF(OR(AND(AP64=0,AN65<0),AP64<-AN65),IF(AP64=0,IF(AR64>-AN65,AR64+AN65,0),IF(AP64+AR64>-AN65,AP64+AR64+AN65,0)),IF(AP64=Vypocet!$D$18,AR64+AN65,AR64+AN65-AP65+AP64)))","v":{"$error":"#N/A"}},{"$error":"#N/A"},{"$error":"#N/A"},{"$f":"SUM($AS$3:AS65)","v":{"$error":"#N/A"}},{"$error":"#N/A"},{"$error":"#N/A"},{"$error":"#N/A"},{"$f":"SUM($AW$3:AW65)","v":{"$error":"#N/A"}},{"$f":"IF(V65=0,IF(U65=0,IF(AZ64+Z65/1000>Vypocet!$D$18,Vypocet!$D$18,AZ64+Z65/1000),IF(Z65/1000+AZ64-U65>Vypocet!$D$18,Vypocet!$D$18,Z65/1000+AZ64-U65)),IF(AZ64=0,0,IF(AZ64>V65,AZ64-V65,0)))","v":0},0,null,null,null,null,null,null,null,null,null,null,null,null,null,null,null,null,null,null,null,null,null,null,null,null,null,null,null,null,null,null,null,null,null,null,null,null,null,null,null,null,null,null,null,null,null,null,null,null,null,null,null,null,null,null,null,null,null,null,null,null,null,null,null,null,null,null,null,null,null,null,null,null,null,null,null,null,null,null,null,null,null,null,null,null,null,null,null,null,null,null,null,null,null,null,null,null,null,null,null,null,null,null,null,0.76541999999999999,0.82440999999999998,0.83635000000000004,0.48849999999999999,0.75724999999999998,0.69940999999999998,0.78461000000000003,0.62534999999999996,0.49929000000000001,0.71884999999999999,0.69191000000000003,0.67442999999999997,0.69089999999999996,0.71679999999999999,0]
[1,43833,16,64,{"$f":"(FA66*Vypocet!$D$24)/$FA$2","v":0},{"$f":"(FB66*Vypocet!$D$24)/$FB$2","v":0},{"$f":"(FC66*Vypocet!$D$24)/$FC$2","v":0},{"$f":"(FD66*Vypocet!$D$24)/$FD$2","v":0},{"$f":"(FE66*Vypocet!$D$24)/$FE$2","v":0},{"$f":"(FF66*Vypocet!$D$24)/$FF$2","v":0},{"$f":"(FG66*Vypocet!$D$24)/$FG$2","v":0},{"$f":"(FH66*Vypocet!$D$24)/$FH$2","v":0},{"$f":"(FI66*Vypocet!$D$24)/$FI$2","v":0},{"$f":"(FJ66*Vypocet!$D$24)/$FJ$2","v":0},{"$f":"(FK66*Vypocet!$D$24)/$FK$2","v":0},{"$f":"(FL66*Vypocet!$D$24)/$FL$2","v":0},{"$f":"(FM66*Vypocet!$D$24)/$FM$2","v":0},{"$f":"(FN66*Vypocet!$D$24)/$FN$2","v":0},{"$f":"(FO66*Vypocet!$D$24)/$FO$2","v":0},{"$f":"(VLOOKUP(A66,Voda!$B$3:$AC$15,TDDData!C66+4,0)*4180*(VLOOKUP(A66,Voda!$B$3:$AC$15,4,0)-VLOOKUP(A66,Voda!$B$3:$AC$15,3,0)))/3600000","v":0},0,{"$f":"IF(U66=0,0,IF(Z66>0,IF(Z66/1000<U66,IF(Z66/1000<=Vypocet!$D$15,IF(U66<Vypocet!$D$15,U66-Z66/1000,Vypocet!$D$15-Z66/1000),Vypocet!$D$15),0),IF(U66>Vypocet!$D$15,Vypocet!$D$15,U66)))","v":0},0,{"$f":"HLOOKUP(Vypocet!$D$11,TDDData!$E:$S,2+TDDData!D66,0)","v":{"$error":"#N/A"}},0,0,{"$error":"#N/A"},{"$error":"#N/A"},{"$f":"IF(AA66<0,IF(AC65>-AA66,AC65+AA66,0),IF(AA66+AC65<=Vypocet!$D$18,AA66+AC65,Vypocet!$D$18))","v":{"$error":"#N/A"}},{"$error":"#N/A"},{"$f":"IF(AND(AC66<AC65,AC66<>0),AE65,IF(OR(AND(AC65=0,AA66<0),AC65<-AA66),IF(AC65=0,IF(AE65>-AA66,AE65+AA66,0),IF(AC65+AE65>-AA66,AC65+AE65+AA66,0)),IF(AC65=Vypocet!$D$18,AE65+AA66,AE65+AA66-AC66+AC65)))","v":{"$error":"#N/A"}},{"$error":"#N/A"},{"$error":"#N/A"},{"$f":"SUM($AF$3:AF66)","v":{"$error":"#N/A"}},{"$error":"#N/A"},{"$error":"#N/A"},{"$error":"#N/A"},{"$f":"SUM($AJ$3:AJ66)","v":{"$error":"#N/A"}},{"$error":"#N/A"},{"$error":"#N/A"},{"$error":"#N/A"},{"$f":"IF(AN66<0,IF(AP65>-AN66,AP65+AN66,0),IF(AN66+AP65<=Vypocet!$D$18,AN66+AP65,Vypocet!$D$18))","v":{"$error":"#N/A"}},{"$error":"#N/A"},{"$f":"IF(AND(AP66<AP65,AP66<>0),AR65,IF(OR(AND(AP65=0,AN66<0),AP65<-AN66),IF(AP65=0,IF(AR65>-AN66,AR65+AN66,0),IF(AP65+AR65>-AN66,AP65+AR65+AN66,0)),IF(AP65=Vypocet!$D$18,AR65+AN66,AR65+AN66-AP66+AP65)))","v":{"$error":"#N/A"}},{"$error":"#N/A"},{"$error":"#N/A"},{"$f":"SUM($AS$3:AS66)","v":{"$error":"#N/A"}},{"$error":"#N/A"},{"$error":"#N/A"},{"$error":"#N/A"},{"$f":"SUM($AW$3:AW66)","v":{"$error":"#N/A"}},{"$f":"IF(V66=0,IF(U66=0,IF(AZ65+Z66/1000>Vypocet!$D$18,Vypocet!$D$18,AZ65+Z66/1000),IF(Z66/1000+AZ65-U66>Vypocet!$D$18,Vypocet!$D$18,Z66/1000+AZ65-U66)),IF(AZ65=0,0,IF(AZ65>V66,AZ65-V66,0)))","v":0},0,null,null,null,null,null,null,null,null,null,null,null,null,null,null,null,null,null,null,null,null,null,null,null,null,null,null,null,null,null,null,null,null,null,null,null,null,null,null,null,null,null,null,null,null,null,null,null,null,null,null,null,null,null,null,null,null,null,null,null,null,null,null,null,null,null,null,null,null,null,null,null,null,null,null,null,null,null,null,null,null,null,null,null,null,null,null,null,null,null,null,null,null,null,null,null,null,null,null,null,null,null,null,null,0.74007000000000001,0.76898999999999995,0.83392999999999995,0.54325999999999997,0.76627999999999996,0.51175000000000004,0.57128999999999996,0.64166000000000001,0.81137999999999999,0.65183999999999997,0.74827999999999995,0.63834999999999997,0.73094999999999999,0.83357000000000003,0]
[1,43833,17,65,{"$f":"(FA67*Vypocet!$D$24)/$FA$2","v":0},{"$f":"(FB67*Vypocet!$D$24)/$FB$2","v":0},{"$f":"(FC67*Vypocet!$D$24)/$FC$2","v":0},{"$f":"(FD67*Vypocet!$D$24)/$FD$2","v":0},{"$f":"(FE67*Vypocet!$D$24)/$FE$2","v":0},{"$f":"(FF67*Vypocet!$D$24)/$FF$2","v":0},{"$f":"(FG67*Vypocet!$D$24)/$FG$2","v":0},{"$f":"(FH67*Vypocet!$D$24)/$FH$2","v":0},{"$f":"(FI67*Vypocet!$D$24)/$FI$2","v":0},{"$f":"(FJ67*Vypocet!$D$24)/$FJ$2","v":0},{"$f":"(FK67*Vypocet!$D$24)/$FK$2","v":0},{"$f":"(FL67*Vypocet!$D$24)/$FL$2","v":0},{"$f":"(FM67*Vypocet!$D$24)/$FM$2","v":0},{"$f":"(FN67*Vypocet!$D$24)/$FN$2","v":0},{"$f":"(FO67*Vypocet!$D$24)/$FO$2","v":0},{"$f":"(VLOOKUP(A67,Voda!$B$3:$AC$15,TDDData!C67+4,0)*4180*(VLOOKUP(A67,Voda!$B$3:$AC$15,4,0)-VLOOKUP(A67,Voda!$B$3:$AC$15,3,0)))/3600000","v":0},0,{"$f":"IF(U67=0,0,IF(Z67>0,IF(Z67/1000<U67,IF(Z67/1000<=Vypocet!$D$15,IF(U67<Vypocet!$D$15,U67-Z67/1000,Vypocet!$D$15-Z67/1000),Vypocet!$D$15),0),IF(U67>Vypocet!$D$15,Vypocet!$D$15,U67)))","v":0},0,{"$f":"HLOOKUP(Vypocet!$D$11,TDDData!$E:$S,2+TDDData!D67,0)","v":{"$error":"#N/A"}},0,{"$f":"Y67*$BB$2","v":0},{"$f":"Z67/1000-X67","v":{"$error":"#N/A"}},{"$error":"#N/A"},{"$f":"IF(AA67<0,IF(AC66>-AA67,AC66+AA67,0),IF(AA67+AC66<=Vypocet!$D$18,AA67+AC66,Vypocet!$D$18))","v":{"$error":"#N/A"}},{"$error":"#N/A"},{"$f":"IF(AND(AC67<AC66,AC67<>0),AE66,IF(OR(AND(AC66=0,AA67<0),AC66<-AA67),IF(AC66=0,IF(AE66>-AA67,AE66+AA67,0),IF(AC66+AE66>-AA67,AC66+AE66+AA67,0)),IF(AC66=Vypocet!$D$18,AE66+AA67,AE66+AA67-AC67+AC66)))","v":{"$error":"#N/A"}},{"$error":"#N/A"},{"$error":"#N/A"},{"$f":"SUM($AF$3:AF67)","v":{"$error":"#N/A"}},{"$error":"#N/A"},{"$error":"#N/A"},{"$f":"IF(AI67=0,-AA67,0)","v":{"$error":"#N/A"}},{"$f":"SUM($AJ$3:AJ67)","v":{"$error":"#N/A"}},{"$error":"#N/A"},{"$error":"#N/A"},{"$error":"#N/A"},{"$f":"IF(AN67<0,IF(AP66>-AN67,AP66+AN67,0),IF(AN67+AP66<=Vypocet!$D$18,AN67+AP66,Vypocet!$D$18))","v":{"$error":"#N/A"}},{"$error":"#N/A"},{"$f":"IF(AND(AP67<AP66,AP67<>0),AR66,IF(OR(AND(AP66=0,AN67<0),AP66<-AN67),IF(AP66=0,IF(AR66>-AN67,AR66+AN67,0),IF(AP66+AR66>-AN67,AP66+AR66+AN67,0)),IF(AP66=Vypocet!$D$18,AR66+AN67,AR66+AN67-AP67+AP66)))","v":{"$error":"#N/A"}},{"$error":"#N/A"},{"$error":"#N/A"},{"$f":"SUM($AS$3:AS67)","v":{"$error":"#N/A"}},{"$error":"#N/A"},{"$error":"#N/A"},{"$f":"IF(AV67=0,-AN67,0)","v":{"$error":"#N/A"}},{"$f":"SUM($AW$3:AW67)","v":{"$error":"#N/A"}},{"$f":"IF(V67=0,IF(U67=0,IF(AZ66+Z67/1000>Vypocet!$D$18,Vypocet!$D$18,AZ66+Z67/1000),IF(Z67/1000+AZ66-U67>Vypocet!$D$18,Vypocet!$D$18,Z67/1000+AZ66-U67)),IF(AZ66=0,0,IF(AZ66>V67,AZ66-V67,0)))","v":0},0,null,null,null,null,null,null,null,null,null,null,null,null,null,null,null,null,null,null,null,null,null,null,null,null,null,null,null,null,null,null,null,null,null,null,null,null,null,null,null,null,null,null,null,null,null,null,null,null,null,null,null,null,null,null,null,null,null,null,null,null,null,null,null,null,null,null,null,null,null,null,null,null,null,null,null,null,null,null,null,null,null,null,null,null,null,null,null,null,null,null,null,null,null,null,null,null,null,null,null,null,null,null,null,0.74934000000000001,0.69137999999999999,0.73958000000000002,0.65375000000000005,0.65922999999999998,0.47083999999999998,0.45946999999999999,0.62329999999999997,0.73514999999999997,0.57235999999999998,0.79208000000000001,0.69789999999999996,0.84743000000000002,0.85967000000000005,0.5]
[{"$f":"MONTH(B68)","v":1},43833,18,66,{"$f":"(FA68*Vypocet!$D$24)/$FA$2","v":0},{"$f":"(FB68*Vypocet!$D$24)/$FB$2","v":0},{"$f":"(FC68*Vypocet!$D$24)/$FC$2","v":0},{"$f":"(FD68*Vypocet!$D$24)/$FD$2","v":0},{"$f":"(FE68*Vypocet!$D$24)/$FE$2","v":0},{"$f":"(FF68*Vypocet!$D$24)/$FF$2","v":0},{"$f":"(FG68*Vypocet!$D$24)/$FG$2","v":0},{"$f":"(FH68*Vypocet!$D$24)/$FH$2","v":0},{"$f":"(FI68*Vypocet!$D$24)/$FI$2","v":0},{"$f":"(FJ68*Vypocet!$D$24)/$FJ$2","v":0},{"$f":"(FK68*Vypocet!$D$24)/$FK$2","v":0},{"$f":"(FL68*Vypocet!$D$24)/$FL$2","v":0},{"$f":"(FM68*Vypocet!$D$24)/$FM$2","v":0},{"$f":"(FN68*Vypocet!$D$24)/$FN$2","v":0},{"$f":"(FO68*Vypocet!$D$24)/$FO$2","v":0},{"$f":"(VLOOKUP(A68,Voda!$B$3:$AC$15,TDDData!C68+4,0)*4180*(VLOOKUP(A68,Voda!$B$3:$AC$15,4,0)-VLOOKUP(A68,Voda!$B$3:$AC$15,3,0)))/3600000","v":0},0,{"$f":"IF(U68=0,0,IF(Z68>0,IF(Z68/1000<U68,IF(Z68/1000<=Vypocet!$D$15,IF(U68<Vypocet!$D$15,U68-Z68/1000,Vypocet!$D$15-Z68/1000),Vypocet!$D$15),0),IF(U68>Vypocet!$D$15,Vypocet!$D$15,U68)))","v":0},{"$f":"IF(V68=0,0,U68-V68)","v":0},{"$f":"HLOOKUP(Vypocet!$D$11,TDDData!$E:$S,2+TDDData!D68,0)","v":{"$error":"#N/A"}},0,0,{"$f":"Z68/1000-X68","v":{"$error":"#N/A"}},{"$f":"IF(AA68<0,-AA68,0)","v":{"$error":"#N/A"}},{"$f":"IF(AA68<0,IF(AC67>-AA68,AC67+AA68,0),IF(AA68+AC67<=Vypocet!$D$18,AA68+AC67,Vypocet!$D$18))","v":{"$error":"#N/A"}},{"$f":"IF(AC68=0,-AA68-AC67,0)","v":{"$error":"#N/A"}},{"$f":"IF(AND(AC68<AC67,AC68<>0),AE67,IF(OR(AND(AC67=0,AA68<0),AC67<-AA68),IF(AC67=0,IF(AE67>-AA68,AE67+AA68,0),IF(AC67+AE67>-AA68,AC67+AE67+AA68,0)),IF(AC67=Vypocet!$D$18,AE67+AA68,AE67+AA68-AC68+AC67)))","v":{"$error":"#N/A"}},{"$error":"#N/A"},{"$error":"#N/A"},{"$f":"SUM($AF$3:AF68)","v":{"$error":"#N/A"}},{"$error":"#N/A"},{"$error":"#N/A"},{"$error":"#N/A"},{"$f":"SUM($AJ$3:AJ68)","v":{"$error":"#N/A"}},{"$f":"X68+T68","v":{"$error":"#N/A"}},{"$f":"Z68/1000-AM68","v":{"$error":"#N/A"}},{"$f":"IF(AN68<0,-AN68,0)","v":{"$error":"#N/A"}},{"$f":"IF(AN68<0,IF(AP67>-AN68,AP67+AN68,0),IF(AN68+AP67<=Vypocet!$D$18,AN68+AP67,Vypocet!$D$18))","v":{"$error":"#N/A"}},{"$f":"IF(AP68=0,-AN68-AP67,0)","v":{"$error":"#N/A"}},{"$f":"IF(AND(AP68<AP67,AP68<>0),AR67,IF(OR(AND(AP67=0,AN68<0),AP67<-AN68),IF(AP67=0,IF(AR67>-AN68,AR67+AN68,0),IF(AP67+AR67>-AN68,AP67+AR67+AN68,0)),IF(AP67=Vypocet!$D$18,AR67+AN68,AR67+AN68-AP68+AP67)))","v":{"$error":"#N/A"}},{"$error":"#N/A"},{"$error":"#N/A"},{"$f":"SUM($AS$3:AS68)","v":{"$error":"#N/A"}},{"$error":"#N/A"},{"$error":"#N/A"},{"$error":"#N/A"},{"$f":"SUM($AW$3:AW68)","v":{"$error":"#N/A"}},{"$f":"IF(V68=0,IF(U68=0,IF(AZ67+Z68/1000>Vypocet!$D$18,Vypocet!$D$18,AZ67+Z68/1000),IF(Z68/1000+AZ67-U68>Vypocet!$D$18,Vypocet!$D$18,Z68/1000+AZ67-U68)),IF(AZ67=0,0,IF(AZ67>V68,AZ67-V68,0)))","v":0},0,null,null,null,null,null,null,null,null,null,null,null,null,null,null,null,null,null,null,null,null,null,null,null,null,null,null,null,null,null,null,null,null,null,null,null,null,null,null,null,null,null,null,null,null,null,null,null,null,null,null,null,null,null,null,null,null,null,null,null,null,null,null,null,null,null,null,null,null,null,null,null,null,null,null,null,null,null,null,null,null,null,null,null,null,null,null,null,null,null,null,null,null,null,null,null,null,null,null,null,null,null,null,null,0.69691000000000003,0.60750999999999999,0.74802000000000002,0.79183000000000003,0.47416000000000003,0.50805999999999996,0.41222999999999999,0.57818000000000003,0.66169,0.57606000000000002,0.68876999999999999,0.60872999999999999,0.61128000000000005,0.94723999999999997,1]
[1,43833,19,67,{"$f":"(FA69*Vypocet!$D$24)/$FA$2","v":0},{"$f":"(FB69*Vypocet!$D$24)/$FB$2","v":0},{"$f":"(FC69*Vypocet!$D$24)/$FC$2","v":0},{"$f":"(FD69*Vypocet!$D$24)/$FD$2","v":0},{"$f":"(FE69*Vypocet!$D$24)/$FE$2","v":0},{"$f":"(FF69*Vypocet!$D$24)/$FF$2","v":0},{"$f":"(FG69*Vypocet!$D$24)/$FG$2","v":0},{"$f":"(FH69*Vypocet!$D$24)/$FH$2","v":0},{"$f":"(FI69*Vypocet!$D$24)/$FI$2","v":0},{"$f":"(FJ69*Vypocet!$D$24)/$FJ$2","v":0},{"$f":"(FK69*Vypocet!$D$24)/$FK$2","v":0},{"$f":"(FL69*Vypocet!$D$24)/$FL$2","v":0},{"$f":"(FM69*Vypocet!$D$24)/$FM$2","v":0},{"$f":"(FN69*Vypocet!$D$24)/$FN$2","v":0},{"$f":"(FO69*Vypocet!$D$24)/$FO$2","v":0},{"$f":"(VLOOKUP(A69,Voda!$B$3:$AC$15,TDDData!C69+4,0)*4180*(VLOOKUP(A69,Voda!$B$3:$AC$15,4,0)-VLOOKUP(A69,Voda!$B$3:$AC$15,3,0)))/3600000","v":0},{"$f":"W68+T69","v":0},{"$f":"IF(U69=0,0,IF(Z69>0,IF(Z69/1000<U69,IF(Z69/1000<=Vypocet!$D$15,IF(U69<Vypocet!$D$15,U69-Z69/1000,Vypocet!$D$15-Z69/1000),Vypocet!$D$15),0),IF(U69>Vypocet!$D$15,Vypocet!$D$15,U69)))","v":0},0,{"$f":"HLOOKUP(Vypocet!$D$11,TDDData!$E:$S,2+TDDData!D69,0)","v":{"$error":"#N/A"}},0,0,{"$error":"#N/A"},{"$error":"#N/A"},{"$f":"IF(AA69<0,IF(AC68>-AA69,AC68+AA69,0),IF(AA69+AC68<=Vypocet!$D$18,AA69+AC68,Vypocet!$D$18))","v":{"$error":"#N/A"}},{"$error":"#N/A"},{"$f":"IF(AND(AC69<AC68,AC69<>0),AE68,IF(OR(AND(AC68=0,AA69<0),AC68<-AA69),IF(AC68=0,IF(AE68>-AA69,AE68+AA69,0),IF(AC68+AE68>-AA69,AC68+AE68+AA69,0)),IF(AC68=Vypocet!$D$18,AE68+AA69,AE68+AA69-AC69+AC68)))","v":{"$error":"#N/A"}},{"$f":"IF(AE69>AE68,AE69-AE68,0)","v":{"$error":"#N/A"}},{"$error":"#N/A"},{"$f":"SUM($AF$3:AF69)","v":{"$error":"#N/A"}},{"$f":"IF(AA69<0,IF(AI68>-AA69,AI68+AA69,0),AA69+AI68)","v":{"$error":"#N/A"}},{"$f":"IF(AI69>AI68,AI69-AI68,0)","v":{"$error":"#N/A"}},{"$error":"#N/A"},{"$f":"SUM($AJ$3:AJ69)","v":{"$error":"#N/A"}},{"$error":"#N/A"},{"$error":"#N/A"},{"$error":"#N/A"},{"$f":"IF(AN69<0,IF(AP68>-AN69,AP68+AN69,0),IF(AN69+AP68<=Vypocet!$D$18,AN69+AP68,Vypocet!$D$18))","v":{"$error":"#N/A"}},{"$error":"#N/A"},{"$f":"IF(AND(AP69<AP68,AP69<>0),AR68,IF(OR(AND(AP68=0,AN69<0),AP68<-AN69),IF(AP68=0,IF(AR68>-AN69,AR68+AN69,0),IF(AP68+AR68>-AN69,AP68+AR68+AN69,0)),IF(AP68=Vypocet!$D$18,AR68+AN69,AR68+AN69-AP69+AP68)))","v":{"$error":"#N/A"}},{"$error":"#N/A"},{"$error":"#N/A"},{"$f":"SUM($AS$3:AS69)","v":{"$error":"#N/A"}},{"$f":"IF(AN69<0,IF(AV68>-AN69,AV68+AN69,0),AN69+AV68)","v":{"$error":"#N/A"}},{"$error":"#N/A"},{"$error":"#N/A"},{"$f":"SUM($AW$3:AW69)","v":{"$error":"#N/A"}},{"$f":"IF(V69=0,IF(U69=0,IF(AZ68+Z69/1000>Vypocet!$D$18,Vypocet!$D$18,AZ68+Z69/1000),IF(Z69/1000+AZ68-U69>Vypocet!$D$18,Vypocet!$D$18,Z69/1000+AZ68-U69)),IF(AZ68=0,0,IF(AZ68>V69,AZ68-V69,0)))","v":0},0,null,null,null,null,null,null,null,null,null,null,null,null,null,null,null,null,null,null,null,null,null,null,null,null,null,null,null,null,null,null,null,null,null,null,null,null,null,null,null,null,null,null,null,null,null,null,null,null,null,null,null,null,null,null,null,null,null,null,null,null,null,null,null,null,null,null,null,null,null,null,null,null,null,null,null,null,null,null,null,null,null,null,null,null,null,null,null,null,null,null,null,null,null,null,null,null,null,null,null,null,null,null,null,0.60885999999999996,0.57835000000000003,0.74548999999999999,0.79717000000000005,0.62875999999999999,0.45754,0.43084,0.61817999999999995,0.55862000000000001,0.63024999999999998,0.53776999999999997,0.51205999999999996,0.56325000000000003,0.90183999999999997,1]
[1,43833,20,68,{"$f":"(FA70*Vypocet!$D$24)/$FA$2","v":0},{"$f":"(FB70*Vypocet!$D$24)/$FB$2","v":0},{"$f":"(FC70*Vypocet!$D$24)/$FC$2","v":0},{"$f":"(FD70*Vypocet!$D$24)/$FD$2","v":0},{"$f":"(FE70*Vypocet!$D$24)/$FE$2","v":0},{"$f":"(FF70*Vypocet!$D$24)/$FF$2","v":0},{"$f":"(FG70*Vypocet!$D$24)/$FG$2","v":0},{"$f":"(FH70*Vypocet!$D$24)/$FH$2","v":0},{"$f":"(FI70*Vypocet!$D$24)/$FI$2","v":0},{"$f":"(FJ70*Vypocet!$D$24)/$FJ$2","v":0},{"$f":"(FK70*Vypocet!$D$24)/$FK$2","v":0},{"$f":"(FL70*Vypocet!$D$24)/$FL$2","v":0},{"$f":"(FM70*Vypocet!$D$24)/$FM$2","v":0},{"$f":"(FN70*Vypocet!$D$24)/$FN$2","v":0},{"$f":"(FO70*Vypocet!$D$24)/$FO$2","v":0},{"$f":"(VLOOKUP(A70,Voda!$B$3:$AC$15,TDDData!C70+4,0)*4180*(VLOOKUP(A70,Voda!$B$3:$AC$15,4,0)-VLOOKUP(A70,Voda!$B$3:$AC$15,3,0)))/3600000","v":0},0,{"$f":"IF(U70=0,0,IF(Z70>0,IF(Z70/1000<U70,IF(Z70/1000<=Vypocet!$D$15,IF(U70<Vypocet!$D$15,U70-Z70/1000,Vypocet!$D$15-Z70/1000),Vypocet!$D$15),0),IF(U70>Vypocet!$D$15,Vypocet!$D$15,U70)))","v":0},0,{"$f":"HLOOKUP(Vypocet!$D$11,TDDData!$E:$S,2+TDDData!D70,0)","v":{"$error":"#N/A"}},0,0,{"$error":"#N/A"},{"$error":"#N/A"},{"$f":"IF(AA70<0,IF(AC69>-AA70,AC69+AA70,0),IF(AA70+AC69<=Vypocet!$D$18,AA70+AC69,Vypocet!$D$18))","v":{"$error":"#N/A"}},{"$error":"#N/A"},{"$f":"IF(AND(AC70<AC69,AC70<>0),AE69,IF(OR(AND(AC69=0,AA70<0),AC69<-AA70),IF(AC69=0,IF(AE69>-AA70,AE69+AA70,0),IF(AC69+AE69>-AA70,AC69+AE69+AA70,0)),IF(AC69=Vypocet!$D$18,AE69+AA70,AE69+AA70-AC70+AC69)))","v":{"$error":"#N/A"}},{"$error":"#N/A"},{"$error":"#N/A"},{"$f":"SUM($AF$3:AF70)","v":{"$error":"#N/A"}},{"$error":"#N/A"},{"$error":"#N/A"},{"$error":"#N/A"},{"$f":"SUM($AJ$3:AJ70)","v":{"$error":"#N/A"}},{"$error":"#N/A"},{"$error":"#N/A"},{"$error":"#N/A"},{"$f":"IF(AN70<0,IF(AP69>-AN70,AP69+AN70,0),IF(AN70+AP69<=Vypocet!$D$18,AN70+AP69,Vypocet!$D$18))","v":{"$error":"#N/A"}},{"$error":"#N/A"},{"$f":"IF(AND(AP70<AP69,AP70<>0),AR69,IF(OR(AND(AP69=0,AN70<0),AP69<-AN70),IF(AP69=0,IF(AR69>-AN70,AR69+AN70,0),IF(AP69+AR69>-AN70,AP69+AR69+AN70,0)),IF(AP69=Vypocet!$D$18,AR69+AN70,AR69+AN70-AP70+AP69)))","v":{"$error":"#N/A"}},{"$error":"#N/A"},{"$error":"#N/A"},{"$f":"SUM($AS$3:AS70)","v":{"$error":"#N/A"}},{"$error":"#N/A"},{"$error":"#N/A"},{"$error":"#N/A"},{"$f":"SUM($AW$3:AW70)","v":{"$error":"#N/A"}},{"$f":"IF(V70=0,IF(U70=0,IF(AZ69+Z70/1000>Vypocet!$D$18,Vypocet!$D$18,AZ69+Z70/1000),IF(Z70/1000+AZ69-U70>Vypocet!$D$18,Vypocet!$D$18,Z70/1000+AZ69-U70)),IF(AZ69=0,0,IF(AZ69>V70,AZ69-V70,0)))","v":0},0,null,null,null,null,null,null,null,null,null,null,null,null,null,null,null,null,null,null,null,null,null,null,null,null,null,null,null,null,null,null,null,null,null,null,null,null,null,null,null,null,null,null,null,null,null,null,null,null,null,null,null,null,null,null,null,null,null,null,null,null,null,null,null,null,null,null,null,null,null,null,null,null,null,null,null,null,null,null,null,null,null,null,null,null,null,null,null,null,null,null,null,null,null,null,null,null,null,null,null,null,null,null,null,0.55105000000000004,0.57008000000000003,0.69716999999999996,0.75844,0.88204000000000005,0.48003000000000001,0.41880000000000001,0.52171000000000001,0.50090000000000001,0.56018000000000001,0.50814999999999999,0.40497,0.60555000000000003,0.88963999999999999,1]
[1,43833,21,69,{"$f":"(FA71*Vypocet!$D$24)/$FA$2","v":0},{"$f":"(FB71*Vypocet!$D$24)/$FB$2","v":0},{"$f":"(FC71*Vypocet!$D$24)/$FC$2","v":0},{"$f":"(FD71*Vypocet!$D$24)/$FD$2","v":0},{"$f":"(FE71*Vypocet!$D$24)/$FE$2","v":0},{"$f":"(FF71*Vypocet!$D$24)/$FF$2","v":0},{"$f":"(FG71*Vypocet!$D$24)/$FG$2","v":0},{"$f":"(FH71*Vypocet!$D$24)/$FH$2","v":0},{"$f":"(FI71*Vypocet!$D$24)/$FI$2","v":0},{"$f":"(FJ71*Vypocet!$D$24)/$FJ$2","v":0},{"$f":"(FK71*Vypocet!$D$24)/$FK$2","v":0},{"$f":"(FL71*Vypocet!$D$24)/$FL$2","v":0},{"$f":"(FM71*Vypocet!$D$24)/$FM$2","v":0},{"$f":"(FN71*Vypocet!$D$24)/$FN$2","v":0},{"$f":"(FO71*Vypocet!$D$24)/$FO$2","v":0},{"$f":"(VLOOKUP(A71,Voda!$B$3:$AC$15,TDDData!C71+4,0)*4180*(VLOOKUP(A71,Voda!$B$3:$AC$15,4,0)-VLOOKUP(A71,Voda!$B$3:$AC$15,3,0)))/3600000","v":0},0,{"$f":"IF(U71=0,0,IF(Z71>0,IF(Z71/1000<U71,IF(Z71/1000<=Vypocet!$D$15,IF(U71<Vypocet!$D$15,U71-Z71/1000,Vypocet!$D$15-Z71/1000),Vypocet!$D$15),0),IF(U71>Vypocet!$D$15,Vypocet!$D$15,U71)))","v":0},0,{"$f":"HLOOKUP(Vypocet!$D$11,TDDData!$E:$S,2+TDDData!D71,0)","v":{"$error":"#N/A"}},0,0,{"$error":"#N/A"},{"$error":"#N/A"},{"$f":"IF(AA71<0,IF(AC70>-AA71,AC70+AA71,0),IF(AA71+AC70<=Vypocet!$D$18,AA71+AC70,Vypocet!$D$18))","v":{"$error":"#N/A"}},{"$error":"#N/A"},{"$f":"IF(AND(AC71<AC70,AC71<>0),AE70,IF(OR(AND(AC70=0,AA71<0),AC70<-AA71),IF(AC70=0,IF(AE70>-AA71,AE70+AA71,0),IF(AC70+AE70>-AA71,AC70+AE70+AA71,0)),IF(AC70=Vypocet!$D$18,AE70+AA71,AE70+AA71-AC71+AC70)))","v":{"$error":"#N/A"}},{"$error":"#N/A"},{"$error":"#N/A"},{"$f":"SUM($AF$3:AF71)","v":{"$error":"#N/A"}},{"$error":"#N/A"},{"$error":"#N/A"},{"$error":"#N/A"},{"$f":"SUM($AJ$3:AJ71)","v":{"$error":"#N/A"}},{"$error":"#N/A"},{"$error":"#N/A"},{"$error":"#N/A"},{"$f":"IF(AN71<0,IF(AP70>-AN71,AP70+AN71,0),IF(AN71+AP70<=Vypocet!$D$18,AN71+AP70,Vypocet!$D$18))","v":{"$error":"#N/A"}},{"$error":"#N/A"},{"$f":"IF(AND(AP71<AP70,AP71<>0),AR70,IF(OR(AND(AP70=0,AN71<0),AP70<-AN71),IF(AP70=0,IF(AR70>-AN71,AR70+AN71,0),IF(AP70+AR70>-AN71,AP70+AR70+AN71,0)),IF(AP70=Vypocet!$D$18,AR70+AN71,AR70+AN71-AP71+AP70)))","v":{"$error":"#N/A"}},{"$error":"#N/A"},{"$error":"#N/A"},{"$f":"SUM($AS$3:AS71)","v":{"$error":"#N/A"}},{"$error":"#N/A"},{"$error":"#N/A"},{"$error":"#N/A"},{"$f":"SUM($AW$3:AW71)","v":{"$error":"#N/A"}},{"$f":"IF(V71=0,IF(U71=0,IF(AZ70+Z71/1000>Vypocet!$D$18,Vypocet!$D$18,AZ70+Z71/1000),IF(Z71/1000+AZ70-U71>Vypocet!$D$18,Vypocet!$D$18,Z71/1000+AZ70-U71)),IF(AZ70=0,0,IF(AZ70>V71,AZ70-V71,0)))","v":0},0,null,null,null,null,null,null,null,null,null,null,null,null,null,null,null,null,null,null,null,null,null,null,null,null,null,null,null,null,null,null,null,null,null,null,null,null,null,null,null,null,null,null,null,null,null,null,null,null,null,null,null,null,null,null,null,null,null,null,null,null,null,null,null,null,null,null,null,null,null,null,null,null,null,null,null,null,null,null,null,null,null,null,null,null,null,null,null,null,null,null,null,null,null,null,null,null,null,null,null,null,null,null,null,0.50148000000000004,0.59801000000000004,0.64809000000000005,0.69674999999999998,0.82189999999999996,0.71772000000000002,0.38197999999999999,0.41904999999999998,0.51626000000000005,0.52029999999999998,0.44375999999999999,0.49776999999999999,0.62548999999999999,0.84630000000000005,1]
[1,43833,22,70,{"$f":"(FA72*Vypocet!$D$24)/$FA$2","v":0},{"$f":"(FB72*Vypocet!$D$24)/$FB$2","v":0},{"$f":"(FC72*Vypocet!$D$24)/$FC$2","v":0},{"$f":"(FD72*Vypocet!$D$24)/$FD$2","v":0},{"$f":"(FE72*Vypocet!$D$24)/$FE$2","v":0},{"$f":"(FF72*Vypocet!$D$24)/$FF$2","v":0},{"$f":"(FG72*Vypocet!$D$24)/$FG$2","v":0},{"$f":"(FH72*Vypocet!$D$24)/$FH$2","v":0},{"$f":"(FI72*Vypocet!$D$24)/$FI$2","v":0},{"$f":"(FJ72*Vypocet!$D$24)/$FJ$2","v":0},{"$f":"(FK72*Vypocet!$D$24)/$FK$2","v":0},{"$f":"(FL72*Vypocet!$D$24)/$FL$2","v":0},{"$f":"(FM72*Vypocet!$D$24)/$FM$2","v":0},{"$f":"(FN72*Vypocet!$D$24)/$FN$2","v":0},{"$f":"(FO72*Vypocet!$D$24)/$FO$2","v":0},{"$f":"(VLOOKUP(A72,Voda!$B$3:$AC$15,TDDData!C72+4,0)*4180*(VLOOKUP(A72,Voda!$B$3:$AC$15,4,0)-VLOOKUP(A72,Voda!$B$3:$AC$15,3,0)))/3600000","v":0},0,{"$f":"IF(U72=0,0,IF(Z72>0,IF(Z72/1000<U72,IF(Z72/1000<=Vypocet!$D$15,IF(U72<Vypocet!$D$15,U72-Z72/1000,Vypocet!$D$15-Z72/1000),Vypocet!$D$15),0),IF(U72>Vypocet!$D$15,Vypocet!$D$15,U72)))","v":0},0,{"$f":"HLOOKUP(Vypocet!$D$11,TDDData!$E:$S,2+TDDData!D72,0)","v":{"$error":"#N/A"}},0,0,{"$error":"#N/A"},{"$error":"#N/A"},{"$f":"IF(AA72<0,IF(AC71>-AA72,AC71+AA72,0),IF(AA72+AC71<=Vypocet!$D$18,AA72+AC71,Vypocet!$D$18))","v":{"$error":"#N/A"}},{"$error":"#N/A"},{"$f":"IF(AND(AC72<AC71,AC72<>0),AE71,IF(OR(AND(AC71=0,AA72<0),AC71<-AA72),IF(AC71=0,IF(AE71>-AA72,AE71+AA72,0),IF(AC71+AE71>-AA72,AC71+AE71+AA72,0)),IF(AC71=Vypocet!$D$18,AE71+AA72,AE71+AA72-AC72+AC71)))","v":{"$error":"#N/A"}},{"$error":"#N/A"},{"$error":"#N/A"},{"$f":"SUM($AF$3:AF72)","v":{"$error":"#N/A"}},{"$error":"#N/A"},{"$error":"#N/A"},{"$error":"#N/A"},{"$f":"SUM($AJ$3:AJ72)","v":{"$error":"#N/A"}},{"$error":"#N/A"},{"$error":"#N/A"},{"$error":"#N/A"},{"$f":"IF(AN72<0,IF(AP71>-AN72,AP71+AN72,0),IF(AN72+AP71<=Vypocet!$D$18,AN72+AP71,Vypocet!$D$18))","v":{"$error":"#N/A"}},{"$error":"#N/A"},{"$f":"IF(AND(AP72<AP71,AP72<>0),AR71,IF(OR(AND(AP71=0,AN72<0),AP71<-AN72),IF(AP71=0,IF(AR71>-AN72,AR71+AN72,0),IF(AP71+AR71>-AN72,AP71+AR71+AN72,0)),IF(AP71=Vypocet!$D$18,AR71+AN72,AR71+AN72-AP72+AP71)))","v":{"$error":"#N/A"}},{"$error":"#N/A"},{"$error":"#N/A"},{"$f":"SUM($AS$3:AS72)","v":{"$error":"#N/A"}},{"$error":"#N/A"},{"$error":"#N/A"},{"$error":"#N/A"},{"$f":"SUM($AW$3:AW72)","v":{"$error":"#N/A"}},{"$f":"IF(V72=0,IF(U72=0,IF(AZ71+Z72/1000>Vypocet!$D$18,Vypocet!$D$18,AZ71+Z72/1000),IF(Z72/1000+AZ71-U72>Vypocet!$D$18,Vypocet!$D$18,Z72/1000+AZ71-U72)),IF(AZ71=0,0,IF(AZ71>V72,AZ71-V72,0)))","v":0},0,null,null,null,null,null,null,null,null,null,null,null,null,null,null,null,null,null,null,null,null,null,null,null,null,null,null,null,null,null,null,null,null,null,null,null,null,null,null,null,null,null,null,null,null,null,null,null,null,null,null,null,null,null,null,null,null,null,null,null,null,null,null,null,null,null,null,null,null,null,null,null,null,null,null,null,null,null,null,null,null,null,null,null,null,null,null,null,null,null,null,null,null,null,null,null,null,null,null,null,null,null,null,null,0.44081999999999999,0.59379999999999999,0.63158999999999998,0.63614999999999999,0.84208000000000005,0.90134000000000003,0.35397000000000001,0.46656999999999998,0.43310999999999999,0.50651000000000002,0.49558000000000002,0.50182000000000004,0.97867999999999999,0.87358999999999998,1]
[1,43833,23,71,{"$f":"(FA73*Vypocet!$D$24)/$FA$2","v":0},{"$f":"(FB73*Vypocet!$D$24)/$FB$2","v":0},{"$f":"(FC73*Vypocet!$D$24)/$FC$2","v":0},{"$f":"(FD73*Vypocet!$D$24)/$FD$2","v":0},{"$f":"(FE73*Vypocet!$D$24)/$FE$2","v":0},{"$f":"(FF73*Vypocet!$D$24)/$FF$2","v":0},{"$f":"(FG73*Vypocet!$D$24)/$FG$2","v":0},{"$f":"(FH73*Vypocet!$D$24)/$FH$2","v":0},{"$f":"(FI73*Vypocet!$D$24)/$FI$2","v":0},{"$f":"(FJ73*Vypocet!$D$24)/$FJ$2","v":0},{"$f":"(FK73*Vypocet!$D$24)/$FK$2","v":0},{"$f":"(FL73*Vypocet!$D$24)/$FL$2","v":0},{"$f":"(FM73*Vypocet!$D$24)/$FM$2","v":0},{"$f":"(FN73*Vypocet!$D$24)/$FN$2","v":0},{"$f":"(FO73*Vypocet!$D$24)/$FO$2","v":0},{"$f":"(VLOOKUP(A73,Voda!$B$3:$AC$15,TDDData!C73+4,0)*4180*(VLOOKUP(A73,Voda!$B$3:$AC$15,4,0)-VLOOKUP(A73,Voda!$B$3:$AC$15,3,0)))/3600000","v":0},0,{"$f":"IF(U73=0,0,IF(Z73>0,IF(Z73/1000<U73,IF(Z73/1000<=Vypocet!$D$15,IF(U73<Vypocet!$D$15,U73-Z73/1000,Vypocet!$D$15-Z73/1000),Vypocet!$D$15),0),IF(U73>Vypocet!$D$15,Vypocet!$D$15,U73)))","v":0},0,{"$f":"HLOOKUP(Vypocet!$D$11,TDDData!$E:$S,2+TDDData!D73,0)","v":{"$error":"#N/A"}},0,0,{"$error":"#N/A"},{"$error":"#N/A"},{"$f":"IF(AA73<0,IF(AC72>-AA73,AC72+AA73,0),IF(AA73+AC72<=Vypocet!$D$18,AA73+AC72,Vypocet!$D$18))","v":{"$error":"#N/A"}},{"$error":"#N/A"},{"$f":"IF(AND(AC73<AC72,AC73<>0),AE72,IF(OR(AND(AC72=0,AA73<0),AC72<-AA73),IF(AC72=0,IF(AE72>-AA73,AE72+AA73,0),IF(AC72+AE72>-AA73,AC72+AE72+AA73,0)),IF(AC72=Vypocet!$D$18,AE72+AA73,AE72+AA73-AC73+AC72)))","v":{"$error":"#N/A"}},{"$error":"#N/A"},{"$error":"#N/A"},{"$f":"SUM($AF$3:AF73)","v":{"$error":"#N/A"}},{"$error":"#N/A"},{"$error":"#N/A"},{"$error":"#N/A"},{"$f":"SUM($AJ$3:AJ73)","v":{"$error":"#N/A"}},{"$error":"#N/A"},{"$error":"#N/A"},{"$error":"#N/A"},{"$f":"IF(AN73<0,IF(AP72>-AN73,AP72+AN73,0),IF(AN73+AP72<=Vypocet!$D$18,AN73+AP72,Vypocet!$D$18))","v":{"$error":"#N/A"}},{"$error":"#N/A"},{"$f":"IF(AND(AP73<AP72,AP73<>0),AR72,IF(OR(AND(AP72=0,AN73<0),AP72<-AN73),IF(AP72=0,IF(AR72>-AN73,AR72+AN73,0),IF(AP72+AR72>-AN73,AP72+AR72+AN73,0)),IF(AP72=Vypocet!$D$18,AR72+AN73,AR72+AN73-AP73+AP72)))","v":{"$error":"#N/A"}},{"$f":"IF(AR73>AR72,AR73-AR72,0)","v":{"$error":"#N/A"}},{"$error":"#N/A"},{"$f":"SUM($AS$3:AS73)","v":{"$error":"#N/A"}},{"$error":"#N/A"},{"$f":"IF(AV73>AV72,AV73-AV72,0)","v":{"$error":"#N/A"}},{"$error":"#N/A"},{"$f":"SUM($AW$3:AW73)","v":{"$error":"#N/A"}},{"$f":"IF(V73=0,IF(U73=0,IF(AZ72+Z73/1000>Vypocet!$D$18,Vypocet!$D$18,AZ72+Z73/1000),IF(Z73/1000+AZ72-U73>Vypocet!$D$18,Vypocet!$D$18,Z73/1000+AZ72-U73)),IF(AZ72=0,0,IF(AZ72>V73,AZ72-V73,0)))","v":0},0,null,null,null,null,null,null,null,null,null,null,null,null,null,null,null,null,null,null,null,null,null,null,null,null,null,null,null,null,null,null,null,null,null,null,null,null,null,null,null,null,null,null,null,null,null,null,null,null,null,null,null,null,null,null,null,null,null,null,null,null,null,null,null,null,null,null,null,null,null,null,null,null,null,null,null,null,null,null,null,null,null,null,null,null,null,null,null,null,null,null,null,null,null,null,null,null,null,null,null,null,null,null,null,0.41660000000000003,0.55991000000000002,0.59619,0.54337000000000002,0.75026999999999999,0.41725000000000001,0.35815000000000002,0.52856999999999998,0.36088999999999999,0.53600999999999999,0.56882999999999995,0.64725999999999995,0.88019999999999998,0.77444000000000002,1]
[1,43833,24,72,{"$f":"(FA74*Vypocet!$D$24)/$FA$2","v":0},{"$f":"(FB74*Vypocet!$D$24)/$FB$2","v":0},{"$f":"(FC74*Vypocet!$D$24)/$FC$2","v":0},{"$f":"(FD74*Vypocet!$D$24)/$FD$2","v":0},{"$f":"(FE74*Vypocet!$D$24)/$FE$2","v":0},{"$f":"(FF74*Vypocet!$D$24)/$FF$2","v":0},{"$f":"(FG74*Vypocet!$D$24)/$FG$2","v":0},{"$f":"(FH74*Vypocet!$D$24)/$FH$2","v":0},{"$f":"(FI74*Vypocet!$D$24)/$FI$2","v":0},{"$f":"(FJ74*Vypocet!$D$24)/$FJ$2","v":0},{"$f":"(FK74*Vypocet!$D$24)/$FK$2","v":0},{"$f":"(FL74*Vypocet!$D$24)/$FL$2","v":0},{"$f":"(FM74*Vypocet!$D$24)/$FM$2","v":0},{"$f":"(FN74*Vypocet!$D$24)/$FN$2","v":0},{"$f":"(FO74*Vypocet!$D$24)/$FO$2","v":0},{"$f":"(VLOOKUP(A74,Voda!$B$3:$AC$15,TDDData!C74+4,0)*4180*(VLOOKUP(A74,Voda!$B$3:$AC$15,4,0)-VLOOKUP(A74,Voda!$B$3:$AC$15,3,0)))/3600000","v":0},0,{"$f":"IF(U74=0,0,IF(Z74>0,IF(Z74/1000<U74,IF(Z74/1000<=Vypocet!$D$15,IF(U74<Vypocet!$D$15,U74-Z74/1000,Vypocet!$D$15-Z74/1000),Vypocet!$D$15),0),IF(U74>Vypocet!$D$15,Vypocet!$D$15,U74)))","v":0},0,{"$f":"HLOOKUP(Vypocet!$D$11,TDDData!$E:$S,2+TDDData!D74,0)","v":{"$error":"#N/A"}},0,0,{"$error":"#N/A"},{"$error":"#N/A"},{"$f":"IF(AA74<0,IF(AC73>-AA74,AC73+AA74,0),IF(AA74+AC73<=Vypocet!$D$18,AA74+AC73,Vypocet!$D$18))","v":{"$error":"#N/A"}},{"$error":"#N/A"},{"$f":"IF(AND(AC74<AC73,AC74<>0),AE73,IF(OR(AND(AC73=0,AA74<0),AC73<-AA74),IF(AC73=0,IF(AE73>-AA74,AE73+AA74,0),IF(AC73+AE73>-AA74,AC73+AE73+AA74,0)),IF(AC73=Vypocet!$D$18,AE73+AA74,AE73+AA74-AC74+AC73)))","v":{"$error":"#N/A"}},{"$error":"#N/A"},{"$error":"#N/A"},{"$f":"SUM($AF$3:AF74)","v":{"$error":"#N/A"}},{"$error":"#N/A"},{"$error":"#N/A"},{"$error":"#N/A"},{"$f":"SUM($AJ$3:AJ74)","v":{"$error":"#N/A"}},{"$error":"#N/A"},{"$error":"#N/A"},{"$error":"#N/A"},{"$f":"IF(AN74<0,IF(AP73>-AN74,AP73+AN74,0),IF(AN74+AP73<=Vypocet!$D$18,AN74+AP73,Vypocet!$D$18))","v":{"$error":"#N/A"}},{"$error":"#N/A"},{"$f":"IF(AND(AP74<AP73,AP74<>0),AR73,IF(OR(AND(AP73=0,AN74<0),AP73<-AN74),IF(AP73=0,IF(AR73>-AN74,AR73+AN74,0),IF(AP73+AR73>-AN74,AP73+AR73+AN74,0)),IF(AP73=Vypocet!$D$18,AR73+AN74,AR73+AN74-AP74+AP73)))","v":{"$error":"#N/A"}},{"$error":"#N/A"},{"$error":"#N/A"},{"$f":"SUM($AS$3:AS74)","v":{"$error":"#N/A"}},{"$error":"#N/A"},{"$error":"#N/A"},{"$error":"#N/A"},{"$f":"SUM($AW$3:AW74)","v":{"$error":"#N/A"}},{"$f":"IF(V74=0,IF(U74=0,IF(AZ73+Z74/1000>Vypocet!$D$18,Vypocet!$D$18,AZ73+Z74/1000),IF(Z74/1000+AZ73-U74>Vypocet!$D$18,Vypocet!$D$18,Z74/1000+AZ73-U74)),IF(AZ73=0,0,IF(AZ73>V74,AZ73-V74,0)))","v":0},0,null,null,null,null,null,null,null,null,null,null,null,null,null,null,null,null,null,null,null,null,null,null,null,null,null,null,null,null,null,null,null,null,null,null,null,null,null,null,null,null,null,null,null,null,null,null,null,null,null,null,null,null,null,null,null,null,null,null,null,null,null,null,null,null,null,null,null,null,null,null,null,null,null,null,null,null,null,null,null,null,null,null,null,null,null,null,null,null,null,null,null,null,null,null,null,null,null,null,null,null,null,null,null,0.40107999999999999,0.55805000000000005,0.54723999999999995,0.41754999999999998,0.52483999999999997,0.41911999999999999,0.32274000000000003,0.48598999999999998,0.32673000000000002,0.60050999999999999,0.37702000000000002,0.6472,0.70911999999999997,0.72797999999999996,1]
[1,43834,1,73,{"$f":"(FA75*Vypocet!$D$24)/$FA$2","v":0},{"$f":"(FB75*Vypocet!$D$24)/$FB$2","v":0},{"$f":"(FC75*Vypocet!$D$24)/$FC$2","v":0},{"$f":"(FD75*Vypocet!$D$24)/$FD$2","v":0},{"$f":"(FE75*Vypocet!$D$24)/$FE$2","v":0},{"$f":"(FF75*Vypocet!$D$24)/$FF$2","v":0},{"$f":"(FG75*Vypocet!$D$24)/$FG$2","v":0},{"$f":"(FH75*Vypocet!$D$24)/$FH$2","v":0},{"$f":"(FI75*Vypocet!$D$24)/$FI$2","v":0},{"$f":"(FJ75*Vypocet!$D$24)/$FJ$2","v":0},{"$f":"(FK75*Vypocet!$D$24)/$FK$2","v":0},{"$f":"(FL75*Vypocet!$D$24)/$FL$2","v":0},{"$f":"(FM75*Vypocet!$D$24)/$FM$2","v":0},{"$f":"(FN75*Vypocet!$D$24)/$FN$2","v":0},{"$f":"(FO75*Vypocet!$D$24)/$FO$2","v":0},{"$f":"(VLOOKUP(A75,Voda!$B$3:$AC$15,TDDData!C75+4,0)*4180*(VLOOKUP(A75,Voda!$B$3:$AC$15,4,0)-VLOOKUP(A75,Voda!$B$3:$AC$15,3,0)))/3600000","v":0},0,{"$f":"IF(U75=0,0,IF(Z75>0,IF(Z75/1000<U75,IF(Z75/1000<=Vypocet!$D$15,IF(U75<Vypocet!$D$15,U75-Z75/1000,Vypocet!$D$15-Z75/1000),Vypocet!$D$15),0),IF(U75>Vypocet!$D$15,Vypocet!$D$15,U75)))","v":0},0,{"$f":"HLOOKUP(Vypocet!$D$11,TDDData!$E:$S,2+TDDData!D75,0)","v":{"$error":"#N/A"}},0,0,{"$error":"#N/A"},{"$error":"#N/A"},{"$f":"IF(AA75<0,IF(AC74>-AA75,AC74+AA75,0),IF(AA75+AC74<=Vypocet!$D$18,AA75+AC74,Vypocet!$D$18))","v":{"$error":"#N/A"}},{"$error":"#N/A"},{"$f":"IF(AND(AC75<AC74,AC75<>0),AE74,IF(OR(AND(AC74=0,AA75<0),AC74<-AA75),IF(AC74=0,IF(AE74>-AA75,AE74+AA75,0),IF(AC74+AE74>-AA75,AC74+AE74+AA75,0)),IF(AC74=Vypocet!$D$18,AE74+AA75,AE74+AA75-AC75+AC74)))","v":{"$error":"#N/A"}},{"$error":"#N/A"},{"$error":"#N/A"},{"$f":"SUM($AF$3:AF75)","v":{"$error":"#N/A"}},{"$error":"#N/A"},{"$error":"#N/A"},{"$error":"#N/A"},{"$f":"SUM($AJ$3:AJ75)","v":{"$error":"#N/A"}},{"$error":"#N/A"},{"$error":"#N/A"},{"$error":"#N/A"},{"$f":"IF(AN75<0,IF(AP74>-AN75,AP74+AN75,0),IF(AN75+AP74<=Vypocet!$D$18,AN75+AP74,Vypocet!$D$18))","v":{"$error":"#N/A"}},{"$error":"#N/A"},{"$f":"IF(AND(AP75<AP74,AP75<>0),AR74,IF(OR(AND(AP74=0,AN75<0),AP74<-AN75),IF(AP74=0,IF(AR74>-AN75,AR74+AN75,0),IF(AP74+AR74>-AN75,AP74+AR74+AN75,0)),IF(AP74=Vypocet!$D$18,AR74+AN75,AR74+AN75-AP75+AP74)))","v":{"$error":"#N/A"}},{"$error":"#N/A"},{"$error":"#N/A"},{"$f":"SUM($AS$3:AS75)","v":{"$error":"#N/A"}},{"$error":"#N/A"},{"$error":"#N/A"},{"$error":"#N/A"},{"$f":"SUM($AW$3:AW75)","v":{"$error":"#N/A"}},{"$f":"IF(V75=0,IF(U75=0,IF(AZ74+Z75/1000>Vypocet!$D$18,Vypocet!$D$18,AZ74+Z75/1000),IF(Z75/1000+AZ74-U75>Vypocet!$D$18,Vypocet!$D$18,Z75/1000+AZ74-U75)),IF(AZ74=0,0,IF(AZ74>V75,AZ74-V75,0)))","v":0},0,null,null,null,null,null,null,null,null,null,null,null,null,null,null,null,null,null,null,null,null,null,null,null,null,null,null,null,null,null,null,null,null,null,null,null,null,null,null,null,null,null,null,null,null,null,null,null,null,null,null,null,null,null,null,null,null,null,null,null,null,null,null,null,null,null,null,null,null,null,null,null,null,null,null,null,null,null,null,null,null,null,null,null,null,null,null,null,null,null,null,null,null,null,null,null,null,null,null,null,null,null,null,null,0.38464999999999999,0.63963000000000003,0.54501999999999995,0.33572999999999997,0.29869000000000001,0.33882000000000001,0.30901000000000001,0.41333999999999999,0.41959999999999997,0.43487999999999999,0.28991,0.46477000000000002,0.59601000000000004,0.6119,1]
[1,43834,2,74,{"$f":"(FA76*Vypocet!$D$24)/$FA$2","v":0},{"$f":"(FB76*Vypocet!$D$24)/$FB$2","v":0},{"$f":"(FC76*Vypocet!$D$24)/$FC$2","v":0},{"$f":"(FD76*Vypocet!$D$24)/$FD$2","v":0},{"$f":"(FE76*Vypocet!$D$24)/$FE$2","v":0},{"$f":"(FF76*Vypocet!$D$24)/$FF$2","v":0},{"$f":"(FG76*Vypocet!$D$24)/$FG$2","v":0},{"$f":"(FH76*Vypocet!$D$24)/$FH$2","v":0},{"$f":"(FI76*Vypocet!$D$24)/$FI$2","v":0},{"$f":"(FJ76*Vypocet!$D$24)/$FJ$2","v":0},{"$f":"(FK76*Vypocet!$D$24)/$FK$2","v":0},{"$f":"(FL76*Vypocet!$D$24)/$FL$2","v":0},{"$f":"(FM76*Vypocet!$D$24)/$FM$2","v":0},{"$f":"(FN76*Vypocet!$D$24)/$FN$2","v":0},{"$f":"(FO76*Vypocet!$D$24)/$FO$2","v":0},{"$f":"(VLOOKUP(A76,Voda!$B$3:$AC$15,TDDData!C76+4,0)*4180*(VLOOKUP(A76,Voda!$B$3:$AC$15,4,0)-VLOOKUP(A76,Voda!$B$3:$AC$15,3,0)))/3600000","v":0},0,{"$f":"IF(U76=0,0,IF(Z76>0,IF(Z76/1000<U76,IF(Z76/1000<=Vypocet!$D$15,IF(U76<Vypocet!$D$15,U76-Z76/1000,Vypocet!$D$15-Z76/1000),Vypocet!$D$15),0),IF(U76>Vypocet!$D$15,Vypocet!$D$15,U76)))","v":0},0,{"$f":"HLOOKUP(Vypocet!$D$11,TDDData!$E:$S,2+TDDData!D76,0)","v":{"$error":"#N/A"}},0,0,{"$error":"#N/A"},{"$error":"#N/A"},{"$f":"IF(AA76<0,IF(AC75>-AA76,AC75+AA76,0),IF(AA76+AC75<=Vypocet!$D$18,AA76+AC75,Vypocet!$D$18))","v":{"$error":"#N/A"}},{"$error":"#N/A"},{"$f":"IF(AND(AC76<AC75,AC76<>0),AE75,IF(OR(AND(AC75=0,AA76<0),AC75<-AA76),IF(AC75=0,IF(AE75>-AA76,AE75+AA76,0),IF(AC75+AE75>-AA76,AC75+AE75+AA76,0)),IF(AC75=Vypocet!$D$18,AE75+AA76,AE75+AA76-AC76+AC75)))","v":{"$error":"#N/A"}},{"$error":"#N/A"},{"$error":"#N/A"},{"$f":"SUM($AF$3:AF76)","v":{"$error":"#N/A"}},{"$error":"#N/A"},{"$error":"#N/A"},{"$error":"#N/A"},{"$f":"SUM($AJ$3:AJ76)","v":{"$error":"#N/A"}},{"$error":"#N/A"},{"$error":"#N/A"},{"$error":"#N/A"},{"$f":"IF(AN76<0,IF(AP75>-AN76,AP75+AN76,0),IF(AN76+AP75<=Vypocet!$D$18,AN76+AP75,Vypocet!$D$18))","v":{"$error":"#N/A"}},{"$error":"#N/A"},{"$f":"IF(AND(AP76<AP75,AP76<>0),AR75,IF(OR(AND(AP75=0,AN76<0),AP75<-AN76),IF(AP75=0,IF(AR75>-AN76,AR75+AN76,0),IF(AP75+AR75>-AN76,AP75+AR75+AN76,0)),IF(AP75=Vypocet!$D$18,AR75+AN76,AR75+AN76-AP76+AP75)))","v":{"$error":"#N/A"}},{"$error":"#N/A"},{"$error":"#N/A"},{"$f":"SUM($AS$3:AS76)","v":{"$error":"#N/A"}},{"$error":"#N/A"},{"$error":"#N/A"},{"$error":"#N/A"},{"$f":"SUM($AW$3:AW76)","v":{"$error":"#N/A"}},{"$f":"IF(V76=0,IF(U76=0,IF(AZ75+Z76/1000>Vypocet!$D$18,Vypocet!$D$18,AZ75+Z76/1000),IF(Z76/1000+AZ75-U76>Vypocet!$D$18,Vypocet!$D$18,Z76/1000+AZ75-U76)),IF(AZ75=0,0,IF(AZ75>V76,AZ75-V76,0)))","v":0},{"$f":"IF(AZ75=0,IF(Z76=0,V76,IF(V76<Z76,0,V76-Z76)),IF(AZ75>V76,0,V76-AZ75))","v":0},null,null,null,null,null,null,null,null,null,null,null,null,null,null,null,null,null,null,null,null,null,null,null,null,null,null,null,null,null,null,null,null,null,null,null,null,null,null,null,null,null,null,null,null,null,null,null,null,null,null,null,null,null,null,null,null,null,null,null,null,null,null,null,null,null,null,null,null,null,null,null,null,null,null,null,null,null,null,null,null,null,null,null,null,null,null,null,null,null,null,null,null,null,null,null,null,null,null,null,null,null,null,null,0.36415999999999998,0.66205999999999998,0.51261999999999996,0.28305999999999998,0.26386999999999999,0.48609999999999998,0.39623000000000003,0.31605,0.29369000000000001,0.67473000000000005,0.38746000000000003,0.37619000000000002,0.55493000000000003,0.56308000000000002,1]
[1,43834,3,75,{"$f":"(FA77*Vypocet!$D$24)/$FA$2","v":0},{"$f":"(FB77*Vypocet!$D$24)/$FB$2","v":0},{"$f":"(FC77*Vypocet!$D$24)/$FC$2","v":0},{"$f":"(FD77*Vypocet!$D$24)/$FD$2","v":0},{"$f":"(FE77*Vypocet!$D$24)/$FE$2","v":0},{"$f":"(FF77*Vypocet!$D$24)/$FF$2","v":0},{"$f":"(FG77*Vypocet!$D$24)/$FG$2","v":0},{"$f":"(FH77*Vypocet!$D$24)/$FH$2","v":0},{"$f":"(FI77*Vypocet!$D$24)/$FI$2","v":0},{"$f":"(FJ77*Vypocet!$D$24)/$FJ$2","v":0},{"$f":"(FK77*Vypocet!$D$24)/$FK$2","v":0},{"$f":"(FL77*Vypocet!$D$24)/$FL$2","v":0},{"$f":"(FM77*Vypocet!$D$24)/$FM$2","v":0},{"$f":"(FN77*Vypocet!$D$24)/$FN$2","v":0},{"$f":"(FO77*Vypocet!$D$24)/$FO$2","v":0},{"$f":"(VLOOKUP(A77,Voda!$B$3:$AC$15,TDDData!C77+4,0)*4180*(VLOOKUP(A77,Voda!$B$3:$AC$15,4,0)-VLOOKUP(A77,Voda!$B$3:$AC$15,3,0)))/3600000","v":0},0,{"$f":"IF(U77=0,0,IF(Z77>0,IF(Z77/1000<U77,IF(Z77/1000<=Vypocet!$D$15,IF(U77<Vypocet!$D$15,U77-Z77/1000,Vypocet!$D$15-Z77/1000),Vypocet!$D$15),0),IF(U77>Vypocet!$D$15,Vypocet!$D$15,U77)))","v":0},0,{"$f":"HLOOKUP(Vypocet!$D$11,TDDData!$E:$S,2+TDDData!D77,0)","v":{"$error":"#N/A"}},0,0,{"$error":"#N/A"},{"$error":"#N/A"},{"$f":"IF(AA77<0,IF(AC76>-AA77,AC76+AA77,0),IF(AA77+AC76<=Vypocet!$D$18,AA77+AC76,Vypocet!$D$18))","v":{"$error":"#N/A"}},{"$error":"#N/A"},{"$f":"IF(AND(AC77<AC76,AC77<>0),AE76,IF(OR(AND(AC76=0,AA77<0),AC76<-AA77),IF(AC76=0,IF(AE76>-AA77,AE76+AA77,0),IF(AC76+AE76>-AA77,AC76+AE76+AA77,0)),IF(AC76=Vypocet!$D$18,AE76+AA77,AE76+AA77-AC77+AC76)))","v":{"$error":"#N/A"}},{"$error":"#N/A"},{"$f":"IF(AE77+AC77>-AA77,0,IF(AND(AE77=0,AC77=0),-AA77,-AA77-AE77-AC77))","v":{"$error":"#N/A"}},{"$f":"SUM($AF$3:AF77)","v":{"$error":"#N/A"}},{"$error":"#N/A"},{"$error":"#N/A"},{"$error":"#N/A"},{"$f":"SUM($AJ$3:AJ77)","v":{"$error":"#N/A"}},{"$error":"#N/A"},{"$error":"#N/A"},{"$error":"#N/A"},{"$f":"IF(AN77<0,IF(AP76>-AN77,AP76+AN77,0),IF(AN77+AP76<=Vypocet!$D$18,AN77+AP76,Vypocet!$D$18))","v":{"$error":"#N/A"}},{"$error":"#N/A"},{"$f":"IF(AND(AP77<AP76,AP77<>0),AR76,IF(OR(AND(AP76=0,AN77<0),AP76<-AN77),IF(AP76=0,IF(AR76>-AN77,AR76+AN77,0),IF(AP76+AR76>-AN77,AP76+AR76+AN77,0)),IF(AP76=Vypocet!$D$18,AR76+AN77,AR76+AN77-AP77+AP76)))","v":{"$error":"#N/A"}},{"$error":"#N/A"},{"$f":"IF(AR77+AP77>-AN77,0,IF(AND(AR77=0,AP77=0),-AN77,-AN77-AR77-AP77))","v":{"$error":"#N/A"}},{"$f":"SUM($AS$3:AS77)","v":{"$error":"#N/A"}},{"$error":"#N/A"},{"$error":"#N/A"},{"$error":"#N/A"},{"$f":"SUM($AW$3:AW77)","v":{"$error":"#N/A"}},{"$f":"IF(V77=0,IF(U77=0,IF(AZ76+Z77/1000>Vypocet!$D$18,Vypocet!$D$18,AZ76+Z77/1000),IF(Z77/1000+AZ76-U77>Vypocet!$D$18,Vypocet!$D$18,Z77/1000+AZ76-U77)),IF(AZ76=0,0,IF(AZ76>V77,AZ76-V77,0)))","v":0},0,null,null,null,null,null,null,null,null,null,null,null,null,null,null,null,null,null,null,null,null,null,null,null,null,null,null,null,null,null,null,null,null,null,null,null,null,null,null,null,null,null,null,null,null,null,null,null,null,null,null,null,null,null,null,null,null,null,null,null,null,null,null,null,null,null,null,null,null,null,null,null,null,null,null,null,null,null,null,null,null,null,null,null,null,null,null,null,null,null,null,null,null,null,null,null,null,null,null,null,null,null,null,null,0.35564000000000001,0.64351999999999998,0.52005000000000001,0.26523000000000002,0.47494999999999998,0.55620000000000003,0.83818999999999999,0.33798,0.35535,0.65646000000000004,0.59814999999999996,0.31801000000000001,0.4778,0.57421999999999995,1]
[1,43834,4,76,{"$f":"(FA78*Vypocet!$D$24)/$FA$2","v":0},{"$f":"(FB78*Vypocet!$D$24)/$FB$2","v":0},{"$f":"(FC78*Vypocet!$D$24)/$FC$2","v":0},{"$f":"(FD78*Vypocet!$D$24)/$FD$2","v":0},{"$f":"(FE78*Vypocet!$D$24)/$FE$2","v":0},{"$f":"(FF78*Vypocet!$D$24)/$FF$2","v":0},{"$f":"(FG78*Vypocet!$D$24)/$FG$2","v":0},{"$f":"(FH78*Vypocet!$D$24)/$FH$2","v":0},{"$f":"(FI78*Vypocet!$D$24)/$FI$2","v":0},{"$f":"(FJ78*Vypocet!$D$24)/$FJ$2","v":0},{"$f":"(FK78*Vypocet!$D$24)/$FK$2","v":0},{"$f":"(FL78*Vypocet!$D$24)/$FL$2","v":0},{"$f":"(FM78*Vypocet!$D$24)/$FM$2","v":0},{"$f":"(FN78*Vypocet!$D$24)/$FN$2","v":0},{"$f":"(FO78*Vypocet!$D$24)/$FO$2","v":0},{"$f":"(VLOOKUP(A78,Voda!$B$3:$AC$15,TDDData!C78+4,0)*4180*(VLOOKUP(A78,Voda!$B$3:$AC$15,4,0)-VLOOKUP(A78,Voda!$B$3:$AC$15,3,0)))/3600000","v":0},0,{"$f":"IF(U78=0,0,IF(Z78>0,IF(Z78/1000<U78,IF(Z78/1000<=Vypocet!$D$15,IF(U78<Vypocet!$D$15,U78-Z78/1000,Vypocet!$D$15-Z78/1000),Vypocet!$D$15),0),IF(U78>Vypocet!$D$15,Vypocet!$D$15,U78)))","v":0},0,{"$f":"HLOOKUP(Vypocet!$D$11,TDDData!$E:$S,2+TDDData!D78,0)","v":{"$error":"#N/A"}},0,0,{"$error":"#N/A"},{"$error":"#N/A"},{"$f":"IF(AA78<0,IF(AC77>-AA78,AC77+AA78,0),IF(AA78+AC77<=Vypocet!$D$18,AA78+AC77,Vypocet!$D$18))","v":{"$error":"#N/A"}},{"$error":"#N/A"},{"$f":"IF(AND(AC78<AC77,AC78<>0),AE77,IF(OR(AND(AC77=0,AA78<0),AC77<-AA78),IF(AC77=0,IF(AE77>-AA78,AE77+AA78,0),IF(AC77+AE77>-AA78,AC77+AE77+AA78,0)),IF(AC77=Vypocet!$D$18,AE77+AA78,AE77+AA78-AC78+AC77)))","v":{"$error":"#N/A"}},{"$error":"#N/A"},{"$error":"#N/A"},{"$f":"SUM($AF$3:AF78)","v":{"$error":"#N/A"}},{"$error":"#N/A"},{"$error":"#N/A"},{"$error":"#N/A"},{"$f":"SUM($AJ$3:AJ78)","v":{"$error":"#N/A"}},{"$error":"#N/A"},{"$error":"#N/A"},{"$error":"#N/A"},{"$f":"IF(AN78<0,IF(AP77>-AN78,AP77+AN78,0),IF(AN78+AP77<=Vypocet!$D$18,AN78+AP77,Vypocet!$D$18))","v":{"$error":"#N/A"}},{"$error":"#N/A"},{"$f":"IF(AND(AP78<AP77,AP78<>0),AR77,IF(OR(AND(AP77=0,AN78<0),AP77<-AN78),IF(AP77=0,IF(AR77>-AN78,AR77+AN78,0),IF(AP77+AR77>-AN78,AP77+AR77+AN78,0)),IF(AP77=Vypocet!$D$18,AR77+AN78,AR77+AN78-AP78+AP77)))","v":{"$error":"#N/A"}},{"$error":"#N/A"},{"$error":"#N/A"},{"$f":"SUM($AS$3:AS78)","v":{"$error":"#N/A"}},{"$error":"#N/A"},{"$error":"#N/A"},{"$error":"#N/A"},{"$f":"SUM($AW$3:AW78)","v":{"$error":"#N/A"}},{"$f":"IF(V78=0,IF(U78=0,IF(AZ77+Z78/1000>Vypocet!$D$18,Vypocet!$D$18,AZ77+Z78/1000),IF(Z78/1000+AZ77-U78>Vypocet!$D$18,Vypocet!$D$18,Z78/1000+AZ77-U78)),IF(AZ77=0,0,IF(AZ77>V78,AZ77-V78,0)))","v":0},0,null,null,null,null,null,null,null,null,null,null,null,null,null,null,null,null,null,null,null,null,null,null,null,null,null,null,null,null,null,null,null,null,null,null,null,null,null,null,null,null,null,null,null,null,null,null,null,null,null,null,null,null,null,null,null,null,null,null,null,null,null,null,null,null,null,null,null,null,null,null,null,null,null,null,null,null,null,null,null,null,null,null,null,null,null,null,null,null,null,null,null,null,null,null,null,null,null,null,null,null,null,null,null,0.33879999999999999,0.58584999999999998,0.51149,0.24915000000000001,0.51568999999999998,0.47582000000000002,0.73612,0.46211000000000002,0.42044999999999999,0.48576000000000003,0.60175000000000001,0.30342999999999998,0.51119000000000003,0.60958000000000001,1]
[1,43834,5,77,{"$f":"(FA79*Vypocet!$D$24)/$FA$2","v":0},{"$f":"(FB79*Vypocet!$D$24)/$FB$2","v":0},{"$f":"(FC79*Vypocet!$D$24)/$FC$2","v":0},{"$f":"(FD79*Vypocet!$D$24)/$FD$2","v":0},{"$f":"(FE79*Vypocet!$D$24)/$FE$2","v":0},{"$f":"(FF79*Vypocet!$D$24)/$FF$2","v":0},{"$f":"(FG79*Vypocet!$D$24)/$FG$2","v":0},{"$f":"(FH79*Vypocet!$D$24)/$FH$2","v":0},{"$f":"(FI79*Vypocet!$D$24)/$FI$2","v":0},{"$f":"(FJ79*Vypocet!$D$24)/$FJ$2","v":0},{"$f":"(FK79*Vypocet!$D$24)/$FK$2","v":0},{"$f":"(FL79*Vypocet!$D$24)/$FL$2","v":0},{"$f":"(FM79*Vypocet!$D$24)/$FM$2","v":0},{"$f":"(FN79*Vypocet!$D$24)/$FN$2","v":0},{"$f":"(FO79*Vypocet!$D$24)/$FO$2","v":0},{"$f":"(VLOOKUP(A79,Voda!$B$3:$AC$15,TDDData!C79+4,0)*4180*(VLOOKUP(A79,Voda!$B$3:$AC$15,4,0)-VLOOKUP(A79,Voda!$B$3:$AC$15,3,0)))/3600000","v":0},0,{"$f":"IF(U79=0,0,IF(Z79>0,IF(Z79/1000<U79,IF(Z79/1000<=Vypocet!$D$15,IF(U79<Vypocet!$D$15,U79-Z79/1000,Vypocet!$D$15-Z79/1000),Vypocet!$D$15),0),IF(U79>Vypocet!$D$15,Vypocet!$D$15,U79)))","v":0},0,{"$f":"HLOOKUP(Vypocet!$D$11,TDDData!$E:$S,2+TDDData!D79,0)","v":{"$error":"#N/A"}},0,0,{"$error":"#N/A"},{"$error":"#N/A"},{"$f":"IF(AA79<0,IF(AC78>-AA79,AC78+AA79,0),IF(AA79+AC78<=Vypocet!$D$18,AA79+AC78,Vypocet!$D$18))","v":{"$error":"#N/A"}},{"$error":"#N/A"},{"$f":"IF(AND(AC79<AC78,AC79<>0),AE78,IF(OR(AND(AC78=0,AA79<0),AC78<-AA79),IF(AC78=0,IF(AE78>-AA79,AE78+AA79,0),IF(AC78+AE78>-AA79,AC78+AE78+AA79,0)),IF(AC78=Vypocet!$D$18,AE78+AA79,AE78+AA79-AC79+AC78)))","v":{"$error":"#N/A"}},{"$error":"#N/A"},{"$error":"#N/A"},{"$f":"SUM($AF$3:AF79)","v":{"$error":"#N/A"}},{"$error":"#N/A"},{"$error":"#N/A"},{"$error":"#N/A"},{"$f":"SUM($AJ$3:AJ79)","v":{"$error":"#N/A"}},{"$error":"#N/A"},{"$error":"#N/A"},{"$error":"#N/A"},{"$f":"IF(AN79<0,IF(AP78>-AN79,AP78+AN79,0),IF(AN79+AP78<=Vypocet!$D$18,AN79+AP78,Vypocet!$D$18))","v":{"$error":"#N/A"}},{"$error":"#N/A"},{"$f":"IF(AND(AP79<AP78,AP79<>0),AR78,IF(OR(AND(AP78=0,AN79<0),AP78<-AN79),IF(AP78=0,IF(AR78>-AN79,AR78+AN79,0),IF(AP78+AR78>-AN79,AP78+AR78+AN79,0)),IF(AP78=Vypocet!$D$18,AR78+AN79,AR78+AN79-AP79+AP78)))","v":{"$error":"#N/A"}},{"$error":"#N/A"},{"$error":"#N/A"},{"$f":"SUM($AS$3:AS79)","v":{"$error":"#N/A"}},{"$error":"#N/A"},{"$error":"#N/A"},{"$error":"#N/A"},{"$f":"SUM($AW$3:AW79)","v":{"$error":"#N/A"}},{"$f":"IF(V79=0,IF(U79=0,IF(AZ78+Z79/1000>Vypocet!$D$18,Vypocet!$D$18,AZ78+Z79/1000),IF(Z79/1000+AZ78-U79>Vypocet!$D$18,Vypocet!$D$18,Z79/1000+AZ78-U79)),IF(AZ78=0,0,IF(AZ78>V79,AZ78-V79,0)))","v":0},0,null,null,null,null,null,null,null,null,null,null,null,null,null,null,null,null,null,null,null,null,null,null,null,null,null,null,null,null,null,null,null,null,null,null,null,null,null,null,null,null,null,null,null,null,null,null,null,null,null,null,null,null,null,null,null,null,null,null,null,null,null,null,null,null,null,null,null,null,null,null,null,null,null,null,null,null,null,null,null,null,null,null,null,null,null,null,null,null,null,null,null,null,null,null,null,null,null,null,null,null,null,null,null,0.34477999999999998,0.55030999999999997,0.52742999999999995,0.25618000000000002,0.50851999999999997,0.39623999999999998,0.54600000000000004,0.51526000000000005,0.39167000000000002,0.41012999999999999,0.55283000000000004,0.29437000000000002,0.54198000000000002,0.63724000000000003,1]
[1,43834,6,78,{"$f":"(FA80*Vypocet!$D$24)/$FA$2","v":0},{"$f":"(FB80*Vypocet!$D$24)/$FB$2","v":0},{"$f":"(FC80*Vypocet!$D$24)/$FC$2","v":0},{"$f":"(FD80*Vypocet!$D$24)/$FD$2","v":0},{"$f":"(FE80*Vypocet!$D$24)/$FE$2","v":0},{"$f":"(FF80*Vypocet!$D$24)/$FF$2","v":0},{"$f":"(FG80*Vypocet!$D$24)/$FG$2","v":0},{"$f":"(FH80*Vypocet!$D$24)/$FH$2","v":0},{"$f":"(FI80*Vypocet!$D$24)/$FI$2","v":0},{"$f":"(FJ80*Vypocet!$D$24)/$FJ$2","v":0},{"$f":"(FK80*Vypocet!$D$24)/$FK$2","v":0},{"$f":"(FL80*Vypocet!$D$24)/$FL$2","v":0},{"$f":"(FM80*Vypocet!$D$24)/$FM$2","v":0},{"$f":"(FN80*Vypocet!$D$24)/$FN$2","v":0},{"$f":"(FO80*Vypocet!$D$24)/$FO$2","v":0},{"$f":"(VLOOKUP(A80,Voda!$B$3:$AC$15,TDDData!C80+4,0)*4180*(VLOOKUP(A80,Voda!$B$3:$AC$15,4,0)-VLOOKUP(A80,Voda!$B$3:$AC$15,3,0)))/3600000","v":0},0,{"$f":"IF(U80=0,0,IF(Z80>0,IF(Z80/1000<U80,IF(Z80/1000<=Vypocet!$D$15,IF(U80<Vypocet!$D$15,U80-Z80/1000,Vypocet!$D$15-Z80/1000),Vypocet!$D$15),0),IF(U80>Vypocet!$D$15,Vypocet!$D$15,U80)))","v":0},0,{"$f":"HLOOKUP(Vypocet!$D$11,TDDData!$E:$S,2+TDDData!D80,0)","v":{"$error":"#N/A"}},0,0,{"$error":"#N/A"},{"$error":"#N/A"},{"$f":"IF(AA80<0,IF(AC79>-AA80,AC79+AA80,0),IF(AA80+AC79<=Vypocet!$D$18,AA80+AC79,Vypocet!$D$18))","v":{"$error":"#N/A"}},{"$error":"#N/A"},{"$f":"IF(AND(AC80<AC79,AC80<>0),AE79,IF(OR(AND(AC79=0,AA80<0),AC79<-AA80),IF(AC79=0,IF(AE79>-AA80,AE79+AA80,0),IF(AC79+AE79>-AA80,AC79+AE79+AA80,0)),IF(AC79=Vypocet!$D$18,AE79+AA80,AE79+AA80-AC80+AC79)))","v":{"$error":"#N/A"}},{"$error":"#N/A"},{"$error":"#N/A"},{"$f":"SUM($AF$3:AF80)","v":{"$error":"#N/A"}},{"$error":"#N/A"},{"$error":"#N/A"},{"$error":"#N/A"},{"$f":"SUM($AJ$3:AJ80)","v":{"$error":"#N/A"}},{"$error":"#N/A"},{"$error":"#N/A"},{"$error":"#N/A"},{"$f":"IF(AN80<0,IF(AP79>-AN80,AP79+AN80,0),IF(AN80+AP79<=Vypocet!$D$18,AN80+AP79,Vypocet!$D$18))","v":{"$error":"#N/A"}},{"$error":"#N/A"},{"$f":"IF(AND(AP80<AP79,AP80<>0),AR79,IF(OR(AND(AP79=0,AN80<0),AP79<-AN80),IF(AP79=0,IF(AR79>-AN80,AR79+AN80,0),IF(AP79+AR79>-AN80,AP79+AR79+AN80,0)),IF(AP79=Vypocet!$D$18,AR79+AN80,AR79+AN80-AP80+AP79)))","v":{"$error":"#N/A"}},{"$error":"#N/A"},{"$error":"#N/A"},{"$f":"SUM($AS$3:AS80)","v":{"$error":"#N/A"}},{"$error":"#N/A"},{"$error":"#N/A"},{"$error":"#N/A"},{"$f":"SUM($AW$3:AW80)","v":{"$error":"#N/A"}},{"$f":"IF(V80=0,IF(U80=0,IF(AZ79+Z80/1000>Vypocet!$D$18,Vypocet!$D$18,AZ79+Z80/1000),IF(Z80/1000+AZ79-U80>Vypocet!$D$18,Vypocet!$D$18,Z80/1000+AZ79-U80)),IF(AZ79=0,0,IF(AZ79>V80,AZ79-V80,0)))","v":0},0,null,null,null,null,null,null,null,null,null,null,null,null,null,null,null,null,null,null,null,null,null,null,null,null,null,null,null,null,null,null,null,null,null,null,null,null,null,null,null,null,null,null,null,null,null,null,null,null,null,null,null,null,null,null,null,null,null,null,null,null,null,null,null,null,null,null,null,null,null,null,null,null,null,null,null,null,null,null,null,null,null,null,null,null,null,null,null,null,null,null,null,null,null,null,null,null,null,null,null,null,null,null,null,0.36176999999999998,0.57911000000000001,0.58357999999999999,0.28012999999999999,0.53332000000000002,0.36014000000000002,0.46317000000000003,0.37697000000000003,0.32407999999999998,0.37948999999999999,0.43331999999999998,0.34754000000000002,0.53688999999999998,0.71443000000000001,1]
[1,43834,7,79,{"$f":"(FA81*Vypocet!$D$24)/$FA$2","v":0},{"$f":"(FB81*Vypocet!$D$24)/$FB$2","v":0},{"$f":"(FC81*Vypocet!$D$24)/$FC$2","v":0},{"$f":"(FD81*Vypocet!$D$24)/$FD$2","v":0},{"$f":"(FE81*Vypocet!$D$24)/$FE$2","v":0},{"$f":"(FF81*Vypocet!$D$24)/$FF$2","v":0},{"$f":"(FG81*Vypocet!$D$24)/$FG$2","v":0},{"$f":"(FH81*Vypocet!$D$24)/$FH$2","v":0},{"$f":"(FI81*Vypocet!$D$24)/$FI$2","v":0},{"$f":"(FJ81*Vypocet!$D$24)/$FJ$2","v":0},{"$f":"(FK81*Vypocet!$D$24)/$FK$2","v":0},{"$f":"(FL81*Vypocet!$D$24)/$FL$2","v":0},{"$f":"(FM81*Vypocet!$D$24)/$FM$2","v":0},{"$f":"(FN81*Vypocet!$D$24)/$FN$2","v":0},{"$f":"(FO81*Vypocet!$D$24)/$FO$2","v":0},{"$f":"(VLOOKUP(A81,Voda!$B$3:$AC$15,TDDData!C81+4,0)*4180*(VLOOKUP(A81,Voda!$B$3:$AC$15,4,0)-VLOOKUP(A81,Voda!$B$3:$AC$15,3,0)))/3600000","v":0},0,{"$f":"IF(U81=0,0,IF(Z81>0,IF(Z81/1000<U81,IF(Z81/1000<=Vypocet!$D$15,IF(U81<Vypocet!$D$15,U81-Z81/1000,Vypocet!$D$15-Z81/1000),Vypocet!$D$15),0),IF(U81>Vypocet!$D$15,Vypocet!$D$15,U81)))","v":0},0,{"$f":"HLOOKUP(Vypocet!$D$11,TDDData!$E:$S,2+TDDData!D81,0)","v":{"$error":"#N/A"}},0,0,{"$error":"#N/A"},{"$error":"#N/A"},{"$f":"IF(AA81<0,IF(AC80>-AA81,AC80+AA81,0),IF(AA81+AC80<=Vypocet!$D$18,AA81+AC80,Vypocet!$D$18))","v":{"$error":"#N/A"}},{"$error":"#N/A"},{"$f":"IF(AND(AC81<AC80,AC81<>0),AE80,IF(OR(AND(AC80=0,AA81<0),AC80<-AA81),IF(AC80=0,IF(AE80>-AA81,AE80+AA81,0),IF(AC80+AE80>-AA81,AC80+AE80+AA81,0)),IF(AC80=Vypocet!$D$18,AE80+AA81,AE80+AA81-AC81+AC80)))","v":{"$error":"#N/A"}},{"$error":"#N/A"},{"$error":"#N/A"},{"$f":"SUM($AF$3:AF81)","v":{"$error":"#N/A"}},{"$error":"#N/A"},{"$error":"#N/A"},{"$error":"#N/A"},{"$f":"SUM($AJ$3:AJ81)","v":{"$error":"#N/A"}},{"$error":"#N/A"},{"$error":"#N/A"},{"$error":"#N/A"},{"$f":"IF(AN81<0,IF(AP80>-AN81,AP80+AN81,0),IF(AN81+AP80<=Vypocet!$D$18,AN81+AP80,Vypocet!$D$18))","v":{"$error":"#N/A"}},{"$error":"#N/A"},{"$f":"IF(AND(AP81<AP80,AP81<>0),AR80,IF(OR(AND(AP80=0,AN81<0),AP80<-AN81),IF(AP80=0,IF(AR80>-AN81,AR80+AN81,0),IF(AP80+AR80>-AN81,AP80+AR80+AN81,0)),IF(AP80=Vypocet!$D$18,AR80+AN81,AR80+AN81-AP81+AP80)))","v":{"$error":"#N/A"}},{"$error":"#N/A"},{"$error":"#N/A"},{"$f":"SUM($AS$3:AS81)","v":{"$error":"#N/A"}},{"$error":"#N/A"},{"$error":"#N/A"},{"$error":"#N/A"},{"$f":"SUM($AW$3:AW81)","v":{"$error":"#N/A"}},{"$f":"IF(V81=0,IF(U81=0,IF(AZ80+Z81/1000>Vypocet!$D$18,Vypocet!$D$18,AZ80+Z81/1000),IF(Z81/1000+AZ80-U81>Vypocet!$D$18,Vypocet!$D$18,Z81/1000+AZ80-U81)),IF(AZ80=0,0,IF(AZ80>V81,AZ80-V81,0)))","v":0},0,null,null,null,null,null,null,null,null,null,null,null,null,null,null,null,null,null,null,null,null,null,null,null,null,null,null,null,null,null,null,null,null,null,null,null,null,null,null,null,null,null,null,null,null,null,null,null,null,null,null,null,null,null,null,null,null,null,null,null,null,null,null,null,null,null,null,null,null,null,null,null,null,null,null,null,null,null,null,null,null,null,null,null,null,null,null,null,null,null,null,null,null,null,null,null,null,null,null,null,null,null,null,null,0.39332,0.54803999999999997,0.60680000000000001,0.31226999999999999,0.42570999999999998,0.32240000000000002,0.44040000000000001,0.31751000000000001,0.29142000000000001,0.31194,0.35485,0.28886000000000001,0.43980000000000002,0.77798999999999996,1]
[1,43834,8,80,{"$f":"(FA82*Vypocet!$D$24)/$FA$2","v":0},{"$f":"(FB82*Vypocet!$D$24)/$FB$2","v":0},{"$f":"(FC82*Vypocet!$D$24)/$FC$2","v":0},{"$f":"(FD82*Vypocet!$D$24)/$FD$2","v":0},{"$f":"(FE82*Vypocet!$D$24)/$FE$2","v":0},{"$f":"(FF82*Vypocet!$D$24)/$FF$2","v":0},{"$f":"(FG82*Vypocet!$D$24)/$FG$2","v":0},{"$f":"(FH82*Vypocet!$D$24)/$FH$2","v":0},{"$f":"(FI82*Vypocet!$D$24)/$FI$2","v":0},{"$f":"(FJ82*Vypocet!$D$24)/$FJ$2","v":0},{"$f":"(FK82*Vypocet!$D$24)/$FK$2","v":0},{"$f":"(FL82*Vypocet!$D$24)/$FL$2","v":0},{"$f":"(FM82*Vypocet!$D$24)/$FM$2","v":0},{"$f":"(FN82*Vypocet!$D$24)/$FN$2","v":0},{"$f":"(FO82*Vypocet!$D$24)/$FO$2","v":0},{"$f":"(VLOOKUP(A82,Voda!$B$3:$AC$15,TDDData!C82+4,0)*4180*(VLOOKUP(A82,Voda!$B$3:$AC$15,4,0)-VLOOKUP(A82,Voda!$B$3:$AC$15,3,0)))/3600000","v":0},0,{"$f":"IF(U82=0,0,IF(Z82>0,IF(Z82/1000<U82,IF(Z82/1000<=Vypocet!$D$15,IF(U82<Vypocet!$D$15,U82-Z82/1000,Vypocet!$D$15-Z82/1000),Vypocet!$D$15),0),IF(U82>Vypocet!$D$15,Vypocet!$D$15,U82)))","v":0},0,{"$f":"HLOOKUP(Vypocet!$D$11,TDDData!$E:$S,2+TDDData!D82,0)","v":{"$error":"#N/A"}},0,0,{"$error":"#N/A"},{"$error":"#N/A"},{"$f":"IF(AA82<0,IF(AC81>-AA82,AC81+AA82,0),IF(AA82+AC81<=Vypocet!$D$18,AA82+AC81,Vypocet!$D$18))","v":{"$error":"#N/A"}},{"$error":"#N/A"},{"$f":"IF(AND(AC82<AC81,AC82<>0),AE81,IF(OR(AND(AC81=0,AA82<0),AC81<-AA82),IF(AC81=0,IF(AE81>-AA82,AE81+AA82,0),IF(AC81+AE81>-AA82,AC81+AE81+AA82,0)),IF(AC81=Vypocet!$D$18,AE81+AA82,AE81+AA82-AC82+AC81)))","v":{"$error":"#N/A"}},{"$error":"#N/A"},{"$error":"#N/A"},{"$f":"SUM($AF$3:AF82)","v":{"$error":"#N/A"}},{"$error":"#N/A"},{"$error":"#N/A"},{"$error":"#N/A"},{"$f":"SUM($AJ$3:AJ82)","v":{"$error":"#N/A"}},{"$error":"#N/A"},{"$error":"#N/A"},{"$error":"#N/A"},{"$f":"IF(AN82<0,IF(AP81>-AN82,AP81+AN82,0),IF(AN82+AP81<=Vypocet!$D$18,AN82+AP81,Vypocet!$D$18))","v":{"$error":"#N/A"}},{"$error":"#N/A"},{"$f":"IF(AND(AP82<AP81,AP82<>0),AR81,IF(OR(AND(AP81=0,AN82<0),AP81<-AN82),IF(AP81=0,IF(AR81>-AN82,AR81+AN82,0),IF(AP81+AR81>-AN82,AP81+AR81+AN82,0)),IF(AP81=Vypocet!$D$18,AR81+AN82,AR81+AN82-AP82+AP81)))","v":{"$error":"#N/A"}},{"$error":"#N/A"},{"$error":"#N/A"},{"$f":"SUM($AS$3:AS82)","v":{"$error":"#N/A"}},{"$error":"#N/A"},{"$error":"#N/A"},{"$error":"#N/A"},{"$f":"SUM($AW$3:AW82)","v":{"$error":"#N/A"}},{"$f":"IF(V82=0,IF(U82=0,IF(AZ81+Z82/1000>Vypocet!$D$18,Vypocet!$D$18,AZ81+Z82/1000),IF(Z82/1000+AZ81-U82>Vypocet!$D$18,Vypocet!$D$18,Z82/1000+AZ81-U82)),IF(AZ81=0,0,IF(AZ81>V82,AZ81-V82,0)))","v":0},0,null,null,null,null,null,null,null,null,null,null,null,null,null,null,null,null,null,null,null,null,null,null,null,null,null,null,null,null,null,null,null,null,null,null,null,null,null,null,null,null,null,null,null,null,null,null,null,null,null,null,null,null,null,null,null,null,null,null,null,null,null,null,null,null,null,null,null,null,null,null,null,null,null,null,null,null,null,null,null,null,null,null,null,null,null,null,null,null,null,null,null,null,null,null,null,null,null,null,null,null,null,null,null,0.44018000000000002,0.52963000000000005,0.64200000000000002,0.38025999999999999,0.43029000000000001,0.29908000000000001,0.36721999999999999,0.34987000000000001,0.36151,0.27995999999999999,0.29898999999999998,0.36079,0.48035,0.77846000000000004,0.63332999999999995]
[1,43834,9,81,{"$f":"(FA83*Vypocet!$D$24)/$FA$2","v":0},{"$f":"(FB83*Vypocet!$D$24)/$FB$2","v":0},{"$f":"(FC83*Vypocet!$D$24)/$FC$2","v":0},{"$f":"(FD83*Vypocet!$D$24)/$FD$2","v":0},{"$f":"(FE83*Vypocet!$D$24)/$FE$2","v":0},{"$f":"(FF83*Vypocet!$D$24)/$FF$2","v":0},{"$f":"(FG83*Vypocet!$D$24)/$FG$2","v":0},{"$f":"(FH83*Vypocet!$D$24)/$FH$2","v":0},{"$f":"(FI83*Vypocet!$D$24)/$FI$2","v":0},{"$f":"(FJ83*Vypocet!$D$24)/$FJ$2","v":0},{"$f":"(FK83*Vypocet!$D$24)/$FK$2","v":0},{"$f":"(FL83*Vypocet!$D$24)/$FL$2","v":0},{"$f":"(FM83*Vypocet!$D$24)/$FM$2","v":0},{"$f":"(FN83*Vypocet!$D$24)/$FN$2","v":0},{"$f":"(FO83*Vypocet!$D$24)/$FO$2","v":0},{"$f":"(VLOOKUP(A83,Voda!$B$3:$AC$15,TDDData!C83+4,0)*4180*(VLOOKUP(A83,Voda!$B$3:$AC$15,4,0)-VLOOKUP(A83,Voda!$B$3:$AC$15,3,0)))/3600000","v":0},0,{"$f":"IF(U83=0,0,IF(Z83>0,IF(Z83/1000<U83,IF(Z83/1000<=Vypocet!$D$15,IF(U83<Vypocet!$D$15,U83-Z83/1000,Vypocet!$D$15-Z83/1000),Vypocet!$D$15),0),IF(U83>Vypocet!$D$15,Vypocet!$D$15,U83)))","v":0},0,{"$f":"HLOOKUP(Vypocet!$D$11,TDDData!$E:$S,2+TDDData!D83,0)","v":{"$error":"#N/A"}},61.12,48.896000000000001,{"$f":"Z83/1000-X83","v":{"$error":"#N/A"}},{"$error":"#N/A"},{"$f":"IF(AA83<0,IF(AC82>-AA83,AC82+AA83,0),IF(AA83+AC82<=Vypocet!$D$18,AA83+AC82,Vypocet!$D$18))","v":{"$error":"#N/A"}},{"$error":"#N/A"},{"$f":"IF(AND(AC83<AC82,AC83<>0),AE82,IF(OR(AND(AC82=0,AA83<0),AC82<-AA83),IF(AC82=0,IF(AE82>-AA83,AE82+AA83,0),IF(AC82+AE82>-AA83,AC82+AE82+AA83,0)),IF(AC82=Vypocet!$D$18,AE82+AA83,AE82+AA83-AC83+AC82)))","v":{"$error":"#N/A"}},{"$error":"#N/A"},{"$error":"#N/A"},{"$f":"SUM($AF$3:AF83)","v":{"$error":"#N/A"}},{"$error":"#N/A"},{"$error":"#N/A"},{"$error":"#N/A"},{"$f":"SUM($AJ$3:AJ83)","v":{"$error":"#N/A"}},{"$error":"#N/A"},{"$error":"#N/A"},{"$error":"#N/A"},{"$f":"IF(AN83<0,IF(AP82>-AN83,AP82+AN83,0),IF(AN83+AP82<=Vypocet!$D$18,AN83+AP82,Vypocet!$D$18))","v":{"$error":"#N/A"}},{"$error":"#N/A"},{"$f":"IF(AND(AP83<AP82,AP83<>0),AR82,IF(OR(AND(AP82=0,AN83<0),AP82<-AN83),IF(AP82=0,IF(AR82>-AN83,AR82+AN83,0),IF(AP82+AR82>-AN83,AP82+AR82+AN83,0)),IF(AP82=Vypocet!$D$18,AR82+AN83,AR82+AN83-AP83+AP82)))","v":{"$error":"#N/A"}},{"$error":"#N/A"},{"$error":"#N/A"},{"$f":"SUM($AS$3:AS83)","v":{"$error":"#N/A"}},{"$error":"#N/A"},{"$error":"#N/A"},{"$error":"#N/A"},{"$f":"SUM($AW$3:AW83)","v":{"$error":"#N/A"}},{"$f":"IF(V83=0,IF(U83=0,IF(AZ82+Z83/1000>Vypocet!$D$18,Vypocet!$D$18,AZ82+Z83/1000),IF(Z83/1000+AZ82-U83>Vypocet!$D$18,Vypocet!$D$18,Z83/1000+AZ82-U83)),IF(AZ82=0,0,IF(AZ82>V83,AZ82-V83,0)))","v":0},0,null,null,null,null,null,null,null,null,null,null,null,null,null,null,null,null,null,null,null,null,null,null,null,null,null,null,null,null,null,null,null,null,null,null,null,null,null,null,null,null,null,null,null,null,null,null,null,null,null,null,null,null,null,null,null,null,null,null,null,null,null,null,null,null,null,null,null,null,null,null,null,null,null,null,null,null,null,null,null,null,null,null,null,null,null,null,null,null,null,null,null,null,null,null,null,null,null,null,null,null,null,null,null,0.49852999999999997,0.56084000000000001,0.6613,0.55523999999999996,0.44485000000000002,0.39655000000000001,0.35893999999999998,0.43730999999999998,0.45918999999999999,0.35339999999999999,0.35632999999999998,0.40277000000000002,0.54042000000000001,0.76880999999999999,0]
[1,43834,10,82,{"$f":"(FA84*Vypocet!$D$24)/$FA$2","v":0},{"$f":"(FB84*Vypocet!$D$24)/$FB$2","v":0},{"$f":"(FC84*Vypocet!$D$24)/$FC$2","v":0},{"$f":"(FD84*Vypocet!$D$24)/$FD$2","v":0},{"$f":"(FE84*Vypocet!$D$24)/$FE$2","v":0},{"$f":"(FF84*Vypocet!$D$24)/$FF$2","v":0},{"$f":"(FG84*Vypocet!$D$24)/$FG$2","v":0},{"$f":"(FH84*Vypocet!$D$24)/$FH$2","v":0},{"$f":"(FI84*Vypocet!$D$24)/$FI$2","v":0},{"$f":"(FJ84*Vypocet!$D$24)/$FJ$2","v":0},{"$f":"(FK84*Vypocet!$D$24)/$FK$2","v":0},{"$f":"(FL84*Vypocet!$D$24)/$FL$2","v":0},{"$f":"(FM84*Vypocet!$D$24)/$FM$2","v":0},{"$f":"(FN84*Vypocet!$D$24)/$FN$2","v":0},{"$f":"(FO84*Vypocet!$D$24)/$FO$2","v":0},{"$f":"(VLOOKUP(A84,Voda!$B$3:$AC$15,TDDData!C84+4,0)*4180*(VLOOKUP(A84,Voda!$B$3:$AC$15,4,0)-VLOOKUP(A84,Voda!$B$3:$AC$15,3,0)))/3600000","v":0},0,{"$f":"IF(U84=0,0,IF(Z84>0,IF(Z84/1000<U84,IF(Z84/1000<=Vypocet!$D$15,IF(U84<Vypocet!$D$15,U84-Z84/1000,Vypocet!$D$15-Z84/1000),Vypocet!$D$15),0),IF(U84>Vypocet!$D$15,Vypocet!$D$15,U84)))","v":0},0,{"$f":"HLOOKUP(Vypocet!$D$11,TDDData!$E:$S,2+TDDData!D84,0)","v":{"$error":"#N/A"}},64.06,51.248000000000005,{"$error":"#N/A"},{"$error":"#N/A"},{"$f":"IF(AA84<0,IF(AC83>-AA84,AC83+AA84,0),IF(AA84+AC83<=Vypocet!$D$18,AA84+AC83,Vypocet!$D$18))","v":{"$error":"#N/A"}},{"$error":"#N/A"},{"$f":"IF(AND(AC84<AC83,AC84<>0),AE83,IF(OR(AND(AC83=0,AA84<0),AC83<-AA84),IF(AC83=0,IF(AE83>-AA84,AE83+AA84,0),IF(AC83+AE83>-AA84,AC83+AE83+AA84,0)),IF(AC83=Vypocet!$D$18,AE83+AA84,AE83+AA84-AC84+AC83)))","v":{"$error":"#N/A"}},{"$error":"#N/A"},{"$error":"#N/A"},{"$f":"SUM($AF$3:AF84)","v":{"$error":"#N/A"}},{"$error":"#N/A"},{"$error":"#N/A"},{"$error":"#N/A"},{"$f":"SUM($AJ$3:AJ84)","v":{"$error":"#N/A"}},{"$error":"#N/A"},{"$error":"#N/A"},{"$error":"#N/A"},{"$f":"IF(AN84<0,IF(AP83>-AN84,AP83+AN84,0),IF(AN84+AP83<=Vypocet!$D$18,AN84+AP83,Vypocet!$D$18))","v":{"$error":"#N/A"}},{"$error":"#N/A"},{"$f":"IF(AND(AP84<AP83,AP84<>0),AR83,IF(OR(AND(AP83=0,AN84<0),AP83<-AN84),IF(AP83=0,IF(AR83>-AN84,AR83+AN84,0),IF(AP83+AR83>-AN84,AP83+AR83+AN84,0)),IF(AP83=Vypocet!$D$18,AR83+AN84,AR83+AN84-AP84+AP83)))","v":{"$error":"#N/A"}},{"$error":"#N/A"},{"$error":"#N/A"},{"$f":"SUM($AS$3:AS84)","v":{"$error":"#N/A"}},{"$error":"#N/A"},{"$error":"#N/A"},{"$error":"#N/A"},{"$f":"SUM($AW$3:AW84)","v":{"$error":"#N/A"}},{"$f":"IF(V84=0,IF(U84=0,IF(AZ83+Z84/1000>Vypocet!$D$18,Vypocet!$D$18,AZ83+Z84/1000),IF(Z84/1000+AZ83-U84>Vypocet!$D$18,Vypocet!$D$18,Z84/1000+AZ83-U84)),IF(AZ83=0,0,IF(AZ83>V84,AZ83-V84,0)))","v":0},0,null,null,null,null,null,null,null,null,null,null,null,null,null,null,null,null,null,null,null,null,null,null,null,null,null,null,null,null,null,null,null,null,null,null,null,null,null,null,null,null,null,null,null,null,null,null,null,null,null,null,null,null,null,null,null,null,null,null,null,null,null,null,null,null,null,null,null,null,null,null,null,null,null,null,null,null,null,null,null,null,null,null,null,null,null,null,null,null,null,null,null,null,null,null,null,null,null,null,null,null,null,null,null,0.56781999999999999,0.57452999999999999,0.71626000000000001,0.73431999999999997,0.58394999999999997,0.47687000000000002,0.38755000000000001,0.39755000000000001,0.56176999999999999,0.41349000000000002,0.51851000000000003,0.46642,0.57194,0.90522000000000002,0]
[1,43834,11,83,{"$f":"(FA85*Vypocet!$D$24)/$FA$2","v":0},{"$f":"(FB85*Vypocet!$D$24)/$FB$2","v":0},{"$f":"(FC85*Vypocet!$D$24)/$FC$2","v":0},{"$f":"(FD85*Vypocet!$D$24)/$FD$2","v":0},{"$f":"(FE85*Vypocet!$D$24)/$FE$2","v":0},{"$f":"(FF85*Vypocet!$D$24)/$FF$2","v":0},{"$f":"(FG85*Vypocet!$D$24)/$FG$2","v":0},{"$f":"(FH85*Vypocet!$D$24)/$FH$2","v":0},{"$f":"(FI85*Vypocet!$D$24)/$FI$2","v":0},{"$f":"(FJ85*Vypocet!$D$24)/$FJ$2","v":0},{"$f":"(FK85*Vypocet!$D$24)/$FK$2","v":0},{"$f":"(FL85*Vypocet!$D$24)/$FL$2","v":0},{"$f":"(FM85*Vypocet!$D$24)/$FM$2","v":0},{"$f":"(FN85*Vypocet!$D$24)/$FN$2","v":0},{"$f":"(FO85*Vypocet!$D$24)/$FO$2","v":0},{"$f":"(VLOOKUP(A85,Voda!$B$3:$AC$15,TDDData!C85+4,0)*4180*(VLOOKUP(A85,Voda!$B$3:$AC$15,4,0)-VLOOKUP(A85,Voda!$B$3:$AC$15,3,0)))/3600000","v":0},0,{"$f":"IF(U85=0,0,IF(Z85>0,IF(Z85/1000<U85,IF(Z85/1000<=Vypocet!$D$15,IF(U85<Vypocet!$D$15,U85-Z85/1000,Vypocet!$D$15-Z85/1000),Vypocet!$D$15),0),IF(U85>Vypocet!$D$15,Vypocet!$D$15,U85)))","v":0},0,{"$f":"HLOOKUP(Vypocet!$D$11,TDDData!$E:$S,2+TDDData!D85,0)","v":{"$error":"#N/A"}},67.12,53.696000000000005,{"$error":"#N/A"},{"$error":"#N/A"},{"$f":"IF(AA85<0,IF(AC84>-AA85,AC84+AA85,0),IF(AA85+AC84<=Vypocet!$D$18,AA85+AC84,Vypocet!$D$18))","v":{"$error":"#N/A"}},{"$error":"#N/A"},{"$f":"IF(AND(AC85<AC84,AC85<>0),AE84,IF(OR(AND(AC84=0,AA85<0),AC84<-AA85),IF(AC84=0,IF(AE84>-AA85,AE84+AA85,0),IF(AC84+AE84>-AA85,AC84+AE84+AA85,0)),IF(AC84=Vypocet!$D$18,AE84+AA85,AE84+AA85-AC85+AC84)))","v":{"$error":"#N/A"}},{"$error":"#N/A"},{"$error":"#N/A"},{"$f":"SUM($AF$3:AF85)","v":{"$error":"#N/A"}},{"$error":"#N/A"},{"$error":"#N/A"},{"$error":"#N/A"},{"$f":"SUM($AJ$3:AJ85)","v":{"$error":"#N/A"}},{"$error":"#N/A"},{"$error":"#N/A"},{"$error":"#N/A"},{"$f":"IF(AN85<0,IF(AP84>-AN85,AP84+AN85,0),IF(AN85+AP84<=Vypocet!$D$18,AN85+AP84,Vypocet!$D$18))","v":{"$error":"#N/A"}},{"$error":"#N/A"},{"$f":"IF(AND(AP85<AP84,AP85<>0),AR84,IF(OR(AND(AP84=0,AN85<0),AP84<-AN85),IF(AP84=0,IF(AR84>-AN85,AR84+AN85,0),IF(AP84+AR84>-AN85,AP84+AR84+AN85,0)),IF(AP84=Vypocet!$D$18,AR84+AN85,AR84+AN85-AP85+AP84)))","v":{"$error":"#N/A"}},{"$error":"#N/A"},{"$error":"#N/A"},{"$f":"SUM($AS$3:AS85)","v":{"$error":"#N/A"}},{"$error":"#N/A"},{"$error":"#N/A"},{"$error":"#N/A"},{"$f":"SUM($AW$3:AW85)","v":{"$error":"#N/A"}},{"$f":"IF(V85=0,IF(U85=0,IF(AZ84+Z85/1000>Vypocet!$D$18,Vypocet!$D$18,AZ84+Z85/1000),IF(Z85/1000+AZ84-U85>Vypocet!$D$18,Vypocet!$D$18,Z85/1000+AZ84-U85)),IF(AZ84=0,0,IF(AZ84>V85,AZ84-V85,0)))","v":0},0,null,null,null,null,null,null,null,null,null,null,null,null,null,null,null,null,null,null,null,null,null,null,null,null,null,null,null,null,null,null,null,null,null,null,null,null,null,null,null,null,null,null,null,null,null,null,null,null,null,null,null,null,null,null,null,null,null,null,null,null,null,null,null,null,null,null,null,null,null,null,null,null,null,null,null,null,null,null,null,null,null,null,null,null,null,null,null,null,null,null,null,null,null,null,null,null,null,null,null,null,null,null,null,0.60243999999999998,0.58896000000000004,0.75707999999999998,0.85490999999999995,0.59863999999999995,0.56574000000000002,0.41976000000000002,0.51246000000000003,0.72582999999999998,0.60189000000000004,0.64664999999999995,0.59287999999999996,0.78939000000000004,0.90803,0]
[1,43834,12,84,{"$f":"(FA86*Vypocet!$D$24)/$FA$2","v":0},{"$f":"(FB86*Vypocet!$D$24)/$FB$2","v":0},{"$f":"(FC86*Vypocet!$D$24)/$FC$2","v":0},{"$f":"(FD86*Vypocet!$D$24)/$FD$2","v":0},{"$f":"(FE86*Vypocet!$D$24)/$FE$2","v":0},{"$f":"(FF86*Vypocet!$D$24)/$FF$2","v":0},{"$f":"(FG86*Vypocet!$D$24)/$FG$2","v":0},{"$f":"(FH86*Vypocet!$D$24)/$FH$2","v":0},{"$f":"(FI86*Vypocet!$D$24)/$FI$2","v":0},{"$f":"(FJ86*Vypocet!$D$24)/$FJ$2","v":0},{"$f":"(FK86*Vypocet!$D$24)/$FK$2","v":0},{"$f":"(FL86*Vypocet!$D$24)/$FL$2","v":0},{"$f":"(FM86*Vypocet!$D$24)/$FM$2","v":0},{"$f":"(FN86*Vypocet!$D$24)/$FN$2","v":0},{"$f":"(FO86*Vypocet!$D$24)/$FO$2","v":0},{"$f":"(VLOOKUP(A86,Voda!$B$3:$AC$15,TDDData!C86+4,0)*4180*(VLOOKUP(A86,Voda!$B$3:$AC$15,4,0)-VLOOKUP(A86,Voda!$B$3:$AC$15,3,0)))/3600000","v":0},0,{"$f":"IF(U86=0,0,IF(Z86>0,IF(Z86/1000<U86,IF(Z86/1000<=Vypocet!$D$15,IF(U86<Vypocet!$D$15,U86-Z86/1000,Vypocet!$D$15-Z86/1000),Vypocet!$D$15),0),IF(U86>Vypocet!$D$15,Vypocet!$D$15,U86)))","v":0},0,{"$f":"HLOOKUP(Vypocet!$D$11,TDDData!$E:$S,2+TDDData!D86,0)","v":{"$error":"#N/A"}},74.02,59.216000000000001,{"$error":"#N/A"},{"$error":"#N/A"},{"$f":"IF(AA86<0,IF(AC85>-AA86,AC85+AA86,0),IF(AA86+AC85<=Vypocet!$D$18,AA86+AC85,Vypocet!$D$18))","v":{"$error":"#N/A"}},{"$error":"#N/A"},{"$f":"IF(AND(AC86<AC85,AC86<>0),AE85,IF(OR(AND(AC85=0,AA86<0),AC85<-AA86),IF(AC85=0,IF(AE85>-AA86,AE85+AA86,0),IF(AC85+AE85>-AA86,AC85+AE85+AA86,0)),IF(AC85=Vypocet!$D$18,AE85+AA86,AE85+AA86-AC86+AC85)))","v":{"$error":"#N/A"}},{"$error":"#N/A"},{"$error":"#N/A"},{"$f":"SUM($AF$3:AF86)","v":{"$error":"#N/A"}},{"$error":"#N/A"},{"$error":"#N/A"},{"$error":"#N/A"},{"$f":"SUM($AJ$3:AJ86)","v":{"$error":"#N/A"}},{"$error":"#N/A"},{"$error":"#N/A"},{"$error":"#N/A"},{"$f":"IF(AN86<0,IF(AP85>-AN86,AP85+AN86,0),IF(AN86+AP85<=Vypocet!$D$18,AN86+AP85,Vypocet!$D$18))","v":{"$error":"#N/A"}},{"$error":"#N/A"},{"$f":"IF(AND(AP86<AP85,AP86<>0),AR85,IF(OR(AND(AP85=0,AN86<0),AP85<-AN86),IF(AP85=0,IF(AR85>-AN86,AR85+AN86,0),IF(AP85+AR85>-AN86,AP85+AR85+AN86,0)),IF(AP85=Vypocet!$D$18,AR85+AN86,AR85+AN86-AP86+AP85)))","v":{"$error":"#N/A"}},{"$error":"#N/A"},{"$error":"#N/A"},{"$f":"SUM($AS$3:AS86)","v":{"$error":"#N/A"}},{"$error":"#N/A"},{"$error":"#N/A"},{"$error":"#N/A"},{"$f":"SUM($AW$3:AW86)","v":{"$error":"#N/A"}},{"$f":"IF(V86=0,IF(U86=0,IF(AZ85+Z86/1000>Vypocet!$D$18,Vypocet!$D$18,AZ85+Z86/1000),IF(Z86/1000+AZ85-U86>Vypocet!$D$18,Vypocet!$D$18,Z86/1000+AZ85-U86)),IF(AZ85=0,0,IF(AZ85>V86,AZ85-V86,0)))","v":0},0,null,null,null,null,null,null,null,null,null,null,null,null,null,null,null,null,null,null,null,null,null,null,null,null,null,null,null,null,null,null,null,null,null,null,null,null,null,null,null,null,null,null,null,null,null,null,null,null,null,null,null,null,null,null,null,null,null,null,null,null,null,null,null,null,null,null,null,null,null,null,null,null,null,null,null,null,null,null,null,null,null,null,null,null,null,null,null,null,null,null,null,null,null,null,null,null,null,null,null,null,null,null,null,0.60248999999999997,0.55057999999999996,0.72069000000000005,1,0.72016999999999998,0.58416000000000001,0.44569999999999999,0.65612999999999999,0.68996000000000002,0.74306000000000005,0.71933000000000002,0.65122999999999998,0.91395000000000004,0.85523000000000005,0]
[1,43834,13,85,{"$f":"(FA87*Vypocet!$D$24)/$FA$2","v":0},{"$f":"(FB87*Vypocet!$D$24)/$FB$2","v":0},{"$f":"(FC87*Vypocet!$D$24)/$FC$2","v":0},{"$f":"(FD87*Vypocet!$D$24)/$FD$2","v":0},{"$f":"(FE87*Vypocet!$D$24)/$FE$2","v":0},{"$f":"(FF87*Vypocet!$D$24)/$FF$2","v":0},{"$f":"(FG87*Vypocet!$D$24)/$FG$2","v":0},{"$f":"(FH87*Vypocet!$D$24)/$FH$2","v":0},{"$f":"(FI87*Vypocet!$D$24)/$FI$2","v":0},{"$f":"(FJ87*Vypocet!$D$24)/$FJ$2","v":0},{"$f":"(FK87*Vypocet!$D$24)/$FK$2","v":0},{"$f":"(FL87*Vypocet!$D$24)/$FL$2","v":0},{"$f":"(FM87*Vypocet!$D$24)/$FM$2","v":0},{"$f":"(FN87*Vypocet!$D$24)/$FN$2","v":0},{"$f":"(FO87*Vypocet!$D$24)/$FO$2","v":0},{"$f":"(VLOOKUP(A87,Voda!$B$3:$AC$15,TDDData!C87+4,0)*4180*(VLOOKUP(A87,Voda!$B$3:$AC$15,4,0)-VLOOKUP(A87,Voda!$B$3:$AC$15,3,0)))/3600000","v":0},0,{"$f":"IF(U87=0,0,IF(Z87>0,IF(Z87/1000<U87,IF(Z87/1000<=Vypocet!$D$15,IF(U87<Vypocet!$D$15,U87-Z87/1000,Vypocet!$D$15-Z87/1000),Vypocet!$D$15),0),IF(U87>Vypocet!$D$15,Vypocet!$D$15,U87)))","v":0},0,{"$f":"HLOOKUP(Vypocet!$D$11,TDDData!$E:$S,2+TDDData!D87,0)","v":{"$error":"#N/A"}},40.159999999999997,32.128,{"$error":"#N/A"},{"$error":"#N/A"},{"$f":"IF(AA87<0,IF(AC86>-AA87,AC86+AA87,0),IF(AA87+AC86<=Vypocet!$D$18,AA87+AC86,Vypocet!$D$18))","v":{"$error":"#N/A"}},{"$error":"#N/A"},{"$f":"IF(AND(AC87<AC86,AC87<>0),AE86,IF(OR(AND(AC86=0,AA87<0),AC86<-AA87),IF(AC86=0,IF(AE86>-AA87,AE86+AA87,0),IF(AC86+AE86>-AA87,AC86+AE86+AA87,0)),IF(AC86=Vypocet!$D$18,AE86+AA87,AE86+AA87-AC87+AC86)))","v":{"$error":"#N/A"}},{"$error":"#N/A"},{"$error":"#N/A"},{"$f":"SUM($AF$3:AF87)","v":{"$error":"#N/A"}},{"$error":"#N/A"},{"$error":"#N/A"},{"$error":"#N/A"},{"$f":"SUM($AJ$3:AJ87)","v":{"$error":"#N/A"}},{"$error":"#N/A"},{"$error":"#N/A"},{"$error":"#N/A"},{"$f":"IF(AN87<0,IF(AP86>-AN87,AP86+AN87,0),IF(AN87+AP86<=Vypocet!$D$18,AN87+AP86,Vypocet!$D$18))","v":{"$error":"#N/A"}},{"$error":"#N/A"},{"$f":"IF(AND(AP87<AP86,AP87<>0),AR86,IF(OR(AND(AP86=0,AN87<0),AP86<-AN87),IF(AP86=0,IF(AR86>-AN87,AR86+AN87,0),IF(AP86+AR86>-AN87,AP86+AR86+AN87,0)),IF(AP86=Vypocet!$D$18,AR86+AN87,AR86+AN87-AP87+AP86)))","v":{"$error":"#N/A"}},{"$error":"#N/A"},{"$error":"#N/A"},{"$f":"SUM($AS$3:AS87)","v":{"$error":"#N/A"}},{"$error":"#N/A"},{"$error":"#N/A"},{"$error":"#N/A"},{"$f":"SUM($AW$3:AW87)","v":{"$error":"#N/A"}},{"$f":"IF(V87=0,IF(U87=0,IF(AZ86+Z87/1000>Vypocet!$D$18,Vypocet!$D$18,AZ86+Z87/1000),IF(Z87/1000+AZ86-U87>Vypocet!$D$18,Vypocet!$D$18,Z87/1000+AZ86-U87)),IF(AZ86=0,0,IF(AZ86>V87,AZ86-V87,0)))","v":0},0,null,null,null,null,null,null,null,null,null,null,null,null,null,null,null,null,null,null,null,null,null,null,null,null,null,null,null,null,null,null,null,null,null,null,null,null,null,null,null,null,null,null,null,null,null,null,null,null,null,null,null,null,null,null,null,null,null,null,null,null,null,null,null,null,null,null,null,null,null,null,null,null,null,null,null,null,null,null,null,null,null,null,null,null,null,null,null,null,null,null,null,null,null,null,null,null,null,null,null,null,null,null,null,0.59428999999999998,0.62726000000000004,0.76202000000000003,0.88575000000000004,0.78835999999999995,0.58399000000000001,0.44524999999999998,0.62258000000000002,0.62578,0.74382999999999999,0.62739999999999996,0.63841999999999999,0.79651000000000005,0.89341000000000004,0]
[1,43834,14,86,{"$f":"(FA88*Vypocet!$D$24)/$FA$2","v":0},{"$f":"(FB88*Vypocet!$D$24)/$FB$2","v":0},{"$f":"(FC88*Vypocet!$D$24)/$FC$2","v":0},{"$f":"(FD88*Vypocet!$D$24)/$FD$2","v":0},{"$f":"(FE88*Vypocet!$D$24)/$FE$2","v":0},{"$f":"(FF88*Vypocet!$D$24)/$FF$2","v":0},{"$f":"(FG88*Vypocet!$D$24)/$FG$2","v":0},{"$f":"(FH88*Vypocet!$D$24)/$FH$2","v":0},{"$f":"(FI88*Vypocet!$D$24)/$FI$2","v":0},{"$f":"(FJ88*Vypocet!$D$24)/$FJ$2","v":0},{"$f":"(FK88*Vypocet!$D$24)/$FK$2","v":0},{"$f":"(FL88*Vypocet!$D$24)/$FL$2","v":0},{"$f":"(FM88*Vypocet!$D$24)/$FM$2","v":0},{"$f":"(FN88*Vypocet!$D$24)/$FN$2","v":0},{"$f":"(FO88*Vypocet!$D$24)/$FO$2","v":0},{"$f":"(VLOOKUP(A88,Voda!$B$3:$AC$15,TDDData!C88+4,0)*4180*(VLOOKUP(A88,Voda!$B$3:$AC$15,4,0)-VLOOKUP(A88,Voda!$B$3:$AC$15,3,0)))/3600000","v":0},0,{"$f":"IF(U88=0,0,IF(Z88>0,IF(Z88/1000<U88,IF(Z88/1000<=Vypocet!$D$15,IF(U88<Vypocet!$D$15,U88-Z88/1000,Vypocet!$D$15-Z88/1000),Vypocet!$D$15),0),IF(U88>Vypocet!$D$15,Vypocet!$D$15,U88)))","v":0},0,{"$f":"HLOOKUP(Vypocet!$D$11,TDDData!$E:$S,2+TDDData!D88,0)","v":{"$error":"#N/A"}},91.4,73.12,{"$error":"#N/A"},{"$error":"#N/A"},{"$f":"IF(AA88<0,IF(AC87>-AA88,AC87+AA88,0),IF(AA88+AC87<=Vypocet!$D$18,AA88+AC87,Vypocet!$D$18))","v":{"$error":"#N/A"}},{"$error":"#N/A"},{"$f":"IF(AND(AC88<AC87,AC88<>0),AE87,IF(OR(AND(AC87=0,AA88<0),AC87<-AA88),IF(AC87=0,IF(AE87>-AA88,AE87+AA88,0),IF(AC87+AE87>-AA88,AC87+AE87+AA88,0)),IF(AC87=Vypocet!$D$18,AE87+AA88,AE87+AA88-AC88+AC87)))","v":{"$error":"#N/A"}},{"$error":"#N/A"},{"$error":"#N/A"},{"$f":"SUM($AF$3:AF88)","v":{"$error":"#N/A"}},{"$error":"#N/A"},{"$error":"#N/A"},{"$error":"#N/A"},{"$f":"SUM($AJ$3:AJ88)","v":{"$error":"#N/A"}},{"$error":"#N/A"},{"$error":"#N/A"},{"$error":"#N/A"},{"$f":"IF(AN88<0,IF(AP87>-AN88,AP87+AN88,0),IF(AN88+AP87<=Vypocet!$D$18,AN88+AP87,Vypocet!$D$18))","v":{"$error":"#N/A"}},{"$error":"#N/A"},{"$f":"IF(AND(AP88<AP87,AP88<>0),AR87,IF(OR(AND(AP87=0,AN88<0),AP87<-AN88),IF(AP87=0,IF(AR87>-AN88,AR87+AN88,0),IF(AP87+AR87>-AN88,AP87+AR87+AN88,0)),IF(AP87=Vypocet!$D$18,AR87+AN88,AR87+AN88-AP88+AP87)))","v":{"$error":"#N/A"}},{"$error":"#N/A"},{"$error":"#N/A"},{"$f":"SUM($AS$3:AS88)","v":{"$error":"#N/A"}},{"$error":"#N/A"},{"$error":"#N/A"},{"$error":"#N/A"},{"$f":"SUM($AW$3:AW88)","v":{"$error":"#N/A"}},{"$f":"IF(V88=0,IF(U88=0,IF(AZ87+Z88/1000>Vypocet!$D$18,Vypocet!$D$18,AZ87+Z88/1000),IF(Z88/1000+AZ87-U88>Vypocet!$D$18,Vypocet!$D$18,Z88/1000+AZ87-U88)),IF(AZ87=0,0,IF(AZ87>V88,AZ87-V88,0)))","v":0},0,null,null,null,null,null,null,null,null,null,null,null,null,null,null,null,null,null,null,null,null,null,null,null,null,null,null,null,null,null,null,null,null,null,null,null,null,null,null,null,null,null,null,null,null,null,null,null,null,null,null,null,null,null,null,null,null,null,null,null,null,null,null,null,null,null,null,null,null,null,null,null,null,null,null,null,null,null,null,null,null,null,null,null,null,null,null,null,null,null,null,null,null,null,null,null,null,null,null,null,null,null,null,null,0.55539000000000005,0.70152000000000003,0.70818000000000003,0.74390999999999996,0.93889,0.72887000000000002,0.49262,0.62534999999999996,0.64097000000000004,0.81050999999999995,0.74868000000000001,0.60426999999999997,0.87663999999999997,0.92181999999999997,0]
[1,43834,15,87,{"$f":"(FA89*Vypocet!$D$24)/$FA$2","v":0},{"$f":"(FB89*Vypocet!$D$24)/$FB$2","v":0},{"$f":"(FC89*Vypocet!$D$24)/$FC$2","v":0},{"$f":"(FD89*Vypocet!$D$24)/$FD$2","v":0},{"$f":"(FE89*Vypocet!$D$24)/$FE$2","v":0},{"$f":"(FF89*Vypocet!$D$24)/$FF$2","v":0},{"$f":"(FG89*Vypocet!$D$24)/$FG$2","v":0},{"$f":"(FH89*Vypocet!$D$24)/$FH$2","v":0},{"$f":"(FI89*Vypocet!$D$24)/$FI$2","v":0},{"$f":"(FJ89*Vypocet!$D$24)/$FJ$2","v":0},{"$f":"(FK89*Vypocet!$D$24)/$FK$2","v":0},{"$f":"(FL89*Vypocet!$D$24)/$FL$2","v":0},{"$f":"(FM89*Vypocet!$D$24)/$FM$2","v":0},{"$f":"(FN89*Vypocet!$D$24)/$FN$2","v":0},{"$f":"(FO89*Vypocet!$D$24)/$FO$2","v":0},{"$f":"(VLOOKUP(A89,Voda!$B$3:$AC$15,TDDData!C89+4,0)*4180*(VLOOKUP(A89,Voda!$B$3:$AC$15,4,0)-VLOOKUP(A89,Voda!$B$3:$AC$15,3,0)))/3600000","v":0},0,{"$f":"IF(U89=0,0,IF(Z89>0,IF(Z89/1000<U89,IF(Z89/1000<=Vypocet!$D$15,IF(U89<Vypocet!$D$15,U89-Z89/1000,Vypocet!$D$15-Z89/1000),Vypocet!$D$15),0),IF(U89>Vypocet!$D$15,Vypocet!$D$15,U89)))","v":0},0,{"$f":"HLOOKUP(Vypocet!$D$11,TDDData!$E:$S,2+TDDData!D89,0)","v":{"$error":"#N/A"}},0,0,{"$error":"#N/A"},{"$error":"#N/A"},{"$f":"IF(AA89<0,IF(AC88>-AA89,AC88+AA89,0),IF(AA89+AC88<=Vypocet!$D$18,AA89+AC88,Vypocet!$D$18))","v":{"$error":"#N/A"}},{"$error":"#N/A"},{"$f":"IF(AND(AC89<AC88,AC89<>0),AE88,IF(OR(AND(AC88=0,AA89<0),AC88<-AA89),IF(AC88=0,IF(AE88>-AA89,AE88+AA89,0),IF(AC88+AE88>-AA89,AC88+AE88+AA89,0)),IF(AC88=Vypocet!$D$18,AE88+AA89,AE88+AA89-AC89+AC88)))","v":{"$error":"#N/A"}},{"$error":"#N/A"},{"$error":"#N/A"},{"$f":"SUM($AF$3:AF89)","v":{"$error":"#N/A"}},{"$error":"#N/A"},{"$error":"#N/A"},{"$error":"#N/A"},{"$f":"SUM($AJ$3:AJ89)","v":{"$error":"#N/A"}},{"$error":"#N/A"},{"$error":"#N/A"},{"$error":"#N/A"},{"$f":"IF(AN89<0,IF(AP88>-AN89,AP88+AN89,0),IF(AN89+AP88<=Vypocet!$D$18,AN89+AP88,Vypocet!$D$18))","v":{"$error":"#N/A"}},{"$error":"#N/A"},{"$f":"IF(AND(AP89<AP88,AP89<>0),AR88,IF(OR(AND(AP88=0,AN89<0),AP88<-AN89),IF(AP88=0,IF(AR88>-AN89,AR88+AN89,0),IF(AP88+AR88>-AN89,AP88+AR88+AN89,0)),IF(AP88=Vypocet!$D$18,AR88+AN89,AR88+AN89-AP89+AP88)))","v":{"$error":"#N/A"}},{"$error":"#N/A"},{"$error":"#N/A"},{"$f":"SUM($AS$3:AS89)","v":{"$error":"#N/A"}},{"$error":"#N/A"},{"$error":"#N/A"},{"$error":"#N/A"},{"$f":"SUM($AW$3:AW89)","v":{"$error":"#N/A"}},{"$f":"IF(V89=0,IF(U89=0,IF(AZ88+Z89/1000>Vypocet!$D$18,Vypocet!$D$18,AZ88+Z89/1000),IF(Z89/1000+AZ88-U89>Vypocet!$D$18,Vypocet!$D$18,Z89/1000+AZ88-U89)),IF(AZ88=0,0,IF(AZ88>V89,AZ88-V89,0)))","v":0},0,null,null,null,null,null,null,null,null,null,null,null,null,null,null,null,null,null,null,null,null,null,null,null,null,null,null,null,null,null,null,null,null,null,null,null,null,null,null,null,null,null,null,null,null,null,null,null,null,null,null,null,null,null,null,null,null,null,null,null,null,null,null,null,null,null,null,null,null,null,null,null,null,null,null,null,null,null,null,null,null,null,null,null,null,null,null,null,null,null,null,null,null,null,null,null,null,null,null,null,null,null,null,null,0.55508999999999997,0.67618999999999996,0.70445000000000002,0.66020000000000001,0.93450999999999995,0.91000999999999999,0.98640000000000005,0.61817999999999995,0.65707000000000004,0.88099000000000005,0.87932999999999995,0.55323999999999995,0.80059000000000002,0.89498,0]
[1,43834,16,88,{"$f":"(FA90*Vypocet!$D$24)/$FA$2","v":0},{"$f":"(FB90*Vypocet!$D$24)/$FB$2","v":0},{"$f":"(FC90*Vypocet!$D$24)/$FC$2","v":0},{"$f":"(FD90*Vypocet!$D$24)/$FD$2","v":0},{"$f":"(FE90*Vypocet!$D$24)/$FE$2","v":0},{"$f":"(FF90*Vypocet!$D$24)/$FF$2","v":0},{"$f":"(FG90*Vypocet!$D$24)/$FG$2","v":0},{"$f":"(FH90*Vypocet!$D$24)/$FH$2","v":0},{"$f":"(FI90*Vypocet!$D$24)/$FI$2","v":0},{"$f":"(FJ90*Vypocet!$D$24)/$FJ$2","v":0},{"$f":"(FK90*Vypocet!$D$24)/$FK$2","v":0},{"$f":"(FL90*Vypocet!$D$24)/$FL$2","v":0},{"$f":"(FM90*Vypocet!$D$24)/$FM$2","v":0},{"$f":"(FN90*Vypocet!$D$24)/$FN$2","v":0},{"$f":"(FO90*Vypocet!$D$24)/$FO$2","v":0},{"$f":"(VLOOKUP(A90,Voda!$B$3:$AC$15,TDDData!C90+4,0)*4180*(VLOOKUP(A90,Voda!$B$3:$AC$15,4,0)-VLOOKUP(A90,Voda!$B$3:$AC$15,3,0)))/3600000","v":0},0,{"$f":"IF(U90=0,0,IF(Z90>0,IF(Z90/1000<U90,IF(Z90/1000<=Vypocet!$D$15,IF(U90<Vypocet!$D$15,U90-Z90/1000,Vypocet!$D$15-Z90/1000),Vypocet!$D$15),0),IF(U90>Vypocet!$D$15,Vypocet!$D$15,U90)))","v":0},0,{"$f":"HLOOKUP(Vypocet!$D$11,TDDData!$E:$S,2+TDDData!D90,0)","v":{"$error":"#N/A"}},0,0,{"$error":"#N/A"},{"$error":"#N/A"},{"$f":"IF(AA90<0,IF(AC89>-AA90,AC89+AA90,0),IF(AA90+AC89<=Vypocet!$D$18,AA90+AC89,Vypocet!$D$18))","v":{"$error":"#N/A"}},{"$error":"#N/A"},{"$f":"IF(AND(AC90<AC89,AC90<>0),AE89,IF(OR(AND(AC89=0,AA90<0),AC89<-AA90),IF(AC89=0,IF(AE89>-AA90,AE89+AA90,0),IF(AC89+AE89>-AA90,AC89+AE89+AA90,0)),IF(AC89=Vypocet!$D$18,AE89+AA90,AE89+AA90-AC90+AC89)))","v":{"$error":"#N/A"}},{"$error":"#N/A"},{"$error":"#N/A"},{"$f":"SUM($AF$3:AF90)","v":{"$error":"#N/A"}},{"$error":"#N/A"},{"$error":"#N/A"},{"$error":"#N/A"},{"$f":"SUM($AJ$3:AJ90)","v":{"$error":"#N/A"}},{"$error":"#N/A"},{"$error":"#N/A"},{"$error":"#N/A"},{"$f":"IF(AN90<0,IF(AP89>-AN90,AP89+AN90,0),IF(AN90+AP89<=Vypocet!$D$18,AN90+AP89,Vypocet!$D$18))","v":{"$error":"#N/A"}},{"$error":"#N/A"},{"$f":"IF(AND(AP90<AP89,AP90<>0),AR89,IF(OR(AND(AP89=0,AN90<0),AP89<-AN90),IF(AP89=0,IF(AR89>-AN90,AR89+AN90,0),IF(AP89+AR89>-AN90,AP89+AR89+AN90,0)),IF(AP89=Vypocet!$D$18,AR89+AN90,AR89+AN90-AP90+AP89)))","v":{"$error":"#N/A"}},{"$error":"#N/A"},{"$error":"#N/A"},{"$f":"SUM($AS$3:AS90)","v":{"$error":"#N/A"}},{"$error":"#N/A"},{"$error":"#N/A"},{"$error":"#N/A"},{"$f":"SUM($AW$3:AW90)","v":{"$error":"#N/A"}},{"$f":"IF(V90=0,IF(U90=0,IF(AZ89+Z90/1000>Vypocet!$D$18,Vypocet!$D$18,AZ89+Z90/1000),IF(Z90/1000+AZ89-U90>Vypocet!$D$18,Vypocet!$D$18,Z90/1000+AZ89-U90)),IF(AZ89=0,0,IF(AZ89>V90,AZ89-V90,0)))","v":0},0,null,null,null,null,null,null,null,null,null,null,null,null,null,null,null,null,null,null,null,null,null,null,null,null,null,null,null,null,null,null,null,null,null,null,null,null,null,null,null,null,null,null,null,null,null,null,null,null,null,null,null,null,null,null,null,null,null,null,null,null,null,null,null,null,null,null,null,null,null,null,null,null,null,null,null,null,null,null,null,null,null,null,null,null,null,null,null,null,null,null,null,null,null,null,null,null,null,null,null,null,null,null,null,0.57033999999999996,0.64298999999999995,0.68662999999999996,0.69957999999999998,0.66225000000000001,0.72019,0.80462,0.84531000000000001,0.85004000000000002,0.86839999999999995,0.89612999999999998,0.74983,0.74268000000000001,0.87265000000000004,0]
[1,43834,17,89,{"$f":"(FA91*Vypocet!$D$24)/$FA$2","v":0},{"$f":"(FB91*Vypocet!$D$24)/$FB$2","v":0},{"$f":"(FC91*Vypocet!$D$24)/$FC$2","v":0},{"$f":"(FD91*Vypocet!$D$24)/$FD$2","v":0},{"$f":"(FE91*Vypocet!$D$24)/$FE$2","v":0},{"$f":"(FF91*Vypocet!$D$24)/$FF$2","v":0},{"$f":"(FG91*Vypocet!$D$24)/$FG$2","v":0},{"$f":"(FH91*Vypocet!$D$24)/$FH$2","v":0},{"$f":"(FI91*Vypocet!$D$24)/$FI$2","v":0},{"$f":"(FJ91*Vypocet!$D$24)/$FJ$2","v":0},{"$f":"(FK91*Vypocet!$D$24)/$FK$2","v":0},{"$f":"(FL91*Vypocet!$D$24)/$FL$2","v":0},{"$f":"(FM91*Vypocet!$D$24)/$FM$2","v":0},{"$f":"(FN91*Vypocet!$D$24)/$FN$2","v":0},{"$f":"(FO91*Vypocet!$D$24)/$FO$2","v":0},{"$f":"(VLOOKUP(A91,Voda!$B$3:$AC$15,TDDData!C91+4,0)*4180*(VLOOKUP(A91,Voda!$B$3:$AC$15,4,0)-VLOOKUP(A91,Voda!$B$3:$AC$15,3,0)))/3600000","v":0},0,{"$f":"IF(U91=0,0,IF(Z91>0,IF(Z91/1000<U91,IF(Z91/1000<=Vypocet!$D$15,IF(U91<Vypocet!$D$15,U91-Z91/1000,Vypocet!$D$15-Z91/1000),Vypocet!$D$15),0),IF(U91>Vypocet!$D$15,Vypocet!$D$15,U91)))","v":0},0,{"$f":"HLOOKUP(Vypocet!$D$11,TDDData!$E:$S,2+TDDData!D91,0)","v":{"$error":"#N/A"}},0,0,{"$error":"#N/A"},{"$error":"#N/A"},{"$f":"IF(AA91<0,IF(AC90>-AA91,AC90+AA91,0),IF(AA91+AC90<=Vypocet!$D$18,AA91+AC90,Vypocet!$D$18))","v":{"$error":"#N/A"}},{"$error":"#N/A"},{"$f":"IF(AND(AC91<AC90,AC91<>0),AE90,IF(OR(AND(AC90=0,AA91<0),AC90<-AA91),IF(AC90=0,IF(AE90>-AA91,AE90+AA91,0),IF(AC90+AE90>-AA91,AC90+AE90+AA91,0)),IF(AC90=Vypocet!$D$18,AE90+AA91,AE90+AA91-AC91+AC90)))","v":{"$error":"#N/A"}},{"$error":"#N/A"},{"$error":"#N/A"},{"$f":"SUM($AF$3:AF91)","v":{"$error":"#N/A"}},{"$error":"#N/A"},{"$error":"#N/A"},{"$error":"#N/A"},{"$f":"SUM($AJ$3:AJ91)","v":{"$error":"#N/A"}},{"$error":"#N/A"},{"$error":"#N/A"},{"$error":"#N/A"},{"$f":"IF(AN91<0,IF(AP90>-AN91,AP90+AN91,0),IF(AN91+AP90<=Vypocet!$D$18,AN91+AP90,Vypocet!$D$18))","v":{"$error":"#N/A"}},{"$error":"#N/A"},{"$f":"IF(AND(AP91<AP90,AP91<>0),AR90,IF(OR(AND(AP90=0,AN91<0),AP90<-AN91),IF(AP90=0,IF(AR90>-AN91,AR90+AN91,0),IF(AP90+AR90>-AN91,AP90+AR90+AN91,0)),IF(AP90=Vypocet!$D$18,AR90+AN91,AR90+AN91-AP91+AP90)))","v":{"$error":"#N/A"}},{"$error":"#N/A"},{"$error":"#N/A"},{"$f":"SUM($AS$3:AS91)","v":{"$error":"#N/A"}},{"$error":"#N/A"},{"$error":"#N/A"},{"$error":"#N/A"},{"$f":"SUM($AW$3:AW91)","v":{"$error":"#N/A"}},{"$f":"IF(V91=0,IF(U91=0,IF(AZ90+Z91/1000>Vypocet!$D$18,Vypocet!$D$18,AZ90+Z91/1000),IF(Z91/1000+AZ90-U91>Vypocet!$D$18,Vypocet!$D$18,Z91/1000+AZ90-U91)),IF(AZ90=0,0,IF(AZ90>V91,AZ90-V91,0)))","v":0},0,null,null,null,null,null,null,null,null,null,null,null,null,null,null,null,null,null,null,null,null,null,null,null,null,null,null,null,null,null,null,null,null,null,null,null,null,null,null,null,null,null,null,null,null,null,null,null,null,null,null,null,null,null,null,null,null,null,null,null,null,null,null,null,null,null,null,null,null,null,null,null,null,null,null,null,null,null,null,null,null,null,null,null,null,null,null,null,null,null,null,null,null,null,null,null,null,null,null,null,null,null,null,null,0.58230999999999999,0.60665999999999998,0.73690999999999995,0.73992999999999998,0.68701000000000001,0.50248999999999999,0.66349000000000002,0.88315999999999995,0.84165000000000001,0.80706,0.85594999999999999,0.97277000000000002,0.78810999999999998,0.87843000000000004,0.46666999999999997]
[1,43834,18,90,{"$f":"(FA92*Vypocet!$D$24)/$FA$2","v":0},{"$f":"(FB92*Vypocet!$D$24)/$FB$2","v":0},{"$f":"(FC92*Vypocet!$D$24)/$FC$2","v":0},{"$f":"(FD92*Vypocet!$D$24)/$FD$2","v":0},{"$f":"(FE92*Vypocet!$D$24)/$FE$2","v":0},{"$f":"(FF92*Vypocet!$D$24)/$FF$2","v":0},{"$f":"(FG92*Vypocet!$D$24)/$FG$2","v":0},{"$f":"(FH92*Vypocet!$D$24)/$FH$2","v":0},{"$f":"(FI92*Vypocet!$D$24)/$FI$2","v":0},{"$f":"(FJ92*Vypocet!$D$24)/$FJ$2","v":0},{"$f":"(FK92*Vypocet!$D$24)/$FK$2","v":0},{"$f":"(FL92*Vypocet!$D$24)/$FL$2","v":0},{"$f":"(FM92*Vypocet!$D$24)/$FM$2","v":0},{"$f":"(FN92*Vypocet!$D$24)/$FN$2","v":0},{"$f":"(FO92*Vypocet!$D$24)/$FO$2","v":0},{"$f":"(VLOOKUP(A92,Voda!$B$3:$AC$15,TDDData!C92+4,0)*4180*(VLOOKUP(A92,Voda!$B$3:$AC$15,4,0)-VLOOKUP(A92,Voda!$B$3:$AC$15,3,0)))/3600000","v":0},0,{"$f":"IF(U92=0,0,IF(Z92>0,IF(Z92/1000<U92,IF(Z92/1000<=Vypocet!$D$15,IF(U92<Vypocet!$D$15,U92-Z92/1000,Vypocet!$D$15-Z92/1000),Vypocet!$D$15),0),IF(U92>Vypocet!$D$15,Vypocet!$D$15,U92)))","v":0},0,{"$f":"HLOOKUP(Vypocet!$D$11,TDDData!$E:$S,2+TDDData!D92,0)","v":{"$error":"#N/A"}},0,0,{"$error":"#N/A"},{"$error":"#N/A"},{"$f":"IF(AA92<0,IF(AC91>-AA92,AC91+AA92,0),IF(AA92+AC91<=Vypocet!$D$18,AA92+AC91,Vypocet!$D$18))","v":{"$error":"#N/A"}},{"$error":"#N/A"},{"$f":"IF(AND(AC92<AC91,AC92<>0),AE91,IF(OR(AND(AC91=0,AA92<0),AC91<-AA92),IF(AC91=0,IF(AE91>-AA92,AE91+AA92,0),IF(AC91+AE91>-AA92,AC91+AE91+AA92,0)),IF(AC91=Vypocet!$D$18,AE91+AA92,AE91+AA92-AC92+AC91)))","v":{"$error":"#N/A"}},{"$error":"#N/A"},{"$error":"#N/A"},{"$f":"SUM($AF$3:AF92)","v":{"$error":"#N/A"}},{"$error":"#N/A"},{"$error":"#N/A"},{"$error":"#N/A"},{"$f":"SUM($AJ$3:AJ92)","v":{"$error":"#N/A"}},{"$error":"#N/A"},{"$error":"#N/A"},{"$error":"#N/A"},{"$f":"IF(AN92<0,IF(AP91>-AN92,AP91+AN92,0),IF(AN92+AP91<=Vypocet!$D$18,AN92+AP91,Vypocet!$D$18))","v":{"$error":"#N/A"}},{"$error":"#N/A"},{"$f":"IF(AND(AP92<AP91,AP92<>0),AR91,IF(OR(AND(AP91=0,AN92<0),AP91<-AN92),IF(AP91=0,IF(AR91>-AN92,AR91+AN92,0),IF(AP91+AR91>-AN92,AP91+AR91+AN92,0)),IF(AP91=Vypocet!$D$18,AR91+AN92,AR91+AN92-AP92+AP91)))","v":{"$error":"#N/A"}},{"$error":"#N/A"},{"$error":"#N/A"},{"$f":"SUM($AS$3:AS92)","v":{"$error":"#N/A"}},{"$error":"#N/A"},{"$error":"#N/A"},{"$error":"#N/A"},{"$f":"SUM($AW$3:AW92)","v":{"$error":"#N/A"}},{"$f":"IF(V92=0,IF(U92=0,IF(AZ91+Z92/1000>Vypocet!$D$18,Vypocet!$D$18,AZ91+Z92/1000),IF(Z92/1000+AZ91-U92>Vypocet!$D$18,Vypocet!$D$18,Z92/1000+AZ91-U92)),IF(AZ91=0,0,IF(AZ91>V92,AZ91-V92,0)))","v":0},0,null,null,null,null,null,null,null,null,null,null,null,null,null,null,null,null,null,null,null,null,null,null,null,null,null,null,null,null,null,null,null,null,null,null,null,null,null,null,null,null,null,null,null,null,null,null,null,null,null,null,null,null,null,null,null,null,null,null,null,null,null,null,null,null,null,null,null,null,null,null,null,null,null,null,null,null,null,null,null,null,null,null,null,null,null,null,null,null,null,null,null,null,null,null,null,null,null,null,null,null,null,null,null,0.60987000000000002,0.54959000000000002,0.73419999999999996,0.79259000000000002,0.55359999999999998,0.46351999999999999,0.44427,0.58409,0.67722000000000004,0.77515999999999996,0.68056000000000005,0.82967999999999997,0.64946999999999999,0.90154999999999996,1]
[1,43834,19,91,{"$f":"(FA93*Vypocet!$D$24)/$FA$2","v":0},{"$f":"(FB93*Vypocet!$D$24)/$FB$2","v":0},{"$f":"(FC93*Vypocet!$D$24)/$FC$2","v":0},{"$f":"(FD93*Vypocet!$D$24)/$FD$2","v":0},{"$f":"(FE93*Vypocet!$D$24)/$FE$2","v":0},{"$f":"(FF93*Vypocet!$D$24)/$FF$2","v":0},{"$f":"(FG93*Vypocet!$D$24)/$FG$2","v":0},{"$f":"(FH93*Vypocet!$D$24)/$FH$2","v":0},{"$f":"(FI93*Vypocet!$D$24)/$FI$2","v":0},{"$f":"(FJ93*Vypocet!$D$24)/$FJ$2","v":0},{"$f":"(FK93*Vypocet!$D$24)/$FK$2","v":0},{"$f":"(FL93*Vypocet!$D$24)/$FL$2","v":0},{"$f":"(FM93*Vypocet!$D$24)/$FM$2","v":0},{"$f":"(FN93*Vypocet!$D$24)/$FN$2","v":0},{"$f":"(FO93*Vypocet!$D$24)/$FO$2","v":0},{"$f":"(VLOOKUP(A93,Voda!$B$3:$AC$15,TDDData!C93+4,0)*4180*(VLOOKUP(A93,Voda!$B$3:$AC$15,4,0)-VLOOKUP(A93,Voda!$B$3:$AC$15,3,0)))/3600000","v":0},0,{"$f":"IF(U93=0,0,IF(Z93>0,IF(Z93/1000<U93,IF(Z93/1000<=Vypocet!$D$15,IF(U93<Vypocet!$D$15,U93-Z93/1000,Vypocet!$D$15-Z93/1000),Vypocet!$D$15),0),IF(U93>Vypocet!$D$15,Vypocet!$D$15,U93)))","v":0},0,{"$f":"HLOOKUP(Vypocet!$D$11,TDDData!$E:$S,2+TDDData!D93,0)","v":{"$error":"#N/A"}},0,0,{"$error":"#N/A"},{"$error":"#N/A"},{"$f":"IF(AA93<0,IF(AC92>-AA93,AC92+AA93,0),IF(AA93+AC92<=Vypocet!$D$18,AA93+AC92,Vypocet!$D$18))","v":{"$error":"#N/A"}},{"$error":"#N/A"},{"$f":"IF(AND(AC93<AC92,AC93<>0),AE92,IF(OR(AND(AC92=0,AA93<0),AC92<-AA93),IF(AC92=0,IF(AE92>-AA93,AE92+AA93,0),IF(AC92+AE92>-AA93,AC92+AE92+AA93,0)),IF(AC92=Vypocet!$D$18,AE92+AA93,AE92+AA93-AC93+AC92)))","v":{"$error":"#N/A"}},{"$error":"#N/A"},{"$error":"#N/A"},{"$f":"SUM($AF$3:AF93)","v":{"$error":"#N/A"}},{"$error":"#N/A"},{"$error":"#N/A"},{"$error":"#N/A"},{"$f":"SUM($AJ$3:AJ93)","v":{"$error":"#N/A"}},{"$error":"#N/A"},{"$error":"#N/A"},{"$error":"#N/A"},{"$f":"IF(AN93<0,IF(AP92>-AN93,AP92+AN93,0),IF(AN93+AP92<=Vypocet!$D$18,AN93+AP92,Vypocet!$D$18))","v":{"$error":"#N/A"}},{"$error":"#N/A"},{"$f":"IF(AND(AP93<AP92,AP93<>0),AR92,IF(OR(AND(AP92=0,AN93<0),AP92<-AN93),IF(AP92=0,IF(AR92>-AN93,AR92+AN93,0),IF(AP92+AR92>-AN93,AP92+AR92+AN93,0)),IF(AP92=Vypocet!$D$18,AR92+AN93,AR92+AN93-AP93+AP92)))","v":{"$error":"#N/A"}},{"$error":"#N/A"},{"$error":"#N/A"},{"$f":"SUM($AS$3:AS93)","v":{"$error":"#N/A"}},{"$error":"#N/A"},{"$error":"#N/A"},{"$error":"#N/A"},{"$f":"SUM($AW$3:AW93)","v":{"$error":"#N/A"}},{"$f":"IF(V93=0,IF(U93=0,IF(AZ92+Z93/1000>Vypocet!$D$18,Vypocet!$D$18,AZ92+Z93/1000),IF(Z93/1000+AZ92-U93>Vypocet!$D$18,Vypocet!$D$18,Z93/1000+AZ92-U93)),IF(AZ92=0,0,IF(AZ92>V93,AZ92-V93,0)))","v":0},0,null,null,null,null,null,null,null,null,null,null,null,null,null,null,null,null,null,null,null,null,null,null,null,null,null,null,null,null,null,null,null,null,null,null,null,null,null,null,null,null,null,null,null,null,null,null,null,null,null,null,null,null,null,null,null,null,null,null,null,null,null,null,null,null,null,null,null,null,null,null,null,null,null,null,null,null,null,null,null,null,null,null,null,null,null,null,null,null,null,null,null,null,null,null,null,null,null,null,null,null,null,null,null,0.59845999999999999,0.55969000000000002,0.72848000000000002,0.78988000000000003,0.67564999999999997,0.46399000000000001,0.44340000000000002,0.48829,0.54893999999999998,0.64246999999999999,0.54991000000000001,0.58931999999999995,0.71618000000000004,0.94323999999999997,1]
[1,43834,20,92,{"$f":"(FA94*Vypocet!$D$24)/$FA$2","v":0},{"$f":"(FB94*Vypocet!$D$24)/$FB$2","v":0},{"$f":"(FC94*Vypocet!$D$24)/$FC$2","v":0},{"$f":"(FD94*Vypocet!$D$24)/$FD$2","v":0},{"$f":"(FE94*Vypocet!$D$24)/$FE$2","v":0},{"$f":"(FF94*Vypocet!$D$24)/$FF$2","v":0},{"$f":"(FG94*Vypocet!$D$24)/$FG$2","v":0},{"$f":"(FH94*Vypocet!$D$24)/$FH$2","v":0},{"$f":"(FI94*Vypocet!$D$24)/$FI$2","v":0},{"$f":"(FJ94*Vypocet!$D$24)/$FJ$2","v":0},{"$f":"(FK94*Vypocet!$D$24)/$FK$2","v":0},{"$f":"(FL94*Vypocet!$D$24)/$FL$2","v":0},{"$f":"(FM94*Vypocet!$D$24)/$FM$2","v":0},{"$f":"(FN94*Vypocet!$D$24)/$FN$2","v":0},{"$f":"(FO94*Vypocet!$D$24)/$FO$2","v":0},{"$f":"(VLOOKUP(A94,Voda!$B$3:$AC$15,TDDData!C94+4,0)*4180*(VLOOKUP(A94,Voda!$B$3:$AC$15,4,0)-VLOOKUP(A94,Voda!$B$3:$AC$15,3,0)))/3600000","v":0},0,{"$f":"IF(U94=0,0,IF(Z94>0,IF(Z94/1000<U94,IF(Z94/1000<=Vypocet!$D$15,IF(U94<Vypocet!$D$15,U94-Z94/1000,Vypocet!$D$15-Z94/1000),Vypocet!$D$15),0),IF(U94>Vypocet!$D$15,Vypocet!$D$15,U94)))","v":0},0,{"$f":"HLOOKUP(Vypocet!$D$11,TDDData!$E:$S,2+TDDData!D94,0)","v":{"$error":"#N/A"}},0,0,{"$error":"#N/A"},{"$error":"#N/A"},{"$f":"IF(AA94<0,IF(AC93>-AA94,AC93+AA94,0),IF(AA94+AC93<=Vypocet!$D$18,AA94+AC93,Vypocet!$D$18))","v":{"$error":"#N/A"}},{"$error":"#N/A"},{"$f":"IF(AND(AC94<AC93,AC94<>0),AE93,IF(OR(AND(AC93=0,AA94<0),AC93<-AA94),IF(AC93=0,IF(AE93>-AA94,AE93+AA94,0),IF(AC93+AE93>-AA94,AC93+AE93+AA94,0)),IF(AC93=Vypocet!$D$18,AE93+AA94,AE93+AA94-AC94+AC93)))","v":{"$error":"#N/A"}},{"$error":"#N/A"},{"$error":"#N/A"},{"$f":"SUM($AF$3:AF94)","v":{"$error":"#N/A"}},{"$error":"#N/A"},{"$error":"#N/A"},{"$error":"#N/A"},{"$f":"SUM($AJ$3:AJ94)","v":{"$error":"#N/A"}},{"$error":"#N/A"},{"$error":"#N/A"},{"$error":"#N/A"},{"$f":"IF(AN94<0,IF(AP93>-AN94,AP93+AN94,0),IF(AN94+AP93<=Vypocet!$D$18,AN94+AP93,Vypocet!$D$18))","v":{"$error":"#N/A"}},{"$error":"#N/A"},{"$f":"IF(AND(AP94<AP93,AP94<>0),AR93,IF(OR(AND(AP93=0,AN94<0),AP93<-AN94),IF(AP93=0,IF(AR93>-AN94,AR93+AN94,0),IF(AP93+AR93>-AN94,AP93+AR93+AN94,0)),IF(AP93=Vypocet!$D$18,AR93+AN94,AR93+AN94-AP94+AP93)))","v":{"$error":"#N/A"}},{"$error":"#N/A"},{"$error":"#N/A"},{"$f":"SUM($AS$3:AS94)","v":{"$error":"#N/A"}},{"$error":"#N/A"},{"$error":"#N/A"},{"$error":"#N/A"},{"$f":"SUM($AW$3:AW94)","v":{"$error":"#N/A"}},{"$f":"IF(V94=0,IF(U94=0,IF(AZ93+Z94/1000>Vypocet!$D$18,Vypocet!$D$18,AZ93+Z94/1000),IF(Z94/1000+AZ93-U94>Vypocet!$D$18,Vypocet!$D$18,Z94/1000+AZ93-U94)),IF(AZ93=0,0,IF(AZ93>V94,AZ93-V94,0)))","v":0},0,null,null,null,null,null,null,null,null,null,null,null,null,null,null,null,null,null,null,null,null,null,null,null,null,null,null,null,null,null,null,null,null,null,null,null,null,null,null,null,null,null,null,null,null,null,null,null,null,null,null,null,null,null,null,null,null,null,null,null,null,null,null,null,null,null,null,null,null,null,null,null,null,null,null,null,null,null,null,null,null,null,null,null,null,null,null,null,null,null,null,null,null,null,null,null,null,null,null,null,null,null,null,null,0.55913999999999997,0.55608000000000002,0.65447,0.77088000000000001,0.68794,0.47187000000000001,0.44017000000000001,0.46879999999999999,0.52251999999999998,0.54759999999999998,0.55840999999999996,0.47804000000000002,0.72182999999999997,0.85429999999999995,1]
[1,43834,21,93,{"$f":"(FA95*Vypocet!$D$24)/$FA$2","v":0},{"$f":"(FB95*Vypocet!$D$24)/$FB$2","v":0},{"$f":"(FC95*Vypocet!$D$24)/$FC$2","v":0},{"$f":"(FD95*Vypocet!$D$24)/$FD$2","v":0},{"$f":"(FE95*Vypocet!$D$24)/$FE$2","v":0},{"$f":"(FF95*Vypocet!$D$24)/$FF$2","v":0},{"$f":"(FG95*Vypocet!$D$24)/$FG$2","v":0},{"$f":"(FH95*Vypocet!$D$24)/$FH$2","v":0},{"$f":"(FI95*Vypocet!$D$24)/$FI$2","v":0},{"$f":"(FJ95*Vypocet!$D$24)/$FJ$2","v":0},{"$f":"(FK95*Vypocet!$D$24)/$FK$2","v":0},{"$f":"(FL95*Vypocet!$D$24)/$FL$2","v":0},{"$f":"(FM95*Vypocet!$D$24)/$FM$2","v":0},{"$f":"(FN95*Vypocet!$D$24)/$FN$2","v":0},{"$f":"(FO95*Vypocet!$D$24)/$FO$2","v":0},{"$f":"(VLOOKUP(A95,Voda!$B$3:$AC$15,TDDData!C95+4,0)*4180*(VLOOKUP(A95,Voda!$B$3:$AC$15,4,0)-VLOOKUP(A95,Voda!$B$3:$AC$15,3,0)))/3600000","v":0},0,{"$f":"IF(U95=0,0,IF(Z95>0,IF(Z95/1000<U95,IF(Z95/1000<=Vypocet!$D$15,IF(U95<Vypocet!$D$15,U95-Z95/1000,Vypocet!$D$15-Z95/1000),Vypocet!$D$15),0),IF(U95>Vypocet!$D$15,Vypocet!$D$15,U95)))","v":0},0,{"$f":"HLOOKUP(Vypocet!$D$11,TDDData!$E:$S,2+TDDData!D95,0)","v":{"$error":"#N/A"}},0,0,{"$error":"#N/A"},{"$error":"#N/A"},{"$f":"IF(AA95<0,IF(AC94>-AA95,AC94+AA95,0),IF(AA95+AC94<=Vypocet!$D$18,AA95+AC94,Vypocet!$D$18))","v":{"$error":"#N/A"}},{"$error":"#N/A"},{"$f":"IF(AND(AC95<AC94,AC95<>0),AE94,IF(OR(AND(AC94=0,AA95<0),AC94<-AA95),IF(AC94=0,IF(AE94>-AA95,AE94+AA95,0),IF(AC94+AE94>-AA95,AC94+AE94+AA95,0)),IF(AC94=Vypocet!$D$18,AE94+AA95,AE94+AA95-AC95+AC94)))","v":{"$error":"#N/A"}},{"$error":"#N/A"},{"$error":"#N/A"},{"$f":"SUM($AF$3:AF95)","v":{"$error":"#N/A"}},{"$error":"#N/A"},{"$error":"#N/A"},{"$error":"#N/A"},{"$f":"SUM($AJ$3:AJ95)","v":{"$error":"#N/A"}},{"$error":"#N/A"},{"$error":"#N/A"},{"$error":"#N/A"},{"$f":"IF(AN95<0,IF(AP94>-AN95,AP94+AN95,0),IF(AN95+AP94<=Vypocet!$D$18,AN95+AP94,Vypocet!$D$18))","v":{"$error":"#N/A"}},{"$error":"#N/A"},{"$f":"IF(AND(AP95<AP94,AP95<>0),AR94,IF(OR(AND(AP94=0,AN95<0),AP94<-AN95),IF(AP94=0,IF(AR94>-AN95,AR94+AN95,0),IF(AP94+AR94>-AN95,AP94+AR94+AN95,0)),IF(AP94=Vypocet!$D$18,AR94+AN95,AR94+AN95-AP95+AP94)))","v":{"$error":"#N/A"}},{"$error":"#N/A"},{"$error":"#N/A"},{"$f":"SUM($AS$3:AS95)","v":{"$error":"#N/A"}},{"$error":"#N/A"},{"$error":"#N/A"},{"$error":"#N/A"},{"$f":"SUM($AW$3:AW95)","v":{"$error":"#N/A"}},{"$f":"IF(V95=0,IF(U95=0,IF(AZ94+Z95/1000>Vypocet!$D$18,Vypocet!$D$18,AZ94+Z95/1000),IF(Z95/1000+AZ94-U95>Vypocet!$D$18,Vypocet!$D$18,Z95/1000+AZ94-U95)),IF(AZ94=0,0,IF(AZ94>V95,AZ94-V95,0)))","v":0},0,null,null,null,null,null,null,null,null,null,null,null,null,null,null,null,null,null,null,null,null,null,null,null,null,null,null,null,null,null,null,null,null,null,null,null,null,null,null,null,null,null,null,null,null,null,null,null,null,null,null,null,null,null,null,null,null,null,null,null,null,null,null,null,null,null,null,null,null,null,null,null,null,null,null,null,null,null,null,null,null,null,null,null,null,null,null,null,null,null,null,null,null,null,null,null,null,null,null,null,null,null,null,null,0.52261999999999997,0.51924000000000003,0.70045999999999997,0.75273999999999996,0.84208000000000005,0.46943000000000001,0.44192999999999999,0.40734999999999999,0.47931000000000001,0.53488000000000002,0.46195999999999998,0.43822,0.70194000000000001,0.87731000000000003,1]
[1,43834,22,94,{"$f":"(FA96*Vypocet!$D$24)/$FA$2","v":0},{"$f":"(FB96*Vypocet!$D$24)/$FB$2","v":0},{"$f":"(FC96*Vypocet!$D$24)/$FC$2","v":0},{"$f":"(FD96*Vypocet!$D$24)/$FD$2","v":0},{"$f":"(FE96*Vypocet!$D$24)/$FE$2","v":0},{"$f":"(FF96*Vypocet!$D$24)/$FF$2","v":0},{"$f":"(FG96*Vypocet!$D$24)/$FG$2","v":0},{"$f":"(FH96*Vypocet!$D$24)/$FH$2","v":0},{"$f":"(FI96*Vypocet!$D$24)/$FI$2","v":0},{"$f":"(FJ96*Vypocet!$D$24)/$FJ$2","v":0},{"$f":"(FK96*Vypocet!$D$24)/$FK$2","v":0},{"$f":"(FL96*Vypocet!$D$24)/$FL$2","v":0},{"$f":"(FM96*Vypocet!$D$24)/$FM$2","v":0},{"$f":"(FN96*Vypocet!$D$24)/$FN$2","v":0},{"$f":"(FO96*Vypocet!$D$24)/$FO$2","v":0},{"$f":"(VLOOKUP(A96,Voda!$B$3:$AC$15,TDDData!C96+4,0)*4180*(VLOOKUP(A96,Voda!$B$3:$AC$15,4,0)-VLOOKUP(A96,Voda!$B$3:$AC$15,3,0)))/3600000","v":0},0,{"$f":"IF(U96=0,0,IF(Z96>0,IF(Z96/1000<U96,IF(Z96/1000<=Vypocet!$D$15,IF(U96<Vypocet!$D$15,U96-Z96/1000,Vypocet!$D$15-Z96/1000),Vypocet!$D$15),0),IF(U96>Vypocet!$D$15,Vypocet!$D$15,U96)))","v":0},0,{"$f":"HLOOKUP(Vypocet!$D$11,TDDData!$E:$S,2+TDDData!D96,0)","v":{"$error":"#N/A"}},0,0,{"$error":"#N/A"},{"$error":"#N/A"},{"$f":"IF(AA96<0,IF(AC95>-AA96,AC95+AA96,0),IF(AA96+AC95<=Vypocet!$D$18,AA96+AC95,Vypocet!$D$18))","v":{"$error":"#N/A"}},{"$error":"#N/A"},{"$f":"IF(AND(AC96<AC95,AC96<>0),AE95,IF(OR(AND(AC95=0,AA96<0),AC95<-AA96),IF(AC95=0,IF(AE95>-AA96,AE95+AA96,0),IF(AC95+AE95>-AA96,AC95+AE95+AA96,0)),IF(AC95=Vypocet!$D$18,AE95+AA96,AE95+AA96-AC96+AC95)))","v":{"$error":"#N/A"}},{"$error":"#N/A"},{"$error":"#N/A"},{"$f":"SUM($AF$3:AF96)","v":{"$error":"#N/A"}},{"$error":"#N/A"},{"$error":"#N/A"},{"$error":"#N/A"},{"$f":"SUM($AJ$3:AJ96)","v":{"$error":"#N/A"}},{"$error":"#N/A"},{"$error":"#N/A"},{"$error":"#N/A"},{"$f":"IF(AN96<0,IF(AP95>-AN96,AP95+AN96,0),IF(AN96+AP95<=Vypocet!$D$18,AN96+AP95,Vypocet!$D$18))","v":{"$error":"#N/A"}},{"$error":"#N/A"},{"$f":"IF(AND(AP96<AP95,AP96<>0),AR95,IF(OR(AND(AP95=0,AN96<0),AP95<-AN96),IF(AP95=0,IF(AR95>-AN96,AR95+AN96,0),IF(AP95+AR95>-AN96,AP95+AR95+AN96,0)),IF(AP95=Vypocet!$D$18,AR95+AN96,AR95+AN96-AP96+AP95)))","v":{"$error":"#N/A"}},{"$error":"#N/A"},{"$error":"#N/A"},{"$f":"SUM($AS$3:AS96)","v":{"$error":"#N/A"}},{"$error":"#N/A"},{"$error":"#N/A"},{"$error":"#N/A"},{"$f":"SUM($AW$3:AW96)","v":{"$error":"#N/A"}},{"$f":"IF(V96=0,IF(U96=0,IF(AZ95+Z96/1000>Vypocet!$D$18,Vypocet!$D$18,AZ95+Z96/1000),IF(Z96/1000+AZ95-U96>Vypocet!$D$18,Vypocet!$D$18,Z96/1000+AZ95-U96)),IF(AZ95=0,0,IF(AZ95>V96,AZ95-V96,0)))","v":0},0,null,null,null,null,null,null,null,null,null,null,null,null,null,null,null,null,null,null,null,null,null,null,null,null,null,null,null,null,null,null,null,null,null,null,null,null,null,null,null,null,null,null,null,null,null,null,null,null,null,null,null,null,null,null,null,null,null,null,null,null,null,null,null,null,null,null,null,null,null,null,null,null,null,null,null,null,null,null,null,null,null,null,null,null,null,null,null,null,null,null,null,null,null,null,null,null,null,null,null,null,null,null,null,0.48774000000000001,0.51383000000000001,0.65183000000000002,0.64324999999999999,0.73572000000000004,0.50390000000000001,0.4022,0.49347999999999997,0.42376999999999998,0.50590000000000002,0.39762999999999998,0.38305,0.93098000000000003,0.76773000000000002,1]
[1,43834,23,95,{"$f":"(FA97*Vypocet!$D$24)/$FA$2","v":0},{"$f":"(FB97*Vypocet!$D$24)/$FB$2","v":0},{"$f":"(FC97*Vypocet!$D$24)/$FC$2","v":0},{"$f":"(FD97*Vypocet!$D$24)/$FD$2","v":0},{"$f":"(FE97*Vypocet!$D$24)/$FE$2","v":0},{"$f":"(FF97*Vypocet!$D$24)/$FF$2","v":0},{"$f":"(FG97*Vypocet!$D$24)/$FG$2","v":0},{"$f":"(FH97*Vypocet!$D$24)/$FH$2","v":0},{"$f":"(FI97*Vypocet!$D$24)/$FI$2","v":0},{"$f":"(FJ97*Vypocet!$D$24)/$FJ$2","v":0},{"$f":"(FK97*Vypocet!$D$24)/$FK$2","v":0},{"$f":"(FL97*Vypocet!$D$24)/$FL$2","v":0},{"$f":"(FM97*Vypocet!$D$24)/$FM$2","v":0},{"$f":"(FN97*Vypocet!$D$24)/$FN$2","v":0},{"$f":"(FO97*Vypocet!$D$24)/$FO$2","v":0},{"$f":"(VLOOKUP(A97,Voda!$B$3:$AC$15,TDDData!C97+4,0)*4180*(VLOOKUP(A97,Voda!$B$3:$AC$15,4,0)-VLOOKUP(A97,Voda!$B$3:$AC$15,3,0)))/3600000","v":0},0,{"$f":"IF(U97=0,0,IF(Z97>0,IF(Z97/1000<U97,IF(Z97/1000<=Vypocet!$D$15,IF(U97<Vypocet!$D$15,U97-Z97/1000,Vypocet!$D$15-Z97/1000),Vypocet!$D$15),0),IF(U97>Vypocet!$D$15,Vypocet!$D$15,U97)))","v":0},0,{"$f":"HLOOKUP(Vypocet!$D$11,TDDData!$E:$S,2+TDDData!D97,0)","v":{"$error":"#N/A"}},0,0,{"$error":"#N/A"},{"$error":"#N/A"},{"$f":"IF(AA97<0,IF(AC96>-AA97,AC96+AA97,0),IF(AA97+AC96<=Vypocet!$D$18,AA97+AC96,Vypocet!$D$18))","v":{"$error":"#N/A"}},{"$error":"#N/A"},{"$f":"IF(AND(AC97<AC96,AC97<>0),AE96,IF(OR(AND(AC96=0,AA97<0),AC96<-AA97),IF(AC96=0,IF(AE96>-AA97,AE96+AA97,0),IF(AC96+AE96>-AA97,AC96+AE96+AA97,0)),IF(AC96=Vypocet!$D$18,AE96+AA97,AE96+AA97-AC97+AC96)))","v":{"$error":"#N/A"}},{"$error":"#N/A"},{"$error":"#N/A"},{"$f":"SUM($AF$3:AF97)","v":{"$error":"#N/A"}},{"$error":"#N/A"},{"$error":"#N/A"},{"$error":"#N/A"},{"$f":"SUM($AJ$3:AJ97)","v":{"$error":"#N/A"}},{"$error":"#N/A"},{"$error":"#N/A"},{"$error":"#N/A"},{"$f":"IF(AN97<0,IF(AP96>-AN97,AP96+AN97,0),IF(AN97+AP96<=Vypocet!$D$18,AN97+AP96,Vypocet!$D$18))","v":{"$error":"#N/A"}},{"$error":"#N/A"},{"$f":"IF(AND(AP97<AP96,AP97<>0),AR96,IF(OR(AND(AP96=0,AN97<0),AP96<-AN97),IF(AP96=0,IF(AR96>-AN97,AR96+AN97,0),IF(AP96+AR96>-AN97,AP96+AR96+AN97,0)),IF(AP96=Vypocet!$D$18,AR96+AN97,AR96+AN97-AP97+AP96)))","v":{"$error":"#N/A"}},{"$error":"#N/A"},{"$error":"#N/A"},{"$f":"SUM($AS$3:AS97)","v":{"$error":"#N/A"}},{"$error":"#N/A"},{"$error":"#N/A"},{"$error":"#N/A"},{"$f":"SUM($AW$3:AW97)","v":{"$error":"#N/A"}},{"$f":"IF(V97=0,IF(U97=0,IF(AZ96+Z97/1000>Vypocet!$D$18,Vypocet!$D$18,AZ96+Z97/1000),IF(Z97/1000+AZ96-U97>Vypocet!$D$18,Vypocet!$D$18,Z97/1000+AZ96-U97)),IF(AZ96=0,0,IF(AZ96>V97,AZ96-V97,0)))","v":0},0,null,null,null,null,null,null,null,null,null,null,null,null,null,null,null,null,null,null,null,null,null,null,null,null,null,null,null,null,null,null,null,null,null,null,null,null,null,null,null,null,null,null,null,null,null,null,null,null,null,null,null,null,null,null,null,null,null,null,null,null,null,null,null,null,null,null,null,null,null,null,null,null,null,null,null,null,null,null,null,null,null,null,null,null,null,null,null,null,null,null,null,null,null,null,null,null,null,null,null,null,null,null,null,0.43697999999999998,0.54993999999999998,0.61812,0.5575,0.7601,0.61892999999999998,0.37423000000000001,0.46792,0.43017,0.55749000000000004,0.49641000000000002,0.55881999999999998,0.85311000000000003,0.77110000000000001,1]
[1,43834,24,96,{"$f":"(FA98*Vypocet!$D$24)/$FA$2","v":0},{"$f":"(FB98*Vypocet!$D$24)/$FB$2","v":0},{"$f":"(FC98*Vypocet!$D$24)/$FC$2","v":0},{"$f":"(FD98*Vypocet!$D$24)/$FD$2","v":0},{"$f":"(FE98*Vypocet!$D$24)/$FE$2","v":0},{"$f":"(FF98*Vypocet!$D$24)/$FF$2","v":0},{"$f":"(FG98*Vypocet!$D$24)/$FG$2","v":0},{"$f":"(FH98*Vypocet!$D$24)/$FH$2","v":0},{"$f":"(FI98*Vypocet!$D$24)/$FI$2","v":0},{"$f":"(FJ98*Vypocet!$D$24)/$FJ$2","v":0},{"$f":"(FK98*Vypocet!$D$24)/$FK$2","v":0},{"$f":"(FL98*Vypocet!$D$24)/$FL$2","v":0},{"$f":"(FM98*Vypocet!$D$24)/$FM$2","v":0},{"$f":"(FN98*Vypocet!$D$24)/$FN$2","v":0},{"$f":"(FO98*Vypocet!$D$24)/$FO$2","v":0},{"$f":"(VLOOKUP(A98,Voda!$B$3:$AC$15,TDDData!C98+4,0)*4180*(VLOOKUP(A98,Voda!$B$3:$AC$15,4,0)-VLOOKUP(A98,Voda!$B$3:$AC$15,3,0)))/3600000","v":0},0,{"$f":"IF(U98=0,0,IF(Z98>0,IF(Z98/1000<U98,IF(Z98/1000<=Vypocet!$D$15,IF(U98<Vypocet!$D$15,U98-Z98/1000,Vypocet!$D$15-Z98/1000),Vypocet!$D$15),0),IF(U98>Vypocet!$D$15,Vypocet!$D$15,U98)))","v":0},0,{"$f":"HLOOKUP(Vypocet!$D$11,TDDData!$E:$S,2+TDDData!D98,0)","v":{"$error":"#N/A"}},0,0,{"$error":"#N/A"},{"$error":"#N/A"},{"$f":"IF(AA98<0,IF(AC97>-AA98,AC97+AA98,0),IF(AA98+AC97<=Vypocet!$D$18,AA98+AC97,Vypocet!$D$18))","v":{"$error":"#N/A"}},{"$error":"#N/A"},{"$f":"IF(AND(AC98<AC97,AC98<>0),AE97,IF(OR(AND(AC97=0,AA98<0),AC97<-AA98),IF(AC97=0,IF(AE97>-AA98,AE97+AA98,0),IF(AC97+AE97>-AA98,AC97+AE97+AA98,0)),IF(AC97=Vypocet!$D$18,AE97+AA98,AE97+AA98-AC98+AC97)))","v":{"$error":"#N/A"}},{"$error":"#N/A"},{"$error":"#N/A"},{"$f":"SUM($AF$3:AF98)","v":{"$error":"#N/A"}},{"$error":"#N/A"},{"$error":"#N/A"},{"$error":"#N/A"},{"$f":"SUM($AJ$3:AJ98)","v":{"$error":"#N/A"}},{"$error":"#N/A"},{"$error":"#N/A"},{"$error":"#N/A"},{"$f":"IF(AN98<0,IF(AP97>-AN98,AP97+AN98,0),IF(AN98+AP97<=Vypocet!$D$18,AN98+AP97,Vypocet!$D$18))","v":{"$error":"#N/A"}},{"$error":"#N/A"},{"$f":"IF(AND(AP98<AP97,AP98<>0),AR97,IF(OR(AND(AP97=0,AN98<0),AP97<-AN98),IF(AP97=0,IF(AR97>-AN98,AR97+AN98,0),IF(AP97+AR97>-AN98,AP97+AR97+AN98,0)),IF(AP97=Vypocet!$D$18,AR97+AN98,AR97+AN98-AP98+AP97)))","v":{"$error":"#N/A"}},{"$error":"#N/A"},{"$error":"#N/A"},{"$f":"SUM($AS$3:AS98)","v":{"$error":"#N/A"}},{"$error":"#N/A"},{"$error":"#N/A"},{"$error":"#N/A"},{"$f":"SUM($AW$3:AW98)","v":{"$error":"#N/A"}},{"$f":"IF(V98=0,IF(U98=0,IF(AZ97+Z98/1000>Vypocet!$D$18,Vypocet!$D$18,AZ97+Z98/1000),IF(Z98/1000+AZ97-U98>Vypocet!$D$18,Vypocet!$D$18,Z98/1000+AZ97-U98)),IF(AZ97=0,0,IF(AZ97>V98,AZ97-V98,0)))","v":0},0,null,null,null,null,null,null,null,null,null,null,null,null,null,null,null,null,null,null,null,null,null,null,null,null,null,null,null,null,null,null,null,null,null,null,null,null,null,null,null,null,null,null,null,null,null,null,null,null,null,null,null,null,null,null,null,null,null,null,null,null,null,null,null,null,null,null,null,null,null,null,null,null,null,null,null,null,null,null,null,null,null,null,null,null,null,null,null,null,null,null,null,null,null,null,null,null,null,null,null,null,null,null,null,0.39700000000000002,0.59262000000000004,0.58084000000000002,0.46666999999999997,0.55067999999999995,0.64641999999999999,0.34594999999999998,0.52627000000000002,0.34943999999999997,0.52561999999999998,0.44473000000000001,0.63270999999999999,0.72260999999999997,0.69643999999999995,1]
[1,43835,1,97,{"$f":"(FA99*Vypocet!$D$24)/$FA$2","v":0},{"$f":"(FB99*Vypocet!$D$24)/$FB$2","v":0},{"$f":"(FC99*Vypocet!$D$24)/$FC$2","v":0},{"$f":"(FD99*Vypocet!$D$24)/$FD$2","v":0},{"$f":"(FE99*Vypocet!$D$24)/$FE$2","v":0},{"$f":"(FF99*Vypocet!$D$24)/$FF$2","v":0},{"$f":"(FG99*Vypocet!$D$24)/$FG$2","v":0},{"$f":"(FH99*Vypocet!$D$24)/$FH$2","v":0},{"$f":"(FI99*Vypocet!$D$24)/$FI$2","v":0},{"$f":"(FJ99*Vypocet!$D$24)/$FJ$2","v":0},{"$f":"(FK99*Vypocet!$D$24)/$FK$2","v":0},{"$f":"(FL99*Vypocet!$D$24)/$FL$2","v":0},{"$f":"(FM99*Vypocet!$D$24)/$FM$2","v":0},{"$f":"(FN99*Vypocet!$D$24)/$FN$2","v":0},{"$f":"(FO99*Vypocet!$D$24)/$FO$2","v":0},{"$f":"(VLOOKUP(A99,Voda!$B$3:$AC$15,TDDData!C99+4,0)*4180*(VLOOKUP(A99,Voda!$B$3:$AC$15,4,0)-VLOOKUP(A99,Voda!$B$3:$AC$15,3,0)))/3600000","v":0},0,{"$f":"IF(U99=0,0,IF(Z99>0,IF(Z99/1000<U99,IF(Z99/1000<=Vypocet!$D$15,IF(U99<Vypocet!$D$15,U99-Z99/1000,Vypocet!$D$15-Z99/1000),Vypocet!$D$15),0),IF(U99>Vypocet!$D$15,Vypocet!$D$15,U99)))","v":0},0,{"$f":"HLOOKUP(Vypocet!$D$11,TDDData!$E:$S,2+TDDData!D99,0)","v":{"$error":"#N/A"}},0,0,{"$error":"#N/A"},{"$error":"#N/A"},{"$f":"IF(AA99<0,IF(AC98>-AA99,AC98+AA99,0),IF(AA99+AC98<=Vypocet!$D$18,AA99+AC98,Vypocet!$D$18))","v":{"$error":"#N/A"}},{"$error":"#N/A"},{"$f":"IF(AND(AC99<AC98,AC99<>0),AE98,IF(OR(AND(AC98=0,AA99<0),AC98<-AA99),IF(AC98=0,IF(AE98>-AA99,AE98+AA99,0),IF(AC98+AE98>-AA99,AC98+AE98+AA99,0)),IF(AC98=Vypocet!$D$18,AE98+AA99,AE98+AA99-AC99+AC98)))","v":{"$error":"#N/A"}},{"$error":"#N/A"},{"$error":"#N/A"},{"$f":"SUM($AF$3:AF99)","v":{"$error":"#N/A"}},{"$error":"#N/A"},{"$error":"#N/A"},{"$error":"#N/A"},{"$f":"SUM($AJ$3:AJ99)","v":{"$error":"#N/A"}},{"$error":"#N/A"},{"$error":"#N/A"},{"$error":"#N/A"},{"$f":"IF(AN99<0,IF(AP98>-AN99,AP98+AN99,0),IF(AN99+AP98<=Vypocet!$D$18,AN99+AP98,Vypocet!$D$18))","v":{"$error":"#N/A"}},{"$error":"#N/A"},{"$f":"IF(AND(AP99<AP98,AP99<>0),AR98,IF(OR(AND(AP98=0,AN99<0),AP98<-AN99),IF(AP98=0,IF(AR98>-AN99,AR98+AN99,0),IF(AP98+AR98>-AN99,AP98+AR98+AN99,0)),IF(AP98=Vypocet!$D$18,AR98+AN99,AR98+AN99-AP99+AP98)))","v":{"$error":"#N/A"}},{"$error":"#N/A"},{"$error":"#N/A"},{"$f":"SUM($AS$3:AS99)","v":{"$error":"#N/A"}},{"$error":"#N/A"},{"$error":"#N/A"},{"$error":"#N/A"},{"$f":"SUM($AW$3:AW99)","v":{"$error":"#N/A"}},{"$f":"IF(V99=0,IF(U99=0,IF(AZ98+Z99/1000>Vypocet!$D$18,Vypocet!$D$18,AZ98+Z99/1000),IF(Z99/1000+AZ98-U99>Vypocet!$D$18,Vypocet!$D$18,Z99/1000+AZ98-U99)),IF(AZ98=0,0,IF(AZ98>V99,AZ98-V99,0)))","v":0},0,null,null,null,null,null,null,null,null,null,null,null,null,null,null,null,null,null,null,null,null,null,null,null,null,null,null,null,null,null,null,null,null,null,null,null,null,null,null,null,null,null,null,null,null,null,null,null,null,null,null,null,null,null,null,null,null,null,null,null,null,null,null,null,null,null,null,null,null,null,null,null,null,null,null,null,null,null,null,null,null,null,null,null,null,null,null,null,null,null,null,null,null,null,null,null,null,null,null,null,null,null,null,null,0.36759999999999998,0.64500999999999997,0.54935999999999996,0.34659000000000001,0.27794000000000002,0.38947999999999999,0.31741000000000003,0.45440999999999998,0.42626999999999998,0.44786999999999999,0.29027999999999998,0.50609999999999999,0.60375999999999996,0.57867000000000002,1]
[1,43835,2,98,{"$f":"(FA100*Vypocet!$D$24)/$FA$2","v":0},{"$f":"(FB100*Vypocet!$D$24)/$FB$2","v":0},{"$f":"(FC100*Vypocet!$D$24)/$FC$2","v":0},{"$f":"(FD100*Vypocet!$D$24)/$FD$2","v":0},{"$f":"(FE100*Vypocet!$D$24)/$FE$2","v":0},{"$f":"(FF100*Vypocet!$D$24)/$FF$2","v":0},{"$f":"(FG100*Vypocet!$D$24)/$FG$2","v":0},{"$f":"(FH100*Vypocet!$D$24)/$FH$2","v":0},{"$f":"(FI100*Vypocet!$D$24)/$FI$2","v":0},{"$f":"(FJ100*Vypocet!$D$24)/$FJ$2","v":0},{"$f":"(FK100*Vypocet!$D$24)/$FK$2","v":0},{"$f":"(FL100*Vypocet!$D$24)/$FL$2","v":0},{"$f":"(FM100*Vypocet!$D$24)/$FM$2","v":0},{"$f":"(FN100*Vypocet!$D$24)/$FN$2","v":0},{"$f":"(FO100*Vypocet!$D$24)/$FO$2","v":0},{"$f":"(VLOOKUP(A100,Voda!$B$3:$AC$15,TDDData!C100+4,0)*4180*(VLOOKUP(A100,Voda!$B$3:$AC$15,4,0)-VLOOKUP(A100,Voda!$B$3:$AC$15,3,0)))/3600000","v":0},0,{"$f":"IF(U100=0,0,IF(Z100>0,IF(Z100/1000<U100,IF(Z100/1000<=Vypocet!$D$15,IF(U100<Vypocet!$D$15,U100-Z100/1000,Vypocet!$D$15-Z100/1000),Vypocet!$D$15),0),IF(U100>Vypocet!$D$15,Vypocet!$D$15,U100)))","v":0},0,{"$f":"HLOOKUP(Vypocet!$D$11,TDDData!$E:$S,2+TDDData!D100,0)","v":{"$error":"#N/A"}},0,0,{"$error":"#N/A"},{"$error":"#N/A"},{"$f":"IF(AA100<0,IF(AC99>-AA100,AC99+AA100,0),IF(AA100+AC99<=Vypocet!$D$18,AA100+AC99,Vypocet!$D$18))","v":{"$error":"#N/A"}},{"$error":"#N/A"},{"$f":"IF(AND(AC100<AC99,AC100<>0),AE99,IF(OR(AND(AC99=0,AA100<0),AC99<-AA100),IF(AC99=0,IF(AE99>-AA100,AE99+AA100,0),IF(AC99+AE99>-AA100,AC99+AE99+AA100,0)),IF(AC99=Vypocet!$D$18,AE99+AA100,AE99+AA100-AC100+AC99)))","v":{"$error":"#N/A"}},{"$error":"#N/A"},{"$error":"#N/A"},{"$f":"SUM($AF$3:AF100)","v":{"$error":"#N/A"}},{"$error":"#N/A"},{"$error":"#N/A"},{"$error":"#N/A"},{"$f":"SUM($AJ$3:AJ100)","v":{"$error":"#N/A"}},{"$error":"#N/A"},{"$error":"#N/A"},{"$error":"#N/A"},{"$f":"IF(AN100<0,IF(AP99>-AN100,AP99+AN100,0),IF(AN100+AP99<=Vypocet!$D$18,AN100+AP99,Vypocet!$D$18))","v":{"$error":"#N/A"}},{"$error":"#N/A"},{"$f":"IF(AND(AP100<AP99,AP100<>0),AR99,IF(OR(AND(AP99=0,AN100<0),AP99<-AN100),IF(AP99=0,IF(AR99>-AN100,AR99+AN100,0),IF(AP99+AR99>-AN100,AP99+AR99+AN100,0)),IF(AP99=Vypocet!$D$18,AR99+AN100,AR99+AN100-AP100+AP99)))","v":{"$error":"#N/A"}},{"$error":"#N/A"},{"$error":"#N/A"},{"$f":"SUM($AS$3:AS100)","v":{"$error":"#N/A"}},{"$error":"#N/A"},{"$error":"#N/A"},{"$error":"#N/A"},{"$f":"SUM($AW$3:AW100)","v":{"$error":"#N/A"}},{"$f":"IF(V100=0,IF(U100=0,IF(AZ99+Z100/1000>Vypocet!$D$18,Vypocet!$D$18,AZ99+Z100/1000),IF(Z100/1000+AZ99-U100>Vypocet!$D$18,Vypocet!$D$18,Z100/1000+AZ99-U100)),IF(AZ99=0,0,IF(AZ99>V100,AZ99-V100,0)))","v":0},0,null,null,null,null,null,null,null,null,null,null,null,null,null,null,null,null,null,null,null,null,null,null,null,null,null,null,null,null,null,null,null,null,null,null,null,null,null,null,null,null,null,null,null,null,null,null,null,null,null,null,null,null,null,null,null,null,null,null,null,null,null,null,null,null,null,null,null,null,null,null,null,null,null,null,null,null,null,null,null,null,null,null,null,null,null,null,null,null,null,null,null,null,null,null,null,null,null,null,null,null,null,null,null,0.35468,0.67356000000000005,0.52368999999999999,0.30262,0.26358999999999999,0.57657000000000003,0.31201000000000001,0.39513999999999999,0.30066999999999999,0.62622999999999995,0.41843000000000002,0.37241999999999997,0.55542999999999998,0.53917999999999999,1]
[1,43835,3,99,{"$f":"(FA101*Vypocet!$D$24)/$FA$2","v":0},{"$f":"(FB101*Vypocet!$D$24)/$FB$2","v":0},{"$f":"(FC101*Vypocet!$D$24)/$FC$2","v":0},{"$f":"(FD101*Vypocet!$D$24)/$FD$2","v":0},{"$f":"(FE101*Vypocet!$D$24)/$FE$2","v":0},{"$f":"(FF101*Vypocet!$D$24)/$FF$2","v":0},{"$f":"(FG101*Vypocet!$D$24)/$FG$2","v":0},{"$f":"(FH101*Vypocet!$D$24)/$FH$2","v":0},{"$f":"(FI101*Vypocet!$D$24)/$FI$2","v":0},{"$f":"(FJ101*Vypocet!$D$24)/$FJ$2","v":0},{"$f":"(FK101*Vypocet!$D$24)/$FK$2","v":0},{"$f":"(FL101*Vypocet!$D$24)/$FL$2","v":0},{"$f":"(FM101*Vypocet!$D$24)/$FM$2","v":0},{"$f":"(FN101*Vypocet!$D$24)/$FN$2","v":0},{"$f":"(FO101*Vypocet!$D$24)/$FO$2","v":0},{"$f":"(VLOOKUP(A101,Voda!$B$3:$AC$15,TDDData!C101+4,0)*4180*(VLOOKUP(A101,Voda!$B$3:$AC$15,4,0)-VLOOKUP(A101,Voda!$B$3:$AC$15,3,0)))/3600000","v":0},0,{"$f":"IF(U101=0,0,IF(Z101>0,IF(Z101/1000<U101,IF(Z101/1000<=Vypocet!$D$15,IF(U101<Vypocet!$D$15,U101-Z101/1000,Vypocet!$D$15-Z101/1000),Vypocet!$D$15),0),IF(U101>Vypocet!$D$15,Vypocet!$D$15,U101)))","v":0},0,{"$f":"HLOOKUP(Vypocet!$D$11,TDDData!$E:$S,2+TDDData!D101,0)","v":{"$error":"#N/A"}},0,0,{"$error":"#N/A"},{"$error":"#N/A"},{"$f":"IF(AA101<0,IF(AC100>-AA101,AC100+AA101,0),IF(AA101+AC100<=Vypocet!$D$18,AA101+AC100,Vypocet!$D$18))","v":{"$error":"#N/A"}},{"$error":"#N/A"},{"$f":"IF(AND(AC101<AC100,AC101<>0),AE100,IF(OR(AND(AC100=0,AA101<0),AC100<-AA101),IF(AC100=0,IF(AE100>-AA101,AE100+AA101,0),IF(AC100+AE100>-AA101,AC100+AE100+AA101,0)),IF(AC100=Vypocet!$D$18,AE100+AA101,AE100+AA101-AC101+AC100)))","v":{"$error":"#N/A"}},{"$error":"#N/A"},{"$error":"#N/A"},{"$f":"SUM($AF$3:AF101)","v":{"$error":"#N/A"}},{"$error":"#N/A"},{"$error":"#N/A"},{"$error":"#N/A"},{"$f":"SUM($AJ$3:AJ101)","v":{"$error":"#N/A"}},{"$error":"#N/A"},{"$error":"#N/A"},{"$error":"#N/A"},{"$f":"IF(AN101<0,IF(AP100>-AN101,AP100+AN101,0),IF(AN101+AP100<=Vypocet!$D$18,AN101+AP100,Vypocet!$D$18))","v":{"$error":"#N/A"}},{"$error":"#N/A"},{"$f":"IF(AND(AP101<AP100,AP101<>0),AR100,IF(OR(AND(AP100=0,AN101<0),AP100<-AN101),IF(AP100=0,IF(AR100>-AN101,AR100+AN101,0),IF(AP100+AR100>-AN101,AP100+AR100+AN101,0)),IF(AP100=Vypocet!$D$18,AR100+AN101,AR100+AN101-AP101+AP100)))","v":{"$error":"#N/A"}},{"$error":"#N/A"},{"$error":"#N/A"},{"$f":"SUM($AS$3:AS101)","v":{"$error":"#N/A"}},{"$error":"#N/A"},{"$error":"#N/A"},{"$error":"#N/A"},{"$f":"SUM($AW$3:AW101)","v":{"$error":"#N/A"}},{"$f":"IF(V101=0,IF(U101=0,IF(AZ100+Z101/1000>Vypocet!$D$18,Vypocet!$D$18,AZ100+Z101/1000),IF(Z101/1000+AZ100-U101>Vypocet!$D$18,Vypocet!$D$18,Z101/1000+AZ100-U101)),IF(AZ100=0,0,IF(AZ100>V101,AZ100-V101,0)))","v":0},0,null,null,null,null,null,null,null,null,null,null,null,null,null,null,null,null,null,null,null,null,null,null,null,null,null,null,null,null,null,null,null,null,null,null,null,null,null,null,null,null,null,null,null,null,null,null,null,null,null,null,null,null,null,null,null,null,null,null,null,null,null,null,null,null,null,null,null,null,null,null,null,null,null,null,null,null,null,null,null,null,null,null,null,null,null,null,null,null,null,null,null,null,null,null,null,null,null,null,null,null,null,null,null,0.34284999999999999,0.65666999999999998,0.51793999999999996,0.27543000000000001,0.48847000000000002,0.57316,0.65476999999999996,0.38646000000000003,0.35949999999999999,0.68308000000000002,0.68320999999999998,0.39229999999999998,0.48694999999999999,0.58252000000000004,1]
[1,43835,4,100,{"$f":"(FA102*Vypocet!$D$24)/$FA$2","v":0},{"$f":"(FB102*Vypocet!$D$24)/$FB$2","v":0},{"$f":"(FC102*Vypocet!$D$24)/$FC$2","v":0},{"$f":"(FD102*Vypocet!$D$24)/$FD$2","v":0},{"$f":"(FE102*Vypocet!$D$24)/$FE$2","v":0},{"$f":"(FF102*Vypocet!$D$24)/$FF$2","v":0},{"$f":"(FG102*Vypocet!$D$24)/$FG$2","v":0},{"$f":"(FH102*Vypocet!$D$24)/$FH$2","v":0},{"$f":"(FI102*Vypocet!$D$24)/$FI$2","v":0},{"$f":"(FJ102*Vypocet!$D$24)/$FJ$2","v":0},{"$f":"(FK102*Vypocet!$D$24)/$FK$2","v":0},{"$f":"(FL102*Vypocet!$D$24)/$FL$2","v":0},{"$f":"(FM102*Vypocet!$D$24)/$FM$2","v":0},{"$f":"(FN102*Vypocet!$D$24)/$FN$2","v":0},{"$f":"(FO102*Vypocet!$D$24)/$FO$2","v":0},{"$f":"(VLOOKUP(A102,Voda!$B$3:$AC$15,TDDData!C102+4,0)*4180*(VLOOKUP(A102,Voda!$B$3:$AC$15,4,0)-VLOOKUP(A102,Voda!$B$3:$AC$15,3,0)))/3600000","v":0},0,{"$f":"IF(U102=0,0,IF(Z102>0,IF(Z102/1000<U102,IF(Z102/1000<=Vypocet!$D$15,IF(U102<Vypocet!$D$15,U102-Z102/1000,Vypocet!$D$15-Z102/1000),Vypocet!$D$15),0),IF(U102>Vypocet!$D$15,Vypocet!$D$15,U102)))","v":0},0,{"$f":"HLOOKUP(Vypocet!$D$11,TDDData!$E:$S,2+TDDData!D102,0)","v":{"$error":"#N/A"}},0,0,{"$error":"#N/A"},{"$error":"#N/A"},{"$f":"IF(AA102<0,IF(AC101>-AA102,AC101+AA102,0),IF(AA102+AC101<=Vypocet!$D$18,AA102+AC101,Vypocet!$D$18))","v":{"$error":"#N/A"}},{"$error":"#N/A"},{"$f":"IF(AND(AC102<AC101,AC102<>0),AE101,IF(OR(AND(AC101=0,AA102<0),AC101<-AA102),IF(AC101=0,IF(AE101>-AA102,AE101+AA102,0),IF(AC101+AE101>-AA102,AC101+AE101+AA102,0)),IF(AC101=Vypocet!$D$18,AE101+AA102,AE101+AA102-AC102+AC101)))","v":{"$error":"#N/A"}},{"$error":"#N/A"},{"$error":"#N/A"},{"$f":"SUM($AF$3:AF102)","v":{"$error":"#N/A"}},{"$error":"#N/A"},{"$error":"#N/A"},{"$error":"#N/A"},{"$f":"SUM($AJ$3:AJ102)","v":{"$error":"#N/A"}},{"$error":"#N/A"},{"$error":"#N/A"},{"$error":"#N/A"},{"$f":"IF(AN102<0,IF(AP101>-AN102,AP101+AN102,0),IF(AN102+AP101<=Vypocet!$D$18,AN102+AP101,Vypocet!$D$18))","v":{"$error":"#N/A"}},{"$error":"#N/A"},{"$f":"IF(AND(AP102<AP101,AP102<>0),AR101,IF(OR(AND(AP101=0,AN102<0),AP101<-AN102),IF(AP101=0,IF(AR101>-AN102,AR101+AN102,0),IF(AP101+AR101>-AN102,AP101+AR101+AN102,0)),IF(AP101=Vypocet!$D$18,AR101+AN102,AR101+AN102-AP102+AP101)))","v":{"$error":"#N/A"}},{"$error":"#N/A"},{"$error":"#N/A"},{"$f":"SUM($AS$3:AS102)","v":{"$error":"#N/A"}},{"$error":"#N/A"},{"$error":"#N/A"},{"$error":"#N/A"},{"$f":"SUM($AW$3:AW102)","v":{"$error":"#N/A"}},{"$f":"IF(V102=0,IF(U102=0,IF(AZ101+Z102/1000>Vypocet!$D$18,Vypocet!$D$18,AZ101+Z102/1000),IF(Z102/1000+AZ101-U102>Vypocet!$D$18,Vypocet!$D$18,Z102/1000+AZ101-U102)),IF(AZ101=0,0,IF(AZ101>V102,AZ101-V102,0)))","v":0},0,null,null,null,null,null,null,null,null,null,null,null,null,null,null,null,null,null,null,null,null,null,null,null,null,null,null,null,null,null,null,null,null,null,null,null,null,null,null,null,null,null,null,null,null,null,null,null,null,null,null,null,null,null,null,null,null,null,null,null,null,null,null,null,null,null,null,null,null,null,null,null,null,null,null,null,null,null,null,null,null,null,null,null,null,null,null,null,null,null,null,null,null,null,null,null,null,null,null,null,null,null,null,null,0.33309,0.61397000000000002,0.51471,0.26538,0.55998000000000003,0.47619,0.91112000000000004,0.49487999999999999,0.44951999999999998,0.50843000000000005,0.68306999999999995,0.36354999999999998,0.50485999999999998,0.58813000000000004,1]
[1,43835,5,101,{"$f":"(FA103*Vypocet!$D$24)/$FA$2","v":0},{"$f":"(FB103*Vypocet!$D$24)/$FB$2","v":0},{"$f":"(FC103*Vypocet!$D$24)/$FC$2","v":0},{"$f":"(FD103*Vypocet!$D$24)/$FD$2","v":0},{"$f":"(FE103*Vypocet!$D$24)/$FE$2","v":0},{"$f":"(FF103*Vypocet!$D$24)/$FF$2","v":0},{"$f":"(FG103*Vypocet!$D$24)/$FG$2","v":0},{"$f":"(FH103*Vypocet!$D$24)/$FH$2","v":0},{"$f":"(FI103*Vypocet!$D$24)/$FI$2","v":0},{"$f":"(FJ103*Vypocet!$D$24)/$FJ$2","v":0},{"$f":"(FK103*Vypocet!$D$24)/$FK$2","v":0},{"$f":"(FL103*Vypocet!$D$24)/$FL$2","v":0},{"$f":"(FM103*Vypocet!$D$24)/$FM$2","v":0},{"$f":"(FN103*Vypocet!$D$24)/$FN$2","v":0},{"$f":"(FO103*Vypocet!$D$24)/$FO$2","v":0},{"$f":"(VLOOKUP(A103,Voda!$B$3:$AC$15,TDDData!C103+4,0)*4180*(VLOOKUP(A103,Voda!$B$3:$AC$15,4,0)-VLOOKUP(A103,Voda!$B$3:$AC$15,3,0)))/3600000","v":0},0,{"$f":"IF(U103=0,0,IF(Z103>0,IF(Z103/1000<U103,IF(Z103/1000<=Vypocet!$D$15,IF(U103<Vypocet!$D$15,U103-Z103/1000,Vypocet!$D$15-Z103/1000),Vypocet!$D$15),0),IF(U103>Vypocet!$D$15,Vypocet!$D$15,U103)))","v":0},0,{"$f":"HLOOKUP(Vypocet!$D$11,TDDData!$E:$S,2+TDDData!D103,0)","v":{"$error":"#N/A"}},0,0,{"$error":"#N/A"},{"$error":"#N/A"},{"$f":"IF(AA103<0,IF(AC102>-AA103,AC102+AA103,0),IF(AA103+AC102<=Vypocet!$D$18,AA103+AC102,Vypocet!$D$18))","v":{"$error":"#N/A"}},{"$error":"#N/A"},{"$f":"IF(AND(AC103<AC102,AC103<>0),AE102,IF(OR(AND(AC102=0,AA103<0),AC102<-AA103),IF(AC102=0,IF(AE102>-AA103,AE102+AA103,0),IF(AC102+AE102>-AA103,AC102+AE102+AA103,0)),IF(AC102=Vypocet!$D$18,AE102+AA103,AE102+AA103-AC103+AC102)))","v":{"$error":"#N/A"}},{"$error":"#N/A"},{"$error":"#N/A"},{"$f":"SUM($AF$3:AF103)","v":{"$error":"#N/A"}},{"$error":"#N/A"},{"$error":"#N/A"},{"$error":"#N/A"},{"$f":"SUM($AJ$3:AJ103)","v":{"$error":"#N/A"}},{"$error":"#N/A"},{"$error":"#N/A"},{"$error":"#N/A"},{"$f":"IF(AN103<0,IF(AP102>-AN103,AP102+AN103,0),IF(AN103+AP102<=Vypocet!$D$18,AN103+AP102,Vypocet!$D$18))","v":{"$error":"#N/A"}},{"$error":"#N/A"},{"$f":"IF(AND(AP103<AP102,AP103<>0),AR102,IF(OR(AND(AP102=0,AN103<0),AP102<-AN103),IF(AP102=0,IF(AR102>-AN103,AR102+AN103,0),IF(AP102+AR102>-AN103,AP102+AR102+AN103,0)),IF(AP102=Vypocet!$D$18,AR102+AN103,AR102+AN103-AP103+AP102)))","v":{"$error":"#N/A"}},{"$error":"#N/A"},{"$error":"#N/A"},{"$f":"SUM($AS$3:AS103)","v":{"$error":"#N/A"}},{"$error":"#N/A"},{"$error":"#N/A"},{"$error":"#N/A"},{"$f":"SUM($AW$3:AW103)","v":{"$error":"#N/A"}},{"$f":"IF(V103=0,IF(U103=0,IF(AZ102+Z103/1000>Vypocet!$D$18,Vypocet!$D$18,AZ102+Z103/1000),IF(Z103/1000+AZ102-U103>Vypocet!$D$18,Vypocet!$D$18,Z103/1000+AZ102-U103)),IF(AZ102=0,0,IF(AZ102>V103,AZ102-V103,0)))","v":0},0,null,null,null,null,null,null,null,null,null,null,null,null,null,null,null,null,null,null,null,null,null,null,null,null,null,null,null,null,null,null,null,null,null,null,null,null,null,null,null,null,null,null,null,null,null,null,null,null,null,null,null,null,null,null,null,null,null,null,null,null,null,null,null,null,null,null,null,null,null,null,null,null,null,null,null,null,null,null,null,null,null,null,null,null,null,null,null,null,null,null,null,null,null,null,null,null,null,null,null,null,null,null,null,0.34605999999999998,0.56808999999999998,0.53793000000000002,0.25751000000000002,0.50002999999999997,0.43137999999999999,0.62685999999999997,0.48457,0.32555000000000001,0.44661000000000001,0.57806000000000002,0.28564000000000001,0.53413999999999995,0.57925000000000004,1]
[1,43835,6,102,{"$f":"(FA104*Vypocet!$D$24)/$FA$2","v":0},{"$f":"(FB104*Vypocet!$D$24)/$FB$2","v":0},{"$f":"(FC104*Vypocet!$D$24)/$FC$2","v":0},{"$f":"(FD104*Vypocet!$D$24)/$FD$2","v":0},{"$f":"(FE104*Vypocet!$D$24)/$FE$2","v":0},{"$f":"(FF104*Vypocet!$D$24)/$FF$2","v":0},{"$f":"(FG104*Vypocet!$D$24)/$FG$2","v":0},{"$f":"(FH104*Vypocet!$D$24)/$FH$2","v":0},{"$f":"(FI104*Vypocet!$D$24)/$FI$2","v":0},{"$f":"(FJ104*Vypocet!$D$24)/$FJ$2","v":0},{"$f":"(FK104*Vypocet!$D$24)/$FK$2","v":0},{"$f":"(FL104*Vypocet!$D$24)/$FL$2","v":0},{"$f":"(FM104*Vypocet!$D$24)/$FM$2","v":0},{"$f":"(FN104*Vypocet!$D$24)/$FN$2","v":0},{"$f":"(FO104*Vypocet!$D$24)/$FO$2","v":0},{"$f":"(VLOOKUP(A104,Voda!$B$3:$AC$15,TDDData!C104+4,0)*4180*(VLOOKUP(A104,Voda!$B$3:$AC$15,4,0)-VLOOKUP(A104,Voda!$B$3:$AC$15,3,0)))/3600000","v":0},0,{"$f":"IF(U104=0,0,IF(Z104>0,IF(Z104/1000<U104,IF(Z104/1000<=Vypocet!$D$15,IF(U104<Vypocet!$D$15,U104-Z104/1000,Vypocet!$D$15-Z104/1000),Vypocet!$D$15),0),IF(U104>Vypocet!$D$15,Vypocet!$D$15,U104)))","v":0},0,{"$f":"HLOOKUP(Vypocet!$D$11,TDDData!$E:$S,2+TDDData!D104,0)","v":{"$error":"#N/A"}},0,0,{"$error":"#N/A"},{"$error":"#N/A"},{"$f":"IF(AA104<0,IF(AC103>-AA104,AC103+AA104,0),IF(AA104+AC103<=Vypocet!$D$18,AA104+AC103,Vypocet!$D$18))","v":{"$error":"#N/A"}},{"$error":"#N/A"},{"$f":"IF(AND(AC104<AC103,AC104<>0),AE103,IF(OR(AND(AC103=0,AA104<0),AC103<-AA104),IF(AC103=0,IF(AE103>-AA104,AE103+AA104,0),IF(AC103+AE103>-AA104,AC103+AE103+AA104,0)),IF(AC103=Vypocet!$D$18,AE103+AA104,AE103+AA104-AC104+AC103)))","v":{"$error":"#N/A"}},{"$error":"#N/A"},{"$error":"#N/A"},{"$f":"SUM($AF$3:AF104)","v":{"$error":"#N/A"}},{"$error":"#N/A"},{"$error":"#N/A"},{"$error":"#N/A"},{"$f":"SUM($AJ$3:AJ104)","v":{"$error":"#N/A"}},{"$error":"#N/A"},{"$error":"#N/A"},{"$error":"#N/A"},{"$f":"IF(AN104<0,IF(AP103>-AN104,AP103+AN104,0),IF(AN104+AP103<=Vypocet!$D$18,AN104+AP103,Vypocet!$D$18))","v":{"$error":"#N/A"}},{"$error":"#N/A"},{"$f":"IF(AND(AP104<AP103,AP104<>0),AR103,IF(OR(AND(AP103=0,AN104<0),AP103<-AN104),IF(AP103=0,IF(AR103>-AN104,AR103+AN104,0),IF(AP103+AR103>-AN104,AP103+AR103+AN104,0)),IF(AP103=Vypocet!$D$18,AR103+AN104,AR103+AN104-AP104+AP103)))","v":{"$error":"#N/A"}},{"$error":"#N/A"},{"$error":"#N/A"},{"$f":"SUM($AS$3:AS104)","v":{"$error":"#N/A"}},{"$error":"#N/A"},{"$error":"#N/A"},{"$error":"#N/A"},{"$f":"SUM($AW$3:AW104)","v":{"$error":"#N/A"}},{"$f":"IF(V104=0,IF(U104=0,IF(AZ103+Z104/1000>Vypocet!$D$18,Vypocet!$D$18,AZ103+Z104/1000),IF(Z104/1000+AZ103-U104>Vypocet!$D$18,Vypocet!$D$18,Z104/1000+AZ103-U104)),IF(AZ103=0,0,IF(AZ103>V104,AZ103-V104,0)))","v":0},0,null,null,null,null,null,null,null,null,null,null,null,null,null,null,null,null,null,null,null,null,null,null,null,null,null,null,null,null,null,null,null,null,null,null,null,null,null,null,null,null,null,null,null,null,null,null,null,null,null,null,null,null,null,null,null,null,null,null,null,null,null,null,null,null,null,null,null,null,null,null,null,null,null,null,null,null,null,null,null,null,null,null,null,null,null,null,null,null,null,null,null,null,null,null,null,null,null,null,null,null,null,null,null,0.35816999999999999,0.55178000000000005,0.56928999999999996,0.27707999999999999,0.46639999999999998,0.36166999999999999,0.48332999999999998,0.29981999999999998,0.26313999999999999,0.38695000000000002,0.43774999999999997,0.36851,0.52046000000000003,0.63809000000000005,1]
[1,43835,7,103,{"$f":"(FA105*Vypocet!$D$24)/$FA$2","v":0},{"$f":"(FB105*Vypocet!$D$24)/$FB$2","v":0},{"$f":"(FC105*Vypocet!$D$24)/$FC$2","v":0},{"$f":"(FD105*Vypocet!$D$24)/$FD$2","v":0},{"$f":"(FE105*Vypocet!$D$24)/$FE$2","v":0},{"$f":"(FF105*Vypocet!$D$24)/$FF$2","v":0},{"$f":"(FG105*Vypocet!$D$24)/$FG$2","v":0},{"$f":"(FH105*Vypocet!$D$24)/$FH$2","v":0},{"$f":"(FI105*Vypocet!$D$24)/$FI$2","v":0},{"$f":"(FJ105*Vypocet!$D$24)/$FJ$2","v":0},{"$f":"(FK105*Vypocet!$D$24)/$FK$2","v":0},{"$f":"(FL105*Vypocet!$D$24)/$FL$2","v":0},{"$f":"(FM105*Vypocet!$D$24)/$FM$2","v":0},{"$f":"(FN105*Vypocet!$D$24)/$FN$2","v":0},{"$f":"(FO105*Vypocet!$D$24)/$FO$2","v":0},{"$f":"(VLOOKUP(A105,Voda!$B$3:$AC$15,TDDData!C105+4,0)*4180*(VLOOKUP(A105,Voda!$B$3:$AC$15,4,0)-VLOOKUP(A105,Voda!$B$3:$AC$15,3,0)))/3600000","v":0},0,{"$f":"IF(U105=0,0,IF(Z105>0,IF(Z105/1000<U105,IF(Z105/1000<=Vypocet!$D$15,IF(U105<Vypocet!$D$15,U105-Z105/1000,Vypocet!$D$15-Z105/1000),Vypocet!$D$15),0),IF(U105>Vypocet!$D$15,Vypocet!$D$15,U105)))","v":0},0,{"$f":"HLOOKUP(Vypocet!$D$11,TDDData!$E:$S,2+TDDData!D105,0)","v":{"$error":"#N/A"}},0,0,{"$error":"#N/A"},{"$error":"#N/A"},{"$f":"IF(AA105<0,IF(AC104>-AA105,AC104+AA105,0),IF(AA105+AC104<=Vypocet!$D$18,AA105+AC104,Vypocet!$D$18))","v":{"$error":"#N/A"}},{"$error":"#N/A"},{"$f":"IF(AND(AC105<AC104,AC105<>0),AE104,IF(OR(AND(AC104=0,AA105<0),AC104<-AA105),IF(AC104=0,IF(AE104>-AA105,AE104+AA105,0),IF(AC104+AE104>-AA105,AC104+AE104+AA105,0)),IF(AC104=Vypocet!$D$18,AE104+AA105,AE104+AA105-AC105+AC104)))","v":{"$error":"#N/A"}},{"$error":"#N/A"},{"$error":"#N/A"},{"$f":"SUM($AF$3:AF105)","v":{"$error":"#N/A"}},{"$error":"#N/A"},{"$error":"#N/A"},{"$error":"#N/A"},{"$f":"SUM($AJ$3:AJ105)","v":{"$error":"#N/A"}},{"$error":"#N/A"},{"$error":"#N/A"},{"$error":"#N/A"},{"$f":"IF(AN105<0,IF(AP104>-AN105,AP104+AN105,0),IF(AN105+AP104<=Vypocet!$D$18,AN105+AP104,Vypocet!$D$18))","v":{"$error":"#N/A"}},{"$error":"#N/A"},{"$f":"IF(AND(AP105<AP104,AP105<>0),AR104,IF(OR(AND(AP104=0,AN105<0),AP104<-AN105),IF(AP104=0,IF(AR104>-AN105,AR104+AN105,0),IF(AP104+AR104>-AN105,AP104+AR104+AN105,0)),IF(AP104=Vypocet!$D$18,AR104+AN105,AR104+AN105-AP105+AP104)))","v":{"$error":"#N/A"}},{"$error":"#N/A"},{"$error":"#N/A"},{"$f":"SUM($AS$3:AS105)","v":{"$error":"#N/A"}},{"$error":"#N/A"},{"$error":"#N/A"},{"$error":"#N/A"},{"$f":"SUM($AW$3:AW105)","v":{"$error":"#N/A"}},{"$f":"IF(V105=0,IF(U105=0,IF(AZ104+Z105/1000>Vypocet!$D$18,Vypocet!$D$18,AZ104+Z105/1000),IF(Z105/1000+AZ104-U105>Vypocet!$D$18,Vypocet!$D$18,Z105/1000+AZ104-U105)),IF(AZ104=0,0,IF(AZ104>V105,AZ104-V105,0)))","v":0},0,null,null,null,null,null,null,null,null,null,null,null,null,null,null,null,null,null,null,null,null,null,null,null,null,null,null,null,null,null,null,null,null,null,null,null,null,null,null,null,null,null,null,null,null,null,null,null,null,null,null,null,null,null,null,null,null,null,null,null,null,null,null,null,null,null,null,null,null,null,null,null,null,null,null,null,null,null,null,null,null,null,null,null,null,null,null,null,null,null,null,null,null,null,null,null,null,null,null,null,null,null,null,null,0.36553999999999998,0.51873999999999998,0.58536999999999995,0.30795,0.36442000000000002,0.29582999999999998,0.45151000000000002,0.26330999999999999,0.31445000000000001,0.32024999999999998,0.38342999999999999,0.28950999999999999,0.42409000000000002,0.69601000000000002,1]
[1,43835,8,104,{"$f":"(FA106*Vypocet!$D$24)/$FA$2","v":0},{"$f":"(FB106*Vypocet!$D$24)/$FB$2","v":0},{"$f":"(FC106*Vypocet!$D$24)/$FC$2","v":0},{"$f":"(FD106*Vypocet!$D$24)/$FD$2","v":0},{"$f":"(FE106*Vypocet!$D$24)/$FE$2","v":0},{"$f":"(FF106*Vypocet!$D$24)/$FF$2","v":0},{"$f":"(FG106*Vypocet!$D$24)/$FG$2","v":0},{"$f":"(FH106*Vypocet!$D$24)/$FH$2","v":0},{"$f":"(FI106*Vypocet!$D$24)/$FI$2","v":0},{"$f":"(FJ106*Vypocet!$D$24)/$FJ$2","v":0},{"$f":"(FK106*Vypocet!$D$24)/$FK$2","v":0},{"$f":"(FL106*Vypocet!$D$24)/$FL$2","v":0},{"$f":"(FM106*Vypocet!$D$24)/$FM$2","v":0},{"$f":"(FN106*Vypocet!$D$24)/$FN$2","v":0},{"$f":"(FO106*Vypocet!$D$24)/$FO$2","v":0},{"$f":"(VLOOKUP(A106,Voda!$B$3:$AC$15,TDDData!C106+4,0)*4180*(VLOOKUP(A106,Voda!$B$3:$AC$15,4,0)-VLOOKUP(A106,Voda!$B$3:$AC$15,3,0)))/3600000","v":0},0,{"$f":"IF(U106=0,0,IF(Z106>0,IF(Z106/1000<U106,IF(Z106/1000<=Vypocet!$D$15,IF(U106<Vypocet!$D$15,U106-Z106/1000,Vypocet!$D$15-Z106/1000),Vypocet!$D$15),0),IF(U106>Vypocet!$D$15,Vypocet!$D$15,U106)))","v":0},0,{"$f":"HLOOKUP(Vypocet!$D$11,TDDData!$E:$S,2+TDDData!D106,0)","v":{"$error":"#N/A"}},0,0,{"$error":"#N/A"},{"$error":"#N/A"},{"$f":"IF(AA106<0,IF(AC105>-AA106,AC105+AA106,0),IF(AA106+AC105<=Vypocet!$D$18,AA106+AC105,Vypocet!$D$18))","v":{"$error":"#N/A"}},{"$error":"#N/A"},{"$f":"IF(AND(AC106<AC105,AC106<>0),AE105,IF(OR(AND(AC105=0,AA106<0),AC105<-AA106),IF(AC105=0,IF(AE105>-AA106,AE105+AA106,0),IF(AC105+AE105>-AA106,AC105+AE105+AA106,0)),IF(AC105=Vypocet!$D$18,AE105+AA106,AE105+AA106-AC106+AC105)))","v":{"$error":"#N/A"}},{"$error":"#N/A"},{"$error":"#N/A"},{"$f":"SUM($AF$3:AF106)","v":{"$error":"#N/A"}},{"$error":"#N/A"},{"$error":"#N/A"},{"$error":"#N/A"},{"$f":"SUM($AJ$3:AJ106)","v":{"$error":"#N/A"}},{"$error":"#N/A"},{"$error":"#N/A"},{"$error":"#N/A"},{"$f":"IF(AN106<0,IF(AP105>-AN106,AP105+AN106,0),IF(AN106+AP105<=Vypocet!$D$18,AN106+AP105,Vypocet!$D$18))","v":{"$error":"#N/A"}},{"$error":"#N/A"},{"$f":"IF(AND(AP106<AP105,AP106<>0),AR105,IF(OR(AND(AP105=0,AN106<0),AP105<-AN106),IF(AP105=0,IF(AR105>-AN106,AR105+AN106,0),IF(AP105+AR105>-AN106,AP105+AR105+AN106,0)),IF(AP105=Vypocet!$D$18,AR105+AN106,AR105+AN106-AP106+AP105)))","v":{"$error":"#N/A"}},{"$error":"#N/A"},{"$error":"#N/A"},{"$f":"SUM($AS$3:AS106)","v":{"$error":"#N/A"}},{"$error":"#N/A"},{"$error":"#N/A"},{"$error":"#N/A"},{"$f":"SUM($AW$3:AW106)","v":{"$error":"#N/A"}},{"$f":"IF(V106=0,IF(U106=0,IF(AZ105+Z106/1000>Vypocet!$D$18,Vypocet!$D$18,AZ105+Z106/1000),IF(Z106/1000+AZ105-U106>Vypocet!$D$18,Vypocet!$D$18,Z106/1000+AZ105-U106)),IF(AZ105=0,0,IF(AZ105>V106,AZ105-V106,0)))","v":0},0,null,null,null,null,null,null,null,null,null,null,null,null,null,null,null,null,null,null,null,null,null,null,null,null,null,null,null,null,null,null,null,null,null,null,null,null,null,null,null,null,null,null,null,null,null,null,null,null,null,null,null,null,null,null,null,null,null,null,null,null,null,null,null,null,null,null,null,null,null,null,null,null,null,null,null,null,null,null,null,null,null,null,null,null,null,null,null,null,null,null,null,null,null,null,null,null,null,null,null,null,null,null,null,0.37951000000000001,0.49013000000000001,0.60272000000000003,0.38078000000000001,0.39402999999999999,0.2838,0.42995,0.28526000000000001,0.34793000000000002,0.25831999999999999,0.34110000000000001,0.29571999999999998,0.42131000000000002,0.72641,0.63332999999999995]
[1,43835,9,105,{"$f":"(FA107*Vypocet!$D$24)/$FA$2","v":0},{"$f":"(FB107*Vypocet!$D$24)/$FB$2","v":0},{"$f":"(FC107*Vypocet!$D$24)/$FC$2","v":0},{"$f":"(FD107*Vypocet!$D$24)/$FD$2","v":0},{"$f":"(FE107*Vypocet!$D$24)/$FE$2","v":0},{"$f":"(FF107*Vypocet!$D$24)/$FF$2","v":0},{"$f":"(FG107*Vypocet!$D$24)/$FG$2","v":0},{"$f":"(FH107*Vypocet!$D$24)/$FH$2","v":0},{"$f":"(FI107*Vypocet!$D$24)/$FI$2","v":0},{"$f":"(FJ107*Vypocet!$D$24)/$FJ$2","v":0},{"$f":"(FK107*Vypocet!$D$24)/$FK$2","v":0},{"$f":"(FL107*Vypocet!$D$24)/$FL$2","v":0},{"$f":"(FM107*Vypocet!$D$24)/$FM$2","v":0},{"$f":"(FN107*Vypocet!$D$24)/$FN$2","v":0},{"$f":"(FO107*Vypocet!$D$24)/$FO$2","v":0},{"$f":"(VLOOKUP(A107,Voda!$B$3:$AC$15,TDDData!C107+4,0)*4180*(VLOOKUP(A107,Voda!$B$3:$AC$15,4,0)-VLOOKUP(A107,Voda!$B$3:$AC$15,3,0)))/3600000","v":0},0,{"$f":"IF(U107=0,0,IF(Z107>0,IF(Z107/1000<U107,IF(Z107/1000<=Vypocet!$D$15,IF(U107<Vypocet!$D$15,U107-Z107/1000,Vypocet!$D$15-Z107/1000),Vypocet!$D$15),0),IF(U107>Vypocet!$D$15,Vypocet!$D$15,U107)))","v":0},0,{"$f":"HLOOKUP(Vypocet!$D$11,TDDData!$E:$S,2+TDDData!D107,0)","v":{"$error":"#N/A"}},2.2400000000000002,1.7920000000000003,{"$error":"#N/A"},{"$error":"#N/A"},{"$f":"IF(AA107<0,IF(AC106>-AA107,AC106+AA107,0),IF(AA107+AC106<=Vypocet!$D$18,AA107+AC106,Vypocet!$D$18))","v":{"$error":"#N/A"}},{"$error":"#N/A"},{"$f":"IF(AND(AC107<AC106,AC107<>0),AE106,IF(OR(AND(AC106=0,AA107<0),AC106<-AA107),IF(AC106=0,IF(AE106>-AA107,AE106+AA107,0),IF(AC106+AE106>-AA107,AC106+AE106+AA107,0)),IF(AC106=Vypocet!$D$18,AE106+AA107,AE106+AA107-AC107+AC106)))","v":{"$error":"#N/A"}},{"$error":"#N/A"},{"$error":"#N/A"},{"$f":"SUM($AF$3:AF107)","v":{"$error":"#N/A"}},{"$error":"#N/A"},{"$error":"#N/A"},{"$error":"#N/A"},{"$f":"SUM($AJ$3:AJ107)","v":{"$error":"#N/A"}},{"$error":"#N/A"},{"$error":"#N/A"},{"$error":"#N/A"},{"$f":"IF(AN107<0,IF(AP106>-AN107,AP106+AN107,0),IF(AN107+AP106<=Vypocet!$D$18,AN107+AP106,Vypocet!$D$18))","v":{"$error":"#N/A"}},{"$error":"#N/A"},{"$f":"IF(AND(AP107<AP106,AP107<>0),AR106,IF(OR(AND(AP106=0,AN107<0),AP106<-AN107),IF(AP106=0,IF(AR106>-AN107,AR106+AN107,0),IF(AP106+AR106>-AN107,AP106+AR106+AN107,0)),IF(AP106=Vypocet!$D$18,AR106+AN107,AR106+AN107-AP107+AP106)))","v":{"$error":"#N/A"}},{"$error":"#N/A"},{"$error":"#N/A"},{"$f":"SUM($AS$3:AS107)","v":{"$error":"#N/A"}},{"$error":"#N/A"},{"$error":"#N/A"},{"$error":"#N/A"},{"$f":"SUM($AW$3:AW107)","v":{"$error":"#N/A"}},{"$f":"IF(V107=0,IF(U107=0,IF(AZ106+Z107/1000>Vypocet!$D$18,Vypocet!$D$18,AZ106+Z107/1000),IF(Z107/1000+AZ106-U107>Vypocet!$D$18,Vypocet!$D$18,Z107/1000+AZ106-U107)),IF(AZ106=0,0,IF(AZ106>V107,AZ106-V107,0)))","v":0},0,null,null,null,null,null,null,null,null,null,null,null,null,null,null,null,null,null,null,null,null,null,null,null,null,null,null,null,null,null,null,null,null,null,null,null,null,null,null,null,null,null,null,null,null,null,null,null,null,null,null,null,null,null,null,null,null,null,null,null,null,null,null,null,null,null,null,null,null,null,null,null,null,null,null,null,null,null,null,null,null,null,null,null,null,null,null,null,null,null,null,null,null,null,null,null,null,null,null,null,null,null,null,null,0.39810000000000001,0.48454000000000003,0.62068000000000001,0.52729000000000004,0.44320999999999999,0.35343999999999998,0.38607999999999998,0.36476999999999998,0.51888000000000001,0.33772000000000002,0.44469999999999998,0.48531999999999997,0.50985999999999998,0.74092999999999998,0]
[1,43835,10,106,{"$f":"(FA108*Vypocet!$D$24)/$FA$2","v":0},{"$f":"(FB108*Vypocet!$D$24)/$FB$2","v":0},{"$f":"(FC108*Vypocet!$D$24)/$FC$2","v":0},{"$f":"(FD108*Vypocet!$D$24)/$FD$2","v":0},{"$f":"(FE108*Vypocet!$D$24)/$FE$2","v":0},{"$f":"(FF108*Vypocet!$D$24)/$FF$2","v":0},{"$f":"(FG108*Vypocet!$D$24)/$FG$2","v":0},{"$f":"(FH108*Vypocet!$D$24)/$FH$2","v":0},{"$f":"(FI108*Vypocet!$D$24)/$FI$2","v":0},{"$f":"(FJ108*Vypocet!$D$24)/$FJ$2","v":0},{"$f":"(FK108*Vypocet!$D$24)/$FK$2","v":0},{"$f":"(FL108*Vypocet!$D$24)/$FL$2","v":0},{"$f":"(FM108*Vypocet!$D$24)/$FM$2","v":0},{"$f":"(FN108*Vypocet!$D$24)/$FN$2","v":0},{"$f":"(FO108*Vypocet!$D$24)/$FO$2","v":0},{"$f":"(VLOOKUP(A108,Voda!$B$3:$AC$15,TDDData!C108+4,0)*4180*(VLOOKUP(A108,Voda!$B$3:$AC$15,4,0)-VLOOKUP(A108,Voda!$B$3:$AC$15,3,0)))/3600000","v":0},0,{"$f":"IF(U108=0,0,IF(Z108>0,IF(Z108/1000<U108,IF(Z108/1000<=Vypocet!$D$15,IF(U108<Vypocet!$D$15,U108-Z108/1000,Vypocet!$D$15-Z108/1000),Vypocet!$D$15),0),IF(U108>Vypocet!$D$15,Vypocet!$D$15,U108)))","v":0},0,{"$f":"HLOOKUP(Vypocet!$D$11,TDDData!$E:$S,2+TDDData!D108,0)","v":{"$error":"#N/A"}},0,0,{"$error":"#N/A"},{"$error":"#N/A"},{"$f":"IF(AA108<0,IF(AC107>-AA108,AC107+AA108,0),IF(AA108+AC107<=Vypocet!$D$18,AA108+AC107,Vypocet!$D$18))","v":{"$error":"#N/A"}},{"$error":"#N/A"},{"$f":"IF(AND(AC108<AC107,AC108<>0),AE107,IF(OR(AND(AC107=0,AA108<0),AC107<-AA108),IF(AC107=0,IF(AE107>-AA108,AE107+AA108,0),IF(AC107+AE107>-AA108,AC107+AE107+AA108,0)),IF(AC107=Vypocet!$D$18,AE107+AA108,AE107+AA108-AC108+AC107)))","v":{"$error":"#N/A"}},{"$error":"#N/A"},{"$error":"#N/A"},{"$f":"SUM($AF$3:AF108)","v":{"$error":"#N/A"}},{"$error":"#N/A"},{"$error":"#N/A"},{"$error":"#N/A"},{"$f":"SUM($AJ$3:AJ108)","v":{"$error":"#N/A"}},{"$error":"#N/A"},{"$error":"#N/A"},{"$error":"#N/A"},{"$f":"IF(AN108<0,IF(AP107>-AN108,AP107+AN108,0),IF(AN108+AP107<=Vypocet!$D$18,AN108+AP107,Vypocet!$D$18))","v":{"$error":"#N/A"}},{"$error":"#N/A"},{"$f":"IF(AND(AP108<AP107,AP108<>0),AR107,IF(OR(AND(AP107=0,AN108<0),AP107<-AN108),IF(AP107=0,IF(AR107>-AN108,AR107+AN108,0),IF(AP107+AR107>-AN108,AP107+AR107+AN108,0)),IF(AP107=Vypocet!$D$18,AR107+AN108,AR107+AN108-AP108+AP107)))","v":{"$error":"#N/A"}},{"$error":"#N/A"},{"$error":"#N/A"},{"$f":"SUM($AS$3:AS108)","v":{"$error":"#N/A"}},{"$error":"#N/A"},{"$error":"#N/A"},{"$error":"#N/A"},{"$f":"SUM($AW$3:AW108)","v":{"$error":"#N/A"}},{"$f":"IF(V108=0,IF(U108=0,IF(AZ107+Z108/1000>Vypocet!$D$18,Vypocet!$D$18,AZ107+Z108/1000),IF(Z108/1000+AZ107-U108>Vypocet!$D$18,Vypocet!$D$18,Z108/1000+AZ107-U108)),IF(AZ107=0,0,IF(AZ107>V108,AZ107-V108,0)))","v":0},0,null,null,null,null,null,null,null,null,null,null,null,null,null,null,null,null,null,null,null,null,null,null,null,null,null,null,null,null,null,null,null,null,null,null,null,null,null,null,null,null,null,null,null,null,null,null,null,null,null,null,null,null,null,null,null,null,null,null,null,null,null,null,null,null,null,null,null,null,null,null,null,null,null,null,null,null,null,null,null,null,null,null,null,null,null,null,null,null,null,null,null,null,null,null,null,null,null,null,null,null,null,null,null,0.46140999999999999,0.47260000000000002,0.64951000000000003,0.68040999999999996,0.55356000000000005,0.48786000000000002,0.41522999999999999,0.42708000000000002,0.58284000000000002,0.44579000000000002,0.59772999999999998,0.57094,0.58631999999999995,0.91249999999999998,0]
[1,43835,11,107,{"$f":"(FA109*Vypocet!$D$24)/$FA$2","v":0},{"$f":"(FB109*Vypocet!$D$24)/$FB$2","v":0},{"$f":"(FC109*Vypocet!$D$24)/$FC$2","v":0},{"$f":"(FD109*Vypocet!$D$24)/$FD$2","v":0},{"$f":"(FE109*Vypocet!$D$24)/$FE$2","v":0},{"$f":"(FF109*Vypocet!$D$24)/$FF$2","v":0},{"$f":"(FG109*Vypocet!$D$24)/$FG$2","v":0},{"$f":"(FH109*Vypocet!$D$24)/$FH$2","v":0},{"$f":"(FI109*Vypocet!$D$24)/$FI$2","v":0},{"$f":"(FJ109*Vypocet!$D$24)/$FJ$2","v":0},{"$f":"(FK109*Vypocet!$D$24)/$FK$2","v":0},{"$f":"(FL109*Vypocet!$D$24)/$FL$2","v":0},{"$f":"(FM109*Vypocet!$D$24)/$FM$2","v":0},{"$f":"(FN109*Vypocet!$D$24)/$FN$2","v":0},{"$f":"(FO109*Vypocet!$D$24)/$FO$2","v":0},{"$f":"(VLOOKUP(A109,Voda!$B$3:$AC$15,TDDData!C109+4,0)*4180*(VLOOKUP(A109,Voda!$B$3:$AC$15,4,0)-VLOOKUP(A109,Voda!$B$3:$AC$15,3,0)))/3600000","v":0},0,{"$f":"IF(U109=0,0,IF(Z109>0,IF(Z109/1000<U109,IF(Z109/1000<=Vypocet!$D$15,IF(U109<Vypocet!$D$15,U109-Z109/1000,Vypocet!$D$15-Z109/1000),Vypocet!$D$15),0),IF(U109>Vypocet!$D$15,Vypocet!$D$15,U109)))","v":0},0,{"$f":"HLOOKUP(Vypocet!$D$11,TDDData!$E:$S,2+TDDData!D109,0)","v":{"$error":"#N/A"}},0,0,{"$error":"#N/A"},{"$error":"#N/A"},{"$f":"IF(AA109<0,IF(AC108>-AA109,AC108+AA109,0),IF(AA109+AC108<=Vypocet!$D$18,AA109+AC108,Vypocet!$D$18))","v":{"$error":"#N/A"}},{"$error":"#N/A"},{"$f":"IF(AND(AC109<AC108,AC109<>0),AE108,IF(OR(AND(AC108=0,AA109<0),AC108<-AA109),IF(AC108=0,IF(AE108>-AA109,AE108+AA109,0),IF(AC108+AE108>-AA109,AC108+AE108+AA109,0)),IF(AC108=Vypocet!$D$18,AE108+AA109,AE108+AA109-AC109+AC108)))","v":{"$error":"#N/A"}},{"$error":"#N/A"},{"$error":"#N/A"},{"$f":"SUM($AF$3:AF109)","v":{"$error":"#N/A"}},{"$error":"#N/A"},{"$error":"#N/A"},{"$error":"#N/A"},{"$f":"SUM($AJ$3:AJ109)","v":{"$error":"#N/A"}},{"$error":"#N/A"},{"$error":"#N/A"},{"$error":"#N/A"},{"$f":"IF(AN109<0,IF(AP108>-AN109,AP108+AN109,0),IF(AN109+AP108<=Vypocet!$D$18,AN109+AP108,Vypocet!$D$18))","v":{"$error":"#N/A"}},{"$error":"#N/A"},{"$f":"IF(AND(AP109<AP108,AP109<>0),AR108,IF(OR(AND(AP108=0,AN109<0),AP108<-AN109),IF(AP108=0,IF(AR108>-AN109,AR108+AN109,0),IF(AP108+AR108>-AN109,AP108+AR108+AN109,0)),IF(AP108=Vypocet!$D$18,AR108+AN109,AR108+AN109-AP109+AP108)))","v":{"$error":"#N/A"}},{"$error":"#N/A"},{"$error":"#N/A"},{"$f":"SUM($AS$3:AS109)","v":{"$error":"#N/A"}},{"$error":"#N/A"},{"$error":"#N/A"},{"$error":"#N/A"},{"$f":"SUM($AW$3:AW109)","v":{"$error":"#N/A"}},{"$f":"IF(V109=0,IF(U109=0,IF(AZ108+Z109/1000>Vypocet!$D$18,Vypocet!$D$18,AZ108+Z109/1000),IF(Z109/1000+AZ108-U109>Vypocet!$D$18,Vypocet!$D$18,Z109/1000+AZ108-U109)),IF(AZ108=0,0,IF(AZ108>V109,AZ108-V109,0)))","v":0},0,null,null,null,null,null,null,null,null,null,null,null,null,null,null,null,null,null,null,null,null,null,null,null,null,null,null,null,null,null,null,null,null,null,null,null,null,null,null,null,null,null,null,null,null,null,null,null,null,null,null,null,null,null,null,null,null,null,null,null,null,null,null,null,null,null,null,null,null,null,null,null,null,null,null,null,null,null,null,null,null,null,null,null,null,null,null,null,null,null,null,null,null,null,null,null,null,null,null,null,null,null,null,null,0.50351000000000001,0.50175000000000003,0.70930000000000004,0.89029999999999998,0.60313000000000005,0.65022999999999997,0.46415000000000001,0.56616,0.65176999999999996,0.60218000000000005,0.68996000000000002,0.62849999999999995,0.78998999999999997,0.92791999999999997,0]
[1,43835,12,108,{"$f":"(FA110*Vypocet!$D$24)/$FA$2","v":0},{"$f":"(FB110*Vypocet!$D$24)/$FB$2","v":0},{"$f":"(FC110*Vypocet!$D$24)/$FC$2","v":0},{"$f":"(FD110*Vypocet!$D$24)/$FD$2","v":0},{"$f":"(FE110*Vypocet!$D$24)/$FE$2","v":0},{"$f":"(FF110*Vypocet!$D$24)/$FF$2","v":0},{"$f":"(FG110*Vypocet!$D$24)/$FG$2","v":0},{"$f":"(FH110*Vypocet!$D$24)/$FH$2","v":0},{"$f":"(FI110*Vypocet!$D$24)/$FI$2","v":0},{"$f":"(FJ110*Vypocet!$D$24)/$FJ$2","v":0},{"$f":"(FK110*Vypocet!$D$24)/$FK$2","v":0},{"$f":"(FL110*Vypocet!$D$24)/$FL$2","v":0},{"$f":"(FM110*Vypocet!$D$24)/$FM$2","v":0},{"$f":"(FN110*Vypocet!$D$24)/$FN$2","v":0},{"$f":"(FO110*Vypocet!$D$24)/$FO$2","v":0},{"$f":"(VLOOKUP(A110,Voda!$B$3:$AC$15,TDDData!C110+4,0)*4180*(VLOOKUP(A110,Voda!$B$3:$AC$15,4,0)-VLOOKUP(A110,Voda!$B$3:$AC$15,3,0)))/3600000","v":0},0,{"$f":"IF(U110=0,0,IF(Z110>0,IF(Z110/1000<U110,IF(Z110/1000<=Vypocet!$D$15,IF(U110<Vypocet!$D$15,U110-Z110/1000,Vypocet!$D$15-Z110/1000),Vypocet!$D$15),0),IF(U110>Vypocet!$D$15,Vypocet!$D$15,U110)))","v":0},0,{"$f":"HLOOKUP(Vypocet!$D$11,TDDData!$E:$S,2+TDDData!D110,0)","v":{"$error":"#N/A"}},0,0,{"$error":"#N/A"},{"$error":"#N/A"},{"$f":"IF(AA110<0,IF(AC109>-AA110,AC109+AA110,0),IF(AA110+AC109<=Vypocet!$D$18,AA110+AC109,Vypocet!$D$18))","v":{"$error":"#N/A"}},{"$error":"#N/A"},{"$f":"IF(AND(AC110<AC109,AC110<>0),AE109,IF(OR(AND(AC109=0,AA110<0),AC109<-AA110),IF(AC109=0,IF(AE109>-AA110,AE109+AA110,0),IF(AC109+AE109>-AA110,AC109+AE109+AA110,0)),IF(AC109=Vypocet!$D$18,AE109+AA110,AE109+AA110-AC110+AC109)))","v":{"$error":"#N/A"}},{"$error":"#N/A"},{"$error":"#N/A"},{"$f":"SUM($AF$3:AF110)","v":{"$error":"#N/A"}},{"$error":"#N/A"},{"$error":"#N/A"},{"$error":"#N/A"},{"$f":"SUM($AJ$3:AJ110)","v":{"$error":"#N/A"}},{"$error":"#N/A"},{"$error":"#N/A"},{"$error":"#N/A"},{"$f":"IF(AN110<0,IF(AP109>-AN110,AP109+AN110,0),IF(AN110+AP109<=Vypocet!$D$18,AN110+AP109,Vypocet!$D$18))","v":{"$error":"#N/A"}},{"$error":"#N/A"},{"$f":"IF(AND(AP110<AP109,AP110<>0),AR109,IF(OR(AND(AP109=0,AN110<0),AP109<-AN110),IF(AP109=0,IF(AR109>-AN110,AR109+AN110,0),IF(AP109+AR109>-AN110,AP109+AR109+AN110,0)),IF(AP109=Vypocet!$D$18,AR109+AN110,AR109+AN110-AP110+AP109)))","v":{"$error":"#N/A"}},{"$error":"#N/A"},{"$error":"#N/A"},{"$f":"SUM($AS$3:AS110)","v":{"$error":"#N/A"}},{"$error":"#N/A"},{"$error":"#N/A"},{"$error":"#N/A"},{"$f":"SUM($AW$3:AW110)","v":{"$error":"#N/A"}},{"$f":"IF(V110=0,IF(U110=0,IF(AZ109+Z110/1000>Vypocet!$D$18,Vypocet!$D$18,AZ109+Z110/1000),IF(Z110/1000+AZ109-U110>Vypocet!$D$18,Vypocet!$D$18,Z110/1000+AZ109-U110)),IF(AZ109=0,0,IF(AZ109>V110,AZ109-V110,0)))","v":0},0,null,null,null,null,null,null,null,null,null,null,null,null,null,null,null,null,null,null,null,null,null,null,null,null,null,null,null,null,null,null,null,null,null,null,null,null,null,null,null,null,null,null,null,null,null,null,null,null,null,null,null,null,null,null,null,null,null,null,null,null,null,null,null,null,null,null,null,null,null,null,null,null,null,null,null,null,null,null,null,null,null,null,null,null,null,null,null,null,null,null,null,null,null,null,null,null,null,null,null,null,null,null,null,0.52500999999999998,0.48425000000000001,0.67827000000000004,0.93191000000000002,0.78334000000000004,0.61975999999999998,0.44747999999999999,0.62766999999999995,0.77095999999999998,0.75258000000000003,0.78144000000000002,0.61043999999999998,0.96143999999999996,0.91210000000000002,0]
[1,43835,13,109,{"$f":"(FA111*Vypocet!$D$24)/$FA$2","v":0},{"$f":"(FB111*Vypocet!$D$24)/$FB$2","v":0},{"$f":"(FC111*Vypocet!$D$24)/$FC$2","v":0},{"$f":"(FD111*Vypocet!$D$24)/$FD$2","v":0},{"$f":"(FE111*Vypocet!$D$24)/$FE$2","v":0},{"$f":"(FF111*Vypocet!$D$24)/$FF$2","v":0},{"$f":"(FG111*Vypocet!$D$24)/$FG$2","v":0},{"$f":"(FH111*Vypocet!$D$24)/$FH$2","v":0},{"$f":"(FI111*Vypocet!$D$24)/$FI$2","v":0},{"$f":"(FJ111*Vypocet!$D$24)/$FJ$2","v":0},{"$f":"(FK111*Vypocet!$D$24)/$FK$2","v":0},{"$f":"(FL111*Vypocet!$D$24)/$FL$2","v":0},{"$f":"(FM111*Vypocet!$D$24)/$FM$2","v":0},{"$f":"(FN111*Vypocet!$D$24)/$FN$2","v":0},{"$f":"(FO111*Vypocet!$D$24)/$FO$2","v":0},{"$f":"(VLOOKUP(A111,Voda!$B$3:$AC$15,TDDData!C111+4,0)*4180*(VLOOKUP(A111,Voda!$B$3:$AC$15,4,0)-VLOOKUP(A111,Voda!$B$3:$AC$15,3,0)))/3600000","v":0},0,{"$f":"IF(U111=0,0,IF(Z111>0,IF(Z111/1000<U111,IF(Z111/1000<=Vypocet!$D$15,IF(U111<Vypocet!$D$15,U111-Z111/1000,Vypocet!$D$15-Z111/1000),Vypocet!$D$15),0),IF(U111>Vypocet!$D$15,Vypocet!$D$15,U111)))","v":0},0,{"$f":"HLOOKUP(Vypocet!$D$11,TDDData!$E:$S,2+TDDData!D111,0)","v":{"$error":"#N/A"}},2.92,2.3359999999999999,{"$error":"#N/A"},{"$error":"#N/A"},{"$f":"IF(AA111<0,IF(AC110>-AA111,AC110+AA111,0),IF(AA111+AC110<=Vypocet!$D$18,AA111+AC110,Vypocet!$D$18))","v":{"$error":"#N/A"}},{"$error":"#N/A"},{"$f":"IF(AND(AC111<AC110,AC111<>0),AE110,IF(OR(AND(AC110=0,AA111<0),AC110<-AA111),IF(AC110=0,IF(AE110>-AA111,AE110+AA111,0),IF(AC110+AE110>-AA111,AC110+AE110+AA111,0)),IF(AC110=Vypocet!$D$18,AE110+AA111,AE110+AA111-AC111+AC110)))","v":{"$error":"#N/A"}},{"$error":"#N/A"},{"$error":"#N/A"},{"$f":"SUM($AF$3:AF111)","v":{"$error":"#N/A"}},{"$error":"#N/A"},{"$error":"#N/A"},{"$error":"#N/A"},{"$f":"SUM($AJ$3:AJ111)","v":{"$error":"#N/A"}},{"$error":"#N/A"},{"$error":"#N/A"},{"$error":"#N/A"},{"$f":"IF(AN111<0,IF(AP110>-AN111,AP110+AN111,0),IF(AN111+AP110<=Vypocet!$D$18,AN111+AP110,Vypocet!$D$18))","v":{"$error":"#N/A"}},{"$error":"#N/A"},{"$f":"IF(AND(AP111<AP110,AP111<>0),AR110,IF(OR(AND(AP110=0,AN111<0),AP110<-AN111),IF(AP110=0,IF(AR110>-AN111,AR110+AN111,0),IF(AP110+AR110>-AN111,AP110+AR110+AN111,0)),IF(AP110=Vypocet!$D$18,AR110+AN111,AR110+AN111-AP111+AP110)))","v":{"$error":"#N/A"}},{"$error":"#N/A"},{"$error":"#N/A"},{"$f":"SUM($AS$3:AS111)","v":{"$error":"#N/A"}},{"$error":"#N/A"},{"$error":"#N/A"},{"$error":"#N/A"},{"$f":"SUM($AW$3:AW111)","v":{"$error":"#N/A"}},{"$f":"IF(V111=0,IF(U111=0,IF(AZ110+Z111/1000>Vypocet!$D$18,Vypocet!$D$18,AZ110+Z111/1000),IF(Z111/1000+AZ110-U111>Vypocet!$D$18,Vypocet!$D$18,Z111/1000+AZ110-U111)),IF(AZ110=0,0,IF(AZ110>V111,AZ110-V111,0)))","v":0},0,null,null,null,null,null,null,null,null,null,null,null,null,null,null,null,null,null,null,null,null,null,null,null,null,null,null,null,null,null,null,null,null,null,null,null,null,null,null,null,null,null,null,null,null,null,null,null,null,null,null,null,null,null,null,null,null,null,null,null,null,null,null,null,null,null,null,null,null,null,null,null,null,null,null,null,null,null,null,null,null,null,null,null,null,null,null,null,null,null,null,null,null,null,null,null,null,null,null,null,null,null,null,null,0.51571,0.59323999999999999,0.72982999999999998,0.90569999999999995,0.86772000000000005,0.62797000000000003,0.44546000000000002,0.56564000000000003,0.57999999999999996,0.74602999999999997,0.58967000000000003,0.57338999999999996,0.82657999999999998,0.93015000000000003,0]
[1,43835,14,110,{"$f":"(FA112*Vypocet!$D$24)/$FA$2","v":0},{"$f":"(FB112*Vypocet!$D$24)/$FB$2","v":0},{"$f":"(FC112*Vypocet!$D$24)/$FC$2","v":0},{"$f":"(FD112*Vypocet!$D$24)/$FD$2","v":0},{"$f":"(FE112*Vypocet!$D$24)/$FE$2","v":0},{"$f":"(FF112*Vypocet!$D$24)/$FF$2","v":0},{"$f":"(FG112*Vypocet!$D$24)/$FG$2","v":0},{"$f":"(FH112*Vypocet!$D$24)/$FH$2","v":0},{"$f":"(FI112*Vypocet!$D$24)/$FI$2","v":0},{"$f":"(FJ112*Vypocet!$D$24)/$FJ$2","v":0},{"$f":"(FK112*Vypocet!$D$24)/$FK$2","v":0},{"$f":"(FL112*Vypocet!$D$24)/$FL$2","v":0},{"$f":"(FM112*Vypocet!$D$24)/$FM$2","v":0},{"$f":"(FN112*Vypocet!$D$24)/$FN$2","v":0},{"$f":"(FO112*Vypocet!$D$24)/$FO$2","v":0},{"$f":"(VLOOKUP(A112,Voda!$B$3:$AC$15,TDDData!C112+4,0)*4180*(VLOOKUP(A112,Voda!$B$3:$AC$15,4,0)-VLOOKUP(A112,Voda!$B$3:$AC$15,3,0)))/3600000","v":0},0,{"$f":"IF(U112=0,0,IF(Z112>0,IF(Z112/1000<U112,IF(Z112/1000<=Vypocet!$D$15,IF(U112<Vypocet!$D$15,U112-Z112/1000,Vypocet!$D$15-Z112/1000),Vypocet!$D$15),0),IF(U112>Vypocet!$D$15,Vypocet!$D$15,U112)))","v":0},0,{"$f":"HLOOKUP(Vypocet!$D$11,TDDData!$E:$S,2+TDDData!D112,0)","v":{"$error":"#N/A"}},0,0,{"$error":"#N/A"},{"$error":"#N/A"},{"$f":"IF(AA112<0,IF(AC111>-AA112,AC111+AA112,0),IF(AA112+AC111<=Vypocet!$D$18,AA112+AC111,Vypocet!$D$18))","v":{"$error":"#N/A"}},{"$error":"#N/A"},{"$f":"IF(AND(AC112<AC111,AC112<>0),AE111,IF(OR(AND(AC111=0,AA112<0),AC111<-AA112),IF(AC111=0,IF(AE111>-AA112,AE111+AA112,0),IF(AC111+AE111>-AA112,AC111+AE111+AA112,0)),IF(AC111=Vypocet!$D$18,AE111+AA112,AE111+AA112-AC112+AC111)))","v":{"$error":"#N/A"}},{"$error":"#N/A"},{"$error":"#N/A"},{"$f":"SUM($AF$3:AF112)","v":{"$error":"#N/A"}},{"$error":"#N/A"},{"$error":"#N/A"},{"$error":"#N/A"},{"$f":"SUM($AJ$3:AJ112)","v":{"$error":"#N/A"}},{"$error":"#N/A"},{"$error":"#N/A"},{"$error":"#N/A"},{"$f":"IF(AN112<0,IF(AP111>-AN112,AP111+AN112,0),IF(AN112+AP111<=Vypocet!$D$18,AN112+AP111,Vypocet!$D$18))","v":{"$error":"#N/A"}},{"$error":"#N/A"},{"$f":"IF(AND(AP112<AP111,AP112<>0),AR111,IF(OR(AND(AP111=0,AN112<0),AP111<-AN112),IF(AP111=0,IF(AR111>-AN112,AR111+AN112,0),IF(AP111+AR111>-AN112,AP111+AR111+AN112,0)),IF(AP111=Vypocet!$D$18,AR111+AN112,AR111+AN112-AP112+AP111)))","v":{"$error":"#N/A"}},{"$error":"#N/A"},{"$error":"#N/A"},{"$f":"SUM($AS$3:AS112)","v":{"$error":"#N/A"}},{"$error":"#N/A"},{"$error":"#N/A"},{"$error":"#N/A"},{"$f":"SUM($AW$3:AW112)","v":{"$error":"#N/A"}},{"$f":"IF(V112=0,IF(U112=0,IF(AZ111+Z112/1000>Vypocet!$D$18,Vypocet!$D$18,AZ111+Z112/1000),IF(Z112/1000+AZ111-U112>Vypocet!$D$18,Vypocet!$D$18,Z112/1000+AZ111-U112)),IF(AZ111=0,0,IF(AZ111>V112,AZ111-V112,0)))","v":0},0,null,null,null,null,null,null,null,null,null,null,null,null,null,null,null,null,null,null,null,null,null,null,null,null,null,null,null,null,null,null,null,null,null,null,null,null,null,null,null,null,null,null,null,null,null,null,null,null,null,null,null,null,null,null,null,null,null,null,null,null,null,null,null,null,null,null,null,null,null,null,null,null,null,null,null,null,null,null,null,null,null,null,null,null,null,null,null,null,null,null,null,null,null,null,null,null,null,null,null,null,null,null,null,0.50914999999999999,0.67612000000000005,0.70789000000000002,0.81323999999999996,1,0.73587999999999998,0.51778000000000002,0.65083000000000002,0.63380999999999998,0.78586999999999996,0.80920999999999998,0.55879000000000001,0.90908,0.93516999999999995,0]
[1,43835,15,111,{"$f":"(FA113*Vypocet!$D$24)/$FA$2","v":0},{"$f":"(FB113*Vypocet!$D$24)/$FB$2","v":0},{"$f":"(FC113*Vypocet!$D$24)/$FC$2","v":0},{"$f":"(FD113*Vypocet!$D$24)/$FD$2","v":0},{"$f":"(FE113*Vypocet!$D$24)/$FE$2","v":0},{"$f":"(FF113*Vypocet!$D$24)/$FF$2","v":0},{"$f":"(FG113*Vypocet!$D$24)/$FG$2","v":0},{"$f":"(FH113*Vypocet!$D$24)/$FH$2","v":0},{"$f":"(FI113*Vypocet!$D$24)/$FI$2","v":0},{"$f":"(FJ113*Vypocet!$D$24)/$FJ$2","v":0},{"$f":"(FK113*Vypocet!$D$24)/$FK$2","v":0},{"$f":"(FL113*Vypocet!$D$24)/$FL$2","v":0},{"$f":"(FM113*Vypocet!$D$24)/$FM$2","v":0},{"$f":"(FN113*Vypocet!$D$24)/$FN$2","v":0},{"$f":"(FO113*Vypocet!$D$24)/$FO$2","v":0},{"$f":"(VLOOKUP(A113,Voda!$B$3:$AC$15,TDDData!C113+4,0)*4180*(VLOOKUP(A113,Voda!$B$3:$AC$15,4,0)-VLOOKUP(A113,Voda!$B$3:$AC$15,3,0)))/3600000","v":0},0,{"$f":"IF(U113=0,0,IF(Z113>0,IF(Z113/1000<U113,IF(Z113/1000<=Vypocet!$D$15,IF(U113<Vypocet!$D$15,U113-Z113/1000,Vypocet!$D$15-Z113/1000),Vypocet!$D$15),0),IF(U113>Vypocet!$D$15,Vypocet!$D$15,U113)))","v":0},0,{"$f":"HLOOKUP(Vypocet!$D$11,TDDData!$E:$S,2+TDDData!D113,0)","v":{"$error":"#N/A"}},0,0,{"$error":"#N/A"},{"$error":"#N/A"},{"$f":"IF(AA113<0,IF(AC112>-AA113,AC112+AA113,0),IF(AA113+AC112<=Vypocet!$D$18,AA113+AC112,Vypocet!$D$18))","v":{"$error":"#N/A"}},{"$error":"#N/A"},{"$f":"IF(AND(AC113<AC112,AC113<>0),AE112,IF(OR(AND(AC112=0,AA113<0),AC112<-AA113),IF(AC112=0,IF(AE112>-AA113,AE112+AA113,0),IF(AC112+AE112>-AA113,AC112+AE112+AA113,0)),IF(AC112=Vypocet!$D$18,AE112+AA113,AE112+AA113-AC113+AC112)))","v":{"$error":"#N/A"}},{"$error":"#N/A"},{"$error":"#N/A"},{"$f":"SUM($AF$3:AF113)","v":{"$error":"#N/A"}},{"$error":"#N/A"},{"$error":"#N/A"},{"$error":"#N/A"},{"$f":"SUM($AJ$3:AJ113)","v":{"$error":"#N/A"}},{"$error":"#N/A"},{"$error":"#N/A"},{"$error":"#N/A"},{"$f":"IF(AN113<0,IF(AP112>-AN113,AP112+AN113,0),IF(AN113+AP112<=Vypocet!$D$18,AN113+AP112,Vypocet!$D$18))","v":{"$error":"#N/A"}},{"$error":"#N/A"},{"$f":"IF(AND(AP113<AP112,AP113<>0),AR112,IF(OR(AND(AP112=0,AN113<0),AP112<-AN113),IF(AP112=0,IF(AR112>-AN113,AR112+AN113,0),IF(AP112+AR112>-AN113,AP112+AR112+AN113,0)),IF(AP112=Vypocet!$D$18,AR112+AN113,AR112+AN113-AP113+AP112)))","v":{"$error":"#N/A"}},{"$error":"#N/A"},{"$error":"#N/A"},{"$f":"SUM($AS$3:AS113)","v":{"$error":"#N/A"}},{"$error":"#N/A"},{"$error":"#N/A"},{"$error":"#N/A"},{"$f":"SUM($AW$3:AW113)","v":{"$error":"#N/A"}},{"$f":"IF(V113=0,IF(U113=0,IF(AZ112+Z113/1000>Vypocet!$D$18,Vypocet!$D$18,AZ112+Z113/1000),IF(Z113/1000+AZ112-U113>Vypocet!$D$18,Vypocet!$D$18,Z113/1000+AZ112-U113)),IF(AZ112=0,0,IF(AZ112>V113,AZ112-V113,0)))","v":0},0,null,null,null,null,null,null,null,null,null,null,null,null,null,null,null,null,null,null,null,null,null,null,null,null,null,null,null,null,null,null,null,null,null,null,null,null,null,null,null,null,null,null,null,null,null,null,null,null,null,null,null,null,null,null,null,null,null,null,null,null,null,null,null,null,null,null,null,null,null,null,null,null,null,null,null,null,null,null,null,null,null,null,null,null,null,null,null,null,null,null,null,null,null,null,null,null,null,null,null,null,null,null,null,0.50795000000000001,0.68879999999999997,0.70721000000000001,0.68815999999999999,0.95594999999999997,1,0.97787000000000002,0.63039000000000001,0.65203,0.86114999999999997,0.88185000000000002,0.58877000000000002,0.82306000000000001,0.87943000000000005,0]
[1,43835,16,112,{"$f":"(FA114*Vypocet!$D$24)/$FA$2","v":0},{"$f":"(FB114*Vypocet!$D$24)/$FB$2","v":0},{"$f":"(FC114*Vypocet!$D$24)/$FC$2","v":0},{"$f":"(FD114*Vypocet!$D$24)/$FD$2","v":0},{"$f":"(FE114*Vypocet!$D$24)/$FE$2","v":0},{"$f":"(FF114*Vypocet!$D$24)/$FF$2","v":0},{"$f":"(FG114*Vypocet!$D$24)/$FG$2","v":0},{"$f":"(FH114*Vypocet!$D$24)/$FH$2","v":0},{"$f":"(FI114*Vypocet!$D$24)/$FI$2","v":0},{"$f":"(FJ114*Vypocet!$D$24)/$FJ$2","v":0},{"$f":"(FK114*Vypocet!$D$24)/$FK$2","v":0},{"$f":"(FL114*Vypocet!$D$24)/$FL$2","v":0},{"$f":"(FM114*Vypocet!$D$24)/$FM$2","v":0},{"$f":"(FN114*Vypocet!$D$24)/$FN$2","v":0},{"$f":"(FO114*Vypocet!$D$24)/$FO$2","v":0},{"$f":"(VLOOKUP(A114,Voda!$B$3:$AC$15,TDDData!C114+4,0)*4180*(VLOOKUP(A114,Voda!$B$3:$AC$15,4,0)-VLOOKUP(A114,Voda!$B$3:$AC$15,3,0)))/3600000","v":0},0,{"$f":"IF(U114=0,0,IF(Z114>0,IF(Z114/1000<U114,IF(Z114/1000<=Vypocet!$D$15,IF(U114<Vypocet!$D$15,U114-Z114/1000,Vypocet!$D$15-Z114/1000),Vypocet!$D$15),0),IF(U114>Vypocet!$D$15,Vypocet!$D$15,U114)))","v":0},0,{"$f":"HLOOKUP(Vypocet!$D$11,TDDData!$E:$S,2+TDDData!D114,0)","v":{"$error":"#N/A"}},0,0,{"$error":"#N/A"},{"$error":"#N/A"},{"$f":"IF(AA114<0,IF(AC113>-AA114,AC113+AA114,0),IF(AA114+AC113<=Vypocet!$D$18,AA114+AC113,Vypocet!$D$18))","v":{"$error":"#N/A"}},{"$error":"#N/A"},{"$f":"IF(AND(AC114<AC113,AC114<>0),AE113,IF(OR(AND(AC113=0,AA114<0),AC113<-AA114),IF(AC113=0,IF(AE113>-AA114,AE113+AA114,0),IF(AC113+AE113>-AA114,AC113+AE113+AA114,0)),IF(AC113=Vypocet!$D$18,AE113+AA114,AE113+AA114-AC114+AC113)))","v":{"$error":"#N/A"}},{"$error":"#N/A"},{"$error":"#N/A"},{"$f":"SUM($AF$3:AF114)","v":{"$error":"#N/A"}},{"$error":"#N/A"},{"$error":"#N/A"},{"$error":"#N/A"},{"$f":"SUM($AJ$3:AJ114)","v":{"$error":"#N/A"}},{"$error":"#N/A"},{"$error":"#N/A"},{"$error":"#N/A"},{"$f":"IF(AN114<0,IF(AP113>-AN114,AP113+AN114,0),IF(AN114+AP113<=Vypocet!$D$18,AN114+AP113,Vypocet!$D$18))","v":{"$error":"#N/A"}},{"$error":"#N/A"},{"$f":"IF(AND(AP114<AP113,AP114<>0),AR113,IF(OR(AND(AP113=0,AN114<0),AP113<-AN114),IF(AP113=0,IF(AR113>-AN114,AR113+AN114,0),IF(AP113+AR113>-AN114,AP113+AR113+AN114,0)),IF(AP113=Vypocet!$D$18,AR113+AN114,AR113+AN114-AP114+AP113)))","v":{"$error":"#N/A"}},{"$error":"#N/A"},{"$error":"#N/A"},{"$f":"SUM($AS$3:AS114)","v":{"$error":"#N/A"}},{"$error":"#N/A"},{"$error":"#N/A"},{"$error":"#N/A"},{"$f":"SUM($AW$3:AW114)","v":{"$error":"#N/A"}},{"$f":"IF(V114=0,IF(U114=0,IF(AZ113+Z114/1000>Vypocet!$D$18,Vypocet!$D$18,AZ113+Z114/1000),IF(Z114/1000+AZ113-U114>Vypocet!$D$18,Vypocet!$D$18,Z114/1000+AZ113-U114)),IF(AZ113=0,0,IF(AZ113>V114,AZ113-V114,0)))","v":0},0,null,null,null,null,null,null,null,null,null,null,null,null,null,null,null,null,null,null,null,null,null,null,null,null,null,null,null,null,null,null,null,null,null,null,null,null,null,null,null,null,null,null,null,null,null,null,null,null,null,null,null,null,null,null,null,null,null,null,null,null,null,null,null,null,null,null,null,null,null,null,null,null,null,null,null,null,null,null,null,null,null,null,null,null,null,null,null,null,null,null,null,null,null,null,null,null,null,null,null,null,null,null,null,0.53266999999999998,0.64856000000000003,0.71653,0.71518000000000004,0.76366000000000001,0.75392000000000003,0.86104000000000003,0.80935000000000001,0.83711000000000002,0.86258999999999997,0.91627000000000003,0.86400999999999994,0.74419999999999997,0.87709999999999999,0]
[1,43835,17,113,{"$f":"(FA115*Vypocet!$D$24)/$FA$2","v":0},{"$f":"(FB115*Vypocet!$D$24)/$FB$2","v":0},{"$f":"(FC115*Vypocet!$D$24)/$FC$2","v":0},{"$f":"(FD115*Vypocet!$D$24)/$FD$2","v":0},{"$f":"(FE115*Vypocet!$D$24)/$FE$2","v":0},{"$f":"(FF115*Vypocet!$D$24)/$FF$2","v":0},{"$f":"(FG115*Vypocet!$D$24)/$FG$2","v":0},{"$f":"(FH115*Vypocet!$D$24)/$FH$2","v":0},{"$f":"(FI115*Vypocet!$D$24)/$FI$2","v":0},{"$f":"(FJ115*Vypocet!$D$24)/$FJ$2","v":0},{"$f":"(FK115*Vypocet!$D$24)/$FK$2","v":0},{"$f":"(FL115*Vypocet!$D$24)/$FL$2","v":0},{"$f":"(FM115*Vypocet!$D$24)/$FM$2","v":0},{"$f":"(FN115*Vypocet!$D$24)/$FN$2","v":0},{"$f":"(FO115*Vypocet!$D$24)/$FO$2","v":0},{"$f":"(VLOOKUP(A115,Voda!$B$3:$AC$15,TDDData!C115+4,0)*4180*(VLOOKUP(A115,Voda!$B$3:$AC$15,4,0)-VLOOKUP(A115,Voda!$B$3:$AC$15,3,0)))/3600000","v":0},0,{"$f":"IF(U115=0,0,IF(Z115>0,IF(Z115/1000<U115,IF(Z115/1000<=Vypocet!$D$15,IF(U115<Vypocet!$D$15,U115-Z115/1000,Vypocet!$D$15-Z115/1000),Vypocet!$D$15),0),IF(U115>Vypocet!$D$15,Vypocet!$D$15,U115)))","v":0},0,{"$f":"HLOOKUP(Vypocet!$D$11,TDDData!$E:$S,2+TDDData!D115,0)","v":{"$error":"#N/A"}},0,0,{"$error":"#N/A"},{"$error":"#N/A"},{"$f":"IF(AA115<0,IF(AC114>-AA115,AC114+AA115,0),IF(AA115+AC114<=Vypocet!$D$18,AA115+AC114,Vypocet!$D$18))","v":{"$error":"#N/A"}},{"$error":"#N/A"},{"$f":"IF(AND(AC115<AC114,AC115<>0),AE114,IF(OR(AND(AC114=0,AA115<0),AC114<-AA115),IF(AC114=0,IF(AE114>-AA115,AE114+AA115,0),IF(AC114+AE114>-AA115,AC114+AE114+AA115,0)),IF(AC114=Vypocet!$D$18,AE114+AA115,AE114+AA115-AC115+AC114)))","v":{"$error":"#N/A"}},{"$error":"#N/A"},{"$error":"#N/A"},{"$f":"SUM($AF$3:AF115)","v":{"$error":"#N/A"}},{"$error":"#N/A"},{"$error":"#N/A"},{"$error":"#N/A"},{"$f":"SUM($AJ$3:AJ115)","v":{"$error":"#N/A"}},{"$error":"#N/A"},{"$error":"#N/A"},{"$error":"#N/A"},{"$f":"IF(AN115<0,IF(AP114>-AN115,AP114+AN115,0),IF(AN115+AP114<=Vypocet!$D$18,AN115+AP114,Vypocet!$D$18))","v":{"$error":"#N/A"}},{"$error":"#N/A"},{"$f":"IF(AND(AP115<AP114,AP115<>0),AR114,IF(OR(AND(AP114=0,AN115<0),AP114<-AN115),IF(AP114=0,IF(AR114>-AN115,AR114+AN115,0),IF(AP114+AR114>-AN115,AP114+AR114+AN115,0)),IF(AP114=Vypocet!$D$18,AR114+AN115,AR114+AN115-AP115+AP114)))","v":{"$error":"#N/A"}},{"$error":"#N/A"},{"$error":"#N/A"},{"$f":"SUM($AS$3:AS115)","v":{"$error":"#N/A"}},{"$error":"#N/A"},{"$error":"#N/A"},{"$error":"#N/A"},{"$f":"SUM($AW$3:AW115)","v":{"$error":"#N/A"}},{"$f":"IF(V115=0,IF(U115=0,IF(AZ114+Z115/1000>Vypocet!$D$18,Vypocet!$D$18,AZ114+Z115/1000),IF(Z115/1000+AZ114-U115>Vypocet!$D$18,Vypocet!$D$18,Z115/1000+AZ114-U115)),IF(AZ114=0,0,IF(AZ114>V115,AZ114-V115,0)))","v":0},0,null,null,null,null,null,null,null,null,null,null,null,null,null,null,null,null,null,null,null,null,null,null,null,null,null,null,null,null,null,null,null,null,null,null,null,null,null,null,null,null,null,null,null,null,null,null,null,null,null,null,null,null,null,null,null,null,null,null,null,null,null,null,null,null,null,null,null,null,null,null,null,null,null,null,null,null,null,null,null,null,null,null,null,null,null,null,null,null,null,null,null,null,null,null,null,null,null,null,null,null,null,null,null,0.59374000000000005,0.60043999999999997,0.76722999999999997,0.74609999999999999,0.67449999999999999,0.56381000000000003,0.69596999999999998,0.82899,0.86638999999999999,0.71718000000000004,0.77849999999999997,0.83689999999999998,0.75629000000000002,0.89290999999999998,0.43332999999999999]
[1,43835,18,114,{"$f":"(FA116*Vypocet!$D$24)/$FA$2","v":0},{"$f":"(FB116*Vypocet!$D$24)/$FB$2","v":0},{"$f":"(FC116*Vypocet!$D$24)/$FC$2","v":0},{"$f":"(FD116*Vypocet!$D$24)/$FD$2","v":0},{"$f":"(FE116*Vypocet!$D$24)/$FE$2","v":0},{"$f":"(FF116*Vypocet!$D$24)/$FF$2","v":0},{"$f":"(FG116*Vypocet!$D$24)/$FG$2","v":0},{"$f":"(FH116*Vypocet!$D$24)/$FH$2","v":0},{"$f":"(FI116*Vypocet!$D$24)/$FI$2","v":0},{"$f":"(FJ116*Vypocet!$D$24)/$FJ$2","v":0},{"$f":"(FK116*Vypocet!$D$24)/$FK$2","v":0},{"$f":"(FL116*Vypocet!$D$24)/$FL$2","v":0},{"$f":"(FM116*Vypocet!$D$24)/$FM$2","v":0},{"$f":"(FN116*Vypocet!$D$24)/$FN$2","v":0},{"$f":"(FO116*Vypocet!$D$24)/$FO$2","v":0},{"$f":"(VLOOKUP(A116,Voda!$B$3:$AC$15,TDDData!C116+4,0)*4180*(VLOOKUP(A116,Voda!$B$3:$AC$15,4,0)-VLOOKUP(A116,Voda!$B$3:$AC$15,3,0)))/3600000","v":0},0,{"$f":"IF(U116=0,0,IF(Z116>0,IF(Z116/1000<U116,IF(Z116/1000<=Vypocet!$D$15,IF(U116<Vypocet!$D$15,U116-Z116/1000,Vypocet!$D$15-Z116/1000),Vypocet!$D$15),0),IF(U116>Vypocet!$D$15,Vypocet!$D$15,U116)))","v":0},0,{"$f":"HLOOKUP(Vypocet!$D$11,TDDData!$E:$S,2+TDDData!D116,0)","v":{"$error":"#N/A"}},0,0,{"$error":"#N/A"},{"$error":"#N/A"},{"$f":"IF(AA116<0,IF(AC115>-AA116,AC115+AA116,0),IF(AA116+AC115<=Vypocet!$D$18,AA116+AC115,Vypocet!$D$18))","v":{"$error":"#N/A"}},{"$error":"#N/A"},{"$f":"IF(AND(AC116<AC115,AC116<>0),AE115,IF(OR(AND(AC115=0,AA116<0),AC115<-AA116),IF(AC115=0,IF(AE115>-AA116,AE115+AA116,0),IF(AC115+AE115>-AA116,AC115+AE115+AA116,0)),IF(AC115=Vypocet!$D$18,AE115+AA116,AE115+AA116-AC116+AC115)))","v":{"$error":"#N/A"}},{"$error":"#N/A"},{"$error":"#N/A"},{"$f":"SUM($AF$3:AF116)","v":{"$error":"#N/A"}},{"$error":"#N/A"},{"$error":"#N/A"},{"$error":"#N/A"},{"$f":"SUM($AJ$3:AJ116)","v":{"$error":"#N/A"}},{"$error":"#N/A"},{"$error":"#N/A"},{"$error":"#N/A"},{"$f":"IF(AN116<0,IF(AP115>-AN116,AP115+AN116,0),IF(AN116+AP115<=Vypocet!$D$18,AN116+AP115,Vypocet!$D$18))","v":{"$error":"#N/A"}},{"$error":"#N/A"},{"$f":"IF(AND(AP116<AP115,AP116<>0),AR115,IF(OR(AND(AP115=0,AN116<0),AP115<-AN116),IF(AP115=0,IF(AR115>-AN116,AR115+AN116,0),IF(AP115+AR115>-AN116,AP115+AR115+AN116,0)),IF(AP115=Vypocet!$D$18,AR115+AN116,AR115+AN116-AP116+AP115)))","v":{"$error":"#N/A"}},{"$error":"#N/A"},{"$error":"#N/A"},{"$f":"SUM($AS$3:AS116)","v":{"$error":"#N/A"}},{"$error":"#N/A"},{"$error":"#N/A"},{"$error":"#N/A"},{"$f":"SUM($AW$3:AW116)","v":{"$error":"#N/A"}},{"$f":"IF(V116=0,IF(U116=0,IF(AZ115+Z116/1000>Vypocet!$D$18,Vypocet!$D$18,AZ115+Z116/1000),IF(Z116/1000+AZ115-U116>Vypocet!$D$18,Vypocet!$D$18,Z116/1000+AZ115-U116)),IF(AZ115=0,0,IF(AZ115>V116,AZ115-V116,0)))","v":0},0,null,null,null,null,null,null,null,null,null,null,null,null,null,null,null,null,null,null,null,null,null,null,null,null,null,null,null,null,null,null,null,null,null,null,null,null,null,null,null,null,null,null,null,null,null,null,null,null,null,null,null,null,null,null,null,null,null,null,null,null,null,null,null,null,null,null,null,null,null,null,null,null,null,null,null,null,null,null,null,null,null,null,null,null,null,null,null,null,null,null,null,null,null,null,null,null,null,null,null,null,null,null,null,0.59138999999999997,0.54066999999999998,0.77117000000000002,0.81201999999999996,0.48107,0.53105999999999998,0.52444000000000002,0.60657000000000005,0.68293000000000004,0.71992,0.63785999999999998,0.80549000000000004,0.62375000000000003,0.92581000000000002,1]
[1,43835,19,115,{"$f":"(FA117*Vypocet!$D$24)/$FA$2","v":0},{"$f":"(FB117*Vypocet!$D$24)/$FB$2","v":0},{"$f":"(FC117*Vypocet!$D$24)/$FC$2","v":0},{"$f":"(FD117*Vypocet!$D$24)/$FD$2","v":0},{"$f":"(FE117*Vypocet!$D$24)/$FE$2","v":0},{"$f":"(FF117*Vypocet!$D$24)/$FF$2","v":0},{"$f":"(FG117*Vypocet!$D$24)/$FG$2","v":0},{"$f":"(FH117*Vypocet!$D$24)/$FH$2","v":0},{"$f":"(FI117*Vypocet!$D$24)/$FI$2","v":0},{"$f":"(FJ117*Vypocet!$D$24)/$FJ$2","v":0},{"$f":"(FK117*Vypocet!$D$24)/$FK$2","v":0},{"$f":"(FL117*Vypocet!$D$24)/$FL$2","v":0},{"$f":"(FM117*Vypocet!$D$24)/$FM$2","v":0},{"$f":"(FN117*Vypocet!$D$24)/$FN$2","v":0},{"$f":"(FO117*Vypocet!$D$24)/$FO$2","v":0},{"$f":"(VLOOKUP(A117,Voda!$B$3:$AC$15,TDDData!C117+4,0)*4180*(VLOOKUP(A117,Voda!$B$3:$AC$15,4,0)-VLOOKUP(A117,Voda!$B$3:$AC$15,3,0)))/3600000","v":0},0,{"$f":"IF(U117=0,0,IF(Z117>0,IF(Z117/1000<U117,IF(Z117/1000<=Vypocet!$D$15,IF(U117<Vypocet!$D$15,U117-Z117/1000,Vypocet!$D$15-Z117/1000),Vypocet!$D$15),0),IF(U117>Vypocet!$D$15,Vypocet!$D$15,U117)))","v":0},0,{"$f":"HLOOKUP(Vypocet!$D$11,TDDData!$E:$S,2+TDDData!D117,0)","v":{"$error":"#N/A"}},0,0,{"$error":"#N/A"},{"$error":"#N/A"},{"$f":"IF(AA117<0,IF(AC116>-AA117,AC116+AA117,0),IF(AA117+AC116<=Vypocet!$D$18,AA117+AC116,Vypocet!$D$18))","v":{"$error":"#N/A"}},{"$error":"#N/A"},{"$f":"IF(AND(AC117<AC116,AC117<>0),AE116,IF(OR(AND(AC116=0,AA117<0),AC116<-AA117),IF(AC116=0,IF(AE116>-AA117,AE116+AA117,0),IF(AC116+AE116>-AA117,AC116+AE116+AA117,0)),IF(AC116=Vypocet!$D$18,AE116+AA117,AE116+AA117-AC117+AC116)))","v":{"$error":"#N/A"}},{"$error":"#N/A"},{"$error":"#N/A"},{"$f":"SUM($AF$3:AF117)","v":{"$error":"#N/A"}},{"$error":"#N/A"},{"$error":"#N/A"},{"$error":"#N/A"},{"$f":"SUM($AJ$3:AJ117)","v":{"$error":"#N/A"}},{"$error":"#N/A"},{"$error":"#N/A"},{"$error":"#N/A"},{"$f":"IF(AN117<0,IF(AP116>-AN117,AP116+AN117,0),IF(AN117+AP116<=Vypocet!$D$18,AN117+AP116,Vypocet!$D$18))","v":{"$error":"#N/A"}},{"$error":"#N/A"},{"$f":"IF(AND(AP117<AP116,AP117<>0),AR116,IF(OR(AND(AP116=0,AN117<0),AP116<-AN117),IF(AP116=0,IF(AR116>-AN117,AR116+AN117,0),IF(AP116+AR116>-AN117,AP116+AR116+AN117,0)),IF(AP116=Vypocet!$D$18,AR116+AN117,AR116+AN117-AP117+AP116)))","v":{"$error":"#N/A"}},{"$error":"#N/A"},{"$error":"#N/A"},{"$f":"SUM($AS$3:AS117)","v":{"$error":"#N/A"}},{"$error":"#N/A"},{"$error":"#N/A"},{"$error":"#N/A"},{"$f":"SUM($AW$3:AW117)","v":{"$error":"#N/A"}},{"$f":"IF(V117=0,IF(U117=0,IF(AZ116+Z117/1000>Vypocet!$D$18,Vypocet!$D$18,AZ116+Z117/1000),IF(Z117/1000+AZ116-U117>Vypocet!$D$18,Vypocet!$D$18,Z117/1000+AZ116-U117)),IF(AZ116=0,0,IF(AZ116>V117,AZ116-V117,0)))","v":0},0,null,null,null,null,null,null,null,null,null,null,null,null,null,null,null,null,null,null,null,null,null,null,null,null,null,null,null,null,null,null,null,null,null,null,null,null,null,null,null,null,null,null,null,null,null,null,null,null,null,null,null,null,null,null,null,null,null,null,null,null,null,null,null,null,null,null,null,null,null,null,null,null,null,null,null,null,null,null,null,null,null,null,null,null,null,null,null,null,null,null,null,null,null,null,null,null,null,null,null,null,null,null,null,0.55540999999999996,0.55823,0.73253999999999997,0.82591999999999999,0.61362000000000005,0.51426000000000005,0.46355000000000002,0.49441000000000002,0.53532999999999997,0.66361000000000003,0.50814000000000004,0.6119,0.73277000000000003,0.93066000000000004,1]
[1,43835,20,116,{"$f":"(FA118*Vypocet!$D$24)/$FA$2","v":0},{"$f":"(FB118*Vypocet!$D$24)/$FB$2","v":0},{"$f":"(FC118*Vypocet!$D$24)/$FC$2","v":0},{"$f":"(FD118*Vypocet!$D$24)/$FD$2","v":0},{"$f":"(FE118*Vypocet!$D$24)/$FE$2","v":0},{"$f":"(FF118*Vypocet!$D$24)/$FF$2","v":0},{"$f":"(FG118*Vypocet!$D$24)/$FG$2","v":0},{"$f":"(FH118*Vypocet!$D$24)/$FH$2","v":0},{"$f":"(FI118*Vypocet!$D$24)/$FI$2","v":0},{"$f":"(FJ118*Vypocet!$D$24)/$FJ$2","v":0},{"$f":"(FK118*Vypocet!$D$24)/$FK$2","v":0},{"$f":"(FL118*Vypocet!$D$24)/$FL$2","v":0},{"$f":"(FM118*Vypocet!$D$24)/$FM$2","v":0},{"$f":"(FN118*Vypocet!$D$24)/$FN$2","v":0},{"$f":"(FO118*Vypocet!$D$24)/$FO$2","v":0},{"$f":"(VLOOKUP(A118,Voda!$B$3:$AC$15,TDDData!C118+4,0)*4180*(VLOOKUP(A118,Voda!$B$3:$AC$15,4,0)-VLOOKUP(A118,Voda!$B$3:$AC$15,3,0)))/3600000","v":0},0,{"$f":"IF(U118=0,0,IF(Z118>0,IF(Z118/1000<U118,IF(Z118/1000<=Vypocet!$D$15,IF(U118<Vypocet!$D$15,U118-Z118/1000,Vypocet!$D$15-Z118/1000),Vypocet!$D$15),0),IF(U118>Vypocet!$D$15,Vypocet!$D$15,U118)))","v":0},0,{"$f":"HLOOKUP(Vypocet!$D$11,TDDData!$E:$S,2+TDDData!D118,0)","v":{"$error":"#N/A"}},0,0,{"$error":"#N/A"},{"$error":"#N/A"},{"$f":"IF(AA118<0,IF(AC117>-AA118,AC117+AA118,0),IF(AA118+AC117<=Vypocet!$D$18,AA118+AC117,Vypocet!$D$18))","v":{"$error":"#N/A"}},{"$error":"#N/A"},{"$f":"IF(AND(AC118<AC117,AC118<>0),AE117,IF(OR(AND(AC117=0,AA118<0),AC117<-AA118),IF(AC117=0,IF(AE117>-AA118,AE117+AA118,0),IF(AC117+AE117>-AA118,AC117+AE117+AA118,0)),IF(AC117=Vypocet!$D$18,AE117+AA118,AE117+AA118-AC118+AC117)))","v":{"$error":"#N/A"}},{"$error":"#N/A"},{"$error":"#N/A"},{"$f":"SUM($AF$3:AF118)","v":{"$error":"#N/A"}},{"$error":"#N/A"},{"$error":"#N/A"},{"$error":"#N/A"},{"$f":"SUM($AJ$3:AJ118)","v":{"$error":"#N/A"}},{"$error":"#N/A"},{"$error":"#N/A"},{"$error":"#N/A"},{"$f":"IF(AN118<0,IF(AP117>-AN118,AP117+AN118,0),IF(AN118+AP117<=Vypocet!$D$18,AN118+AP117,Vypocet!$D$18))","v":{"$error":"#N/A"}},{"$error":"#N/A"},{"$f":"IF(AND(AP118<AP117,AP118<>0),AR117,IF(OR(AND(AP117=0,AN118<0),AP117<-AN118),IF(AP117=0,IF(AR117>-AN118,AR117+AN118,0),IF(AP117+AR117>-AN118,AP117+AR117+AN118,0)),IF(AP117=Vypocet!$D$18,AR117+AN118,AR117+AN118-AP118+AP117)))","v":{"$error":"#N/A"}},{"$error":"#N/A"},{"$error":"#N/A"},{"$f":"SUM($AS$3:AS118)","v":{"$error":"#N/A"}},{"$error":"#N/A"},{"$error":"#N/A"},{"$error":"#N/A"},{"$f":"SUM($AW$3:AW118)","v":{"$error":"#N/A"}},{"$f":"IF(V118=0,IF(U118=0,IF(AZ117+Z118/1000>Vypocet!$D$18,Vypocet!$D$18,AZ117+Z118/1000),IF(Z118/1000+AZ117-U118>Vypocet!$D$18,Vypocet!$D$18,Z118/1000+AZ117-U118)),IF(AZ117=0,0,IF(AZ117>V118,AZ117-V118,0)))","v":0},0,null,null,null,null,null,null,null,null,null,null,null,null,null,null,null,null,null,null,null,null,null,null,null,null,null,null,null,null,null,null,null,null,null,null,null,null,null,null,null,null,null,null,null,null,null,null,null,null,null,null,null,null,null,null,null,null,null,null,null,null,null,null,null,null,null,null,null,null,null,null,null,null,null,null,null,null,null,null,null,null,null,null,null,null,null,null,null,null,null,null,null,null,null,null,null,null,null,null,null,null,null,null,null,0.55423999999999995,0.55532999999999999,0.66005000000000003,0.82149000000000005,0.67986000000000002,0.4889,0.44216,0.45498,0.55747999999999998,0.57386999999999999,0.49291000000000001,0.46540999999999999,0.74763000000000002,0.87251000000000001,1]
[1,43835,21,117,{"$f":"(FA119*Vypocet!$D$24)/$FA$2","v":0},{"$f":"(FB119*Vypocet!$D$24)/$FB$2","v":0},{"$f":"(FC119*Vypocet!$D$24)/$FC$2","v":0},{"$f":"(FD119*Vypocet!$D$24)/$FD$2","v":0},{"$f":"(FE119*Vypocet!$D$24)/$FE$2","v":0},{"$f":"(FF119*Vypocet!$D$24)/$FF$2","v":0},{"$f":"(FG119*Vypocet!$D$24)/$FG$2","v":0},{"$f":"(FH119*Vypocet!$D$24)/$FH$2","v":0},{"$f":"(FI119*Vypocet!$D$24)/$FI$2","v":0},{"$f":"(FJ119*Vypocet!$D$24)/$FJ$2","v":0},{"$f":"(FK119*Vypocet!$D$24)/$FK$2","v":0},{"$f":"(FL119*Vypocet!$D$24)/$FL$2","v":0},{"$f":"(FM119*Vypocet!$D$24)/$FM$2","v":0},{"$f":"(FN119*Vypocet!$D$24)/$FN$2","v":0},{"$f":"(FO119*Vypocet!$D$24)/$FO$2","v":0},{"$f":"(VLOOKUP(A119,Voda!$B$3:$AC$15,TDDData!C119+4,0)*4180*(VLOOKUP(A119,Voda!$B$3:$AC$15,4,0)-VLOOKUP(A119,Voda!$B$3:$AC$15,3,0)))/3600000","v":0},0,{"$f":"IF(U119=0,0,IF(Z119>0,IF(Z119/1000<U119,IF(Z119/1000<=Vypocet!$D$15,IF(U119<Vypocet!$D$15,U119-Z119/1000,Vypocet!$D$15-Z119/1000),Vypocet!$D$15),0),IF(U119>Vypocet!$D$15,Vypocet!$D$15,U119)))","v":0},0,{"$f":"HLOOKUP(Vypocet!$D$11,TDDData!$E:$S,2+TDDData!D119,0)","v":{"$error":"#N/A"}},0,0,{"$error":"#N/A"},{"$error":"#N/A"},{"$f":"IF(AA119<0,IF(AC118>-AA119,AC118+AA119,0),IF(AA119+AC118<=Vypocet!$D$18,AA119+AC118,Vypocet!$D$18))","v":{"$error":"#N/A"}},{"$error":"#N/A"},{"$f":"IF(AND(AC119<AC118,AC119<>0),AE118,IF(OR(AND(AC118=0,AA119<0),AC118<-AA119),IF(AC118=0,IF(AE118>-AA119,AE118+AA119,0),IF(AC118+AE118>-AA119,AC118+AE118+AA119,0)),IF(AC118=Vypocet!$D$18,AE118+AA119,AE118+AA119-AC119+AC118)))","v":{"$error":"#N/A"}},{"$error":"#N/A"},{"$error":"#N/A"},{"$f":"SUM($AF$3:AF119)","v":{"$error":"#N/A"}},{"$error":"#N/A"},{"$error":"#N/A"},{"$error":"#N/A"},{"$f":"SUM($AJ$3:AJ119)","v":{"$error":"#N/A"}},{"$error":"#N/A"},{"$error":"#N/A"},{"$error":"#N/A"},{"$f":"IF(AN119<0,IF(AP118>-AN119,AP118+AN119,0),IF(AN119+AP118<=Vypocet!$D$18,AN119+AP118,Vypocet!$D$18))","v":{"$error":"#N/A"}},{"$error":"#N/A"},{"$f":"IF(AND(AP119<AP118,AP119<>0),AR118,IF(OR(AND(AP118=0,AN119<0),AP118<-AN119),IF(AP118=0,IF(AR118>-AN119,AR118+AN119,0),IF(AP118+AR118>-AN119,AP118+AR118+AN119,0)),IF(AP118=Vypocet!$D$18,AR118+AN119,AR118+AN119-AP119+AP118)))","v":{"$error":"#N/A"}},{"$error":"#N/A"},{"$error":"#N/A"},{"$f":"SUM($AS$3:AS119)","v":{"$error":"#N/A"}},{"$error":"#N/A"},{"$error":"#N/A"},{"$error":"#N/A"},{"$f":"SUM($AW$3:AW119)","v":{"$error":"#N/A"}},{"$f":"IF(V119=0,IF(U119=0,IF(AZ118+Z119/1000>Vypocet!$D$18,Vypocet!$D$18,AZ118+Z119/1000),IF(Z119/1000+AZ118-U119>Vypocet!$D$18,Vypocet!$D$18,Z119/1000+AZ118-U119)),IF(AZ118=0,0,IF(AZ118>V119,AZ118-V119,0)))","v":0},0,null,null,null,null,null,null,null,null,null,null,null,null,null,null,null,null,null,null,null,null,null,null,null,null,null,null,null,null,null,null,null,null,null,null,null,null,null,null,null,null,null,null,null,null,null,null,null,null,null,null,null,null,null,null,null,null,null,null,null,null,null,null,null,null,null,null,null,null,null,null,null,null,null,null,null,null,null,null,null,null,null,null,null,null,null,null,null,null,null,null,null,null,null,null,null,null,null,null,null,null,null,null,null,0.50639999999999996,0.51339999999999997,0.70094999999999996,0.74521000000000004,0.83581000000000005,0.47108,0.42429,0.42693999999999999,0.48793999999999998,0.54430000000000001,0.44080000000000003,0.45129999999999998,0.69299999999999995,0.87165999999999999,1]
[1,43835,22,118,{"$f":"(FA120*Vypocet!$D$24)/$FA$2","v":0},{"$f":"(FB120*Vypocet!$D$24)/$FB$2","v":0},{"$f":"(FC120*Vypocet!$D$24)/$FC$2","v":0},{"$f":"(FD120*Vypocet!$D$24)/$FD$2","v":0},{"$f":"(FE120*Vypocet!$D$24)/$FE$2","v":0},{"$f":"(FF120*Vypocet!$D$24)/$FF$2","v":0},{"$f":"(FG120*Vypocet!$D$24)/$FG$2","v":0},{"$f":"(FH120*Vypocet!$D$24)/$FH$2","v":0},{"$f":"(FI120*Vypocet!$D$24)/$FI$2","v":0},{"$f":"(FJ120*Vypocet!$D$24)/$FJ$2","v":0},{"$f":"(FK120*Vypocet!$D$24)/$FK$2","v":0},{"$f":"(FL120*Vypocet!$D$24)/$FL$2","v":0},{"$f":"(FM120*Vypocet!$D$24)/$FM$2","v":0},{"$f":"(FN120*Vypocet!$D$24)/$FN$2","v":0},{"$f":"(FO120*Vypocet!$D$24)/$FO$2","v":0},{"$f":"(VLOOKUP(A120,Voda!$B$3:$AC$15,TDDData!C120+4,0)*4180*(VLOOKUP(A120,Voda!$B$3:$AC$15,4,0)-VLOOKUP(A120,Voda!$B$3:$AC$15,3,0)))/3600000","v":0},0,{"$f":"IF(U120=0,0,IF(Z120>0,IF(Z120/1000<U120,IF(Z120/1000<=Vypocet!$D$15,IF(U120<Vypocet!$D$15,U120-Z120/1000,Vypocet!$D$15-Z120/1000),Vypocet!$D$15),0),IF(U120>Vypocet!$D$15,Vypocet!$D$15,U120)))","v":0},0,{"$f":"HLOOKUP(Vypocet!$D$11,TDDData!$E:$S,2+TDDData!D120,0)","v":{"$error":"#N/A"}},0,0,{"$error":"#N/A"},{"$error":"#N/A"},{"$f":"IF(AA120<0,IF(AC119>-AA120,AC119+AA120,0),IF(AA120+AC119<=Vypocet!$D$18,AA120+AC119,Vypocet!$D$18))","v":{"$error":"#N/A"}},{"$error":"#N/A"},{"$f":"IF(AND(AC120<AC119,AC120<>0),AE119,IF(OR(AND(AC119=0,AA120<0),AC119<-AA120),IF(AC119=0,IF(AE119>-AA120,AE119+AA120,0),IF(AC119+AE119>-AA120,AC119+AE119+AA120,0)),IF(AC119=Vypocet!$D$18,AE119+AA120,AE119+AA120-AC120+AC119)))","v":{"$error":"#N/A"}},{"$error":"#N/A"},{"$error":"#N/A"},{"$f":"SUM($AF$3:AF120)","v":{"$error":"#N/A"}},{"$error":"#N/A"},{"$error":"#N/A"},{"$error":"#N/A"},{"$f":"SUM($AJ$3:AJ120)","v":{"$error":"#N/A"}},{"$error":"#N/A"},{"$error":"#N/A"},{"$error":"#N/A"},{"$f":"IF(AN120<0,IF(AP119>-AN120,AP119+AN120,0),IF(AN120+AP119<=Vypocet!$D$18,AN120+AP119,Vypocet!$D$18))","v":{"$error":"#N/A"}},{"$error":"#N/A"},{"$f":"IF(AND(AP120<AP119,AP120<>0),AR119,IF(OR(AND(AP119=0,AN120<0),AP119<-AN120),IF(AP119=0,IF(AR119>-AN120,AR119+AN120,0),IF(AP119+AR119>-AN120,AP119+AR119+AN120,0)),IF(AP119=Vypocet!$D$18,AR119+AN120,AR119+AN120-AP120+AP119)))","v":{"$error":"#N/A"}},{"$error":"#N/A"},{"$error":"#N/A"},{"$f":"SUM($AS$3:AS120)","v":{"$error":"#N/A"}},{"$error":"#N/A"},{"$error":"#N/A"},{"$error":"#N/A"},{"$f":"SUM($AW$3:AW120)","v":{"$error":"#N/A"}},{"$f":"IF(V120=0,IF(U120=0,IF(AZ119+Z120/1000>Vypocet!$D$18,Vypocet!$D$18,AZ119+Z120/1000),IF(Z120/1000+AZ119-U120>Vypocet!$D$18,Vypocet!$D$18,Z120/1000+AZ119-U120)),IF(AZ119=0,0,IF(AZ119>V120,AZ119-V120,0)))","v":0},0,null,null,null,null,null,null,null,null,null,null,null,null,null,null,null,null,null,null,null,null,null,null,null,null,null,null,null,null,null,null,null,null,null,null,null,null,null,null,null,null,null,null,null,null,null,null,null,null,null,null,null,null,null,null,null,null,null,null,null,null,null,null,null,null,null,null,null,null,null,null,null,null,null,null,null,null,null,null,null,null,null,null,null,null,null,null,null,null,null,null,null,null,null,null,null,null,null,null,null,null,null,null,null,0.47210000000000002,0.49321999999999999,0.64749000000000001,0.63666999999999996,0.70477999999999996,0.45186999999999999,0.41064000000000001,0.46776000000000001,0.40472000000000002,0.47360999999999998,0.38935999999999998,0.39006999999999997,0.90922999999999998,0.78471000000000002,1]
[1,43835,23,119,{"$f":"(FA121*Vypocet!$D$24)/$FA$2","v":0},{"$f":"(FB121*Vypocet!$D$24)/$FB$2","v":0},{"$f":"(FC121*Vypocet!$D$24)/$FC$2","v":0},{"$f":"(FD121*Vypocet!$D$24)/$FD$2","v":0},{"$f":"(FE121*Vypocet!$D$24)/$FE$2","v":0},{"$f":"(FF121*Vypocet!$D$24)/$FF$2","v":0},{"$f":"(FG121*Vypocet!$D$24)/$FG$2","v":0},{"$f":"(FH121*Vypocet!$D$24)/$FH$2","v":0},{"$f":"(FI121*Vypocet!$D$24)/$FI$2","v":0},{"$f":"(FJ121*Vypocet!$D$24)/$FJ$2","v":0},{"$f":"(FK121*Vypocet!$D$24)/$FK$2","v":0},{"$f":"(FL121*Vypocet!$D$24)/$FL$2","v":0},{"$f":"(FM121*Vypocet!$D$24)/$FM$2","v":0},{"$f":"(FN121*Vypocet!$D$24)/$FN$2","v":0},{"$f":"(FO121*Vypocet!$D$24)/$FO$2","v":0},{"$f":"(VLOOKUP(A121,Voda!$B$3:$AC$15,TDDData!C121+4,0)*4180*(VLOOKUP(A121,Voda!$B$3:$AC$15,4,0)-VLOOKUP(A121,Voda!$B$3:$AC$15,3,0)))/3600000","v":0},0,{"$f":"IF(U121=0,0,IF(Z121>0,IF(Z121/1000<U121,IF(Z121/1000<=Vypocet!$D$15,IF(U121<Vypocet!$D$15,U121-Z121/1000,Vypocet!$D$15-Z121/1000),Vypocet!$D$15),0),IF(U121>Vypocet!$D$15,Vypocet!$D$15,U121)))","v":0},0,{"$f":"HLOOKUP(Vypocet!$D$11,TDDData!$E:$S,2+TDDData!D121,0)","v":{"$error":"#N/A"}},0,0,{"$error":"#N/A"},{"$error":"#N/A"},{"$f":"IF(AA121<0,IF(AC120>-AA121,AC120+AA121,0),IF(AA121+AC120<=Vypocet!$D$18,AA121+AC120,Vypocet!$D$18))","v":{"$error":"#N/A"}},{"$error":"#N/A"},{"$f":"IF(AND(AC121<AC120,AC121<>0),AE120,IF(OR(AND(AC120=0,AA121<0),AC120<-AA121),IF(AC120=0,IF(AE120>-AA121,AE120+AA121,0),IF(AC120+AE120>-AA121,AC120+AE120+AA121,0)),IF(AC120=Vypocet!$D$18,AE120+AA121,AE120+AA121-AC121+AC120)))","v":{"$error":"#N/A"}},{"$error":"#N/A"},{"$error":"#N/A"},{"$f":"SUM($AF$3:AF121)","v":{"$error":"#N/A"}},{"$error":"#N/A"},{"$error":"#N/A"},{"$error":"#N/A"},{"$f":"SUM($AJ$3:AJ121)","v":{"$error":"#N/A"}},{"$error":"#N/A"},{"$error":"#N/A"},{"$error":"#N/A"},{"$f":"IF(AN121<0,IF(AP120>-AN121,AP120+AN121,0),IF(AN121+AP120<=Vypocet!$D$18,AN121+AP120,Vypocet!$D$18))","v":{"$error":"#N/A"}},{"$error":"#N/A"},{"$f":"IF(AND(AP121<AP120,AP121<>0),AR120,IF(OR(AND(AP120=0,AN121<0),AP120<-AN121),IF(AP120=0,IF(AR120>-AN121,AR120+AN121,0),IF(AP120+AR120>-AN121,AP120+AR120+AN121,0)),IF(AP120=Vypocet!$D$18,AR120+AN121,AR120+AN121-AP121+AP120)))","v":{"$error":"#N/A"}},{"$error":"#N/A"},{"$error":"#N/A"},{"$f":"SUM($AS$3:AS121)","v":{"$error":"#N/A"}},{"$error":"#N/A"},{"$error":"#N/A"},{"$error":"#N/A"},{"$f":"SUM($AW$3:AW121)","v":{"$error":"#N/A"}},{"$f":"IF(V121=0,IF(U121=0,IF(AZ120+Z121/1000>Vypocet!$D$18,Vypocet!$D$18,AZ120+Z121/1000),IF(Z121/1000+AZ120-U121>Vypocet!$D$18,Vypocet!$D$18,Z121/1000+AZ120-U121)),IF(AZ120=0,0,IF(AZ120>V121,AZ120-V121,0)))","v":0},0,null,null,null,null,null,null,null,null,null,null,null,null,null,null,null,null,null,null,null,null,null,null,null,null,null,null,null,null,null,null,null,null,null,null,null,null,null,null,null,null,null,null,null,null,null,null,null,null,null,null,null,null,null,null,null,null,null,null,null,null,null,null,null,null,null,null,null,null,null,null,null,null,null,null,null,null,null,null,null,null,null,null,null,null,null,null,null,null,null,null,null,null,null,null,null,null,null,null,null,null,null,null,null,0.41489999999999999,0.52427999999999997,0.62105999999999995,0.52700999999999998,0.69506999999999997,0.5736,0.36659000000000003,0.47492000000000001,0.37431999999999999,0.45784999999999998,0.50004000000000004,0.54257,0.82689999999999997,0.75878999999999996,1]
[1,43835,24,120,{"$f":"(FA122*Vypocet!$D$24)/$FA$2","v":0},{"$f":"(FB122*Vypocet!$D$24)/$FB$2","v":0},{"$f":"(FC122*Vypocet!$D$24)/$FC$2","v":0},{"$f":"(FD122*Vypocet!$D$24)/$FD$2","v":0},{"$f":"(FE122*Vypocet!$D$24)/$FE$2","v":0},{"$f":"(FF122*Vypocet!$D$24)/$FF$2","v":0},{"$f":"(FG122*Vypocet!$D$24)/$FG$2","v":0},{"$f":"(FH122*Vypocet!$D$24)/$FH$2","v":0},{"$f":"(FI122*Vypocet!$D$24)/$FI$2","v":0},{"$f":"(FJ122*Vypocet!$D$24)/$FJ$2","v":0},{"$f":"(FK122*Vypocet!$D$24)/$FK$2","v":0},{"$f":"(FL122*Vypocet!$D$24)/$FL$2","v":0},{"$f":"(FM122*Vypocet!$D$24)/$FM$2","v":0},{"$f":"(FN122*Vypocet!$D$24)/$FN$2","v":0},{"$f":"(FO122*Vypocet!$D$24)/$FO$2","v":0},{"$f":"(VLOOKUP(A122,Voda!$B$3:$AC$15,TDDData!C122+4,0)*4180*(VLOOKUP(A122,Voda!$B$3:$AC$15,4,0)-VLOOKUP(A122,Voda!$B$3:$AC$15,3,0)))/3600000","v":0},0,{"$f":"IF(U122=0,0,IF(Z122>0,IF(Z122/1000<U122,IF(Z122/1000<=Vypocet!$D$15,IF(U122<Vypocet!$D$15,U122-Z122/1000,Vypocet!$D$15-Z122/1000),Vypocet!$D$15),0),IF(U122>Vypocet!$D$15,Vypocet!$D$15,U122)))","v":0},0,{"$f":"HLOOKUP(Vypocet!$D$11,TDDData!$E:$S,2+TDDData!D122,0)","v":{"$error":"#N/A"}},0,0,{"$error":"#N/A"},{"$error":"#N/A"},{"$f":"IF(AA122<0,IF(AC121>-AA122,AC121+AA122,0),IF(AA122+AC121<=Vypocet!$D$18,AA122+AC121,Vypocet!$D$18))","v":{"$error":"#N/A"}},{"$error":"#N/A"},{"$f":"IF(AND(AC122<AC121,AC122<>0),AE121,IF(OR(AND(AC121=0,AA122<0),AC121<-AA122),IF(AC121=0,IF(AE121>-AA122,AE121+AA122,0),IF(AC121+AE121>-AA122,AC121+AE121+AA122,0)),IF(AC121=Vypocet!$D$18,AE121+AA122,AE121+AA122-AC122+AC121)))","v":{"$error":"#N/A"}},{"$error":"#N/A"},{"$error":"#N/A"},{"$f":"SUM($AF$3:AF122)","v":{"$error":"#N/A"}},{"$error":"#N/A"},{"$error":"#N/A"},{"$error":"#N/A"},{"$f":"SUM($AJ$3:AJ122)","v":{"$error":"#N/A"}},{"$error":"#N/A"},{"$error":"#N/A"},{"$error":"#N/A"},{"$f":"IF(AN122<0,IF(AP121>-AN122,AP121+AN122,0),IF(AN122+AP121<=Vypocet!$D$18,AN122+AP121,Vypocet!$D$18))","v":{"$error":"#N/A"}},{"$error":"#N/A"},{"$f":"IF(AND(AP122<AP121,AP122<>0),AR121,IF(OR(AND(AP121=0,AN122<0),AP121<-AN122),IF(AP121=0,IF(AR121>-AN122,AR121+AN122,0),IF(AP121+AR121>-AN122,AP121+AR121+AN122,0)),IF(AP121=Vypocet!$D$18,AR121+AN122,AR121+AN122-AP122+AP121)))","v":{"$error":"#N/A"}},{"$error":"#N/A"},{"$error":"#N/A"},{"$f":"SUM($AS$3:AS122)","v":{"$error":"#N/A"}},{"$error":"#N/A"},{"$error":"#N/A"},{"$error":"#N/A"},{"$f":"SUM($AW$3:AW122)","v":{"$error":"#N/A"}},{"$f":"IF(V122=0,IF(U122=0,IF(AZ121+Z122/1000>Vypocet!$D$18,Vypocet!$D$18,AZ121+Z122/1000),IF(Z122/1000+AZ121-U122>Vypocet!$D$18,Vypocet!$D$18,Z122/1000+AZ121-U122)),IF(AZ121=0,0,IF(AZ121>V122,AZ121-V122,0)))","v":0},0,null,null,null,null,null,null,null,null,null,null,null,null,null,null,null,null,null,null,null,null,null,null,null,null,null,null,null,null,null,null,null,null,null,null,null,null,null,null,null,null,null,null,null,null,null,null,null,null,null,null,null,null,null,null,null,null,null,null,null,null,null,null,null,null,null,null,null,null,null,null,null,null,null,null,null,null,null,null,null,null,null,null,null,null,null,null,null,null,null,null,null,null,null,null,null,null,null,null,null,null,null,null,null,0.38701999999999998,0.56943999999999995,0.58389000000000002,0.39118999999999998,0.46048,0.63958999999999999,0.33201000000000003,0.45605000000000001,0.30709999999999998,0.47627000000000003,0.42333999999999999,0.62255000000000005,0.66822999999999999,0.68991999999999998,1]
[1,43836,1,121,{"$f":"(FA123*Vypocet!$D$24)/$FA$2","v":0},{"$f":"(FB123*Vypocet!$D$24)/$FB$2","v":0},{"$f":"(FC123*Vypocet!$D$24)/$FC$2","v":0},{"$f":"(FD123*Vypocet!$D$24)/$FD$2","v":0},{"$f":"(FE123*Vypocet!$D$24)/$FE$2","v":0},{"$f":"(FF123*Vypocet!$D$24)/$FF$2","v":0},{"$f":"(FG123*Vypocet!$D$24)/$FG$2","v":0},{"$f":"(FH123*Vypocet!$D$24)/$FH$2","v":0},{"$f":"(FI123*Vypocet!$D$24)/$FI$2","v":0},{"$f":"(FJ123*Vypocet!$D$24)/$FJ$2","v":0},{"$f":"(FK123*Vypocet!$D$24)/$FK$2","v":0},{"$f":"(FL123*Vypocet!$D$24)/$FL$2","v":0},{"$f":"(FM123*Vypocet!$D$24)/$FM$2","v":0},{"$f":"(FN123*Vypocet!$D$24)/$FN$2","v":0},{"$f":"(FO123*Vypocet!$D$24)/$FO$2","v":0},{"$f":"(VLOOKUP(A123,Voda!$B$3:$AC$15,TDDData!C123+4,0)*4180*(VLOOKUP(A123,Voda!$B$3:$AC$15,4,0)-VLOOKUP(A123,Voda!$B$3:$AC$15,3,0)))/3600000","v":0},0,{"$f":"IF(U123=0,0,IF(Z123>0,IF(Z123/1000<U123,IF(Z123/1000<=Vypocet!$D$15,IF(U123<Vypocet!$D$15,U123-Z123/1000,Vypocet!$D$15-Z123/1000),Vypocet!$D$15),0),IF(U123>Vypocet!$D$15,Vypocet!$D$15,U123)))","v":0},0,{"$f":"HLOOKUP(Vypocet!$D$11,TDDData!$E:$S,2+TDDData!D123,0)","v":{"$error":"#N/A"}},0,0,{"$error":"#N/A"},{"$error":"#N/A"},{"$f":"IF(AA123<0,IF(AC122>-AA123,AC122+AA123,0),IF(AA123+AC122<=Vypocet!$D$18,AA123+AC122,Vypocet!$D$18))","v":{"$error":"#N/A"}},{"$error":"#N/A"},{"$f":"IF(AND(AC123<AC122,AC123<>0),AE122,IF(OR(AND(AC122=0,AA123<0),AC122<-AA123),IF(AC122=0,IF(AE122>-AA123,AE122+AA123,0),IF(AC122+AE122>-AA123,AC122+AE122+AA123,0)),IF(AC122=Vypocet!$D$18,AE122+AA123,AE122+AA123-AC123+AC122)))","v":{"$error":"#N/A"}},{"$error":"#N/A"},{"$error":"#N/A"},{"$f":"SUM($AF$3:AF123)","v":{"$error":"#N/A"}},{"$error":"#N/A"},{"$error":"#N/A"},{"$error":"#N/A"},{"$f":"SUM($AJ$3:AJ123)","v":{"$error":"#N/A"}},{"$error":"#N/A"},{"$error":"#N/A"},{"$error":"#N/A"},{"$f":"IF(AN123<0,IF(AP122>-AN123,AP122+AN123,0),IF(AN123+AP122<=Vypocet!$D$18,AN123+AP122,Vypocet!$D$18))","v":{"$error":"#N/A"}},{"$error":"#N/A"},{"$f":"IF(AND(AP123<AP122,AP123<>0),AR122,IF(OR(AND(AP122=0,AN123<0),AP122<-AN123),IF(AP122=0,IF(AR122>-AN123,AR122+AN123,0),IF(AP122+AR122>-AN123,AP122+AR122+AN123,0)),IF(AP122=Vypocet!$D$18,AR122+AN123,AR122+AN123-AP123+AP122)))","v":{"$error":"#N/A"}},{"$error":"#N/A"},{"$error":"#N/A"},{"$f":"SUM($AS$3:AS123)","v":{"$error":"#N/A"}},{"$error":"#N/A"},{"$error":"#N/A"},{"$error":"#N/A"},{"$f":"SUM($AW$3:AW123)","v":{"$error":"#N/A"}},{"$f":"IF(V123=0,IF(U123=0,IF(AZ122+Z123/1000>Vypocet!$D$18,Vypocet!$D$18,AZ122+Z123/1000),IF(Z123/1000+AZ122-U123>Vypocet!$D$18,Vypocet!$D$18,Z123/1000+AZ122-U123)),IF(AZ122=0,0,IF(AZ122>V123,AZ122-V123,0)))","v":0},0,null,null,null,null,null,null,null,null,null,null,null,null,null,null,null,null,null,null,null,null,null,null,null,null,null,null,null,null,null,null,null,null,null,null,null,null,null,null,null,null,null,null,null,null,null,null,null,null,null,null,null,null,null,null,null,null,null,null,null,null,null,null,null,null,null,null,null,null,null,null,null,null,null,null,null,null,null,null,null,null,null,null,null,null,null,null,null,null,null,null,null,null,null,null,null,null,null,null,null,null,null,null,null,0.35904999999999998,0.59241999999999995,0.57693000000000005,0.29970000000000002,0.26762000000000002,0.39249000000000001,0.39649000000000001,0.41133999999999998,0.48279,0.63385999999999998,0.38436999999999999,0.54857999999999996,0.53886999999999996,0.61145000000000005,1]
[1,43836,2,122,{"$f":"(FA124*Vypocet!$D$24)/$FA$2","v":0},{"$f":"(FB124*Vypocet!$D$24)/$FB$2","v":0},{"$f":"(FC124*Vypocet!$D$24)/$FC$2","v":0},{"$f":"(FD124*Vypocet!$D$24)/$FD$2","v":0},{"$f":"(FE124*Vypocet!$D$24)/$FE$2","v":0},{"$f":"(FF124*Vypocet!$D$24)/$FF$2","v":0},{"$f":"(FG124*Vypocet!$D$24)/$FG$2","v":0},{"$f":"(FH124*Vypocet!$D$24)/$FH$2","v":0},{"$f":"(FI124*Vypocet!$D$24)/$FI$2","v":0},{"$f":"(FJ124*Vypocet!$D$24)/$FJ$2","v":0},{"$f":"(FK124*Vypocet!$D$24)/$FK$2","v":0},{"$f":"(FL124*Vypocet!$D$24)/$FL$2","v":0},{"$f":"(FM124*Vypocet!$D$24)/$FM$2","v":0},{"$f":"(FN124*Vypocet!$D$24)/$FN$2","v":0},{"$f":"(FO124*Vypocet!$D$24)/$FO$2","v":0},{"$f":"(VLOOKUP(A124,Voda!$B$3:$AC$15,TDDData!C124+4,0)*4180*(VLOOKUP(A124,Voda!$B$3:$AC$15,4,0)-VLOOKUP(A124,Voda!$B$3:$AC$15,3,0)))/3600000","v":0},0,{"$f":"IF(U124=0,0,IF(Z124>0,IF(Z124/1000<U124,IF(Z124/1000<=Vypocet!$D$15,IF(U124<Vypocet!$D$15,U124-Z124/1000,Vypocet!$D$15-Z124/1000),Vypocet!$D$15),0),IF(U124>Vypocet!$D$15,Vypocet!$D$15,U124)))","v":0},0,{"$f":"HLOOKUP(Vypocet!$D$11,TDDData!$E:$S,2+TDDData!D124,0)","v":{"$error":"#N/A"}},0,0,{"$error":"#N/A"},{"$error":"#N/A"},{"$f":"IF(AA124<0,IF(AC123>-AA124,AC123+AA124,0),IF(AA124+AC123<=Vypocet!$D$18,AA124+AC123,Vypocet!$D$18))","v":{"$error":"#N/A"}},{"$error":"#N/A"},{"$f":"IF(AND(AC124<AC123,AC124<>0),AE123,IF(OR(AND(AC123=0,AA124<0),AC123<-AA124),IF(AC123=0,IF(AE123>-AA124,AE123+AA124,0),IF(AC123+AE123>-AA124,AC123+AE123+AA124,0)),IF(AC123=Vypocet!$D$18,AE123+AA124,AE123+AA124-AC124+AC123)))","v":{"$error":"#N/A"}},{"$error":"#N/A"},{"$error":"#N/A"},{"$f":"SUM($AF$3:AF124)","v":{"$error":"#N/A"}},{"$error":"#N/A"},{"$error":"#N/A"},{"$error":"#N/A"},{"$f":"SUM($AJ$3:AJ124)","v":{"$error":"#N/A"}},{"$error":"#N/A"},{"$error":"#N/A"},{"$error":"#N/A"},{"$f":"IF(AN124<0,IF(AP123>-AN124,AP123+AN124,0),IF(AN124+AP123<=Vypocet!$D$18,AN124+AP123,Vypocet!$D$18))","v":{"$error":"#N/A"}},{"$error":"#N/A"},{"$f":"IF(AND(AP124<AP123,AP124<>0),AR123,IF(OR(AND(AP123=0,AN124<0),AP123<-AN124),IF(AP123=0,IF(AR123>-AN124,AR123+AN124,0),IF(AP123+AR123>-AN124,AP123+AR123+AN124,0)),IF(AP123=Vypocet!$D$18,AR123+AN124,AR123+AN124-AP124+AP123)))","v":{"$error":"#N/A"}},{"$error":"#N/A"},{"$error":"#N/A"},{"$f":"SUM($AS$3:AS124)","v":{"$error":"#N/A"}},{"$error":"#N/A"},{"$error":"#N/A"},{"$error":"#N/A"},{"$f":"SUM($AW$3:AW124)","v":{"$error":"#N/A"}},{"$f":"IF(V124=0,IF(U124=0,IF(AZ123+Z124/1000>Vypocet!$D$18,Vypocet!$D$18,AZ123+Z124/1000),IF(Z124/1000+AZ123-U124>Vypocet!$D$18,Vypocet!$D$18,Z124/1000+AZ123-U124)),IF(AZ123=0,0,IF(AZ123>V124,AZ123-V124,0)))","v":0},0,null,null,null,null,null,null,null,null,null,null,null,null,null,null,null,null,null,null,null,null,null,null,null,null,null,null,null,null,null,null,null,null,null,null,null,null,null,null,null,null,null,null,null,null,null,null,null,null,null,null,null,null,null,null,null,null,null,null,null,null,null,null,null,null,null,null,null,null,null,null,null,null,null,null,null,null,null,null,null,null,null,null,null,null,null,null,null,null,null,null,null,null,null,null,null,null,null,null,null,null,null,null,null,0.34209000000000001,0.7026,0.55955999999999995,0.26463999999999999,0.43447999999999998,0.56228,0.92415999999999998,0.61626999999999998,0.36380000000000001,0.80957999999999997,0.73265999999999998,0.52998999999999996,0.48583999999999999,0.53910000000000002,1]
[1,43836,3,123,{"$f":"(FA125*Vypocet!$D$24)/$FA$2","v":0},{"$f":"(FB125*Vypocet!$D$24)/$FB$2","v":0},{"$f":"(FC125*Vypocet!$D$24)/$FC$2","v":0},{"$f":"(FD125*Vypocet!$D$24)/$FD$2","v":0},{"$f":"(FE125*Vypocet!$D$24)/$FE$2","v":0},{"$f":"(FF125*Vypocet!$D$24)/$FF$2","v":0},{"$f":"(FG125*Vypocet!$D$24)/$FG$2","v":0},{"$f":"(FH125*Vypocet!$D$24)/$FH$2","v":0},{"$f":"(FI125*Vypocet!$D$24)/$FI$2","v":0},{"$f":"(FJ125*Vypocet!$D$24)/$FJ$2","v":0},{"$f":"(FK125*Vypocet!$D$24)/$FK$2","v":0},{"$f":"(FL125*Vypocet!$D$24)/$FL$2","v":0},{"$f":"(FM125*Vypocet!$D$24)/$FM$2","v":0},{"$f":"(FN125*Vypocet!$D$24)/$FN$2","v":0},{"$f":"(FO125*Vypocet!$D$24)/$FO$2","v":0},{"$f":"(VLOOKUP(A125,Voda!$B$3:$AC$15,TDDData!C125+4,0)*4180*(VLOOKUP(A125,Voda!$B$3:$AC$15,4,0)-VLOOKUP(A125,Voda!$B$3:$AC$15,3,0)))/3600000","v":0},0,{"$f":"IF(U125=0,0,IF(Z125>0,IF(Z125/1000<U125,IF(Z125/1000<=Vypocet!$D$15,IF(U125<Vypocet!$D$15,U125-Z125/1000,Vypocet!$D$15-Z125/1000),Vypocet!$D$15),0),IF(U125>Vypocet!$D$15,Vypocet!$D$15,U125)))","v":0},0,{"$f":"HLOOKUP(Vypocet!$D$11,TDDData!$E:$S,2+TDDData!D125,0)","v":{"$error":"#N/A"}},0,0,{"$error":"#N/A"},{"$error":"#N/A"},{"$f":"IF(AA125<0,IF(AC124>-AA125,AC124+AA125,0),IF(AA125+AC124<=Vypocet!$D$18,AA125+AC124,Vypocet!$D$18))","v":{"$error":"#N/A"}},{"$error":"#N/A"},{"$f":"IF(AND(AC125<AC124,AC125<>0),AE124,IF(OR(AND(AC124=0,AA125<0),AC124<-AA125),IF(AC124=0,IF(AE124>-AA125,AE124+AA125,0),IF(AC124+AE124>-AA125,AC124+AE124+AA125,0)),IF(AC124=Vypocet!$D$18,AE124+AA125,AE124+AA125-AC125+AC124)))","v":{"$error":"#N/A"}},{"$error":"#N/A"},{"$error":"#N/A"},{"$f":"SUM($AF$3:AF125)","v":{"$error":"#N/A"}},{"$error":"#N/A"},{"$error":"#N/A"},{"$error":"#N/A"},{"$f":"SUM($AJ$3:AJ125)","v":{"$error":"#N/A"}},{"$error":"#N/A"},{"$error":"#N/A"},{"$error":"#N/A"},{"$f":"IF(AN125<0,IF(AP124>-AN125,AP124+AN125,0),IF(AN125+AP124<=Vypocet!$D$18,AN125+AP124,Vypocet!$D$18))","v":{"$error":"#N/A"}},{"$error":"#N/A"},{"$f":"IF(AND(AP125<AP124,AP125<>0),AR124,IF(OR(AND(AP124=0,AN125<0),AP124<-AN125),IF(AP124=0,IF(AR124>-AN125,AR124+AN125,0),IF(AP124+AR124>-AN125,AP124+AR124+AN125,0)),IF(AP124=Vypocet!$D$18,AR124+AN125,AR124+AN125-AP125+AP124)))","v":{"$error":"#N/A"}},{"$error":"#N/A"},{"$error":"#N/A"},{"$f":"SUM($AS$3:AS125)","v":{"$error":"#N/A"}},{"$error":"#N/A"},{"$error":"#N/A"},{"$error":"#N/A"},{"$f":"SUM($AW$3:AW125)","v":{"$error":"#N/A"}},{"$f":"IF(V125=0,IF(U125=0,IF(AZ124+Z125/1000>Vypocet!$D$18,Vypocet!$D$18,AZ124+Z125/1000),IF(Z125/1000+AZ124-U125>Vypocet!$D$18,Vypocet!$D$18,Z125/1000+AZ124-U125)),IF(AZ124=0,0,IF(AZ124>V125,AZ124-V125,0)))","v":0},0,null,null,null,null,null,null,null,null,null,null,null,null,null,null,null,null,null,null,null,null,null,null,null,null,null,null,null,null,null,null,null,null,null,null,null,null,null,null,null,null,null,null,null,null,null,null,null,null,null,null,null,null,null,null,null,null,null,null,null,null,null,null,null,null,null,null,null,null,null,null,null,null,null,null,null,null,null,null,null,null,null,null,null,null,null,null,null,null,null,null,null,null,null,null,null,null,null,null,null,null,null,null,null,0.33489999999999998,0.65878999999999999,0.55762,0.24528,0.73316000000000003,0.63643000000000005,0.70242000000000004,0.68242000000000003,0.35799999999999998,0.56928999999999996,0.67059999999999997,0.43379000000000001,0.45186999999999999,0.61573,1]
[1,43836,4,124,{"$f":"(FA126*Vypocet!$D$24)/$FA$2","v":0},{"$f":"(FB126*Vypocet!$D$24)/$FB$2","v":0},{"$f":"(FC126*Vypocet!$D$24)/$FC$2","v":0},{"$f":"(FD126*Vypocet!$D$24)/$FD$2","v":0},{"$f":"(FE126*Vypocet!$D$24)/$FE$2","v":0},{"$f":"(FF126*Vypocet!$D$24)/$FF$2","v":0},{"$f":"(FG126*Vypocet!$D$24)/$FG$2","v":0},{"$f":"(FH126*Vypocet!$D$24)/$FH$2","v":0},{"$f":"(FI126*Vypocet!$D$24)/$FI$2","v":0},{"$f":"(FJ126*Vypocet!$D$24)/$FJ$2","v":0},{"$f":"(FK126*Vypocet!$D$24)/$FK$2","v":0},{"$f":"(FL126*Vypocet!$D$24)/$FL$2","v":0},{"$f":"(FM126*Vypocet!$D$24)/$FM$2","v":0},{"$f":"(FN126*Vypocet!$D$24)/$FN$2","v":0},{"$f":"(FO126*Vypocet!$D$24)/$FO$2","v":0},{"$f":"(VLOOKUP(A126,Voda!$B$3:$AC$15,TDDData!C126+4,0)*4180*(VLOOKUP(A126,Voda!$B$3:$AC$15,4,0)-VLOOKUP(A126,Voda!$B$3:$AC$15,3,0)))/3600000","v":0},0,{"$f":"IF(U126=0,0,IF(Z126>0,IF(Z126/1000<U126,IF(Z126/1000<=Vypocet!$D$15,IF(U126<Vypocet!$D$15,U126-Z126/1000,Vypocet!$D$15-Z126/1000),Vypocet!$D$15),0),IF(U126>Vypocet!$D$15,Vypocet!$D$15,U126)))","v":0},0,{"$f":"HLOOKUP(Vypocet!$D$11,TDDData!$E:$S,2+TDDData!D126,0)","v":{"$error":"#N/A"}},0,0,{"$error":"#N/A"},{"$error":"#N/A"},{"$f":"IF(AA126<0,IF(AC125>-AA126,AC125+AA126,0),IF(AA126+AC125<=Vypocet!$D$18,AA126+AC125,Vypocet!$D$18))","v":{"$error":"#N/A"}},{"$error":"#N/A"},{"$f":"IF(AND(AC126<AC125,AC126<>0),AE125,IF(OR(AND(AC125=0,AA126<0),AC125<-AA126),IF(AC125=0,IF(AE125>-AA126,AE125+AA126,0),IF(AC125+AE125>-AA126,AC125+AE125+AA126,0)),IF(AC125=Vypocet!$D$18,AE125+AA126,AE125+AA126-AC126+AC125)))","v":{"$error":"#N/A"}},{"$error":"#N/A"},{"$error":"#N/A"},{"$f":"SUM($AF$3:AF126)","v":{"$error":"#N/A"}},{"$error":"#N/A"},{"$error":"#N/A"},{"$error":"#N/A"},{"$f":"SUM($AJ$3:AJ126)","v":{"$error":"#N/A"}},{"$error":"#N/A"},{"$error":"#N/A"},{"$error":"#N/A"},{"$f":"IF(AN126<0,IF(AP125>-AN126,AP125+AN126,0),IF(AN126+AP125<=Vypocet!$D$18,AN126+AP125,Vypocet!$D$18))","v":{"$error":"#N/A"}},{"$error":"#N/A"},{"$f":"IF(AND(AP126<AP125,AP126<>0),AR125,IF(OR(AND(AP125=0,AN126<0),AP125<-AN126),IF(AP125=0,IF(AR125>-AN126,AR125+AN126,0),IF(AP125+AR125>-AN126,AP125+AR125+AN126,0)),IF(AP125=Vypocet!$D$18,AR125+AN126,AR125+AN126-AP126+AP125)))","v":{"$error":"#N/A"}},{"$error":"#N/A"},{"$error":"#N/A"},{"$f":"SUM($AS$3:AS126)","v":{"$error":"#N/A"}},{"$error":"#N/A"},{"$error":"#N/A"},{"$error":"#N/A"},{"$f":"SUM($AW$3:AW126)","v":{"$error":"#N/A"}},{"$f":"IF(V126=0,IF(U126=0,IF(AZ125+Z126/1000>Vypocet!$D$18,Vypocet!$D$18,AZ125+Z126/1000),IF(Z126/1000+AZ125-U126>Vypocet!$D$18,Vypocet!$D$18,Z126/1000+AZ125-U126)),IF(AZ125=0,0,IF(AZ125>V126,AZ125-V126,0)))","v":0},0,null,null,null,null,null,null,null,null,null,null,null,null,null,null,null,null,null,null,null,null,null,null,null,null,null,null,null,null,null,null,null,null,null,null,null,null,null,null,null,null,null,null,null,null,null,null,null,null,null,null,null,null,null,null,null,null,null,null,null,null,null,null,null,null,null,null,null,null,null,null,null,null,null,null,null,null,null,null,null,null,null,null,null,null,null,null,null,null,null,null,null,null,null,null,null,null,null,null,null,null,null,null,null,0.34112999999999999,0.61580999999999997,0.57694000000000001,0.24401999999999999,0.52241000000000004,0.50251000000000001,0.46406999999999998,0.52237999999999996,0.36004000000000003,0.51075000000000004,0.63861999999999997,0.37184,0.50709000000000004,0.57908999999999999,1]
[1,43836,5,125,{"$f":"(FA127*Vypocet!$D$24)/$FA$2","v":0},{"$f":"(FB127*Vypocet!$D$24)/$FB$2","v":0},{"$f":"(FC127*Vypocet!$D$24)/$FC$2","v":0},{"$f":"(FD127*Vypocet!$D$24)/$FD$2","v":0},{"$f":"(FE127*Vypocet!$D$24)/$FE$2","v":0},{"$f":"(FF127*Vypocet!$D$24)/$FF$2","v":0},{"$f":"(FG127*Vypocet!$D$24)/$FG$2","v":0},{"$f":"(FH127*Vypocet!$D$24)/$FH$2","v":0},{"$f":"(FI127*Vypocet!$D$24)/$FI$2","v":0},{"$f":"(FJ127*Vypocet!$D$24)/$FJ$2","v":0},{"$f":"(FK127*Vypocet!$D$24)/$FK$2","v":0},{"$f":"(FL127*Vypocet!$D$24)/$FL$2","v":0},{"$f":"(FM127*Vypocet!$D$24)/$FM$2","v":0},{"$f":"(FN127*Vypocet!$D$24)/$FN$2","v":0},{"$f":"(FO127*Vypocet!$D$24)/$FO$2","v":0},{"$f":"(VLOOKUP(A127,Voda!$B$3:$AC$15,TDDData!C127+4,0)*4180*(VLOOKUP(A127,Voda!$B$3:$AC$15,4,0)-VLOOKUP(A127,Voda!$B$3:$AC$15,3,0)))/3600000","v":0},0,{"$f":"IF(U127=0,0,IF(Z127>0,IF(Z127/1000<U127,IF(Z127/1000<=Vypocet!$D$15,IF(U127<Vypocet!$D$15,U127-Z127/1000,Vypocet!$D$15-Z127/1000),Vypocet!$D$15),0),IF(U127>Vypocet!$D$15,Vypocet!$D$15,U127)))","v":0},0,{"$f":"HLOOKUP(Vypocet!$D$11,TDDData!$E:$S,2+TDDData!D127,0)","v":{"$error":"#N/A"}},0,0,{"$error":"#N/A"},{"$error":"#N/A"},{"$f":"IF(AA127<0,IF(AC126>-AA127,AC126+AA127,0),IF(AA127+AC126<=Vypocet!$D$18,AA127+AC126,Vypocet!$D$18))","v":{"$error":"#N/A"}},{"$error":"#N/A"},{"$f":"IF(AND(AC127<AC126,AC127<>0),AE126,IF(OR(AND(AC126=0,AA127<0),AC126<-AA127),IF(AC126=0,IF(AE126>-AA127,AE126+AA127,0),IF(AC126+AE126>-AA127,AC126+AE126+AA127,0)),IF(AC126=Vypocet!$D$18,AE126+AA127,AE126+AA127-AC127+AC126)))","v":{"$error":"#N/A"}},{"$error":"#N/A"},{"$error":"#N/A"},{"$f":"SUM($AF$3:AF127)","v":{"$error":"#N/A"}},{"$error":"#N/A"},{"$error":"#N/A"},{"$error":"#N/A"},{"$f":"SUM($AJ$3:AJ127)","v":{"$error":"#N/A"}},{"$error":"#N/A"},{"$error":"#N/A"},{"$error":"#N/A"},{"$f":"IF(AN127<0,IF(AP126>-AN127,AP126+AN127,0),IF(AN127+AP126<=Vypocet!$D$18,AN127+AP126,Vypocet!$D$18))","v":{"$error":"#N/A"}},{"$error":"#N/A"},{"$f":"IF(AND(AP127<AP126,AP127<>0),AR126,IF(OR(AND(AP126=0,AN127<0),AP126<-AN127),IF(AP126=0,IF(AR126>-AN127,AR126+AN127,0),IF(AP126+AR126>-AN127,AP126+AR126+AN127,0)),IF(AP126=Vypocet!$D$18,AR126+AN127,AR126+AN127-AP127+AP126)))","v":{"$error":"#N/A"}},{"$error":"#N/A"},{"$error":"#N/A"},{"$f":"SUM($AS$3:AS127)","v":{"$error":"#N/A"}},{"$error":"#N/A"},{"$error":"#N/A"},{"$error":"#N/A"},{"$f":"SUM($AW$3:AW127)","v":{"$error":"#N/A"}},{"$f":"IF(V127=0,IF(U127=0,IF(AZ126+Z127/1000>Vypocet!$D$18,Vypocet!$D$18,AZ126+Z127/1000),IF(Z127/1000+AZ126-U127>Vypocet!$D$18,Vypocet!$D$18,Z127/1000+AZ126-U127)),IF(AZ126=0,0,IF(AZ126>V127,AZ126-V127,0)))","v":0},0,null,null,null,null,null,null,null,null,null,null,null,null,null,null,null,null,null,null,null,null,null,null,null,null,null,null,null,null,null,null,null,null,null,null,null,null,null,null,null,null,null,null,null,null,null,null,null,null,null,null,null,null,null,null,null,null,null,null,null,null,null,null,null,null,null,null,null,null,null,null,null,null,null,null,null,null,null,null,null,null,null,null,null,null,null,null,null,null,null,null,null,null,null,null,null,null,null,null,null,null,null,null,null,0.35203000000000001,0.58403000000000005,0.5776,0.26425999999999999,0.47571999999999998,0.41620000000000001,0.41111999999999999,0.40565000000000001,0.36203000000000002,0.44633,0.49661,0.27689999999999998,0.54161000000000004,0.61880999999999997,1]
[1,43836,6,126,{"$f":"(FA128*Vypocet!$D$24)/$FA$2","v":0},{"$f":"(FB128*Vypocet!$D$24)/$FB$2","v":0},{"$f":"(FC128*Vypocet!$D$24)/$FC$2","v":0},{"$f":"(FD128*Vypocet!$D$24)/$FD$2","v":0},{"$f":"(FE128*Vypocet!$D$24)/$FE$2","v":0},{"$f":"(FF128*Vypocet!$D$24)/$FF$2","v":0},{"$f":"(FG128*Vypocet!$D$24)/$FG$2","v":0},{"$f":"(FH128*Vypocet!$D$24)/$FH$2","v":0},{"$f":"(FI128*Vypocet!$D$24)/$FI$2","v":0},{"$f":"(FJ128*Vypocet!$D$24)/$FJ$2","v":0},{"$f":"(FK128*Vypocet!$D$24)/$FK$2","v":0},{"$f":"(FL128*Vypocet!$D$24)/$FL$2","v":0},{"$f":"(FM128*Vypocet!$D$24)/$FM$2","v":0},{"$f":"(FN128*Vypocet!$D$24)/$FN$2","v":0},{"$f":"(FO128*Vypocet!$D$24)/$FO$2","v":0},{"$f":"(VLOOKUP(A128,Voda!$B$3:$AC$15,TDDData!C128+4,0)*4180*(VLOOKUP(A128,Voda!$B$3:$AC$15,4,0)-VLOOKUP(A128,Voda!$B$3:$AC$15,3,0)))/3600000","v":0},0,{"$f":"IF(U128=0,0,IF(Z128>0,IF(Z128/1000<U128,IF(Z128/1000<=Vypocet!$D$15,IF(U128<Vypocet!$D$15,U128-Z128/1000,Vypocet!$D$15-Z128/1000),Vypocet!$D$15),0),IF(U128>Vypocet!$D$15,Vypocet!$D$15,U128)))","v":0},0,{"$f":"HLOOKUP(Vypocet!$D$11,TDDData!$E:$S,2+TDDData!D128,0)","v":{"$error":"#N/A"}},0,0,{"$error":"#N/A"},{"$error":"#N/A"},{"$f":"IF(AA128<0,IF(AC127>-AA128,AC127+AA128,0),IF(AA128+AC127<=Vypocet!$D$18,AA128+AC127,Vypocet!$D$18))","v":{"$error":"#N/A"}},{"$error":"#N/A"},{"$f":"IF(AND(AC128<AC127,AC128<>0),AE127,IF(OR(AND(AC127=0,AA128<0),AC127<-AA128),IF(AC127=0,IF(AE127>-AA128,AE127+AA128,0),IF(AC127+AE127>-AA128,AC127+AE127+AA128,0)),IF(AC127=Vypocet!$D$18,AE127+AA128,AE127+AA128-AC128+AC127)))","v":{"$error":"#N/A"}},{"$error":"#N/A"},{"$error":"#N/A"},{"$f":"SUM($AF$3:AF128)","v":{"$error":"#N/A"}},{"$error":"#N/A"},{"$error":"#N/A"},{"$error":"#N/A"},{"$f":"SUM($AJ$3:AJ128)","v":{"$error":"#N/A"}},{"$error":"#N/A"},{"$error":"#N/A"},{"$error":"#N/A"},{"$f":"IF(AN128<0,IF(AP127>-AN128,AP127+AN128,0),IF(AN128+AP127<=Vypocet!$D$18,AN128+AP127,Vypocet!$D$18))","v":{"$error":"#N/A"}},{"$error":"#N/A"},{"$f":"IF(AND(AP128<AP127,AP128<>0),AR127,IF(OR(AND(AP127=0,AN128<0),AP127<-AN128),IF(AP127=0,IF(AR127>-AN128,AR127+AN128,0),IF(AP127+AR127>-AN128,AP127+AR127+AN128,0)),IF(AP127=Vypocet!$D$18,AR127+AN128,AR127+AN128-AP128+AP127)))","v":{"$error":"#N/A"}},{"$error":"#N/A"},{"$error":"#N/A"},{"$f":"SUM($AS$3:AS128)","v":{"$error":"#N/A"}},{"$error":"#N/A"},{"$error":"#N/A"},{"$error":"#N/A"},{"$f":"SUM($AW$3:AW128)","v":{"$error":"#N/A"}},{"$f":"IF(V128=0,IF(U128=0,IF(AZ127+Z128/1000>Vypocet!$D$18,Vypocet!$D$18,AZ127+Z128/1000),IF(Z128/1000+AZ127-U128>Vypocet!$D$18,Vypocet!$D$18,Z128/1000+AZ127-U128)),IF(AZ127=0,0,IF(AZ127>V128,AZ127-V128,0)))","v":0},0,null,null,null,null,null,null,null,null,null,null,null,null,null,null,null,null,null,null,null,null,null,null,null,null,null,null,null,null,null,null,null,null,null,null,null,null,null,null,null,null,null,null,null,null,null,null,null,null,null,null,null,null,null,null,null,null,null,null,null,null,null,null,null,null,null,null,null,null,null,null,null,null,null,null,null,null,null,null,null,null,null,null,null,null,null,null,null,null,null,null,null,null,null,null,null,null,null,null,null,null,null,null,null,0.42920999999999998,0.60538000000000003,0.64839999999999998,0.30597000000000002,0.41900999999999999,0.43628,0.43772,0.33665,0.36442000000000002,0.43989,0.42643999999999999,0.27,0.58553999999999995,0.66908999999999996,1]
[1,43836,7,127,{"$f":"(FA129*Vypocet!$D$24)/$FA$2","v":0},{"$f":"(FB129*Vypocet!$D$24)/$FB$2","v":0},{"$f":"(FC129*Vypocet!$D$24)/$FC$2","v":0},{"$f":"(FD129*Vypocet!$D$24)/$FD$2","v":0},{"$f":"(FE129*Vypocet!$D$24)/$FE$2","v":0},{"$f":"(FF129*Vypocet!$D$24)/$FF$2","v":0},{"$f":"(FG129*Vypocet!$D$24)/$FG$2","v":0},{"$f":"(FH129*Vypocet!$D$24)/$FH$2","v":0},{"$f":"(FI129*Vypocet!$D$24)/$FI$2","v":0},{"$f":"(FJ129*Vypocet!$D$24)/$FJ$2","v":0},{"$f":"(FK129*Vypocet!$D$24)/$FK$2","v":0},{"$f":"(FL129*Vypocet!$D$24)/$FL$2","v":0},{"$f":"(FM129*Vypocet!$D$24)/$FM$2","v":0},{"$f":"(FN129*Vypocet!$D$24)/$FN$2","v":0},{"$f":"(FO129*Vypocet!$D$24)/$FO$2","v":0},{"$f":"(VLOOKUP(A129,Voda!$B$3:$AC$15,TDDData!C129+4,0)*4180*(VLOOKUP(A129,Voda!$B$3:$AC$15,4,0)-VLOOKUP(A129,Voda!$B$3:$AC$15,3,0)))/3600000","v":0},0,{"$f":"IF(U129=0,0,IF(Z129>0,IF(Z129/1000<U129,IF(Z129/1000<=Vypocet!$D$15,IF(U129<Vypocet!$D$15,U129-Z129/1000,Vypocet!$D$15-Z129/1000),Vypocet!$D$15),0),IF(U129>Vypocet!$D$15,Vypocet!$D$15,U129)))","v":0},0,{"$f":"HLOOKUP(Vypocet!$D$11,TDDData!$E:$S,2+TDDData!D129,0)","v":{"$error":"#N/A"}},0,0,{"$error":"#N/A"},{"$error":"#N/A"},{"$f":"IF(AA129<0,IF(AC128>-AA129,AC128+AA129,0),IF(AA129+AC128<=Vypocet!$D$18,AA129+AC128,Vypocet!$D$18))","v":{"$error":"#N/A"}},{"$error":"#N/A"},{"$f":"IF(AND(AC129<AC128,AC129<>0),AE128,IF(OR(AND(AC128=0,AA129<0),AC128<-AA129),IF(AC128=0,IF(AE128>-AA129,AE128+AA129,0),IF(AC128+AE128>-AA129,AC128+AE128+AA129,0)),IF(AC128=Vypocet!$D$18,AE128+AA129,AE128+AA129-AC129+AC128)))","v":{"$error":"#N/A"}},{"$error":"#N/A"},{"$error":"#N/A"},{"$f":"SUM($AF$3:AF129)","v":{"$error":"#N/A"}},{"$error":"#N/A"},{"$error":"#N/A"},{"$error":"#N/A"},{"$f":"SUM($AJ$3:AJ129)","v":{"$error":"#N/A"}},{"$error":"#N/A"},{"$error":"#N/A"},{"$error":"#N/A"},{"$f":"IF(AN129<0,IF(AP128>-AN129,AP128+AN129,0),IF(AN129+AP128<=Vypocet!$D$18,AN129+AP128,Vypocet!$D$18))","v":{"$error":"#N/A"}},{"$error":"#N/A"},{"$f":"IF(AND(AP129<AP128,AP129<>0),AR128,IF(OR(AND(AP128=0,AN129<0),AP128<-AN129),IF(AP128=0,IF(AR128>-AN129,AR128+AN129,0),IF(AP128+AR128>-AN129,AP128+AR128+AN129,0)),IF(AP128=Vypocet!$D$18,AR128+AN129,AR128+AN129-AP129+AP128)))","v":{"$error":"#N/A"}},{"$error":"#N/A"},{"$error":"#N/A"},{"$f":"SUM($AS$3:AS129)","v":{"$error":"#N/A"}},{"$error":"#N/A"},{"$error":"#N/A"},{"$error":"#N/A"},{"$f":"SUM($AW$3:AW129)","v":{"$error":"#N/A"}},{"$f":"IF(V129=0,IF(U129=0,IF(AZ128+Z129/1000>Vypocet!$D$18,Vypocet!$D$18,AZ128+Z129/1000),IF(Z129/1000+AZ128-U129>Vypocet!$D$18,Vypocet!$D$18,Z129/1000+AZ128-U129)),IF(AZ128=0,0,IF(AZ128>V129,AZ128-V129,0)))","v":0},0,null,null,null,null,null,null,null,null,null,null,null,null,null,null,null,null,null,null,null,null,null,null,null,null,null,null,null,null,null,null,null,null,null,null,null,null,null,null,null,null,null,null,null,null,null,null,null,null,null,null,null,null,null,null,null,null,null,null,null,null,null,null,null,null,null,null,null,null,null,null,null,null,null,null,null,null,null,null,null,null,null,null,null,null,null,null,null,null,null,null,null,null,null,null,null,null,null,null,null,null,null,null,null,0.58264000000000005,0.64600000000000002,0.72836000000000001,0.41635,0.34788000000000002,0.29147000000000001,0.37853999999999999,0.33339999999999997,0.39899000000000001,0.36620000000000003,0.33385999999999999,0.24160000000000001,0.45390000000000003,0.77141000000000004,1]
[1,43836,8,128,{"$f":"(FA130*Vypocet!$D$24)/$FA$2","v":0},{"$f":"(FB130*Vypocet!$D$24)/$FB$2","v":0},{"$f":"(FC130*Vypocet!$D$24)/$FC$2","v":0},{"$f":"(FD130*Vypocet!$D$24)/$FD$2","v":0},{"$f":"(FE130*Vypocet!$D$24)/$FE$2","v":0},{"$f":"(FF130*Vypocet!$D$24)/$FF$2","v":0},{"$f":"(FG130*Vypocet!$D$24)/$FG$2","v":0},{"$f":"(FH130*Vypocet!$D$24)/$FH$2","v":0},{"$f":"(FI130*Vypocet!$D$24)/$FI$2","v":0},{"$f":"(FJ130*Vypocet!$D$24)/$FJ$2","v":0},{"$f":"(FK130*Vypocet!$D$24)/$FK$2","v":0},{"$f":"(FL130*Vypocet!$D$24)/$FL$2","v":0},{"$f":"(FM130*Vypocet!$D$24)/$FM$2","v":0},{"$f":"(FN130*Vypocet!$D$24)/$FN$2","v":0},{"$f":"(FO130*Vypocet!$D$24)/$FO$2","v":0},{"$f":"(VLOOKUP(A130,Voda!$B$3:$AC$15,TDDData!C130+4,0)*4180*(VLOOKUP(A130,Voda!$B$3:$AC$15,4,0)-VLOOKUP(A130,Voda!$B$3:$AC$15,3,0)))/3600000","v":0},0,{"$f":"IF(U130=0,0,IF(Z130>0,IF(Z130/1000<U130,IF(Z130/1000<=Vypocet!$D$15,IF(U130<Vypocet!$D$15,U130-Z130/1000,Vypocet!$D$15-Z130/1000),Vypocet!$D$15),0),IF(U130>Vypocet!$D$15,Vypocet!$D$15,U130)))","v":0},0,{"$f":"HLOOKUP(Vypocet!$D$11,TDDData!$E:$S,2+TDDData!D130,0)","v":{"$error":"#N/A"}},0,0,{"$error":"#N/A"},{"$error":"#N/A"},{"$f":"IF(AA130<0,IF(AC129>-AA130,AC129+AA130,0),IF(AA130+AC129<=Vypocet!$D$18,AA130+AC129,Vypocet!$D$18))","v":{"$error":"#N/A"}},{"$error":"#N/A"},{"$f":"IF(AND(AC130<AC129,AC130<>0),AE129,IF(OR(AND(AC129=0,AA130<0),AC129<-AA130),IF(AC129=0,IF(AE129>-AA130,AE129+AA130,0),IF(AC129+AE129>-AA130,AC129+AE129+AA130,0)),IF(AC129=Vypocet!$D$18,AE129+AA130,AE129+AA130-AC130+AC129)))","v":{"$error":"#N/A"}},{"$error":"#N/A"},{"$error":"#N/A"},{"$f":"SUM($AF$3:AF130)","v":{"$error":"#N/A"}},{"$error":"#N/A"},{"$error":"#N/A"},{"$error":"#N/A"},{"$f":"SUM($AJ$3:AJ130)","v":{"$error":"#N/A"}},{"$error":"#N/A"},{"$error":"#N/A"},{"$error":"#N/A"},{"$f":"IF(AN130<0,IF(AP129>-AN130,AP129+AN130,0),IF(AN130+AP129<=Vypocet!$D$18,AN130+AP129,Vypocet!$D$18))","v":{"$error":"#N/A"}},{"$error":"#N/A"},{"$f":"IF(AND(AP130<AP129,AP130<>0),AR129,IF(OR(AND(AP129=0,AN130<0),AP129<-AN130),IF(AP129=0,IF(AR129>-AN130,AR129+AN130,0),IF(AP129+AR129>-AN130,AP129+AR129+AN130,0)),IF(AP129=Vypocet!$D$18,AR129+AN130,AR129+AN130-AP130+AP129)))","v":{"$error":"#N/A"}},{"$error":"#N/A"},{"$error":"#N/A"},{"$f":"SUM($AS$3:AS130)","v":{"$error":"#N/A"}},{"$error":"#N/A"},{"$error":"#N/A"},{"$error":"#N/A"},{"$f":"SUM($AW$3:AW130)","v":{"$error":"#N/A"}},{"$f":"IF(V130=0,IF(U130=0,IF(AZ129+Z130/1000>Vypocet!$D$18,Vypocet!$D$18,AZ129+Z130/1000),IF(Z130/1000+AZ129-U130>Vypocet!$D$18,Vypocet!$D$18,Z130/1000+AZ129-U130)),IF(AZ129=0,0,IF(AZ129>V130,AZ129-V130,0)))","v":0},0,null,null,null,null,null,null,null,null,null,null,null,null,null,null,null,null,null,null,null,null,null,null,null,null,null,null,null,null,null,null,null,null,null,null,null,null,null,null,null,null,null,null,null,null,null,null,null,null,null,null,null,null,null,null,null,null,null,null,null,null,null,null,null,null,null,null,null,null,null,null,null,null,null,null,null,null,null,null,null,null,null,null,null,null,null,null,null,null,null,null,null,null,null,null,null,null,null,null,null,null,null,null,null,0.80052000000000001,0.77188000000000001,0.80406999999999995,0.44206000000000001,0.34961999999999999,0.32823000000000002,0.35246,0.27572000000000002,0.34338999999999997,0.30608000000000002,0.26745999999999998,0.25006,0.42542000000000002,0.69657000000000002,0.63332999999999995]
[1,43836,9,129,{"$f":"(FA131*Vypocet!$D$24)/$FA$2","v":0},{"$f":"(FB131*Vypocet!$D$24)/$FB$2","v":0},{"$f":"(FC131*Vypocet!$D$24)/$FC$2","v":0},{"$f":"(FD131*Vypocet!$D$24)/$FD$2","v":0},{"$f":"(FE131*Vypocet!$D$24)/$FE$2","v":0},{"$f":"(FF131*Vypocet!$D$24)/$FF$2","v":0},{"$f":"(FG131*Vypocet!$D$24)/$FG$2","v":0},{"$f":"(FH131*Vypocet!$D$24)/$FH$2","v":0},{"$f":"(FI131*Vypocet!$D$24)/$FI$2","v":0},{"$f":"(FJ131*Vypocet!$D$24)/$FJ$2","v":0},{"$f":"(FK131*Vypocet!$D$24)/$FK$2","v":0},{"$f":"(FL131*Vypocet!$D$24)/$FL$2","v":0},{"$f":"(FM131*Vypocet!$D$24)/$FM$2","v":0},{"$f":"(FN131*Vypocet!$D$24)/$FN$2","v":0},{"$f":"(FO131*Vypocet!$D$24)/$FO$2","v":0},{"$f":"(VLOOKUP(A131,Voda!$B$3:$AC$15,TDDData!C131+4,0)*4180*(VLOOKUP(A131,Voda!$B$3:$AC$15,4,0)-VLOOKUP(A131,Voda!$B$3:$AC$15,3,0)))/3600000","v":0},0,{"$f":"IF(U131=0,0,IF(Z131>0,IF(Z131/1000<U131,IF(Z131/1000<=Vypocet!$D$15,IF(U131<Vypocet!$D$15,U131-Z131/1000,Vypocet!$D$15-Z131/1000),Vypocet!$D$15),0),IF(U131>Vypocet!$D$15,Vypocet!$D$15,U131)))","v":0},0,{"$f":"HLOOKUP(Vypocet!$D$11,TDDData!$E:$S,2+TDDData!D131,0)","v":{"$error":"#N/A"}},0,{"$f":"Y131*$BB$2","v":0},{"$error":"#N/A"},{"$error":"#N/A"},{"$f":"IF(AA131<0,IF(AC130>-AA131,AC130+AA131,0),IF(AA131+AC130<=Vypocet!$D$18,AA131+AC130,Vypocet!$D$18))","v":{"$error":"#N/A"}},{"$error":"#N/A"},{"$f":"IF(AND(AC131<AC130,AC131<>0),AE130,IF(OR(AND(AC130=0,AA131<0),AC130<-AA131),IF(AC130=0,IF(AE130>-AA131,AE130+AA131,0),IF(AC130+AE130>-AA131,AC130+AE130+AA131,0)),IF(AC130=Vypocet!$D$18,AE130+AA131,AE130+AA131-AC131+AC130)))","v":{"$error":"#N/A"}},{"$error":"#N/A"},{"$error":"#N/A"},{"$f":"SUM($AF$3:AF131)","v":{"$error":"#N/A"}},{"$error":"#N/A"},{"$error":"#N/A"},{"$f":"IF(AI131=0,-AA131,0)","v":{"$error":"#N/A"}},{"$f":"SUM($AJ$3:AJ131)","v":{"$error":"#N/A"}},{"$error":"#N/A"},{"$error":"#N/A"},{"$error":"#N/A"},{"$f":"IF(AN131<0,IF(AP130>-AN131,AP130+AN131,0),IF(AN131+AP130<=Vypocet!$D$18,AN131+AP130,Vypocet!$D$18))","v":{"$error":"#N/A"}},{"$error":"#N/A"},{"$f":"IF(AND(AP131<AP130,AP131<>0),AR130,IF(OR(AND(AP130=0,AN131<0),AP130<-AN131),IF(AP130=0,IF(AR130>-AN131,AR130+AN131,0),IF(AP130+AR130>-AN131,AP130+AR130+AN131,0)),IF(AP130=Vypocet!$D$18,AR130+AN131,AR130+AN131-AP131+AP130)))","v":{"$error":"#N/A"}},{"$error":"#N/A"},{"$error":"#N/A"},{"$f":"SUM($AS$3:AS131)","v":{"$error":"#N/A"}},{"$error":"#N/A"},{"$error":"#N/A"},{"$f":"IF(AV131=0,-AN131,0)","v":{"$error":"#N/A"}},{"$f":"SUM($AW$3:AW131)","v":{"$error":"#N/A"}},{"$f":"IF(V131=0,IF(U131=0,IF(AZ130+Z131/1000>Vypocet!$D$18,Vypocet!$D$18,AZ130+Z131/1000),IF(Z131/1000+AZ130-U131>Vypocet!$D$18,Vypocet!$D$18,Z131/1000+AZ130-U131)),IF(AZ130=0,0,IF(AZ130>V131,AZ130-V131,0)))","v":0},0,null,null,null,null,null,null,null,null,null,null,null,null,null,null,null,null,null,null,null,null,null,null,null,null,null,null,null,null,null,null,null,null,null,null,null,null,null,null,null,null,null,null,null,null,null,null,null,null,null,null,null,null,null,null,null,null,null,null,null,null,null,null,null,null,null,null,null,null,null,null,null,null,null,null,null,null,null,null,null,null,null,null,null,null,null,null,null,null,null,null,null,null,null,null,null,null,null,null,null,null,null,null,null,0.92576999999999998,0.87012999999999996,0.88746999999999998,0.43135000000000001,0.34916999999999998,0.35178999999999999,0.35652,0.24487,0.33728999999999998,0.27889000000000003,0.2341,0.31525999999999998,0.42399999999999999,0.69432000000000005,0]
[{"$f":"MONTH(B132)","v":1},43836,10,130,{"$f":"(FA132*Vypocet!$D$24)/$FA$2","v":0},{"$f":"(FB132*Vypocet!$D$24)/$FB$2","v":0},{"$f":"(FC132*Vypocet!$D$24)/$FC$2","v":0},{"$f":"(FD132*Vypocet!$D$24)/$FD$2","v":0},{"$f":"(FE132*Vypocet!$D$24)/$FE$2","v":0},{"$f":"(FF132*Vypocet!$D$24)/$FF$2","v":0},{"$f":"(FG132*Vypocet!$D$24)/$FG$2","v":0},{"$f":"(FH132*Vypocet!$D$24)/$FH$2","v":0},{"$f":"(FI132*Vypocet!$D$24)/$FI$2","v":0},{"$f":"(FJ132*Vypocet!$D$24)/$FJ$2","v":0},{"$f":"(FK132*Vypocet!$D$24)/$FK$2","v":0},{"$f":"(FL132*Vypocet!$D$24)/$FL$2","v":0},{"$f":"(FM132*Vypocet!$D$24)/$FM$2","v":0},{"$f":"(FN132*Vypocet!$D$24)/$FN$2","v":0},{"$f":"(FO132*Vypocet!$D$24)/$FO$2","v":0},{"$f":"(VLOOKUP(A132,Voda!$B$3:$AC$15,TDDData!C132+4,0)*4180*(VLOOKUP(A132,Voda!$B$3:$AC$15,4,0)-VLOOKUP(A132,Voda!$B$3:$AC$15,3,0)))/3600000","v":0},0,{"$f":"IF(U132=0,0,IF(Z132>0,IF(Z132/1000<U132,IF(Z132/1000<=Vypocet!$D$15,IF(U132<Vypocet!$D$15,U132-Z132/1000,Vypocet!$D$15-Z132/1000),Vypocet!$D$15),0),IF(U132>Vypocet!$D$15,Vypocet!$D$15,U132)))","v":0},{"$f":"IF(V132=0,0,U132-V132)","v":0},{"$f":"HLOOKUP(Vypocet!$D$11,TDDData!$E:$S,2+TDDData!D132,0)","v":{"$error":"#N/A"}},51.76,41.408000000000001,{"$f":"Z132/1000-X132","v":{"$error":"#N/A"}},{"$f":"IF(AA132<0,-AA132,0)","v":{"$error":"#N/A"}},{"$f":"IF(AA132<0,IF(AC131>-AA132,AC131+AA132,0),IF(AA132+AC131<=Vypocet!$D$18,AA132+AC131,Vypocet!$D$18))","v":{"$error":"#N/A"}},{"$f":"IF(AC132=0,-AA132-AC131,0)","v":{"$error":"#N/A"}},{"$f":"IF(AND(AC132<AC131,AC132<>0),AE131,IF(OR(AND(AC131=0,AA132<0),AC131<-AA132),IF(AC131=0,IF(AE131>-AA132,AE131+AA132,0),IF(AC131+AE131>-AA132,AC131+AE131+AA132,0)),IF(AC131=Vypocet!$D$18,AE131+AA132,AE131+AA132-AC132+AC131)))","v":{"$error":"#N/A"}},{"$error":"#N/A"},{"$error":"#N/A"},{"$f":"SUM($AF$3:AF132)","v":{"$error":"#N/A"}},{"$error":"#N/A"},{"$error":"#N/A"},{"$error":"#N/A"},{"$f":"SUM($AJ$3:AJ132)","v":{"$error":"#N/A"}},{"$f":"X132+T132","v":{"$error":"#N/A"}},{"$f":"Z132/1000-AM132","v":{"$error":"#N/A"}},{"$f":"IF(AN132<0,-AN132,0)","v":{"$error":"#N/A"}},{"$f":"IF(AN132<0,IF(AP131>-AN132,AP131+AN132,0),IF(AN132+AP131<=Vypocet!$D$18,AN132+AP131,Vypocet!$D$18))","v":{"$error":"#N/A"}},{"$f":"IF(AP132=0,-AN132-AP131,0)","v":{"$error":"#N/A"}},{"$f":"IF(AND(AP132<AP131,AP132<>0),AR131,IF(OR(AND(AP131=0,AN132<0),AP131<-AN132),IF(AP131=0,IF(AR131>-AN132,AR131+AN132,0),IF(AP131+AR131>-AN132,AP131+AR131+AN132,0)),IF(AP131=Vypocet!$D$18,AR131+AN132,AR131+AN132-AP132+AP131)))","v":{"$error":"#N/A"}},{"$error":"#N/A"},{"$error":"#N/A"},{"$f":"SUM($AS$3:AS132)","v":{"$error":"#N/A"}},{"$error":"#N/A"},{"$error":"#N/A"},{"$error":"#N/A"},{"$f":"SUM($AW$3:AW132)","v":{"$error":"#N/A"}},{"$f":"IF(V132=0,IF(U132=0,IF(AZ131+Z132/1000>Vypocet!$D$18,Vypocet!$D$18,AZ131+Z132/1000),IF(Z132/1000+AZ131-U132>Vypocet!$D$18,Vypocet!$D$18,Z132/1000+AZ131-U132)),IF(AZ131=0,0,IF(AZ131>V132,AZ131-V132,0)))","v":0},0,null,null,null,null,null,null,null,null,null,null,null,null,null,null,null,null,null,null,null,null,null,null,null,null,null,null,null,null,null,null,null,null,null,null,null,null,null,null,null,null,null,null,null,null,null,null,null,null,null,null,null,null,null,null,null,null,null,null,null,null,null,null,null,null,null,null,null,null,null,null,null,null,null,null,null,null,null,null,null,null,null,null,null,null,null,null,null,null,null,null,null,null,null,null,null,null,null,null,null,null,null,null,null,0.97955999999999999,0.88959999999999995,0.93047999999999997,0.42509999999999998,0.37952999999999998,0.37025000000000002,0.33694000000000002,0.23425000000000001,0.34999000000000002,0.28327999999999998,0.28609000000000001,0.35069,0.39945999999999998,0.74927999999999995,0]
[1,43836,11,131,{"$f":"(FA133*Vypocet!$D$24)/$FA$2","v":0},{"$f":"(FB133*Vypocet!$D$24)/$FB$2","v":0},{"$f":"(FC133*Vypocet!$D$24)/$FC$2","v":0},{"$f":"(FD133*Vypocet!$D$24)/$FD$2","v":0},{"$f":"(FE133*Vypocet!$D$24)/$FE$2","v":0},{"$f":"(FF133*Vypocet!$D$24)/$FF$2","v":0},{"$f":"(FG133*Vypocet!$D$24)/$FG$2","v":0},{"$f":"(FH133*Vypocet!$D$24)/$FH$2","v":0},{"$f":"(FI133*Vypocet!$D$24)/$FI$2","v":0},{"$f":"(FJ133*Vypocet!$D$24)/$FJ$2","v":0},{"$f":"(FK133*Vypocet!$D$24)/$FK$2","v":0},{"$f":"(FL133*Vypocet!$D$24)/$FL$2","v":0},{"$f":"(FM133*Vypocet!$D$24)/$FM$2","v":0},{"$f":"(FN133*Vypocet!$D$24)/$FN$2","v":0},{"$f":"(FO133*Vypocet!$D$24)/$FO$2","v":0},{"$f":"(VLOOKUP(A133,Voda!$B$3:$AC$15,TDDData!C133+4,0)*4180*(VLOOKUP(A133,Voda!$B$3:$AC$15,4,0)-VLOOKUP(A133,Voda!$B$3:$AC$15,3,0)))/3600000","v":0},{"$f":"W132+T133","v":0},{"$f":"IF(U133=0,0,IF(Z133>0,IF(Z133/1000<U133,IF(Z133/1000<=Vypocet!$D$15,IF(U133<Vypocet!$D$15,U133-Z133/1000,Vypocet!$D$15-Z133/1000),Vypocet!$D$15),0),IF(U133>Vypocet!$D$15,Vypocet!$D$15,U133)))","v":0},0,{"$f":"HLOOKUP(Vypocet!$D$11,TDDData!$E:$S,2+TDDData!D133,0)","v":{"$error":"#N/A"}},0,0,{"$error":"#N/A"},{"$error":"#N/A"},{"$f":"IF(AA133<0,IF(AC132>-AA133,AC132+AA133,0),IF(AA133+AC132<=Vypocet!$D$18,AA133+AC132,Vypocet!$D$18))","v":{"$error":"#N/A"}},{"$error":"#N/A"},{"$f":"IF(AND(AC133<AC132,AC133<>0),AE132,IF(OR(AND(AC132=0,AA133<0),AC132<-AA133),IF(AC132=0,IF(AE132>-AA133,AE132+AA133,0),IF(AC132+AE132>-AA133,AC132+AE132+AA133,0)),IF(AC132=Vypocet!$D$18,AE132+AA133,AE132+AA133-AC133+AC132)))","v":{"$error":"#N/A"}},{"$f":"IF(AE133>AE132,AE133-AE132,0)","v":{"$error":"#N/A"}},{"$error":"#N/A"},{"$f":"SUM($AF$3:AF133)","v":{"$error":"#N/A"}},{"$f":"IF(AA133<0,IF(AI132>-AA133,AI132+AA133,0),AA133+AI132)","v":{"$error":"#N/A"}},{"$f":"IF(AI133>AI132,AI133-AI132,0)","v":{"$error":"#N/A"}},{"$error":"#N/A"},{"$f":"SUM($AJ$3:AJ133)","v":{"$error":"#N/A"}},{"$error":"#N/A"},{"$error":"#N/A"},{"$error":"#N/A"},{"$f":"IF(AN133<0,IF(AP132>-AN133,AP132+AN133,0),IF(AN133+AP132<=Vypocet!$D$18,AN133+AP132,Vypocet!$D$18))","v":{"$error":"#N/A"}},{"$error":"#N/A"},{"$f":"IF(AND(AP133<AP132,AP133<>0),AR132,IF(OR(AND(AP132=0,AN133<0),AP132<-AN133),IF(AP132=0,IF(AR132>-AN133,AR132+AN133,0),IF(AP132+AR132>-AN133,AP132+AR132+AN133,0)),IF(AP132=Vypocet!$D$18,AR132+AN133,AR132+AN133-AP133+AP132)))","v":{"$error":"#N/A"}},{"$error":"#N/A"},{"$error":"#N/A"},{"$f":"SUM($AS$3:AS133)","v":{"$error":"#N/A"}},{"$f":"IF(AN133<0,IF(AV132>-AN133,AV132+AN133,0),AN133+AV132)","v":{"$error":"#N/A"}},{"$error":"#N/A"},{"$error":"#N/A"},{"$f":"SUM($AW$3:AW133)","v":{"$error":"#N/A"}},{"$f":"IF(V133=0,IF(U133=0,IF(AZ132+Z133/1000>Vypocet!$D$18,Vypocet!$D$18,AZ132+Z133/1000),IF(Z133/1000+AZ132-U133>Vypocet!$D$18,Vypocet!$D$18,Z133/1000+AZ132-U133)),IF(AZ132=0,0,IF(AZ132>V133,AZ132-V133,0)))","v":0},0,null,null,null,null,null,null,null,null,null,null,null,null,null,null,null,null,null,null,null,null,null,null,null,null,null,null,null,null,null,null,null,null,null,null,null,null,null,null,null,null,null,null,null,null,null,null,null,null,null,null,null,null,null,null,null,null,null,null,null,null,null,null,null,null,null,null,null,null,null,null,null,null,null,null,null,null,null,null,null,null,null,null,null,null,null,null,null,null,null,null,null,null,null,null,null,null,null,null,null,null,null,null,null,0.97128000000000003,0.94160999999999995,0.99341999999999997,0.44518999999999997,0.43293999999999999,0.48905999999999999,0.35913,0.23130000000000001,0.33163999999999999,0.31674000000000002,0.30409000000000003,0.34319,0.67152000000000001,0.79308000000000001,0]
[1,43836,12,132,{"$f":"(FA134*Vypocet!$D$24)/$FA$2","v":0},{"$f":"(FB134*Vypocet!$D$24)/$FB$2","v":0},{"$f":"(FC134*Vypocet!$D$24)/$FC$2","v":0},{"$f":"(FD134*Vypocet!$D$24)/$FD$2","v":0},{"$f":"(FE134*Vypocet!$D$24)/$FE$2","v":0},{"$f":"(FF134*Vypocet!$D$24)/$FF$2","v":0},{"$f":"(FG134*Vypocet!$D$24)/$FG$2","v":0},{"$f":"(FH134*Vypocet!$D$24)/$FH$2","v":0},{"$f":"(FI134*Vypocet!$D$24)/$FI$2","v":0},{"$f":"(FJ134*Vypocet!$D$24)/$FJ$2","v":0},{"$f":"(FK134*Vypocet!$D$24)/$FK$2","v":0},{"$f":"(FL134*Vypocet!$D$24)/$FL$2","v":0},{"$f":"(FM134*Vypocet!$D$24)/$FM$2","v":0},{"$f":"(FN134*Vypocet!$D$24)/$FN$2","v":0},{"$f":"(FO134*Vypocet!$D$24)/$FO$2","v":0},{"$f":"(VLOOKUP(A134,Voda!$B$3:$AC$15,TDDData!C134+4,0)*4180*(VLOOKUP(A134,Voda!$B$3:$AC$15,4,0)-VLOOKUP(A134,Voda!$B$3:$AC$15,3,0)))/3600000","v":0},0,{"$f":"IF(U134=0,0,IF(Z134>0,IF(Z134/1000<U134,IF(Z134/1000<=Vypocet!$D$15,IF(U134<Vypocet!$D$15,U134-Z134/1000,Vypocet!$D$15-Z134/1000),Vypocet!$D$15),0),IF(U134>Vypocet!$D$15,Vypocet!$D$15,U134)))","v":0},0,{"$f":"HLOOKUP(Vypocet!$D$11,TDDData!$E:$S,2+TDDData!D134,0)","v":{"$error":"#N/A"}},0,0,{"$error":"#N/A"},{"$error":"#N/A"},{"$f":"IF(AA134<0,IF(AC133>-AA134,AC133+AA134,0),IF(AA134+AC133<=Vypocet!$D$18,AA134+AC133,Vypocet!$D$18))","v":{"$error":"#N/A"}},{"$error":"#N/A"},{"$f":"IF(AND(AC134<AC133,AC134<>0),AE133,IF(OR(AND(AC133=0,AA134<0),AC133<-AA134),IF(AC133=0,IF(AE133>-AA134,AE133+AA134,0),IF(AC133+AE133>-AA134,AC133+AE133+AA134,0)),IF(AC133=Vypocet!$D$18,AE133+AA134,AE133+AA134-AC134+AC133)))","v":{"$error":"#N/A"}},{"$error":"#N/A"},{"$error":"#N/A"},{"$f":"SUM($AF$3:AF134)","v":{"$error":"#N/A"}},{"$error":"#N/A"},{"$error":"#N/A"},{"$error":"#N/A"},{"$f":"SUM($AJ$3:AJ134)","v":{"$error":"#N/A"}},{"$error":"#N/A"},{"$error":"#N/A"},{"$error":"#N/A"},{"$f":"IF(AN134<0,IF(AP133>-AN134,AP133+AN134,0),IF(AN134+AP133<=Vypocet!$D$18,AN134+AP133,Vypocet!$D$18))","v":{"$error":"#N/A"}},{"$error":"#N/A"},{"$f":"IF(AND(AP134<AP133,AP134<>0),AR133,IF(OR(AND(AP133=0,AN134<0),AP133<-AN134),IF(AP133=0,IF(AR133>-AN134,AR133+AN134,0),IF(AP133+AR133>-AN134,AP133+AR133+AN134,0)),IF(AP133=Vypocet!$D$18,AR133+AN134,AR133+AN134-AP134+AP133)))","v":{"$error":"#N/A"}},{"$error":"#N/A"},{"$error":"#N/A"},{"$f":"SUM($AS$3:AS134)","v":{"$error":"#N/A"}},{"$error":"#N/A"},{"$error":"#N/A"},{"$error":"#N/A"},{"$f":"SUM($AW$3:AW134)","v":{"$error":"#N/A"}},{"$f":"IF(V134=0,IF(U134=0,IF(AZ133+Z134/1000>Vypocet!$D$18,Vypocet!$D$18,AZ133+Z134/1000),IF(Z134/1000+AZ133-U134>Vypocet!$D$18,Vypocet!$D$18,Z134/1000+AZ133-U134)),IF(AZ133=0,0,IF(AZ133>V134,AZ133-V134,0)))","v":0},0,null,null,null,null,null,null,null,null,null,null,null,null,null,null,null,null,null,null,null,null,null,null,null,null,null,null,null,null,null,null,null,null,null,null,null,null,null,null,null,null,null,null,null,null,null,null,null,null,null,null,null,null,null,null,null,null,null,null,null,null,null,null,null,null,null,null,null,null,null,null,null,null,null,null,null,null,null,null,null,null,null,null,null,null,null,null,null,null,null,null,null,null,null,null,null,null,null,null,null,null,null,null,null,0.98289000000000004,0.94869999999999999,0.94918999999999998,0.49254999999999999,0.47353000000000001,0.48052,0.37093999999999999,0.29144999999999999,0.38962999999999998,0.36643999999999999,0.34809000000000001,0.36667,0.73792000000000002,0.68708000000000002,0]
[1,43836,13,133,{"$f":"(FA135*Vypocet!$D$24)/$FA$2","v":0},{"$f":"(FB135*Vypocet!$D$24)/$FB$2","v":0},{"$f":"(FC135*Vypocet!$D$24)/$FC$2","v":0},{"$f":"(FD135*Vypocet!$D$24)/$FD$2","v":0},{"$f":"(FE135*Vypocet!$D$24)/$FE$2","v":0},{"$f":"(FF135*Vypocet!$D$24)/$FF$2","v":0},{"$f":"(FG135*Vypocet!$D$24)/$FG$2","v":0},{"$f":"(FH135*Vypocet!$D$24)/$FH$2","v":0},{"$f":"(FI135*Vypocet!$D$24)/$FI$2","v":0},{"$f":"(FJ135*Vypocet!$D$24)/$FJ$2","v":0},{"$f":"(FK135*Vypocet!$D$24)/$FK$2","v":0},{"$f":"(FL135*Vypocet!$D$24)/$FL$2","v":0},{"$f":"(FM135*Vypocet!$D$24)/$FM$2","v":0},{"$f":"(FN135*Vypocet!$D$24)/$FN$2","v":0},{"$f":"(FO135*Vypocet!$D$24)/$FO$2","v":0},{"$f":"(VLOOKUP(A135,Voda!$B$3:$AC$15,TDDData!C135+4,0)*4180*(VLOOKUP(A135,Voda!$B$3:$AC$15,4,0)-VLOOKUP(A135,Voda!$B$3:$AC$15,3,0)))/3600000","v":0},0,{"$f":"IF(U135=0,0,IF(Z135>0,IF(Z135/1000<U135,IF(Z135/1000<=Vypocet!$D$15,IF(U135<Vypocet!$D$15,U135-Z135/1000,Vypocet!$D$15-Z135/1000),Vypocet!$D$15),0),IF(U135>Vypocet!$D$15,Vypocet!$D$15,U135)))","v":0},0,{"$f":"HLOOKUP(Vypocet!$D$11,TDDData!$E:$S,2+TDDData!D135,0)","v":{"$error":"#N/A"}},0,0,{"$error":"#N/A"},{"$error":"#N/A"},{"$f":"IF(AA135<0,IF(AC134>-AA135,AC134+AA135,0),IF(AA135+AC134<=Vypocet!$D$18,AA135+AC134,Vypocet!$D$18))","v":{"$error":"#N/A"}},{"$error":"#N/A"},{"$f":"IF(AND(AC135<AC134,AC135<>0),AE134,IF(OR(AND(AC134=0,AA135<0),AC134<-AA135),IF(AC134=0,IF(AE134>-AA135,AE134+AA135,0),IF(AC134+AE134>-AA135,AC134+AE134+AA135,0)),IF(AC134=Vypocet!$D$18,AE134+AA135,AE134+AA135-AC135+AC134)))","v":{"$error":"#N/A"}},{"$error":"#N/A"},{"$error":"#N/A"},{"$f":"SUM($AF$3:AF135)","v":{"$error":"#N/A"}},{"$error":"#N/A"},{"$error":"#N/A"},{"$error":"#N/A"},{"$f":"SUM($AJ$3:AJ135)","v":{"$error":"#N/A"}},{"$error":"#N/A"},{"$error":"#N/A"},{"$error":"#N/A"},{"$f":"IF(AN135<0,IF(AP134>-AN135,AP134+AN135,0),IF(AN135+AP134<=Vypocet!$D$18,AN135+AP134,Vypocet!$D$18))","v":{"$error":"#N/A"}},{"$error":"#N/A"},{"$f":"IF(AND(AP135<AP134,AP135<>0),AR134,IF(OR(AND(AP134=0,AN135<0),AP134<-AN135),IF(AP134=0,IF(AR134>-AN135,AR134+AN135,0),IF(AP134+AR134>-AN135,AP134+AR134+AN135,0)),IF(AP134=Vypocet!$D$18,AR134+AN135,AR134+AN135-AP135+AP134)))","v":{"$error":"#N/A"}},{"$error":"#N/A"},{"$error":"#N/A"},{"$f":"SUM($AS$3:AS135)","v":{"$error":"#N/A"}},{"$error":"#N/A"},{"$error":"#N/A"},{"$error":"#N/A"},{"$f":"SUM($AW$3:AW135)","v":{"$error":"#N/A"}},{"$f":"IF(V135=0,IF(U135=0,IF(AZ134+Z135/1000>Vypocet!$D$18,Vypocet!$D$18,AZ134+Z135/1000),IF(Z135/1000+AZ134-U135>Vypocet!$D$18,Vypocet!$D$18,Z135/1000+AZ134-U135)),IF(AZ134=0,0,IF(AZ134>V135,AZ134-V135,0)))","v":0},0,null,null,null,null,null,null,null,null,null,null,null,null,null,null,null,null,null,null,null,null,null,null,null,null,null,null,null,null,null,null,null,null,null,null,null,null,null,null,null,null,null,null,null,null,null,null,null,null,null,null,null,null,null,null,null,null,null,null,null,null,null,null,null,null,null,null,null,null,null,null,null,null,null,null,null,null,null,null,null,null,null,null,null,null,null,null,null,null,null,null,null,null,null,null,null,null,null,null,null,null,null,null,null,0.93545,0.95426999999999995,0.97380999999999995,0.50229999999999997,0.52820999999999996,0.49576999999999999,0.53064,0.29976000000000003,0.38564999999999999,0.47393999999999997,0.35604999999999998,0.38241000000000003,0.64288999999999996,0.75812999999999997,0]
[1,43836,14,134,{"$f":"(FA136*Vypocet!$D$24)/$FA$2","v":0},{"$f":"(FB136*Vypocet!$D$24)/$FB$2","v":0},{"$f":"(FC136*Vypocet!$D$24)/$FC$2","v":0},{"$f":"(FD136*Vypocet!$D$24)/$FD$2","v":0},{"$f":"(FE136*Vypocet!$D$24)/$FE$2","v":0},{"$f":"(FF136*Vypocet!$D$24)/$FF$2","v":0},{"$f":"(FG136*Vypocet!$D$24)/$FG$2","v":0},{"$f":"(FH136*Vypocet!$D$24)/$FH$2","v":0},{"$f":"(FI136*Vypocet!$D$24)/$FI$2","v":0},{"$f":"(FJ136*Vypocet!$D$24)/$FJ$2","v":0},{"$f":"(FK136*Vypocet!$D$24)/$FK$2","v":0},{"$f":"(FL136*Vypocet!$D$24)/$FL$2","v":0},{"$f":"(FM136*Vypocet!$D$24)/$FM$2","v":0},{"$f":"(FN136*Vypocet!$D$24)/$FN$2","v":0},{"$f":"(FO136*Vypocet!$D$24)/$FO$2","v":0},{"$f":"(VLOOKUP(A136,Voda!$B$3:$AC$15,TDDData!C136+4,0)*4180*(VLOOKUP(A136,Voda!$B$3:$AC$15,4,0)-VLOOKUP(A136,Voda!$B$3:$AC$15,3,0)))/3600000","v":0},0,{"$f":"IF(U136=0,0,IF(Z136>0,IF(Z136/1000<U136,IF(Z136/1000<=Vypocet!$D$15,IF(U136<Vypocet!$D$15,U136-Z136/1000,Vypocet!$D$15-Z136/1000),Vypocet!$D$15),0),IF(U136>Vypocet!$D$15,Vypocet!$D$15,U136)))","v":0},0,{"$f":"HLOOKUP(Vypocet!$D$11,TDDData!$E:$S,2+TDDData!D136,0)","v":{"$error":"#N/A"}},0,0,{"$error":"#N/A"},{"$error":"#N/A"},{"$f":"IF(AA136<0,IF(AC135>-AA136,AC135+AA136,0),IF(AA136+AC135<=Vypocet!$D$18,AA136+AC135,Vypocet!$D$18))","v":{"$error":"#N/A"}},{"$error":"#N/A"},{"$f":"IF(AND(AC136<AC135,AC136<>0),AE135,IF(OR(AND(AC135=0,AA136<0),AC135<-AA136),IF(AC135=0,IF(AE135>-AA136,AE135+AA136,0),IF(AC135+AE135>-AA136,AC135+AE135+AA136,0)),IF(AC135=Vypocet!$D$18,AE135+AA136,AE135+AA136-AC136+AC135)))","v":{"$error":"#N/A"}},{"$error":"#N/A"},{"$error":"#N/A"},{"$f":"SUM($AF$3:AF136)","v":{"$error":"#N/A"}},{"$error":"#N/A"},{"$error":"#N/A"},{"$error":"#N/A"},{"$f":"SUM($AJ$3:AJ136)","v":{"$error":"#N/A"}},{"$error":"#N/A"},{"$error":"#N/A"},{"$error":"#N/A"},{"$f":"IF(AN136<0,IF(AP135>-AN136,AP135+AN136,0),IF(AN136+AP135<=Vypocet!$D$18,AN136+AP135,Vypocet!$D$18))","v":{"$error":"#N/A"}},{"$error":"#N/A"},{"$f":"IF(AND(AP136<AP135,AP136<>0),AR135,IF(OR(AND(AP135=0,AN136<0),AP135<-AN136),IF(AP135=0,IF(AR135>-AN136,AR135+AN136,0),IF(AP135+AR135>-AN136,AP135+AR135+AN136,0)),IF(AP135=Vypocet!$D$18,AR135+AN136,AR135+AN136-AP136+AP135)))","v":{"$error":"#N/A"}},{"$error":"#N/A"},{"$error":"#N/A"},{"$f":"SUM($AS$3:AS136)","v":{"$error":"#N/A"}},{"$error":"#N/A"},{"$error":"#N/A"},{"$error":"#N/A"},{"$f":"SUM($AW$3:AW136)","v":{"$error":"#N/A"}},{"$f":"IF(V136=0,IF(U136=0,IF(AZ135+Z136/1000>Vypocet!$D$18,Vypocet!$D$18,AZ135+Z136/1000),IF(Z136/1000+AZ135-U136>Vypocet!$D$18,Vypocet!$D$18,Z136/1000+AZ135-U136)),IF(AZ135=0,0,IF(AZ135>V136,AZ135-V136,0)))","v":0},0,null,null,null,null,null,null,null,null,null,null,null,null,null,null,null,null,null,null,null,null,null,null,null,null,null,null,null,null,null,null,null,null,null,null,null,null,null,null,null,null,null,null,null,null,null,null,null,null,null,null,null,null,null,null,null,null,null,null,null,null,null,null,null,null,null,null,null,null,null,null,null,null,null,null,null,null,null,null,null,null,null,null,null,null,null,null,null,null,null,null,null,null,null,null,null,null,null,null,null,null,null,null,null,0.94205000000000005,0.99578,0.89549999999999996,0.48481000000000002,0.73848999999999998,0.67235,0.89312999999999998,0.42863000000000001,0.46555000000000002,0.56240000000000001,0.46529999999999999,0.53205000000000002,0.75077000000000005,0.78876000000000002,0]
[1,43836,15,135,{"$f":"(FA137*Vypocet!$D$24)/$FA$2","v":0},{"$f":"(FB137*Vypocet!$D$24)/$FB$2","v":0},{"$f":"(FC137*Vypocet!$D$24)/$FC$2","v":0},{"$f":"(FD137*Vypocet!$D$24)/$FD$2","v":0},{"$f":"(FE137*Vypocet!$D$24)/$FE$2","v":0},{"$f":"(FF137*Vypocet!$D$24)/$FF$2","v":0},{"$f":"(FG137*Vypocet!$D$24)/$FG$2","v":0},{"$f":"(FH137*Vypocet!$D$24)/$FH$2","v":0},{"$f":"(FI137*Vypocet!$D$24)/$FI$2","v":0},{"$f":"(FJ137*Vypocet!$D$24)/$FJ$2","v":0},{"$f":"(FK137*Vypocet!$D$24)/$FK$2","v":0},{"$f":"(FL137*Vypocet!$D$24)/$FL$2","v":0},{"$f":"(FM137*Vypocet!$D$24)/$FM$2","v":0},{"$f":"(FN137*Vypocet!$D$24)/$FN$2","v":0},{"$f":"(FO137*Vypocet!$D$24)/$FO$2","v":0},{"$f":"(VLOOKUP(A137,Voda!$B$3:$AC$15,TDDData!C137+4,0)*4180*(VLOOKUP(A137,Voda!$B$3:$AC$15,4,0)-VLOOKUP(A137,Voda!$B$3:$AC$15,3,0)))/3600000","v":0},0,{"$f":"IF(U137=0,0,IF(Z137>0,IF(Z137/1000<U137,IF(Z137/1000<=Vypocet!$D$15,IF(U137<Vypocet!$D$15,U137-Z137/1000,Vypocet!$D$15-Z137/1000),Vypocet!$D$15),0),IF(U137>Vypocet!$D$15,Vypocet!$D$15,U137)))","v":0},0,{"$f":"HLOOKUP(Vypocet!$D$11,TDDData!$E:$S,2+TDDData!D137,0)","v":{"$error":"#N/A"}},0,0,{"$error":"#N/A"},{"$error":"#N/A"},{"$f":"IF(AA137<0,IF(AC136>-AA137,AC136+AA137,0),IF(AA137+AC136<=Vypocet!$D$18,AA137+AC136,Vypocet!$D$18))","v":{"$error":"#N/A"}},{"$error":"#N/A"},{"$f":"IF(AND(AC137<AC136,AC137<>0),AE136,IF(OR(AND(AC136=0,AA137<0),AC136<-AA137),IF(AC136=0,IF(AE136>-AA137,AE136+AA137,0),IF(AC136+AE136>-AA137,AC136+AE136+AA137,0)),IF(AC136=Vypocet!$D$18,AE136+AA137,AE136+AA137-AC137+AC136)))","v":{"$error":"#N/A"}},{"$error":"#N/A"},{"$error":"#N/A"},{"$f":"SUM($AF$3:AF137)","v":{"$error":"#N/A"}},{"$error":"#N/A"},{"$error":"#N/A"},{"$error":"#N/A"},{"$f":"SUM($AJ$3:AJ137)","v":{"$error":"#N/A"}},{"$error":"#N/A"},{"$error":"#N/A"},{"$error":"#N/A"},{"$f":"IF(AN137<0,IF(AP136>-AN137,AP136+AN137,0),IF(AN137+AP136<=Vypocet!$D$18,AN137+AP136,Vypocet!$D$18))","v":{"$error":"#N/A"}},{"$error":"#N/A"},{"$f":"IF(AND(AP137<AP136,AP137<>0),AR136,IF(OR(AND(AP136=0,AN137<0),AP136<-AN137),IF(AP136=0,IF(AR136>-AN137,AR136+AN137,0),IF(AP136+AR136>-AN137,AP136+AR136+AN137,0)),IF(AP136=Vypocet!$D$18,AR136+AN137,AR136+AN137-AP137+AP136)))","v":{"$error":"#N/A"}},{"$f":"IF(AR137>AR136,AR137-AR136,0)","v":{"$error":"#N/A"}},{"$error":"#N/A"},{"$f":"SUM($AS$3:AS137)","v":{"$error":"#N/A"}},{"$error":"#N/A"},{"$f":"IF(AV137>AV136,AV137-AV136,0)","v":{"$error":"#N/A"}},{"$error":"#N/A"},{"$f":"SUM($AW$3:AW137)","v":{"$error":"#N/A"}},{"$f":"IF(V137=0,IF(U137=0,IF(AZ136+Z137/1000>Vypocet!$D$18,Vypocet!$D$18,AZ136+Z137/1000),IF(Z137/1000+AZ136-U137>Vypocet!$D$18,Vypocet!$D$18,Z137/1000+AZ136-U137)),IF(AZ136=0,0,IF(AZ136>V137,AZ136-V137,0)))","v":0},0,null,null,null,null,null,null,null,null,null,null,null,null,null,null,null,null,null,null,null,null,null,null,null,null,null,null,null,null,null,null,null,null,null,null,null,null,null,null,null,null,null,null,null,null,null,null,null,null,null,null,null,null,null,null,null,null,null,null,null,null,null,null,null,null,null,null,null,null,null,null,null,null,null,null,null,null,null,null,null,null,null,null,null,null,null,null,null,null,null,null,null,null,null,null,null,null,null,null,null,null,null,null,null,0.96691000000000005,0.90820999999999996,0.91747999999999996,0.47610999999999998,0.71655999999999997,0.77242999999999995,0.64934999999999998,0.55261000000000005,0.46361000000000002,0.81023999999999996,0.61160000000000003,0.66888999999999998,0.68769999999999998,0.76649999999999996,0]
[1,43836,16,136,{"$f":"(FA138*Vypocet!$D$24)/$FA$2","v":0},{"$f":"(FB138*Vypocet!$D$24)/$FB$2","v":0},{"$f":"(FC138*Vypocet!$D$24)/$FC$2","v":0},{"$f":"(FD138*Vypocet!$D$24)/$FD$2","v":0},{"$f":"(FE138*Vypocet!$D$24)/$FE$2","v":0},{"$f":"(FF138*Vypocet!$D$24)/$FF$2","v":0},{"$f":"(FG138*Vypocet!$D$24)/$FG$2","v":0},{"$f":"(FH138*Vypocet!$D$24)/$FH$2","v":0},{"$f":"(FI138*Vypocet!$D$24)/$FI$2","v":0},{"$f":"(FJ138*Vypocet!$D$24)/$FJ$2","v":0},{"$f":"(FK138*Vypocet!$D$24)/$FK$2","v":0},{"$f":"(FL138*Vypocet!$D$24)/$FL$2","v":0},{"$f":"(FM138*Vypocet!$D$24)/$FM$2","v":0},{"$f":"(FN138*Vypocet!$D$24)/$FN$2","v":0},{"$f":"(FO138*Vypocet!$D$24)/$FO$2","v":0},{"$f":"(VLOOKUP(A138,Voda!$B$3:$AC$15,TDDData!C138+4,0)*4180*(VLOOKUP(A138,Voda!$B$3:$AC$15,4,0)-VLOOKUP(A138,Voda!$B$3:$AC$15,3,0)))/3600000","v":0},0,{"$f":"IF(U138=0,0,IF(Z138>0,IF(Z138/1000<U138,IF(Z138/1000<=Vypocet!$D$15,IF(U138<Vypocet!$D$15,U138-Z138/1000,Vypocet!$D$15-Z138/1000),Vypocet!$D$15),0),IF(U138>Vypocet!$D$15,Vypocet!$D$15,U138)))","v":0},0,{"$f":"HLOOKUP(Vypocet!$D$11,TDDData!$E:$S,2+TDDData!D138,0)","v":{"$error":"#N/A"}},0,0,{"$error":"#N/A"},{"$error":"#N/A"},{"$f":"IF(AA138<0,IF(AC137>-AA138,AC137+AA138,0),IF(AA138+AC137<=Vypocet!$D$18,AA138+AC137,Vypocet!$D$18))","v":{"$error":"#N/A"}},{"$error":"#N/A"},{"$f":"IF(AND(AC138<AC137,AC138<>0),AE137,IF(OR(AND(AC137=0,AA138<0),AC137<-AA138),IF(AC137=0,IF(AE137>-AA138,AE137+AA138,0),IF(AC137+AE137>-AA138,AC137+AE137+AA138,0)),IF(AC137=Vypocet!$D$18,AE137+AA138,AE137+AA138-AC138+AC137)))","v":{"$error":"#N/A"}},{"$error":"#N/A"},{"$error":"#N/A"},{"$f":"SUM($AF$3:AF138)","v":{"$error":"#N/A"}},{"$error":"#N/A"},{"$error":"#N/A"},{"$error":"#N/A"},{"$f":"SUM($AJ$3:AJ138)","v":{"$error":"#N/A"}},{"$error":"#N/A"},{"$error":"#N/A"},{"$error":"#N/A"},{"$f":"IF(AN138<0,IF(AP137>-AN138,AP137+AN138,0),IF(AN138+AP137<=Vypocet!$D$18,AN138+AP137,Vypocet!$D$18))","v":{"$error":"#N/A"}},{"$error":"#N/A"},{"$f":"IF(AND(AP138<AP137,AP138<>0),AR137,IF(OR(AND(AP137=0,AN138<0),AP137<-AN138),IF(AP137=0,IF(AR137>-AN138,AR137+AN138,0),IF(AP137+AR137>-AN138,AP137+AR137+AN138,0)),IF(AP137=Vypocet!$D$18,AR137+AN138,AR137+AN138-AP138+AP137)))","v":{"$error":"#N/A"}},{"$error":"#N/A"},{"$error":"#N/A"},{"$f":"SUM($AS$3:AS138)","v":{"$error":"#N/A"}},{"$error":"#N/A"},{"$error":"#N/A"},{"$error":"#N/A"},{"$f":"SUM($AW$3:AW138)","v":{"$error":"#N/A"}},{"$f":"IF(V138=0,IF(U138=0,IF(AZ137+Z138/1000>Vypocet!$D$18,Vypocet!$D$18,AZ137+Z138/1000),IF(Z138/1000+AZ137-U138>Vypocet!$D$18,Vypocet!$D$18,Z138/1000+AZ137-U138)),IF(AZ137=0,0,IF(AZ137>V138,AZ137-V138,0)))","v":0},0,null,null,null,null,null,null,null,null,null,null,null,null,null,null,null,null,null,null,null,null,null,null,null,null,null,null,null,null,null,null,null,null,null,null,null,null,null,null,null,null,null,null,null,null,null,null,null,null,null,null,null,null,null,null,null,null,null,null,null,null,null,null,null,null,null,null,null,null,null,null,null,null,null,null,null,null,null,null,null,null,null,null,null,null,null,null,null,null,null,null,null,null,null,null,null,null,null,null,null,null,null,null,null,0.92118999999999995,0.85190999999999995,0.91508,0.52078999999999998,0.75722999999999996,0.53625,0.53300999999999998,0.46886,0.81716999999999995,0.72896000000000005,0.72716999999999998,0.59914999999999996,0.67549999999999999,0.85133000000000003,0]
[1,43836,17,137,{"$f":"(FA139*Vypocet!$D$24)/$FA$2","v":0},{"$f":"(FB139*Vypocet!$D$24)/$FB$2","v":0},{"$f":"(FC139*Vypocet!$D$24)/$FC$2","v":0},{"$f":"(FD139*Vypocet!$D$24)/$FD$2","v":0},{"$f":"(FE139*Vypocet!$D$24)/$FE$2","v":0},{"$f":"(FF139*Vypocet!$D$24)/$FF$2","v":0},{"$f":"(FG139*Vypocet!$D$24)/$FG$2","v":0},{"$f":"(FH139*Vypocet!$D$24)/$FH$2","v":0},{"$f":"(FI139*Vypocet!$D$24)/$FI$2","v":0},{"$f":"(FJ139*Vypocet!$D$24)/$FJ$2","v":0},{"$f":"(FK139*Vypocet!$D$24)/$FK$2","v":0},{"$f":"(FL139*Vypocet!$D$24)/$FL$2","v":0},{"$f":"(FM139*Vypocet!$D$24)/$FM$2","v":0},{"$f":"(FN139*Vypocet!$D$24)/$FN$2","v":0},{"$f":"(FO139*Vypocet!$D$24)/$FO$2","v":0},{"$f":"(VLOOKUP(A139,Voda!$B$3:$AC$15,TDDData!C139+4,0)*4180*(VLOOKUP(A139,Voda!$B$3:$AC$15,4,0)-VLOOKUP(A139,Voda!$B$3:$AC$15,3,0)))/3600000","v":0},0,{"$f":"IF(U139=0,0,IF(Z139>0,IF(Z139/1000<U139,IF(Z139/1000<=Vypocet!$D$15,IF(U139<Vypocet!$D$15,U139-Z139/1000,Vypocet!$D$15-Z139/1000),Vypocet!$D$15),0),IF(U139>Vypocet!$D$15,Vypocet!$D$15,U139)))","v":0},0,{"$f":"HLOOKUP(Vypocet!$D$11,TDDData!$E:$S,2+TDDData!D139,0)","v":{"$error":"#N/A"}},0,0,{"$error":"#N/A"},{"$error":"#N/A"},{"$f":"IF(AA139<0,IF(AC138>-AA139,AC138+AA139,0),IF(AA139+AC138<=Vypocet!$D$18,AA139+AC138,Vypocet!$D$18))","v":{"$error":"#N/A"}},{"$error":"#N/A"},{"$f":"IF(AND(AC139<AC138,AC139<>0),AE138,IF(OR(AND(AC138=0,AA139<0),AC138<-AA139),IF(AC138=0,IF(AE138>-AA139,AE138+AA139,0),IF(AC138+AE138>-AA139,AC138+AE138+AA139,0)),IF(AC138=Vypocet!$D$18,AE138+AA139,AE138+AA139-AC139+AC138)))","v":{"$error":"#N/A"}},{"$error":"#N/A"},{"$error":"#N/A"},{"$f":"SUM($AF$3:AF139)","v":{"$error":"#N/A"}},{"$error":"#N/A"},{"$error":"#N/A"},{"$error":"#N/A"},{"$f":"SUM($AJ$3:AJ139)","v":{"$error":"#N/A"}},{"$error":"#N/A"},{"$error":"#N/A"},{"$error":"#N/A"},{"$f":"IF(AN139<0,IF(AP138>-AN139,AP138+AN139,0),IF(AN139+AP138<=Vypocet!$D$18,AN139+AP138,Vypocet!$D$18))","v":{"$error":"#N/A"}},{"$error":"#N/A"},{"$f":"IF(AND(AP139<AP138,AP139<>0),AR138,IF(OR(AND(AP138=0,AN139<0),AP138<-AN139),IF(AP138=0,IF(AR138>-AN139,AR138+AN139,0),IF(AP138+AR138>-AN139,AP138+AR138+AN139,0)),IF(AP138=Vypocet!$D$18,AR138+AN139,AR138+AN139-AP139+AP138)))","v":{"$error":"#N/A"}},{"$error":"#N/A"},{"$error":"#N/A"},{"$f":"SUM($AS$3:AS139)","v":{"$error":"#N/A"}},{"$error":"#N/A"},{"$error":"#N/A"},{"$error":"#N/A"},{"$f":"SUM($AW$3:AW139)","v":{"$error":"#N/A"}},{"$f":"IF(V139=0,IF(U139=0,IF(AZ138+Z139/1000>Vypocet!$D$18,Vypocet!$D$18,AZ138+Z139/1000),IF(Z139/1000+AZ138-U139>Vypocet!$D$18,Vypocet!$D$18,Z139/1000+AZ138-U139)),IF(AZ138=0,0,IF(AZ138>V139,AZ138-V139,0)))","v":0},0,null,null,null,null,null,null,null,null,null,null,null,null,null,null,null,null,null,null,null,null,null,null,null,null,null,null,null,null,null,null,null,null,null,null,null,null,null,null,null,null,null,null,null,null,null,null,null,null,null,null,null,null,null,null,null,null,null,null,null,null,null,null,null,null,null,null,null,null,null,null,null,null,null,null,null,null,null,null,null,null,null,null,null,null,null,null,null,null,null,null,null,null,null,null,null,null,null,null,null,null,null,null,null,0.9153,0.75390999999999997,0.82223999999999997,0.61290999999999995,0.61124999999999996,0.48077999999999999,0.46251999999999999,0.54037999999999997,0.66364000000000001,0.54276000000000002,0.83901999999999999,0.71333000000000002,0.74497999999999998,0.89242999999999995,0.41666999999999998]
[1,43836,18,138,{"$f":"(FA140*Vypocet!$D$24)/$FA$2","v":0},{"$f":"(FB140*Vypocet!$D$24)/$FB$2","v":0},{"$f":"(FC140*Vypocet!$D$24)/$FC$2","v":0},{"$f":"(FD140*Vypocet!$D$24)/$FD$2","v":0},{"$f":"(FE140*Vypocet!$D$24)/$FE$2","v":0},{"$f":"(FF140*Vypocet!$D$24)/$FF$2","v":0},{"$f":"(FG140*Vypocet!$D$24)/$FG$2","v":0},{"$f":"(FH140*Vypocet!$D$24)/$FH$2","v":0},{"$f":"(FI140*Vypocet!$D$24)/$FI$2","v":0},{"$f":"(FJ140*Vypocet!$D$24)/$FJ$2","v":0},{"$f":"(FK140*Vypocet!$D$24)/$FK$2","v":0},{"$f":"(FL140*Vypocet!$D$24)/$FL$2","v":0},{"$f":"(FM140*Vypocet!$D$24)/$FM$2","v":0},{"$f":"(FN140*Vypocet!$D$24)/$FN$2","v":0},{"$f":"(FO140*Vypocet!$D$24)/$FO$2","v":0},{"$f":"(VLOOKUP(A140,Voda!$B$3:$AC$15,TDDData!C140+4,0)*4180*(VLOOKUP(A140,Voda!$B$3:$AC$15,4,0)-VLOOKUP(A140,Voda!$B$3:$AC$15,3,0)))/3600000","v":0},0,{"$f":"IF(U140=0,0,IF(Z140>0,IF(Z140/1000<U140,IF(Z140/1000<=Vypocet!$D$15,IF(U140<Vypocet!$D$15,U140-Z140/1000,Vypocet!$D$15-Z140/1000),Vypocet!$D$15),0),IF(U140>Vypocet!$D$15,Vypocet!$D$15,U140)))","v":0},0,{"$f":"HLOOKUP(Vypocet!$D$11,TDDData!$E:$S,2+TDDData!D140,0)","v":{"$error":"#N/A"}},0,0,{"$error":"#N/A"},{"$error":"#N/A"},{"$f":"IF(AA140<0,IF(AC139>-AA140,AC139+AA140,0),IF(AA140+AC139<=Vypocet!$D$18,AA140+AC139,Vypocet!$D$18))","v":{"$error":"#N/A"}},{"$error":"#N/A"},{"$f":"IF(AND(AC140<AC139,AC140<>0),AE139,IF(OR(AND(AC139=0,AA140<0),AC139<-AA140),IF(AC139=0,IF(AE139>-AA140,AE139+AA140,0),IF(AC139+AE139>-AA140,AC139+AE139+AA140,0)),IF(AC139=Vypocet!$D$18,AE139+AA140,AE139+AA140-AC140+AC139)))","v":{"$error":"#N/A"}},{"$error":"#N/A"},{"$error":"#N/A"},{"$f":"SUM($AF$3:AF140)","v":{"$error":"#N/A"}},{"$error":"#N/A"},{"$error":"#N/A"},{"$error":"#N/A"},{"$f":"SUM($AJ$3:AJ140)","v":{"$error":"#N/A"}},{"$error":"#N/A"},{"$error":"#N/A"},{"$error":"#N/A"},{"$f":"IF(AN140<0,IF(AP139>-AN140,AP139+AN140,0),IF(AN140+AP139<=Vypocet!$D$18,AN140+AP139,Vypocet!$D$18))","v":{"$error":"#N/A"}},{"$error":"#N/A"},{"$f":"IF(AND(AP140<AP139,AP140<>0),AR139,IF(OR(AND(AP139=0,AN140<0),AP139<-AN140),IF(AP139=0,IF(AR139>-AN140,AR139+AN140,0),IF(AP139+AR139>-AN140,AP139+AR139+AN140,0)),IF(AP139=Vypocet!$D$18,AR139+AN140,AR139+AN140-AP140+AP139)))","v":{"$error":"#N/A"}},{"$error":"#N/A"},{"$error":"#N/A"},{"$f":"SUM($AS$3:AS140)","v":{"$error":"#N/A"}},{"$error":"#N/A"},{"$error":"#N/A"},{"$error":"#N/A"},{"$f":"SUM($AW$3:AW140)","v":{"$error":"#N/A"}},{"$f":"IF(V140=0,IF(U140=0,IF(AZ139+Z140/1000>Vypocet!$D$18,Vypocet!$D$18,AZ139+Z140/1000),IF(Z140/1000+AZ139-U140>Vypocet!$D$18,Vypocet!$D$18,Z140/1000+AZ139-U140)),IF(AZ139=0,0,IF(AZ139>V140,AZ139-V140,0)))","v":0},{"$f":"IF(AZ139=0,IF(Z140=0,V140,IF(V140<Z140,0,V140-Z140)),IF(AZ139>V140,0,V140-AZ139))","v":0},null,null,null,null,null,null,null,null,null,null,null,null,null,null,null,null,null,null,null,null,null,null,null,null,null,null,null,null,null,null,null,null,null,null,null,null,null,null,null,null,null,null,null,null,null,null,null,null,null,null,null,null,null,null,null,null,null,null,null,null,null,null,null,null,null,null,null,null,null,null,null,null,null,null,null,null,null,null,null,null,null,null,null,null,null,null,null,null,null,null,null,null,null,null,null,null,null,null,null,null,null,null,null,0.81842999999999999,0.63970000000000005,0.78979999999999995,0.76178999999999997,0.47571000000000002,0.47049999999999997,0.41302,0.54423999999999995,0.69825000000000004,0.54232999999999998,0.75743000000000005,0.60324,0.59414999999999996,0.9194,1]
[1,43836,19,139,{"$f":"(FA141*Vypocet!$D$24)/$FA$2","v":0},{"$f":"(FB141*Vypocet!$D$24)/$FB$2","v":0},{"$f":"(FC141*Vypocet!$D$24)/$FC$2","v":0},{"$f":"(FD141*Vypocet!$D$24)/$FD$2","v":0},{"$f":"(FE141*Vypocet!$D$24)/$FE$2","v":0},{"$f":"(FF141*Vypocet!$D$24)/$FF$2","v":0},{"$f":"(FG141*Vypocet!$D$24)/$FG$2","v":0},{"$f":"(FH141*Vypocet!$D$24)/$FH$2","v":0},{"$f":"(FI141*Vypocet!$D$24)/$FI$2","v":0},{"$f":"(FJ141*Vypocet!$D$24)/$FJ$2","v":0},{"$f":"(FK141*Vypocet!$D$24)/$FK$2","v":0},{"$f":"(FL141*Vypocet!$D$24)/$FL$2","v":0},{"$f":"(FM141*Vypocet!$D$24)/$FM$2","v":0},{"$f":"(FN141*Vypocet!$D$24)/$FN$2","v":0},{"$f":"(FO141*Vypocet!$D$24)/$FO$2","v":0},{"$f":"(VLOOKUP(A141,Voda!$B$3:$AC$15,TDDData!C141+4,0)*4180*(VLOOKUP(A141,Voda!$B$3:$AC$15,4,0)-VLOOKUP(A141,Voda!$B$3:$AC$15,3,0)))/3600000","v":0},0,{"$f":"IF(U141=0,0,IF(Z141>0,IF(Z141/1000<U141,IF(Z141/1000<=Vypocet!$D$15,IF(U141<Vypocet!$D$15,U141-Z141/1000,Vypocet!$D$15-Z141/1000),Vypocet!$D$15),0),IF(U141>Vypocet!$D$15,Vypocet!$D$15,U141)))","v":0},0,{"$f":"HLOOKUP(Vypocet!$D$11,TDDData!$E:$S,2+TDDData!D141,0)","v":{"$error":"#N/A"}},0,0,{"$error":"#N/A"},{"$error":"#N/A"},{"$f":"IF(AA141<0,IF(AC140>-AA141,AC140+AA141,0),IF(AA141+AC140<=Vypocet!$D$18,AA141+AC140,Vypocet!$D$18))","v":{"$error":"#N/A"}},{"$error":"#N/A"},{"$f":"IF(AND(AC141<AC140,AC141<>0),AE140,IF(OR(AND(AC140=0,AA141<0),AC140<-AA141),IF(AC140=0,IF(AE140>-AA141,AE140+AA141,0),IF(AC140+AE140>-AA141,AC140+AE140+AA141,0)),IF(AC140=Vypocet!$D$18,AE140+AA141,AE140+AA141-AC141+AC140)))","v":{"$error":"#N/A"}},{"$error":"#N/A"},{"$f":"IF(AE141+AC141>-AA141,0,IF(AND(AE141=0,AC141=0),-AA141,-AA141-AE141-AC141))","v":{"$error":"#N/A"}},{"$f":"SUM($AF$3:AF141)","v":{"$error":"#N/A"}},{"$error":"#N/A"},{"$error":"#N/A"},{"$error":"#N/A"},{"$f":"SUM($AJ$3:AJ141)","v":{"$error":"#N/A"}},{"$error":"#N/A"},{"$error":"#N/A"},{"$error":"#N/A"},{"$f":"IF(AN141<0,IF(AP140>-AN141,AP140+AN141,0),IF(AN141+AP140<=Vypocet!$D$18,AN141+AP140,Vypocet!$D$18))","v":{"$error":"#N/A"}},{"$error":"#N/A"},{"$f":"IF(AND(AP141<AP140,AP141<>0),AR140,IF(OR(AND(AP140=0,AN141<0),AP140<-AN141),IF(AP140=0,IF(AR140>-AN141,AR140+AN141,0),IF(AP140+AR140>-AN141,AP140+AR140+AN141,0)),IF(AP140=Vypocet!$D$18,AR140+AN141,AR140+AN141-AP141+AP140)))","v":{"$error":"#N/A"}},{"$error":"#N/A"},{"$f":"IF(AR141+AP141>-AN141,0,IF(AND(AR141=0,AP141=0),-AN141,-AN141-AR141-AP141))","v":{"$error":"#N/A"}},{"$f":"SUM($AS$3:AS141)","v":{"$error":"#N/A"}},{"$error":"#N/A"},{"$error":"#N/A"},{"$error":"#N/A"},{"$f":"SUM($AW$3:AW141)","v":{"$error":"#N/A"}},{"$f":"IF(V141=0,IF(U141=0,IF(AZ140+Z141/1000>Vypocet!$D$18,Vypocet!$D$18,AZ140+Z141/1000),IF(Z141/1000+AZ140-U141>Vypocet!$D$18,Vypocet!$D$18,Z141/1000+AZ140-U141)),IF(AZ140=0,0,IF(AZ140>V141,AZ140-V141,0)))","v":0},0,null,null,null,null,null,null,null,null,null,null,null,null,null,null,null,null,null,null,null,null,null,null,null,null,null,null,null,null,null,null,null,null,null,null,null,null,null,null,null,null,null,null,null,null,null,null,null,null,null,null,null,null,null,null,null,null,null,null,null,null,null,null,null,null,null,null,null,null,null,null,null,null,null,null,null,null,null,null,null,null,null,null,null,null,null,null,null,null,null,null,null,null,null,null,null,null,null,null,null,null,null,null,null,0.71575999999999995,0.58333999999999997,0.78312000000000004,0.81657999999999997,0.62246999999999997,0.48820999999999998,0.45829999999999999,0.54305999999999999,0.56827000000000005,0.56294999999999995,0.62731999999999999,0.50785999999999998,0.59331999999999996,0.90222000000000002,1]
[1,43836,20,140,{"$f":"(FA142*Vypocet!$D$24)/$FA$2","v":0},{"$f":"(FB142*Vypocet!$D$24)/$FB$2","v":0},{"$f":"(FC142*Vypocet!$D$24)/$FC$2","v":0},{"$f":"(FD142*Vypocet!$D$24)/$FD$2","v":0},{"$f":"(FE142*Vypocet!$D$24)/$FE$2","v":0},{"$f":"(FF142*Vypocet!$D$24)/$FF$2","v":0},{"$f":"(FG142*Vypocet!$D$24)/$FG$2","v":0},{"$f":"(FH142*Vypocet!$D$24)/$FH$2","v":0},{"$f":"(FI142*Vypocet!$D$24)/$FI$2","v":0},{"$f":"(FJ142*Vypocet!$D$24)/$FJ$2","v":0},{"$f":"(FK142*Vypocet!$D$24)/$FK$2","v":0},{"$f":"(FL142*Vypocet!$D$24)/$FL$2","v":0},{"$f":"(FM142*Vypocet!$D$24)/$FM$2","v":0},{"$f":"(FN142*Vypocet!$D$24)/$FN$2","v":0},{"$f":"(FO142*Vypocet!$D$24)/$FO$2","v":0},{"$f":"(VLOOKUP(A142,Voda!$B$3:$AC$15,TDDData!C142+4,0)*4180*(VLOOKUP(A142,Voda!$B$3:$AC$15,4,0)-VLOOKUP(A142,Voda!$B$3:$AC$15,3,0)))/3600000","v":0},0,{"$f":"IF(U142=0,0,IF(Z142>0,IF(Z142/1000<U142,IF(Z142/1000<=Vypocet!$D$15,IF(U142<Vypocet!$D$15,U142-Z142/1000,Vypocet!$D$15-Z142/1000),Vypocet!$D$15),0),IF(U142>Vypocet!$D$15,Vypocet!$D$15,U142)))","v":0},0,{"$f":"HLOOKUP(Vypocet!$D$11,TDDData!$E:$S,2+TDDData!D142,0)","v":{"$error":"#N/A"}},0,0,{"$error":"#N/A"},{"$error":"#N/A"},{"$f":"IF(AA142<0,IF(AC141>-AA142,AC141+AA142,0),IF(AA142+AC141<=Vypocet!$D$18,AA142+AC141,Vypocet!$D$18))","v":{"$error":"#N/A"}},{"$error":"#N/A"},{"$f":"IF(AND(AC142<AC141,AC142<>0),AE141,IF(OR(AND(AC141=0,AA142<0),AC141<-AA142),IF(AC141=0,IF(AE141>-AA142,AE141+AA142,0),IF(AC141+AE141>-AA142,AC141+AE141+AA142,0)),IF(AC141=Vypocet!$D$18,AE141+AA142,AE141+AA142-AC142+AC141)))","v":{"$error":"#N/A"}},{"$error":"#N/A"},{"$error":"#N/A"},{"$f":"SUM($AF$3:AF142)","v":{"$error":"#N/A"}},{"$error":"#N/A"},{"$error":"#N/A"},{"$error":"#N/A"},{"$f":"SUM($AJ$3:AJ142)","v":{"$error":"#N/A"}},{"$error":"#N/A"},{"$error":"#N/A"},{"$error":"#N/A"},{"$f":"IF(AN142<0,IF(AP141>-AN142,AP141+AN142,0),IF(AN142+AP141<=Vypocet!$D$18,AN142+AP141,Vypocet!$D$18))","v":{"$error":"#N/A"}},{"$error":"#N/A"},{"$f":"IF(AND(AP142<AP141,AP142<>0),AR141,IF(OR(AND(AP141=0,AN142<0),AP141<-AN142),IF(AP141=0,IF(AR141>-AN142,AR141+AN142,0),IF(AP141+AR141>-AN142,AP141+AR141+AN142,0)),IF(AP141=Vypocet!$D$18,AR141+AN142,AR141+AN142-AP142+AP141)))","v":{"$error":"#N/A"}},{"$error":"#N/A"},{"$error":"#N/A"},{"$f":"SUM($AS$3:AS142)","v":{"$error":"#N/A"}},{"$error":"#N/A"},{"$error":"#N/A"},{"$error":"#N/A"},{"$f":"SUM($AW$3:AW142)","v":{"$error":"#N/A"}},{"$f":"IF(V142=0,IF(U142=0,IF(AZ141+Z142/1000>Vypocet!$D$18,Vypocet!$D$18,AZ141+Z142/1000),IF(Z142/1000+AZ141-U142>Vypocet!$D$18,Vypocet!$D$18,Z142/1000+AZ141-U142)),IF(AZ141=0,0,IF(AZ141>V142,AZ141-V142,0)))","v":0},0,null,null,null,null,null,null,null,null,null,null,null,null,null,null,null,null,null,null,null,null,null,null,null,null,null,null,null,null,null,null,null,null,null,null,null,null,null,null,null,null,null,null,null,null,null,null,null,null,null,null,null,null,null,null,null,null,null,null,null,null,null,null,null,null,null,null,null,null,null,null,null,null,null,null,null,null,null,null,null,null,null,null,null,null,null,null,null,null,null,null,null,null,null,null,null,null,null,null,null,null,null,null,null,0.64431000000000005,0.57121999999999995,0.71863999999999995,0.77554999999999996,0.81943999999999995,0.50780000000000003,0.43026999999999999,0.53586,0.55125999999999997,0.54718999999999995,0.50670000000000004,0.46579999999999999,0.63673999999999997,0.88507000000000002,1]
[1,43836,21,141,{"$f":"(FA143*Vypocet!$D$24)/$FA$2","v":0},{"$f":"(FB143*Vypocet!$D$24)/$FB$2","v":0},{"$f":"(FC143*Vypocet!$D$24)/$FC$2","v":0},{"$f":"(FD143*Vypocet!$D$24)/$FD$2","v":0},{"$f":"(FE143*Vypocet!$D$24)/$FE$2","v":0},{"$f":"(FF143*Vypocet!$D$24)/$FF$2","v":0},{"$f":"(FG143*Vypocet!$D$24)/$FG$2","v":0},{"$f":"(FH143*Vypocet!$D$24)/$FH$2","v":0},{"$f":"(FI143*Vypocet!$D$24)/$FI$2","v":0},{"$f":"(FJ143*Vypocet!$D$24)/$FJ$2","v":0},{"$f":"(FK143*Vypocet!$D$24)/$FK$2","v":0},{"$f":"(FL143*Vypocet!$D$24)/$FL$2","v":0},{"$f":"(FM143*Vypocet!$D$24)/$FM$2","v":0},{"$f":"(FN143*Vypocet!$D$24)/$FN$2","v":0},{"$f":"(FO143*Vypocet!$D$24)/$FO$2","v":0},{"$f":"(VLOOKUP(A143,Voda!$B$3:$AC$15,TDDData!C143+4,0)*4180*(VLOOKUP(A143,Voda!$B$3:$AC$15,4,0)-VLOOKUP(A143,Voda!$B$3:$AC$15,3,0)))/3600000","v":0},0,{"$f":"IF(U143=0,0,IF(Z143>0,IF(Z143/1000<U143,IF(Z143/1000<=Vypocet!$D$15,IF(U143<Vypocet!$D$15,U143-Z143/1000,Vypocet!$D$15-Z143/1000),Vypocet!$D$15),0),IF(U143>Vypocet!$D$15,Vypocet!$D$15,U143)))","v":0},0,{"$f":"HLOOKUP(Vypocet!$D$11,TDDData!$E:$S,2+TDDData!D143,0)","v":{"$error":"#N/A"}},0,0,{"$error":"#N/A"},{"$error":"#N/A"},{"$f":"IF(AA143<0,IF(AC142>-AA143,AC142+AA143,0),IF(AA143+AC142<=Vypocet!$D$18,AA143+AC142,Vypocet!$D$18))","v":{"$error":"#N/A"}},{"$error":"#N/A"},{"$f":"IF(AND(AC143<AC142,AC143<>0),AE142,IF(OR(AND(AC142=0,AA143<0),AC142<-AA143),IF(AC142=0,IF(AE142>-AA143,AE142+AA143,0),IF(AC142+AE142>-AA143,AC142+AE142+AA143,0)),IF(AC142=Vypocet!$D$18,AE142+AA143,AE142+AA143-AC143+AC142)))","v":{"$error":"#N/A"}},{"$error":"#N/A"},{"$error":"#N/A"},{"$f":"SUM($AF$3:AF143)","v":{"$error":"#N/A"}},{"$error":"#N/A"},{"$error":"#N/A"},{"$error":"#N/A"},{"$f":"SUM($AJ$3:AJ143)","v":{"$error":"#N/A"}},{"$error":"#N/A"},{"$error":"#N/A"},{"$error":"#N/A"},{"$f":"IF(AN143<0,IF(AP142>-AN143,AP142+AN143,0),IF(AN143+AP142<=Vypocet!$D$18,AN143+AP142,Vypocet!$D$18))","v":{"$error":"#N/A"}},{"$error":"#N/A"},{"$f":"IF(AND(AP143<AP142,AP143<>0),AR142,IF(OR(AND(AP142=0,AN143<0),AP142<-AN143),IF(AP142=0,IF(AR142>-AN143,AR142+AN143,0),IF(AP142+AR142>-AN143,AP142+AR142+AN143,0)),IF(AP142=Vypocet!$D$18,AR142+AN143,AR142+AN143-AP143+AP142)))","v":{"$error":"#N/A"}},{"$error":"#N/A"},{"$error":"#N/A"},{"$f":"SUM($AS$3:AS143)","v":{"$error":"#N/A"}},{"$error":"#N/A"},{"$error":"#N/A"},{"$error":"#N/A"},{"$f":"SUM($AW$3:AW143)","v":{"$error":"#N/A"}},{"$f":"IF(V143=0,IF(U143=0,IF(AZ142+Z143/1000>Vypocet!$D$18,Vypocet!$D$18,AZ142+Z143/1000),IF(Z143/1000+AZ142-U143>Vypocet!$D$18,Vypocet!$D$18,Z143/1000+AZ142-U143)),IF(AZ142=0,0,IF(AZ142>V143,AZ142-V143,0)))","v":0},0,null,null,null,null,null,null,null,null,null,null,null,null,null,null,null,null,null,null,null,null,null,null,null,null,null,null,null,null,null,null,null,null,null,null,null,null,null,null,null,null,null,null,null,null,null,null,null,null,null,null,null,null,null,null,null,null,null,null,null,null,null,null,null,null,null,null,null,null,null,null,null,null,null,null,null,null,null,null,null,null,null,null,null,null,null,null,null,null,null,null,null,null,null,null,null,null,null,null,null,null,null,null,null,0.57721,0.59775999999999996,0.66491,0.71640999999999999,0.73895999999999995,0.68549000000000004,0.39623000000000003,0.42010999999999998,0.49621999999999999,0.52366999999999997,0.42249999999999999,0.49478,0.64681,0.88299000000000005,1]
[1,43836,22,142,{"$f":"(FA144*Vypocet!$D$24)/$FA$2","v":0},{"$f":"(FB144*Vypocet!$D$24)/$FB$2","v":0},{"$f":"(FC144*Vypocet!$D$24)/$FC$2","v":0},{"$f":"(FD144*Vypocet!$D$24)/$FD$2","v":0},{"$f":"(FE144*Vypocet!$D$24)/$FE$2","v":0},{"$f":"(FF144*Vypocet!$D$24)/$FF$2","v":0},{"$f":"(FG144*Vypocet!$D$24)/$FG$2","v":0},{"$f":"(FH144*Vypocet!$D$24)/$FH$2","v":0},{"$f":"(FI144*Vypocet!$D$24)/$FI$2","v":0},{"$f":"(FJ144*Vypocet!$D$24)/$FJ$2","v":0},{"$f":"(FK144*Vypocet!$D$24)/$FK$2","v":0},{"$f":"(FL144*Vypocet!$D$24)/$FL$2","v":0},{"$f":"(FM144*Vypocet!$D$24)/$FM$2","v":0},{"$f":"(FN144*Vypocet!$D$24)/$FN$2","v":0},{"$f":"(FO144*Vypocet!$D$24)/$FO$2","v":0},{"$f":"(VLOOKUP(A144,Voda!$B$3:$AC$15,TDDData!C144+4,0)*4180*(VLOOKUP(A144,Voda!$B$3:$AC$15,4,0)-VLOOKUP(A144,Voda!$B$3:$AC$15,3,0)))/3600000","v":0},0,{"$f":"IF(U144=0,0,IF(Z144>0,IF(Z144/1000<U144,IF(Z144/1000<=Vypocet!$D$15,IF(U144<Vypocet!$D$15,U144-Z144/1000,Vypocet!$D$15-Z144/1000),Vypocet!$D$15),0),IF(U144>Vypocet!$D$15,Vypocet!$D$15,U144)))","v":0},0,{"$f":"HLOOKUP(Vypocet!$D$11,TDDData!$E:$S,2+TDDData!D144,0)","v":{"$error":"#N/A"}},0,0,{"$error":"#N/A"},{"$error":"#N/A"},{"$f":"IF(AA144<0,IF(AC143>-AA144,AC143+AA144,0),IF(AA144+AC143<=Vypocet!$D$18,AA144+AC143,Vypocet!$D$18))","v":{"$error":"#N/A"}},{"$error":"#N/A"},{"$f":"IF(AND(AC144<AC143,AC144<>0),AE143,IF(OR(AND(AC143=0,AA144<0),AC143<-AA144),IF(AC143=0,IF(AE143>-AA144,AE143+AA144,0),IF(AC143+AE143>-AA144,AC143+AE143+AA144,0)),IF(AC143=Vypocet!$D$18,AE143+AA144,AE143+AA144-AC144+AC143)))","v":{"$error":"#N/A"}},{"$error":"#N/A"},{"$error":"#N/A"},{"$f":"SUM($AF$3:AF144)","v":{"$error":"#N/A"}},{"$error":"#N/A"},{"$error":"#N/A"},{"$error":"#N/A"},{"$f":"SUM($AJ$3:AJ144)","v":{"$error":"#N/A"}},{"$error":"#N/A"},{"$error":"#N/A"},{"$error":"#N/A"},{"$f":"IF(AN144<0,IF(AP143>-AN144,AP143+AN144,0),IF(AN144+AP143<=Vypocet!$D$18,AN144+AP143,Vypocet!$D$18))","v":{"$error":"#N/A"}},{"$error":"#N/A"},{"$f":"IF(AND(AP144<AP143,AP144<>0),AR143,IF(OR(AND(AP143=0,AN144<0),AP143<-AN144),IF(AP143=0,IF(AR143>-AN144,AR143+AN144,0),IF(AP143+AR143>-AN144,AP143+AR143+AN144,0)),IF(AP143=Vypocet!$D$18,AR143+AN144,AR143+AN144-AP144+AP143)))","v":{"$error":"#N/A"}},{"$error":"#N/A"},{"$error":"#N/A"},{"$f":"SUM($AS$3:AS144)","v":{"$error":"#N/A"}},{"$error":"#N/A"},{"$error":"#N/A"},{"$error":"#N/A"},{"$f":"SUM($AW$3:AW144)","v":{"$error":"#N/A"}},{"$f":"IF(V144=0,IF(U144=0,IF(AZ143+Z144/1000>Vypocet!$D$18,Vypocet!$D$18,AZ143+Z144/1000),IF(Z144/1000+AZ143-U144>Vypocet!$D$18,Vypocet!$D$18,Z144/1000+AZ143-U144)),IF(AZ143=0,0,IF(AZ143>V144,AZ143-V144,0)))","v":0},0,null,null,null,null,null,null,null,null,null,null,null,null,null,null,null,null,null,null,null,null,null,null,null,null,null,null,null,null,null,null,null,null,null,null,null,null,null,null,null,null,null,null,null,null,null,null,null,null,null,null,null,null,null,null,null,null,null,null,null,null,null,null,null,null,null,null,null,null,null,null,null,null,null,null,null,null,null,null,null,null,null,null,null,null,null,null,null,null,null,null,null,null,null,null,null,null,null,null,null,null,null,null,null,0.50160000000000005,0.59991000000000005,0.65451000000000004,0.60563999999999996,0.83633999999999997,0.80983000000000005,0.37008999999999997,0.43855,0.43841000000000002,0.47338000000000002,0.44157000000000002,0.56120999999999999,0.98519999999999996,0.85316000000000003,1]
[1,43836,23,143,{"$f":"(FA145*Vypocet!$D$24)/$FA$2","v":0},{"$f":"(FB145*Vypocet!$D$24)/$FB$2","v":0},{"$f":"(FC145*Vypocet!$D$24)/$FC$2","v":0},{"$f":"(FD145*Vypocet!$D$24)/$FD$2","v":0},{"$f":"(FE145*Vypocet!$D$24)/$FE$2","v":0},{"$f":"(FF145*Vypocet!$D$24)/$FF$2","v":0},{"$f":"(FG145*Vypocet!$D$24)/$FG$2","v":0},{"$f":"(FH145*Vypocet!$D$24)/$FH$2","v":0},{"$f":"(FI145*Vypocet!$D$24)/$FI$2","v":0},{"$f":"(FJ145*Vypocet!$D$24)/$FJ$2","v":0},{"$f":"(FK145*Vypocet!$D$24)/$FK$2","v":0},{"$f":"(FL145*Vypocet!$D$24)/$FL$2","v":0},{"$f":"(FM145*Vypocet!$D$24)/$FM$2","v":0},{"$f":"(FN145*Vypocet!$D$24)/$FN$2","v":0},{"$f":"(FO145*Vypocet!$D$24)/$FO$2","v":0},{"$f":"(VLOOKUP(A145,Voda!$B$3:$AC$15,TDDData!C145+4,0)*4180*(VLOOKUP(A145,Voda!$B$3:$AC$15,4,0)-VLOOKUP(A145,Voda!$B$3:$AC$15,3,0)))/3600000","v":0},0,{"$f":"IF(U145=0,0,IF(Z145>0,IF(Z145/1000<U145,IF(Z145/1000<=Vypocet!$D$15,IF(U145<Vypocet!$D$15,U145-Z145/1000,Vypocet!$D$15-Z145/1000),Vypocet!$D$15),0),IF(U145>Vypocet!$D$15,Vypocet!$D$15,U145)))","v":0},0,{"$f":"HLOOKUP(Vypocet!$D$11,TDDData!$E:$S,2+TDDData!D145,0)","v":{"$error":"#N/A"}},0,0,{"$error":"#N/A"},{"$error":"#N/A"},{"$f":"IF(AA145<0,IF(AC144>-AA145,AC144+AA145,0),IF(AA145+AC144<=Vypocet!$D$18,AA145+AC144,Vypocet!$D$18))","v":{"$error":"#N/A"}},{"$error":"#N/A"},{"$f":"IF(AND(AC145<AC144,AC145<>0),AE144,IF(OR(AND(AC144=0,AA145<0),AC144<-AA145),IF(AC144=0,IF(AE144>-AA145,AE144+AA145,0),IF(AC144+AE144>-AA145,AC144+AE144+AA145,0)),IF(AC144=Vypocet!$D$18,AE144+AA145,AE144+AA145-AC145+AC144)))","v":{"$error":"#N/A"}},{"$error":"#N/A"},{"$error":"#N/A"},{"$f":"SUM($AF$3:AF145)","v":{"$error":"#N/A"}},{"$error":"#N/A"},{"$error":"#N/A"},{"$error":"#N/A"},{"$f":"SUM($AJ$3:AJ145)","v":{"$error":"#N/A"}},{"$error":"#N/A"},{"$error":"#N/A"},{"$error":"#N/A"},{"$f":"IF(AN145<0,IF(AP144>-AN145,AP144+AN145,0),IF(AN145+AP144<=Vypocet!$D$18,AN145+AP144,Vypocet!$D$18))","v":{"$error":"#N/A"}},{"$error":"#N/A"},{"$f":"IF(AND(AP145<AP144,AP145<>0),AR144,IF(OR(AND(AP144=0,AN145<0),AP144<-AN145),IF(AP144=0,IF(AR144>-AN145,AR144+AN145,0),IF(AP144+AR144>-AN145,AP144+AR144+AN145,0)),IF(AP144=Vypocet!$D$18,AR144+AN145,AR144+AN145-AP145+AP144)))","v":{"$error":"#N/A"}},{"$error":"#N/A"},{"$error":"#N/A"},{"$f":"SUM($AS$3:AS145)","v":{"$error":"#N/A"}},{"$error":"#N/A"},{"$error":"#N/A"},{"$error":"#N/A"},{"$f":"SUM($AW$3:AW145)","v":{"$error":"#N/A"}},{"$f":"IF(V145=0,IF(U145=0,IF(AZ144+Z145/1000>Vypocet!$D$18,Vypocet!$D$18,AZ144+Z145/1000),IF(Z145/1000+AZ144-U145>Vypocet!$D$18,Vypocet!$D$18,Z145/1000+AZ144-U145)),IF(AZ144=0,0,IF(AZ144>V145,AZ144-V145,0)))","v":0},0,null,null,null,null,null,null,null,null,null,null,null,null,null,null,null,null,null,null,null,null,null,null,null,null,null,null,null,null,null,null,null,null,null,null,null,null,null,null,null,null,null,null,null,null,null,null,null,null,null,null,null,null,null,null,null,null,null,null,null,null,null,null,null,null,null,null,null,null,null,null,null,null,null,null,null,null,null,null,null,null,null,null,null,null,null,null,null,null,null,null,null,null,null,null,null,null,null,null,null,null,null,null,null,0.43411,0.55922000000000005,0.60455000000000003,0.49606,0.68701999999999996,0.37997999999999998,0.36083999999999999,0.45937,0.36792999999999998,0.53432999999999997,0.49321999999999999,0.59838000000000002,0.86758999999999997,0.75914999999999999,1]
[1,43836,24,144,{"$f":"(FA146*Vypocet!$D$24)/$FA$2","v":0},{"$f":"(FB146*Vypocet!$D$24)/$FB$2","v":0},{"$f":"(FC146*Vypocet!$D$24)/$FC$2","v":0},{"$f":"(FD146*Vypocet!$D$24)/$FD$2","v":0},{"$f":"(FE146*Vypocet!$D$24)/$FE$2","v":0},{"$f":"(FF146*Vypocet!$D$24)/$FF$2","v":0},{"$f":"(FG146*Vypocet!$D$24)/$FG$2","v":0},{"$f":"(FH146*Vypocet!$D$24)/$FH$2","v":0},{"$f":"(FI146*Vypocet!$D$24)/$FI$2","v":0},{"$f":"(FJ146*Vypocet!$D$24)/$FJ$2","v":0},{"$f":"(FK146*Vypocet!$D$24)/$FK$2","v":0},{"$f":"(FL146*Vypocet!$D$24)/$FL$2","v":0},{"$f":"(FM146*Vypocet!$D$24)/$FM$2","v":0},{"$f":"(FN146*Vypocet!$D$24)/$FN$2","v":0},{"$f":"(FO146*Vypocet!$D$24)/$FO$2","v":0},{"$f":"(VLOOKUP(A146,Voda!$B$3:$AC$15,TDDData!C146+4,0)*4180*(VLOOKUP(A146,Voda!$B$3:$AC$15,4,0)-VLOOKUP(A146,Voda!$B$3:$AC$15,3,0)))/3600000","v":0},0,{"$f":"IF(U146=0,0,IF(Z146>0,IF(Z146/1000<U146,IF(Z146/1000<=Vypocet!$D$15,IF(U146<Vypocet!$D$15,U146-Z146/1000,Vypocet!$D$15-Z146/1000),Vypocet!$D$15),0),IF(U146>Vypocet!$D$15,Vypocet!$D$15,U146)))","v":0},0,{"$f":"HLOOKUP(Vypocet!$D$11,TDDData!$E:$S,2+TDDData!D146,0)","v":{"$error":"#N/A"}},0,0,{"$error":"#N/A"},{"$error":"#N/A"},{"$f":"IF(AA146<0,IF(AC145>-AA146,AC145+AA146,0),IF(AA146+AC145<=Vypocet!$D$18,AA146+AC145,Vypocet!$D$18))","v":{"$error":"#N/A"}},{"$error":"#N/A"},{"$f":"IF(AND(AC146<AC145,AC146<>0),AE145,IF(OR(AND(AC145=0,AA146<0),AC145<-AA146),IF(AC145=0,IF(AE145>-AA146,AE145+AA146,0),IF(AC145+AE145>-AA146,AC145+AE145+AA146,0)),IF(AC145=Vypocet!$D$18,AE145+AA146,AE145+AA146-AC146+AC145)))","v":{"$error":"#N/A"}},{"$error":"#N/A"},{"$error":"#N/A"},{"$f":"SUM($AF$3:AF146)","v":{"$error":"#N/A"}},{"$error":"#N/A"},{"$error":"#N/A"},{"$error":"#N/A"},{"$f":"SUM($AJ$3:AJ146)","v":{"$error":"#N/A"}},{"$error":"#N/A"},{"$error":"#N/A"},{"$error":"#N/A"},{"$f":"IF(AN146<0,IF(AP145>-AN146,AP145+AN146,0),IF(AN146+AP145<=Vypocet!$D$18,AN146+AP145,Vypocet!$D$18))","v":{"$error":"#N/A"}},{"$error":"#N/A"},{"$f":"IF(AND(AP146<AP145,AP146<>0),AR145,IF(OR(AND(AP145=0,AN146<0),AP145<-AN146),IF(AP145=0,IF(AR145>-AN146,AR145+AN146,0),IF(AP145+AR145>-AN146,AP145+AR145+AN146,0)),IF(AP145=Vypocet!$D$18,AR145+AN146,AR145+AN146-AP146+AP145)))","v":{"$error":"#N/A"}},{"$error":"#N/A"},{"$error":"#N/A"},{"$f":"SUM($AS$3:AS146)","v":{"$error":"#N/A"}},{"$error":"#N/A"},{"$error":"#N/A"},{"$error":"#N/A"},{"$f":"SUM($AW$3:AW146)","v":{"$error":"#N/A"}},{"$f":"IF(V146=0,IF(U146=0,IF(AZ145+Z146/1000>Vypocet!$D$18,Vypocet!$D$18,AZ145+Z146/1000),IF(Z146/1000+AZ145-U146>Vypocet!$D$18,Vypocet!$D$18,Z146/1000+AZ145-U146)),IF(AZ145=0,0,IF(AZ145>V146,AZ145-V146,0)))","v":0},0,null,null,null,null,null,null,null,null,null,null,null,null,null,null,null,null,null,null,null,null,null,null,null,null,null,null,null,null,null,null,null,null,null,null,null,null,null,null,null,null,null,null,null,null,null,null,null,null,null,null,null,null,null,null,null,null,null,null,null,null,null,null,null,null,null,null,null,null,null,null,null,null,null,null,null,null,null,null,null,null,null,null,null,null,null,null,null,null,null,null,null,null,null,null,null,null,null,null,null,null,null,null,null,0.38513999999999998,0.55869000000000002,0.57733999999999996,0.38177,0.41970000000000002,0.37545000000000001,0.33017000000000002,0.42460999999999999,0.33023000000000002,0.56843999999999995,0.40475,0.63641999999999999,0.65273000000000003,0.68435999999999997,1]
[1,43837,1,145,{"$f":"(FA147*Vypocet!$D$24)/$FA$2","v":0},{"$f":"(FB147*Vypocet!$D$24)/$FB$2","v":0},{"$f":"(FC147*Vypocet!$D$24)/$FC$2","v":0},{"$f":"(FD147*Vypocet!$D$24)/$FD$2","v":0},{"$f":"(FE147*Vypocet!$D$24)/$FE$2","v":0},{"$f":"(FF147*Vypocet!$D$24)/$FF$2","v":0},{"$f":"(FG147*Vypocet!$D$24)/$FG$2","v":0},{"$f":"(FH147*Vypocet!$D$24)/$FH$2","v":0},{"$f":"(FI147*Vypocet!$D$24)/$FI$2","v":0},{"$f":"(FJ147*Vypocet!$D$24)/$FJ$2","v":0},{"$f":"(FK147*Vypocet!$D$24)/$FK$2","v":0},{"$f":"(FL147*Vypocet!$D$24)/$FL$2","v":0},{"$f":"(FM147*Vypocet!$D$24)/$FM$2","v":0},{"$f":"(FN147*Vypocet!$D$24)/$FN$2","v":0},{"$f":"(FO147*Vypocet!$D$24)/$FO$2","v":0},{"$f":"(VLOOKUP(A147,Voda!$B$3:$AC$15,TDDData!C147+4,0)*4180*(VLOOKUP(A147,Voda!$B$3:$AC$15,4,0)-VLOOKUP(A147,Voda!$B$3:$AC$15,3,0)))/3600000","v":0},0,{"$f":"IF(U147=0,0,IF(Z147>0,IF(Z147/1000<U147,IF(Z147/1000<=Vypocet!$D$15,IF(U147<Vypocet!$D$15,U147-Z147/1000,Vypocet!$D$15-Z147/1000),Vypocet!$D$15),0),IF(U147>Vypocet!$D$15,Vypocet!$D$15,U147)))","v":0},0,{"$f":"HLOOKUP(Vypocet!$D$11,TDDData!$E:$S,2+TDDData!D147,0)","v":{"$error":"#N/A"}},0,0,{"$error":"#N/A"},{"$error":"#N/A"},{"$f":"IF(AA147<0,IF(AC146>-AA147,AC146+AA147,0),IF(AA147+AC146<=Vypocet!$D$18,AA147+AC146,Vypocet!$D$18))","v":{"$error":"#N/A"}},{"$error":"#N/A"},{"$f":"IF(AND(AC147<AC146,AC147<>0),AE146,IF(OR(AND(AC146=0,AA147<0),AC146<-AA147),IF(AC146=0,IF(AE146>-AA147,AE146+AA147,0),IF(AC146+AE146>-AA147,AC146+AE146+AA147,0)),IF(AC146=Vypocet!$D$18,AE146+AA147,AE146+AA147-AC147+AC146)))","v":{"$error":"#N/A"}},{"$error":"#N/A"},{"$error":"#N/A"},{"$f":"SUM($AF$3:AF147)","v":{"$error":"#N/A"}},{"$error":"#N/A"},{"$error":"#N/A"},{"$error":"#N/A"},{"$f":"SUM($AJ$3:AJ147)","v":{"$error":"#N/A"}},{"$error":"#N/A"},{"$error":"#N/A"},{"$error":"#N/A"},{"$f":"IF(AN147<0,IF(AP146>-AN147,AP146+AN147,0),IF(AN147+AP146<=Vypocet!$D$18,AN147+AP146,Vypocet!$D$18))","v":{"$error":"#N/A"}},{"$error":"#N/A"},{"$f":"IF(AND(AP147<AP146,AP147<>0),AR146,IF(OR(AND(AP146=0,AN147<0),AP146<-AN147),IF(AP146=0,IF(AR146>-AN147,AR146+AN147,0),IF(AP146+AR146>-AN147,AP146+AR146+AN147,0)),IF(AP146=Vypocet!$D$18,AR146+AN147,AR146+AN147-AP147+AP146)))","v":{"$error":"#N/A"}},{"$error":"#N/A"},{"$error":"#N/A"},{"$f":"SUM($AS$3:AS147)","v":{"$error":"#N/A"}},{"$error":"#N/A"},{"$error":"#N/A"},{"$error":"#N/A"},{"$f":"SUM($AW$3:AW147)","v":{"$error":"#N/A"}},{"$f":"IF(V147=0,IF(U147=0,IF(AZ146+Z147/1000>Vypocet!$D$18,Vypocet!$D$18,AZ146+Z147/1000),IF(Z147/1000+AZ146-U147>Vypocet!$D$18,Vypocet!$D$18,Z147/1000+AZ146-U147)),IF(AZ146=0,0,IF(AZ146>V147,AZ146-V147,0)))","v":0},0,null,null,null,null,null,null,null,null,null,null,null,null,null,null,null,null,null,null,null,null,null,null,null,null,null,null,null,null,null,null,null,null,null,null,null,null,null,null,null,null,null,null,null,null,null,null,null,null,null,null,null,null,null,null,null,null,null,null,null,null,null,null,null,null,null,null,null,null,null,null,null,null,null,null,null,null,null,null,null,null,null,null,null,null,null,null,null,null,null,null,null,null,null,null,null,null,null,null,null,null,null,null,null,0.35432999999999998,0.58587999999999996,0.56299999999999994,0.30841000000000002,0.26744000000000001,0.39273999999999998,0.38980999999999999,0.44141999999999998,0.44242999999999999,0.64015999999999995,0.35127999999999998,0.51910999999999996,0.52466000000000002,0.61446000000000001,1]
[1,43837,2,146,{"$f":"(FA148*Vypocet!$D$24)/$FA$2","v":0},{"$f":"(FB148*Vypocet!$D$24)/$FB$2","v":0},{"$f":"(FC148*Vypocet!$D$24)/$FC$2","v":0},{"$f":"(FD148*Vypocet!$D$24)/$FD$2","v":0},{"$f":"(FE148*Vypocet!$D$24)/$FE$2","v":0},{"$f":"(FF148*Vypocet!$D$24)/$FF$2","v":0},{"$f":"(FG148*Vypocet!$D$24)/$FG$2","v":0},{"$f":"(FH148*Vypocet!$D$24)/$FH$2","v":0},{"$f":"(FI148*Vypocet!$D$24)/$FI$2","v":0},{"$f":"(FJ148*Vypocet!$D$24)/$FJ$2","v":0},{"$f":"(FK148*Vypocet!$D$24)/$FK$2","v":0},{"$f":"(FL148*Vypocet!$D$24)/$FL$2","v":0},{"$f":"(FM148*Vypocet!$D$24)/$FM$2","v":0},{"$f":"(FN148*Vypocet!$D$24)/$FN$2","v":0},{"$f":"(FO148*Vypocet!$D$24)/$FO$2","v":0},{"$f":"(VLOOKUP(A148,Voda!$B$3:$AC$15,TDDData!C148+4,0)*4180*(VLOOKUP(A148,Voda!$B$3:$AC$15,4,0)-VLOOKUP(A148,Voda!$B$3:$AC$15,3,0)))/3600000","v":0},0,{"$f":"IF(U148=0,0,IF(Z148>0,IF(Z148/1000<U148,IF(Z148/1000<=Vypocet!$D$15,IF(U148<Vypocet!$D$15,U148-Z148/1000,Vypocet!$D$15-Z148/1000),Vypocet!$D$15),0),IF(U148>Vypocet!$D$15,Vypocet!$D$15,U148)))","v":0},0,{"$f":"HLOOKUP(Vypocet!$D$11,TDDData!$E:$S,2+TDDData!D148,0)","v":{"$error":"#N/A"}},0,0,{"$error":"#N/A"},{"$error":"#N/A"},{"$f":"IF(AA148<0,IF(AC147>-AA148,AC147+AA148,0),IF(AA148+AC147<=Vypocet!$D$18,AA148+AC147,Vypocet!$D$18))","v":{"$error":"#N/A"}},{"$error":"#N/A"},{"$f":"IF(AND(AC148<AC147,AC148<>0),AE147,IF(OR(AND(AC147=0,AA148<0),AC147<-AA148),IF(AC147=0,IF(AE147>-AA148,AE147+AA148,0),IF(AC147+AE147>-AA148,AC147+AE147+AA148,0)),IF(AC147=Vypocet!$D$18,AE147+AA148,AE147+AA148-AC148+AC147)))","v":{"$error":"#N/A"}},{"$error":"#N/A"},{"$error":"#N/A"},{"$f":"SUM($AF$3:AF148)","v":{"$error":"#N/A"}},{"$error":"#N/A"},{"$error":"#N/A"},{"$error":"#N/A"},{"$f":"SUM($AJ$3:AJ148)","v":{"$error":"#N/A"}},{"$error":"#N/A"},{"$error":"#N/A"},{"$error":"#N/A"},{"$f":"IF(AN148<0,IF(AP147>-AN148,AP147+AN148,0),IF(AN148+AP147<=Vypocet!$D$18,AN148+AP147,Vypocet!$D$18))","v":{"$error":"#N/A"}},{"$error":"#N/A"},{"$f":"IF(AND(AP148<AP147,AP148<>0),AR147,IF(OR(AND(AP147=0,AN148<0),AP147<-AN148),IF(AP147=0,IF(AR147>-AN148,AR147+AN148,0),IF(AP147+AR147>-AN148,AP147+AR147+AN148,0)),IF(AP147=Vypocet!$D$18,AR147+AN148,AR147+AN148-AP148+AP147)))","v":{"$error":"#N/A"}},{"$error":"#N/A"},{"$error":"#N/A"},{"$f":"SUM($AS$3:AS148)","v":{"$error":"#N/A"}},{"$error":"#N/A"},{"$error":"#N/A"},{"$error":"#N/A"},{"$f":"SUM($AW$3:AW148)","v":{"$error":"#N/A"}},{"$f":"IF(V148=0,IF(U148=0,IF(AZ147+Z148/1000>Vypocet!$D$18,Vypocet!$D$18,AZ147+Z148/1000),IF(Z148/1000+AZ147-U148>Vypocet!$D$18,Vypocet!$D$18,Z148/1000+AZ147-U148)),IF(AZ147=0,0,IF(AZ147>V148,AZ147-V148,0)))","v":0},0,null,null,null,null,null,null,null,null,null,null,null,null,null,null,null,null,null,null,null,null,null,null,null,null,null,null,null,null,null,null,null,null,null,null,null,null,null,null,null,null,null,null,null,null,null,null,null,null,null,null,null,null,null,null,null,null,null,null,null,null,null,null,null,null,null,null,null,null,null,null,null,null,null,null,null,null,null,null,null,null,null,null,null,null,null,null,null,null,null,null,null,null,null,null,null,null,null,null,null,null,null,null,null,0.34432000000000001,0.69718999999999998,0.54339000000000004,0.26677000000000001,0.40904000000000001,0.53252999999999995,0.91840999999999995,0.6905,0.38552999999999998,0.72821999999999998,0.79671000000000003,0.50936000000000003,0.50770999999999999,0.53478000000000003,1]
[1,43837,3,147,{"$f":"(FA149*Vypocet!$D$24)/$FA$2","v":0},{"$f":"(FB149*Vypocet!$D$24)/$FB$2","v":0},{"$f":"(FC149*Vypocet!$D$24)/$FC$2","v":0},{"$f":"(FD149*Vypocet!$D$24)/$FD$2","v":0},{"$f":"(FE149*Vypocet!$D$24)/$FE$2","v":0},{"$f":"(FF149*Vypocet!$D$24)/$FF$2","v":0},{"$f":"(FG149*Vypocet!$D$24)/$FG$2","v":0},{"$f":"(FH149*Vypocet!$D$24)/$FH$2","v":0},{"$f":"(FI149*Vypocet!$D$24)/$FI$2","v":0},{"$f":"(FJ149*Vypocet!$D$24)/$FJ$2","v":0},{"$f":"(FK149*Vypocet!$D$24)/$FK$2","v":0},{"$f":"(FL149*Vypocet!$D$24)/$FL$2","v":0},{"$f":"(FM149*Vypocet!$D$24)/$FM$2","v":0},{"$f":"(FN149*Vypocet!$D$24)/$FN$2","v":0},{"$f":"(FO149*Vypocet!$D$24)/$FO$2","v":0},{"$f":"(VLOOKUP(A149,Voda!$B$3:$AC$15,TDDData!C149+4,0)*4180*(VLOOKUP(A149,Voda!$B$3:$AC$15,4,0)-VLOOKUP(A149,Voda!$B$3:$AC$15,3,0)))/3600000","v":0},0,{"$f":"IF(U149=0,0,IF(Z149>0,IF(Z149/1000<U149,IF(Z149/1000<=Vypocet!$D$15,IF(U149<Vypocet!$D$15,U149-Z149/1000,Vypocet!$D$15-Z149/1000),Vypocet!$D$15),0),IF(U149>Vypocet!$D$15,Vypocet!$D$15,U149)))","v":0},0,{"$f":"HLOOKUP(Vypocet!$D$11,TDDData!$E:$S,2+TDDData!D149,0)","v":{"$error":"#N/A"}},0,0,{"$error":"#N/A"},{"$error":"#N/A"},{"$f":"IF(AA149<0,IF(AC148>-AA149,AC148+AA149,0),IF(AA149+AC148<=Vypocet!$D$18,AA149+AC148,Vypocet!$D$18))","v":{"$error":"#N/A"}},{"$error":"#N/A"},{"$f":"IF(AND(AC149<AC148,AC149<>0),AE148,IF(OR(AND(AC148=0,AA149<0),AC148<-AA149),IF(AC148=0,IF(AE148>-AA149,AE148+AA149,0),IF(AC148+AE148>-AA149,AC148+AE148+AA149,0)),IF(AC148=Vypocet!$D$18,AE148+AA149,AE148+AA149-AC149+AC148)))","v":{"$error":"#N/A"}},{"$error":"#N/A"},{"$error":"#N/A"},{"$f":"SUM($AF$3:AF149)","v":{"$error":"#N/A"}},{"$error":"#N/A"},{"$error":"#N/A"},{"$error":"#N/A"},{"$f":"SUM($AJ$3:AJ149)","v":{"$error":"#N/A"}},{"$error":"#N/A"},{"$error":"#N/A"},{"$error":"#N/A"},{"$f":"IF(AN149<0,IF(AP148>-AN149,AP148+AN149,0),IF(AN149+AP148<=Vypocet!$D$18,AN149+AP148,Vypocet!$D$18))","v":{"$error":"#N/A"}},{"$error":"#N/A"},{"$f":"IF(AND(AP149<AP148,AP149<>0),AR148,IF(OR(AND(AP148=0,AN149<0),AP148<-AN149),IF(AP148=0,IF(AR148>-AN149,AR148+AN149,0),IF(AP148+AR148>-AN149,AP148+AR148+AN149,0)),IF(AP148=Vypocet!$D$18,AR148+AN149,AR148+AN149-AP149+AP148)))","v":{"$error":"#N/A"}},{"$error":"#N/A"},{"$error":"#N/A"},{"$f":"SUM($AS$3:AS149)","v":{"$error":"#N/A"}},{"$error":"#N/A"},{"$error":"#N/A"},{"$error":"#N/A"},{"$f":"SUM($AW$3:AW149)","v":{"$error":"#N/A"}},{"$f":"IF(V149=0,IF(U149=0,IF(AZ148+Z149/1000>Vypocet!$D$18,Vypocet!$D$18,AZ148+Z149/1000),IF(Z149/1000+AZ148-U149>Vypocet!$D$18,Vypocet!$D$18,Z149/1000+AZ148-U149)),IF(AZ148=0,0,IF(AZ148>V149,AZ148-V149,0)))","v":0},0,null,null,null,null,null,null,null,null,null,null,null,null,null,null,null,null,null,null,null,null,null,null,null,null,null,null,null,null,null,null,null,null,null,null,null,null,null,null,null,null,null,null,null,null,null,null,null,null,null,null,null,null,null,null,null,null,null,null,null,null,null,null,null,null,null,null,null,null,null,null,null,null,null,null,null,null,null,null,null,null,null,null,null,null,null,null,null,null,null,null,null,null,null,null,null,null,null,null,null,null,null,null,null,0.34421000000000002,0.66290000000000004,0.56130999999999998,0.24962999999999999,0.58650999999999998,0.50448000000000004,0.73711000000000004,0.59233000000000002,0.44308999999999998,0.52673999999999999,0.67647999999999997,0.37130000000000002,0.48351,0.58640000000000003,1]
[1,43837,4,148,{"$f":"(FA150*Vypocet!$D$24)/$FA$2","v":0},{"$f":"(FB150*Vypocet!$D$24)/$FB$2","v":0},{"$f":"(FC150*Vypocet!$D$24)/$FC$2","v":0},{"$f":"(FD150*Vypocet!$D$24)/$FD$2","v":0},{"$f":"(FE150*Vypocet!$D$24)/$FE$2","v":0},{"$f":"(FF150*Vypocet!$D$24)/$FF$2","v":0},{"$f":"(FG150*Vypocet!$D$24)/$FG$2","v":0},{"$f":"(FH150*Vypocet!$D$24)/$FH$2","v":0},{"$f":"(FI150*Vypocet!$D$24)/$FI$2","v":0},{"$f":"(FJ150*Vypocet!$D$24)/$FJ$2","v":0},{"$f":"(FK150*Vypocet!$D$24)/$FK$2","v":0},{"$f":"(FL150*Vypocet!$D$24)/$FL$2","v":0},{"$f":"(FM150*Vypocet!$D$24)/$FM$2","v":0},{"$f":"(FN150*Vypocet!$D$24)/$FN$2","v":0},{"$f":"(FO150*Vypocet!$D$24)/$FO$2","v":0},{"$f":"(VLOOKUP(A150,Voda!$B$3:$AC$15,TDDData!C150+4,0)*4180*(VLOOKUP(A150,Voda!$B$3:$AC$15,4,0)-VLOOKUP(A150,Voda!$B$3:$AC$15,3,0)))/3600000","v":0},0,{"$f":"IF(U150=0,0,IF(Z150>0,IF(Z150/1000<U150,IF(Z150/1000<=Vypocet!$D$15,IF(U150<Vypocet!$D$15,U150-Z150/1000,Vypocet!$D$15-Z150/1000),Vypocet!$D$15),0),IF(U150>Vypocet!$D$15,Vypocet!$D$15,U150)))","v":0},0,{"$f":"HLOOKUP(Vypocet!$D$11,TDDData!$E:$S,2+TDDData!D150,0)","v":{"$error":"#N/A"}},0,0,{"$error":"#N/A"},{"$error":"#N/A"},{"$f":"IF(AA150<0,IF(AC149>-AA150,AC149+AA150,0),IF(AA150+AC149<=Vypocet!$D$18,AA150+AC149,Vypocet!$D$18))","v":{"$error":"#N/A"}},{"$error":"#N/A"},{"$f":"IF(AND(AC150<AC149,AC150<>0),AE149,IF(OR(AND(AC149=0,AA150<0),AC149<-AA150),IF(AC149=0,IF(AE149>-AA150,AE149+AA150,0),IF(AC149+AE149>-AA150,AC149+AE149+AA150,0)),IF(AC149=Vypocet!$D$18,AE149+AA150,AE149+AA150-AC150+AC149)))","v":{"$error":"#N/A"}},{"$error":"#N/A"},{"$error":"#N/A"},{"$f":"SUM($AF$3:AF150)","v":{"$error":"#N/A"}},{"$error":"#N/A"},{"$error":"#N/A"},{"$error":"#N/A"},{"$f":"SUM($AJ$3:AJ150)","v":{"$error":"#N/A"}},{"$error":"#N/A"},{"$error":"#N/A"},{"$error":"#N/A"},{"$f":"IF(AN150<0,IF(AP149>-AN150,AP149+AN150,0),IF(AN150+AP149<=Vypocet!$D$18,AN150+AP149,Vypocet!$D$18))","v":{"$error":"#N/A"}},{"$error":"#N/A"},{"$f":"IF(AND(AP150<AP149,AP150<>0),AR149,IF(OR(AND(AP149=0,AN150<0),AP149<-AN150),IF(AP149=0,IF(AR149>-AN150,AR149+AN150,0),IF(AP149+AR149>-AN150,AP149+AR149+AN150,0)),IF(AP149=Vypocet!$D$18,AR149+AN150,AR149+AN150-AP150+AP149)))","v":{"$error":"#N/A"}},{"$error":"#N/A"},{"$error":"#N/A"},{"$f":"SUM($AS$3:AS150)","v":{"$error":"#N/A"}},{"$error":"#N/A"},{"$error":"#N/A"},{"$error":"#N/A"},{"$f":"SUM($AW$3:AW150)","v":{"$error":"#N/A"}},{"$f":"IF(V150=0,IF(U150=0,IF(AZ149+Z150/1000>Vypocet!$D$18,Vypocet!$D$18,AZ149+Z150/1000),IF(Z150/1000+AZ149-U150>Vypocet!$D$18,Vypocet!$D$18,Z150/1000+AZ149-U150)),IF(AZ149=0,0,IF(AZ149>V150,AZ149-V150,0)))","v":0},0,null,null,null,null,null,null,null,null,null,null,null,null,null,null,null,null,null,null,null,null,null,null,null,null,null,null,null,null,null,null,null,null,null,null,null,null,null,null,null,null,null,null,null,null,null,null,null,null,null,null,null,null,null,null,null,null,null,null,null,null,null,null,null,null,null,null,null,null,null,null,null,null,null,null,null,null,null,null,null,null,null,null,null,null,null,null,null,null,null,null,null,null,null,null,null,null,null,null,null,null,null,null,null,0.34309000000000001,0.62880999999999998,0.56542000000000003,0.24990999999999999,0.50004999999999999,0.39163999999999999,0.50536999999999999,0.42191000000000001,0.43797999999999998,0.49652000000000002,0.62514999999999998,0.34922999999999998,0.51082000000000005,0.59396000000000004,1]
[1,43837,5,149,{"$f":"(FA151*Vypocet!$D$24)/$FA$2","v":0},{"$f":"(FB151*Vypocet!$D$24)/$FB$2","v":0},{"$f":"(FC151*Vypocet!$D$24)/$FC$2","v":0},{"$f":"(FD151*Vypocet!$D$24)/$FD$2","v":0},{"$f":"(FE151*Vypocet!$D$24)/$FE$2","v":0},{"$f":"(FF151*Vypocet!$D$24)/$FF$2","v":0},{"$f":"(FG151*Vypocet!$D$24)/$FG$2","v":0},{"$f":"(FH151*Vypocet!$D$24)/$FH$2","v":0},{"$f":"(FI151*Vypocet!$D$24)/$FI$2","v":0},{"$f":"(FJ151*Vypocet!$D$24)/$FJ$2","v":0},{"$f":"(FK151*Vypocet!$D$24)/$FK$2","v":0},{"$f":"(FL151*Vypocet!$D$24)/$FL$2","v":0},{"$f":"(FM151*Vypocet!$D$24)/$FM$2","v":0},{"$f":"(FN151*Vypocet!$D$24)/$FN$2","v":0},{"$f":"(FO151*Vypocet!$D$24)/$FO$2","v":0},{"$f":"(VLOOKUP(A151,Voda!$B$3:$AC$15,TDDData!C151+4,0)*4180*(VLOOKUP(A151,Voda!$B$3:$AC$15,4,0)-VLOOKUP(A151,Voda!$B$3:$AC$15,3,0)))/3600000","v":0},0,{"$f":"IF(U151=0,0,IF(Z151>0,IF(Z151/1000<U151,IF(Z151/1000<=Vypocet!$D$15,IF(U151<Vypocet!$D$15,U151-Z151/1000,Vypocet!$D$15-Z151/1000),Vypocet!$D$15),0),IF(U151>Vypocet!$D$15,Vypocet!$D$15,U151)))","v":0},0,{"$f":"HLOOKUP(Vypocet!$D$11,TDDData!$E:$S,2+TDDData!D151,0)","v":{"$error":"#N/A"}},0,0,{"$error":"#N/A"},{"$error":"#N/A"},{"$f":"IF(AA151<0,IF(AC150>-AA151,AC150+AA151,0),IF(AA151+AC150<=Vypocet!$D$18,AA151+AC150,Vypocet!$D$18))","v":{"$error":"#N/A"}},{"$error":"#N/A"},{"$f":"IF(AND(AC151<AC150,AC151<>0),AE150,IF(OR(AND(AC150=0,AA151<0),AC150<-AA151),IF(AC150=0,IF(AE150>-AA151,AE150+AA151,0),IF(AC150+AE150>-AA151,AC150+AE150+AA151,0)),IF(AC150=Vypocet!$D$18,AE150+AA151,AE150+AA151-AC151+AC150)))","v":{"$error":"#N/A"}},{"$error":"#N/A"},{"$error":"#N/A"},{"$f":"SUM($AF$3:AF151)","v":{"$error":"#N/A"}},{"$error":"#N/A"},{"$error":"#N/A"},{"$error":"#N/A"},{"$f":"SUM($AJ$3:AJ151)","v":{"$error":"#N/A"}},{"$error":"#N/A"},{"$error":"#N/A"},{"$error":"#N/A"},{"$f":"IF(AN151<0,IF(AP150>-AN151,AP150+AN151,0),IF(AN151+AP150<=Vypocet!$D$18,AN151+AP150,Vypocet!$D$18))","v":{"$error":"#N/A"}},{"$error":"#N/A"},{"$f":"IF(AND(AP151<AP150,AP151<>0),AR150,IF(OR(AND(AP150=0,AN151<0),AP150<-AN151),IF(AP150=0,IF(AR150>-AN151,AR150+AN151,0),IF(AP150+AR150>-AN151,AP150+AR150+AN151,0)),IF(AP150=Vypocet!$D$18,AR150+AN151,AR150+AN151-AP151+AP150)))","v":{"$error":"#N/A"}},{"$error":"#N/A"},{"$error":"#N/A"},{"$f":"SUM($AS$3:AS151)","v":{"$error":"#N/A"}},{"$error":"#N/A"},{"$error":"#N/A"},{"$error":"#N/A"},{"$f":"SUM($AW$3:AW151)","v":{"$error":"#N/A"}},{"$f":"IF(V151=0,IF(U151=0,IF(AZ150+Z151/1000>Vypocet!$D$18,Vypocet!$D$18,AZ150+Z151/1000),IF(Z151/1000+AZ150-U151>Vypocet!$D$18,Vypocet!$D$18,Z151/1000+AZ150-U151)),IF(AZ150=0,0,IF(AZ150>V151,AZ150-V151,0)))","v":0},0,null,null,null,null,null,null,null,null,null,null,null,null,null,null,null,null,null,null,null,null,null,null,null,null,null,null,null,null,null,null,null,null,null,null,null,null,null,null,null,null,null,null,null,null,null,null,null,null,null,null,null,null,null,null,null,null,null,null,null,null,null,null,null,null,null,null,null,null,null,null,null,null,null,null,null,null,null,null,null,null,null,null,null,null,null,null,null,null,null,null,null,null,null,null,null,null,null,null,null,null,null,null,null,0.35387000000000002,0.58440000000000003,0.57335000000000003,0.26924999999999999,0.40387000000000001,0.35027000000000003,0.43963000000000002,0.33265,0.34855000000000003,0.43945000000000001,0.53427000000000002,0.29826999999999998,0.55159000000000002,0.62624999999999997,1]
[1,43837,6,150,{"$f":"(FA152*Vypocet!$D$24)/$FA$2","v":0},{"$f":"(FB152*Vypocet!$D$24)/$FB$2","v":0},{"$f":"(FC152*Vypocet!$D$24)/$FC$2","v":0},{"$f":"(FD152*Vypocet!$D$24)/$FD$2","v":0},{"$f":"(FE152*Vypocet!$D$24)/$FE$2","v":0},{"$f":"(FF152*Vypocet!$D$24)/$FF$2","v":0},{"$f":"(FG152*Vypocet!$D$24)/$FG$2","v":0},{"$f":"(FH152*Vypocet!$D$24)/$FH$2","v":0},{"$f":"(FI152*Vypocet!$D$24)/$FI$2","v":0},{"$f":"(FJ152*Vypocet!$D$24)/$FJ$2","v":0},{"$f":"(FK152*Vypocet!$D$24)/$FK$2","v":0},{"$f":"(FL152*Vypocet!$D$24)/$FL$2","v":0},{"$f":"(FM152*Vypocet!$D$24)/$FM$2","v":0},{"$f":"(FN152*Vypocet!$D$24)/$FN$2","v":0},{"$f":"(FO152*Vypocet!$D$24)/$FO$2","v":0},{"$f":"(VLOOKUP(A152,Voda!$B$3:$AC$15,TDDData!C152+4,0)*4180*(VLOOKUP(A152,Voda!$B$3:$AC$15,4,0)-VLOOKUP(A152,Voda!$B$3:$AC$15,3,0)))/3600000","v":0},0,{"$f":"IF(U152=0,0,IF(Z152>0,IF(Z152/1000<U152,IF(Z152/1000<=Vypocet!$D$15,IF(U152<Vypocet!$D$15,U152-Z152/1000,Vypocet!$D$15-Z152/1000),Vypocet!$D$15),0),IF(U152>Vypocet!$D$15,Vypocet!$D$15,U152)))","v":0},0,{"$f":"HLOOKUP(Vypocet!$D$11,TDDData!$E:$S,2+TDDData!D152,0)","v":{"$error":"#N/A"}},0,0,{"$error":"#N/A"},{"$error":"#N/A"},{"$f":"IF(AA152<0,IF(AC151>-AA152,AC151+AA152,0),IF(AA152+AC151<=Vypocet!$D$18,AA152+AC151,Vypocet!$D$18))","v":{"$error":"#N/A"}},{"$error":"#N/A"},{"$f":"IF(AND(AC152<AC151,AC152<>0),AE151,IF(OR(AND(AC151=0,AA152<0),AC151<-AA152),IF(AC151=0,IF(AE151>-AA152,AE151+AA152,0),IF(AC151+AE151>-AA152,AC151+AE151+AA152,0)),IF(AC151=Vypocet!$D$18,AE151+AA152,AE151+AA152-AC152+AC151)))","v":{"$error":"#N/A"}},{"$error":"#N/A"},{"$error":"#N/A"},{"$f":"SUM($AF$3:AF152)","v":{"$error":"#N/A"}},{"$error":"#N/A"},{"$error":"#N/A"},{"$error":"#N/A"},{"$f":"SUM($AJ$3:AJ152)","v":{"$error":"#N/A"}},{"$error":"#N/A"},{"$error":"#N/A"},{"$error":"#N/A"},{"$f":"IF(AN152<0,IF(AP151>-AN152,AP151+AN152,0),IF(AN152+AP151<=Vypocet!$D$18,AN152+AP151,Vypocet!$D$18))","v":{"$error":"#N/A"}},{"$error":"#N/A"},{"$f":"IF(AND(AP152<AP151,AP152<>0),AR151,IF(OR(AND(AP151=0,AN152<0),AP151<-AN152),IF(AP151=0,IF(AR151>-AN152,AR151+AN152,0),IF(AP151+AR151>-AN152,AP151+AR151+AN152,0)),IF(AP151=Vypocet!$D$18,AR151+AN152,AR151+AN152-AP152+AP151)))","v":{"$error":"#N/A"}},{"$error":"#N/A"},{"$error":"#N/A"},{"$f":"SUM($AS$3:AS152)","v":{"$error":"#N/A"}},{"$error":"#N/A"},{"$error":"#N/A"},{"$error":"#N/A"},{"$f":"SUM($AW$3:AW152)","v":{"$error":"#N/A"}},{"$f":"IF(V152=0,IF(U152=0,IF(AZ151+Z152/1000>Vypocet!$D$18,Vypocet!$D$18,AZ151+Z152/1000),IF(Z152/1000+AZ151-U152>Vypocet!$D$18,Vypocet!$D$18,Z152/1000+AZ151-U152)),IF(AZ151=0,0,IF(AZ151>V152,AZ151-V152,0)))","v":0},0,null,null,null,null,null,null,null,null,null,null,null,null,null,null,null,null,null,null,null,null,null,null,null,null,null,null,null,null,null,null,null,null,null,null,null,null,null,null,null,null,null,null,null,null,null,null,null,null,null,null,null,null,null,null,null,null,null,null,null,null,null,null,null,null,null,null,null,null,null,null,null,null,null,null,null,null,null,null,null,null,null,null,null,null,null,null,null,null,null,null,null,null,null,null,null,null,null,null,null,null,null,null,null,0.43345,0.61826999999999999,0.66134000000000004,0.31968000000000002,0.34416000000000002,0.36143999999999998,0.42935000000000001,0.36248000000000002,0.34364,0.43156,0.45295000000000002,0.26434000000000002,0.59426999999999996,0.68264000000000002,1]
[1,43837,7,151,{"$f":"(FA153*Vypocet!$D$24)/$FA$2","v":0},{"$f":"(FB153*Vypocet!$D$24)/$FB$2","v":0},{"$f":"(FC153*Vypocet!$D$24)/$FC$2","v":0},{"$f":"(FD153*Vypocet!$D$24)/$FD$2","v":0},{"$f":"(FE153*Vypocet!$D$24)/$FE$2","v":0},{"$f":"(FF153*Vypocet!$D$24)/$FF$2","v":0},{"$f":"(FG153*Vypocet!$D$24)/$FG$2","v":0},{"$f":"(FH153*Vypocet!$D$24)/$FH$2","v":0},{"$f":"(FI153*Vypocet!$D$24)/$FI$2","v":0},{"$f":"(FJ153*Vypocet!$D$24)/$FJ$2","v":0},{"$f":"(FK153*Vypocet!$D$24)/$FK$2","v":0},{"$f":"(FL153*Vypocet!$D$24)/$FL$2","v":0},{"$f":"(FM153*Vypocet!$D$24)/$FM$2","v":0},{"$f":"(FN153*Vypocet!$D$24)/$FN$2","v":0},{"$f":"(FO153*Vypocet!$D$24)/$FO$2","v":0},{"$f":"(VLOOKUP(A153,Voda!$B$3:$AC$15,TDDData!C153+4,0)*4180*(VLOOKUP(A153,Voda!$B$3:$AC$15,4,0)-VLOOKUP(A153,Voda!$B$3:$AC$15,3,0)))/3600000","v":0},0,{"$f":"IF(U153=0,0,IF(Z153>0,IF(Z153/1000<U153,IF(Z153/1000<=Vypocet!$D$15,IF(U153<Vypocet!$D$15,U153-Z153/1000,Vypocet!$D$15-Z153/1000),Vypocet!$D$15),0),IF(U153>Vypocet!$D$15,Vypocet!$D$15,U153)))","v":0},0,{"$f":"HLOOKUP(Vypocet!$D$11,TDDData!$E:$S,2+TDDData!D153,0)","v":{"$error":"#N/A"}},0,0,{"$error":"#N/A"},{"$error":"#N/A"},{"$f":"IF(AA153<0,IF(AC152>-AA153,AC152+AA153,0),IF(AA153+AC152<=Vypocet!$D$18,AA153+AC152,Vypocet!$D$18))","v":{"$error":"#N/A"}},{"$error":"#N/A"},{"$f":"IF(AND(AC153<AC152,AC153<>0),AE152,IF(OR(AND(AC152=0,AA153<0),AC152<-AA153),IF(AC152=0,IF(AE152>-AA153,AE152+AA153,0),IF(AC152+AE152>-AA153,AC152+AE152+AA153,0)),IF(AC152=Vypocet!$D$18,AE152+AA153,AE152+AA153-AC153+AC152)))","v":{"$error":"#N/A"}},{"$error":"#N/A"},{"$error":"#N/A"},{"$f":"SUM($AF$3:AF153)","v":{"$error":"#N/A"}},{"$error":"#N/A"},{"$error":"#N/A"},{"$error":"#N/A"},{"$f":"SUM($AJ$3:AJ153)","v":{"$error":"#N/A"}},{"$error":"#N/A"},{"$error":"#N/A"},{"$error":"#N/A"},{"$f":"IF(AN153<0,IF(AP152>-AN153,AP152+AN153,0),IF(AN153+AP152<=Vypocet!$D$18,AN153+AP152,Vypocet!$D$18))","v":{"$error":"#N/A"}},{"$error":"#N/A"},{"$f":"IF(AND(AP153<AP152,AP153<>0),AR152,IF(OR(AND(AP152=0,AN153<0),AP152<-AN153),IF(AP152=0,IF(AR152>-AN153,AR152+AN153,0),IF(AP152+AR152>-AN153,AP152+AR152+AN153,0)),IF(AP152=Vypocet!$D$18,AR152+AN153,AR152+AN153-AP153+AP152)))","v":{"$error":"#N/A"}},{"$error":"#N/A"},{"$error":"#N/A"},{"$f":"SUM($AS$3:AS153)","v":{"$error":"#N/A"}},{"$error":"#N/A"},{"$error":"#N/A"},{"$error":"#N/A"},{"$f":"SUM($AW$3:AW153)","v":{"$error":"#N/A"}},{"$f":"IF(V153=0,IF(U153=0,IF(AZ152+Z153/1000>Vypocet!$D$18,Vypocet!$D$18,AZ152+Z153/1000),IF(Z153/1000+AZ152-U153>Vypocet!$D$18,Vypocet!$D$18,Z153/1000+AZ152-U153)),IF(AZ152=0,0,IF(AZ152>V153,AZ152-V153,0)))","v":0},0,null,null,null,null,null,null,null,null,null,null,null,null,null,null,null,null,null,null,null,null,null,null,null,null,null,null,null,null,null,null,null,null,null,null,null,null,null,null,null,null,null,null,null,null,null,null,null,null,null,null,null,null,null,null,null,null,null,null,null,null,null,null,null,null,null,null,null,null,null,null,null,null,null,null,null,null,null,null,null,null,null,null,null,null,null,null,null,null,null,null,null,null,null,null,null,null,null,null,null,null,null,null,null,0.59702,0.66937000000000002,0.73585,0.39950999999999998,0.34594999999999998,0.29098000000000002,0.34214,0.33823999999999999,0.37696000000000002,0.34126000000000001,0.32244,0.25757999999999998,0.47281000000000001,0.76876999999999995,1]
[1,43837,8,152,{"$f":"(FA154*Vypocet!$D$24)/$FA$2","v":0},{"$f":"(FB154*Vypocet!$D$24)/$FB$2","v":0},{"$f":"(FC154*Vypocet!$D$24)/$FC$2","v":0},{"$f":"(FD154*Vypocet!$D$24)/$FD$2","v":0},{"$f":"(FE154*Vypocet!$D$24)/$FE$2","v":0},{"$f":"(FF154*Vypocet!$D$24)/$FF$2","v":0},{"$f":"(FG154*Vypocet!$D$24)/$FG$2","v":0},{"$f":"(FH154*Vypocet!$D$24)/$FH$2","v":0},{"$f":"(FI154*Vypocet!$D$24)/$FI$2","v":0},{"$f":"(FJ154*Vypocet!$D$24)/$FJ$2","v":0},{"$f":"(FK154*Vypocet!$D$24)/$FK$2","v":0},{"$f":"(FL154*Vypocet!$D$24)/$FL$2","v":0},{"$f":"(FM154*Vypocet!$D$24)/$FM$2","v":0},{"$f":"(FN154*Vypocet!$D$24)/$FN$2","v":0},{"$f":"(FO154*Vypocet!$D$24)/$FO$2","v":0},{"$f":"(VLOOKUP(A154,Voda!$B$3:$AC$15,TDDData!C154+4,0)*4180*(VLOOKUP(A154,Voda!$B$3:$AC$15,4,0)-VLOOKUP(A154,Voda!$B$3:$AC$15,3,0)))/3600000","v":0},0,{"$f":"IF(U154=0,0,IF(Z154>0,IF(Z154/1000<U154,IF(Z154/1000<=Vypocet!$D$15,IF(U154<Vypocet!$D$15,U154-Z154/1000,Vypocet!$D$15-Z154/1000),Vypocet!$D$15),0),IF(U154>Vypocet!$D$15,Vypocet!$D$15,U154)))","v":0},0,{"$f":"HLOOKUP(Vypocet!$D$11,TDDData!$E:$S,2+TDDData!D154,0)","v":{"$error":"#N/A"}},0,0,{"$error":"#N/A"},{"$error":"#N/A"},{"$f":"IF(AA154<0,IF(AC153>-AA154,AC153+AA154,0),IF(AA154+AC153<=Vypocet!$D$18,AA154+AC153,Vypocet!$D$18))","v":{"$error":"#N/A"}},{"$error":"#N/A"},{"$f":"IF(AND(AC154<AC153,AC154<>0),AE153,IF(OR(AND(AC153=0,AA154<0),AC153<-AA154),IF(AC153=0,IF(AE153>-AA154,AE153+AA154,0),IF(AC153+AE153>-AA154,AC153+AE153+AA154,0)),IF(AC153=Vypocet!$D$18,AE153+AA154,AE153+AA154-AC154+AC153)))","v":{"$error":"#N/A"}},{"$error":"#N/A"},{"$error":"#N/A"},{"$f":"SUM($AF$3:AF154)","v":{"$error":"#N/A"}},{"$error":"#N/A"},{"$error":"#N/A"},{"$error":"#N/A"},{"$f":"SUM($AJ$3:AJ154)","v":{"$error":"#N/A"}},{"$error":"#N/A"},{"$error":"#N/A"},{"$error":"#N/A"},{"$f":"IF(AN154<0,IF(AP153>-AN154,AP153+AN154,0),IF(AN154+AP153<=Vypocet!$D$18,AN154+AP153,Vypocet!$D$18))","v":{"$error":"#N/A"}},{"$error":"#N/A"},{"$f":"IF(AND(AP154<AP153,AP154<>0),AR153,IF(OR(AND(AP153=0,AN154<0),AP153<-AN154),IF(AP153=0,IF(AR153>-AN154,AR153+AN154,0),IF(AP153+AR153>-AN154,AP153+AR153+AN154,0)),IF(AP153=Vypocet!$D$18,AR153+AN154,AR153+AN154-AP154+AP153)))","v":{"$error":"#N/A"}},{"$error":"#N/A"},{"$error":"#N/A"},{"$f":"SUM($AS$3:AS154)","v":{"$error":"#N/A"}},{"$error":"#N/A"},{"$error":"#N/A"},{"$error":"#N/A"},{"$f":"SUM($AW$3:AW154)","v":{"$error":"#N/A"}},{"$f":"IF(V154=0,IF(U154=0,IF(AZ153+Z154/1000>Vypocet!$D$18,Vypocet!$D$18,AZ153+Z154/1000),IF(Z154/1000+AZ153-U154>Vypocet!$D$18,Vypocet!$D$18,Z154/1000+AZ153-U154)),IF(AZ153=0,0,IF(AZ153>V154,AZ153-V154,0)))","v":0},0,null,null,null,null,null,null,null,null,null,null,null,null,null,null,null,null,null,null,null,null,null,null,null,null,null,null,null,null,null,null,null,null,null,null,null,null,null,null,null,null,null,null,null,null,null,null,null,null,null,null,null,null,null,null,null,null,null,null,null,null,null,null,null,null,null,null,null,null,null,null,null,null,null,null,null,null,null,null,null,null,null,null,null,null,null,null,null,null,null,null,null,null,null,null,null,null,null,null,null,null,null,null,null,0.81044000000000005,0.77788999999999997,0.80430000000000001,0.43447999999999998,0.33721000000000001,0.31236000000000003,0.32546999999999998,0.26212999999999997,0.37253999999999998,0.31184000000000001,0.23979,0.30370000000000003,0.44738,0.69084999999999996,0.61667000000000005]
[1,43837,9,153,{"$f":"(FA155*Vypocet!$D$24)/$FA$2","v":0},{"$f":"(FB155*Vypocet!$D$24)/$FB$2","v":0},{"$f":"(FC155*Vypocet!$D$24)/$FC$2","v":0},{"$f":"(FD155*Vypocet!$D$24)/$FD$2","v":0},{"$f":"(FE155*Vypocet!$D$24)/$FE$2","v":0},{"$f":"(FF155*Vypocet!$D$24)/$FF$2","v":0},{"$f":"(FG155*Vypocet!$D$24)/$FG$2","v":0},{"$f":"(FH155*Vypocet!$D$24)/$FH$2","v":0},{"$f":"(FI155*Vypocet!$D$24)/$FI$2","v":0},{"$f":"(FJ155*Vypocet!$D$24)/$FJ$2","v":0},{"$f":"(FK155*Vypocet!$D$24)/$FK$2","v":0},{"$f":"(FL155*Vypocet!$D$24)/$FL$2","v":0},{"$f":"(FM155*Vypocet!$D$24)/$FM$2","v":0},{"$f":"(FN155*Vypocet!$D$24)/$FN$2","v":0},{"$f":"(FO155*Vypocet!$D$24)/$FO$2","v":0},{"$f":"(VLOOKUP(A155,Voda!$B$3:$AC$15,TDDData!C155+4,0)*4180*(VLOOKUP(A155,Voda!$B$3:$AC$15,4,0)-VLOOKUP(A155,Voda!$B$3:$AC$15,3,0)))/3600000","v":0},0,{"$f":"IF(U155=0,0,IF(Z155>0,IF(Z155/1000<U155,IF(Z155/1000<=Vypocet!$D$15,IF(U155<Vypocet!$D$15,U155-Z155/1000,Vypocet!$D$15-Z155/1000),Vypocet!$D$15),0),IF(U155>Vypocet!$D$15,Vypocet!$D$15,U155)))","v":0},0,{"$f":"HLOOKUP(Vypocet!$D$11,TDDData!$E:$S,2+TDDData!D155,0)","v":{"$error":"#N/A"}},3.84,3.0720000000000001,{"$error":"#N/A"},{"$error":"#N/A"},{"$f":"IF(AA155<0,IF(AC154>-AA155,AC154+AA155,0),IF(AA155+AC154<=Vypocet!$D$18,AA155+AC154,Vypocet!$D$18))","v":{"$error":"#N/A"}},{"$error":"#N/A"},{"$f":"IF(AND(AC155<AC154,AC155<>0),AE154,IF(OR(AND(AC154=0,AA155<0),AC154<-AA155),IF(AC154=0,IF(AE154>-AA155,AE154+AA155,0),IF(AC154+AE154>-AA155,AC154+AE154+AA155,0)),IF(AC154=Vypocet!$D$18,AE154+AA155,AE154+AA155-AC155+AC154)))","v":{"$error":"#N/A"}},{"$error":"#N/A"},{"$error":"#N/A"},{"$f":"SUM($AF$3:AF155)","v":{"$error":"#N/A"}},{"$error":"#N/A"},{"$error":"#N/A"},{"$error":"#N/A"},{"$f":"SUM($AJ$3:AJ155)","v":{"$error":"#N/A"}},{"$error":"#N/A"},{"$error":"#N/A"},{"$error":"#N/A"},{"$f":"IF(AN155<0,IF(AP154>-AN155,AP154+AN155,0),IF(AN155+AP154<=Vypocet!$D$18,AN155+AP154,Vypocet!$D$18))","v":{"$error":"#N/A"}},{"$error":"#N/A"},{"$f":"IF(AND(AP155<AP154,AP155<>0),AR154,IF(OR(AND(AP154=0,AN155<0),AP154<-AN155),IF(AP154=0,IF(AR154>-AN155,AR154+AN155,0),IF(AP154+AR154>-AN155,AP154+AR154+AN155,0)),IF(AP154=Vypocet!$D$18,AR154+AN155,AR154+AN155-AP155+AP154)))","v":{"$error":"#N/A"}},{"$error":"#N/A"},{"$error":"#N/A"},{"$f":"SUM($AS$3:AS155)","v":{"$error":"#N/A"}},{"$error":"#N/A"},{"$error":"#N/A"},{"$error":"#N/A"},{"$f":"SUM($AW$3:AW155)","v":{"$error":"#N/A"}},{"$f":"IF(V155=0,IF(U155=0,IF(AZ154+Z155/1000>Vypocet!$D$18,Vypocet!$D$18,AZ154+Z155/1000),IF(Z155/1000+AZ154-U155>Vypocet!$D$18,Vypocet!$D$18,Z155/1000+AZ154-U155)),IF(AZ154=0,0,IF(AZ154>V155,AZ154-V155,0)))","v":0},0,null,null,null,null,null,null,null,null,null,null,null,null,null,null,null,null,null,null,null,null,null,null,null,null,null,null,null,null,null,null,null,null,null,null,null,null,null,null,null,null,null,null,null,null,null,null,null,null,null,null,null,null,null,null,null,null,null,null,null,null,null,null,null,null,null,null,null,null,null,null,null,null,null,null,null,null,null,null,null,null,null,null,null,null,null,null,null,null,null,null,null,null,null,null,null,null,null,null,null,null,null,null,null,0.94111999999999996,0.86624999999999996,0.90161999999999998,0.44434000000000001,0.38120999999999999,0.37961,0.32549,0.24553,0.34297,0.27183000000000002,0.23033999999999999,0.28654000000000002,0.43608000000000002,0.72035000000000005,0]
[1,43837,10,154,{"$f":"(FA156*Vypocet!$D$24)/$FA$2","v":0},{"$f":"(FB156*Vypocet!$D$24)/$FB$2","v":0},{"$f":"(FC156*Vypocet!$D$24)/$FC$2","v":0},{"$f":"(FD156*Vypocet!$D$24)/$FD$2","v":0},{"$f":"(FE156*Vypocet!$D$24)/$FE$2","v":0},{"$f":"(FF156*Vypocet!$D$24)/$FF$2","v":0},{"$f":"(FG156*Vypocet!$D$24)/$FG$2","v":0},{"$f":"(FH156*Vypocet!$D$24)/$FH$2","v":0},{"$f":"(FI156*Vypocet!$D$24)/$FI$2","v":0},{"$f":"(FJ156*Vypocet!$D$24)/$FJ$2","v":0},{"$f":"(FK156*Vypocet!$D$24)/$FK$2","v":0},{"$f":"(FL156*Vypocet!$D$24)/$FL$2","v":0},{"$f":"(FM156*Vypocet!$D$24)/$FM$2","v":0},{"$f":"(FN156*Vypocet!$D$24)/$FN$2","v":0},{"$f":"(FO156*Vypocet!$D$24)/$FO$2","v":0},{"$f":"(VLOOKUP(A156,Voda!$B$3:$AC$15,TDDData!C156+4,0)*4180*(VLOOKUP(A156,Voda!$B$3:$AC$15,4,0)-VLOOKUP(A156,Voda!$B$3:$AC$15,3,0)))/3600000","v":0},0,{"$f":"IF(U156=0,0,IF(Z156>0,IF(Z156/1000<U156,IF(Z156/1000<=Vypocet!$D$15,IF(U156<Vypocet!$D$15,U156-Z156/1000,Vypocet!$D$15-Z156/1000),Vypocet!$D$15),0),IF(U156>Vypocet!$D$15,Vypocet!$D$15,U156)))","v":0},0,{"$f":"HLOOKUP(Vypocet!$D$11,TDDData!$E:$S,2+TDDData!D156,0)","v":{"$error":"#N/A"}},0,0,{"$error":"#N/A"},{"$error":"#N/A"},{"$f":"IF(AA156<0,IF(AC155>-AA156,AC155+AA156,0),IF(AA156+AC155<=Vypocet!$D$18,AA156+AC155,Vypocet!$D$18))","v":{"$error":"#N/A"}},{"$error":"#N/A"},{"$f":"IF(AND(AC156<AC155,AC156<>0),AE155,IF(OR(AND(AC155=0,AA156<0),AC155<-AA156),IF(AC155=0,IF(AE155>-AA156,AE155+AA156,0),IF(AC155+AE155>-AA156,AC155+AE155+AA156,0)),IF(AC155=Vypocet!$D$18,AE155+AA156,AE155+AA156-AC156+AC155)))","v":{"$error":"#N/A"}},{"$error":"#N/A"},{"$error":"#N/A"},{"$f":"SUM($AF$3:AF156)","v":{"$error":"#N/A"}},{"$error":"#N/A"},{"$error":"#N/A"},{"$error":"#N/A"},{"$f":"SUM($AJ$3:AJ156)","v":{"$error":"#N/A"}},{"$error":"#N/A"},{"$error":"#N/A"},{"$error":"#N/A"},{"$f":"IF(AN156<0,IF(AP155>-AN156,AP155+AN156,0),IF(AN156+AP155<=Vypocet!$D$18,AN156+AP155,Vypocet!$D$18))","v":{"$error":"#N/A"}},{"$error":"#N/A"},{"$f":"IF(AND(AP156<AP155,AP156<>0),AR155,IF(OR(AND(AP155=0,AN156<0),AP155<-AN156),IF(AP155=0,IF(AR155>-AN156,AR155+AN156,0),IF(AP155+AR155>-AN156,AP155+AR155+AN156,0)),IF(AP155=Vypocet!$D$18,AR155+AN156,AR155+AN156-AP156+AP155)))","v":{"$error":"#N/A"}},{"$error":"#N/A"},{"$error":"#N/A"},{"$f":"SUM($AS$3:AS156)","v":{"$error":"#N/A"}},{"$error":"#N/A"},{"$error":"#N/A"},{"$error":"#N/A"},{"$f":"SUM($AW$3:AW156)","v":{"$error":"#N/A"}},{"$f":"IF(V156=0,IF(U156=0,IF(AZ155+Z156/1000>Vypocet!$D$18,Vypocet!$D$18,AZ155+Z156/1000),IF(Z156/1000+AZ155-U156>Vypocet!$D$18,Vypocet!$D$18,Z156/1000+AZ155-U156)),IF(AZ155=0,0,IF(AZ155>V156,AZ155-V156,0)))","v":0},0,null,null,null,null,null,null,null,null,null,null,null,null,null,null,null,null,null,null,null,null,null,null,null,null,null,null,null,null,null,null,null,null,null,null,null,null,null,null,null,null,null,null,null,null,null,null,null,null,null,null,null,null,null,null,null,null,null,null,null,null,null,null,null,null,null,null,null,null,null,null,null,null,null,null,null,null,null,null,null,null,null,null,null,null,null,null,null,null,null,null,null,null,null,null,null,null,null,null,null,null,null,null,null,0.98129,0.88539000000000001,0.94338999999999995,0.45379999999999998,0.39937,0.42304999999999998,0.32175999999999999,0.25868000000000002,0.3427,0.29635,0.30603000000000002,0.30931999999999998,0.40906999999999999,0.74114999999999998,0]
[1,43837,11,155,{"$f":"(FA157*Vypocet!$D$24)/$FA$2","v":0},{"$f":"(FB157*Vypocet!$D$24)/$FB$2","v":0},{"$f":"(FC157*Vypocet!$D$24)/$FC$2","v":0},{"$f":"(FD157*Vypocet!$D$24)/$FD$2","v":0},{"$f":"(FE157*Vypocet!$D$24)/$FE$2","v":0},{"$f":"(FF157*Vypocet!$D$24)/$FF$2","v":0},{"$f":"(FG157*Vypocet!$D$24)/$FG$2","v":0},{"$f":"(FH157*Vypocet!$D$24)/$FH$2","v":0},{"$f":"(FI157*Vypocet!$D$24)/$FI$2","v":0},{"$f":"(FJ157*Vypocet!$D$24)/$FJ$2","v":0},{"$f":"(FK157*Vypocet!$D$24)/$FK$2","v":0},{"$f":"(FL157*Vypocet!$D$24)/$FL$2","v":0},{"$f":"(FM157*Vypocet!$D$24)/$FM$2","v":0},{"$f":"(FN157*Vypocet!$D$24)/$FN$2","v":0},{"$f":"(FO157*Vypocet!$D$24)/$FO$2","v":0},{"$f":"(VLOOKUP(A157,Voda!$B$3:$AC$15,TDDData!C157+4,0)*4180*(VLOOKUP(A157,Voda!$B$3:$AC$15,4,0)-VLOOKUP(A157,Voda!$B$3:$AC$15,3,0)))/3600000","v":0},0,{"$f":"IF(U157=0,0,IF(Z157>0,IF(Z157/1000<U157,IF(Z157/1000<=Vypocet!$D$15,IF(U157<Vypocet!$D$15,U157-Z157/1000,Vypocet!$D$15-Z157/1000),Vypocet!$D$15),0),IF(U157>Vypocet!$D$15,Vypocet!$D$15,U157)))","v":0},0,{"$f":"HLOOKUP(Vypocet!$D$11,TDDData!$E:$S,2+TDDData!D157,0)","v":{"$error":"#N/A"}},0,0,{"$error":"#N/A"},{"$error":"#N/A"},{"$f":"IF(AA157<0,IF(AC156>-AA157,AC156+AA157,0),IF(AA157+AC156<=Vypocet!$D$18,AA157+AC156,Vypocet!$D$18))","v":{"$error":"#N/A"}},{"$error":"#N/A"},{"$f":"IF(AND(AC157<AC156,AC157<>0),AE156,IF(OR(AND(AC156=0,AA157<0),AC156<-AA157),IF(AC156=0,IF(AE156>-AA157,AE156+AA157,0),IF(AC156+AE156>-AA157,AC156+AE156+AA157,0)),IF(AC156=Vypocet!$D$18,AE156+AA157,AE156+AA157-AC157+AC156)))","v":{"$error":"#N/A"}},{"$error":"#N/A"},{"$error":"#N/A"},{"$f":"SUM($AF$3:AF157)","v":{"$error":"#N/A"}},{"$error":"#N/A"},{"$error":"#N/A"},{"$error":"#N/A"},{"$f":"SUM($AJ$3:AJ157)","v":{"$error":"#N/A"}},{"$error":"#N/A"},{"$error":"#N/A"},{"$error":"#N/A"},{"$f":"IF(AN157<0,IF(AP156>-AN157,AP156+AN157,0),IF(AN157+AP156<=Vypocet!$D$18,AN157+AP156,Vypocet!$D$18))","v":{"$error":"#N/A"}},{"$error":"#N/A"},{"$f":"IF(AND(AP157<AP156,AP157<>0),AR156,IF(OR(AND(AP156=0,AN157<0),AP156<-AN157),IF(AP156=0,IF(AR156>-AN157,AR156+AN157,0),IF(AP156+AR156>-AN157,AP156+AR156+AN157,0)),IF(AP156=Vypocet!$D$18,AR156+AN157,AR156+AN157-AP157+AP156)))","v":{"$error":"#N/A"}},{"$error":"#N/A"},{"$error":"#N/A"},{"$f":"SUM($AS$3:AS157)","v":{"$error":"#N/A"}},{"$error":"#N/A"},{"$error":"#N/A"},{"$error":"#N/A"},{"$f":"SUM($AW$3:AW157)","v":{"$error":"#N/A"}},{"$f":"IF(V157=0,IF(U157=0,IF(AZ156+Z157/1000>Vypocet!$D$18,Vypocet!$D$18,AZ156+Z157/1000),IF(Z157/1000+AZ156-U157>Vypocet!$D$18,Vypocet!$D$18,Z157/1000+AZ156-U157)),IF(AZ156=0,0,IF(AZ156>V157,AZ156-V157,0)))","v":0},0,null,null,null,null,null,null,null,null,null,null,null,null,null,null,null,null,null,null,null,null,null,null,null,null,null,null,null,null,null,null,null,null,null,null,null,null,null,null,null,null,null,null,null,null,null,null,null,null,null,null,null,null,null,null,null,null,null,null,null,null,null,null,null,null,null,null,null,null,null,null,null,null,null,null,null,null,null,null,null,null,null,null,null,null,null,null,null,null,null,null,null,null,null,null,null,null,null,null,null,null,null,null,null,0.96086000000000005,0.91354999999999997,0.99136999999999997,0.45002999999999999,0.47792000000000001,0.56603999999999999,0.35193000000000002,0.27178000000000002,0.31584000000000001,0.31824999999999998,0.35532000000000002,0.32107000000000002,0.65552999999999995,0.75731000000000004,0]
[1,43837,12,156,{"$f":"(FA158*Vypocet!$D$24)/$FA$2","v":0},{"$f":"(FB158*Vypocet!$D$24)/$FB$2","v":0},{"$f":"(FC158*Vypocet!$D$24)/$FC$2","v":0},{"$f":"(FD158*Vypocet!$D$24)/$FD$2","v":0},{"$f":"(FE158*Vypocet!$D$24)/$FE$2","v":0},{"$f":"(FF158*Vypocet!$D$24)/$FF$2","v":0},{"$f":"(FG158*Vypocet!$D$24)/$FG$2","v":0},{"$f":"(FH158*Vypocet!$D$24)/$FH$2","v":0},{"$f":"(FI158*Vypocet!$D$24)/$FI$2","v":0},{"$f":"(FJ158*Vypocet!$D$24)/$FJ$2","v":0},{"$f":"(FK158*Vypocet!$D$24)/$FK$2","v":0},{"$f":"(FL158*Vypocet!$D$24)/$FL$2","v":0},{"$f":"(FM158*Vypocet!$D$24)/$FM$2","v":0},{"$f":"(FN158*Vypocet!$D$24)/$FN$2","v":0},{"$f":"(FO158*Vypocet!$D$24)/$FO$2","v":0},{"$f":"(VLOOKUP(A158,Voda!$B$3:$AC$15,TDDData!C158+4,0)*4180*(VLOOKUP(A158,Voda!$B$3:$AC$15,4,0)-VLOOKUP(A158,Voda!$B$3:$AC$15,3,0)))/3600000","v":0},0,{"$f":"IF(U158=0,0,IF(Z158>0,IF(Z158/1000<U158,IF(Z158/1000<=Vypocet!$D$15,IF(U158<Vypocet!$D$15,U158-Z158/1000,Vypocet!$D$15-Z158/1000),Vypocet!$D$15),0),IF(U158>Vypocet!$D$15,Vypocet!$D$15,U158)))","v":0},0,{"$f":"HLOOKUP(Vypocet!$D$11,TDDData!$E:$S,2+TDDData!D158,0)","v":{"$error":"#N/A"}},0,0,{"$error":"#N/A"},{"$error":"#N/A"},{"$f":"IF(AA158<0,IF(AC157>-AA158,AC157+AA158,0),IF(AA158+AC157<=Vypocet!$D$18,AA158+AC157,Vypocet!$D$18))","v":{"$error":"#N/A"}},{"$error":"#N/A"},{"$f":"IF(AND(AC158<AC157,AC158<>0),AE157,IF(OR(AND(AC157=0,AA158<0),AC157<-AA158),IF(AC157=0,IF(AE157>-AA158,AE157+AA158,0),IF(AC157+AE157>-AA158,AC157+AE157+AA158,0)),IF(AC157=Vypocet!$D$18,AE157+AA158,AE157+AA158-AC158+AC157)))","v":{"$error":"#N/A"}},{"$error":"#N/A"},{"$error":"#N/A"},{"$f":"SUM($AF$3:AF158)","v":{"$error":"#N/A"}},{"$error":"#N/A"},{"$error":"#N/A"},{"$error":"#N/A"},{"$f":"SUM($AJ$3:AJ158)","v":{"$error":"#N/A"}},{"$error":"#N/A"},{"$error":"#N/A"},{"$error":"#N/A"},{"$f":"IF(AN158<0,IF(AP157>-AN158,AP157+AN158,0),IF(AN158+AP157<=Vypocet!$D$18,AN158+AP157,Vypocet!$D$18))","v":{"$error":"#N/A"}},{"$error":"#N/A"},{"$f":"IF(AND(AP158<AP157,AP158<>0),AR157,IF(OR(AND(AP157=0,AN158<0),AP157<-AN158),IF(AP157=0,IF(AR157>-AN158,AR157+AN158,0),IF(AP157+AR157>-AN158,AP157+AR157+AN158,0)),IF(AP157=Vypocet!$D$18,AR157+AN158,AR157+AN158-AP158+AP157)))","v":{"$error":"#N/A"}},{"$error":"#N/A"},{"$error":"#N/A"},{"$f":"SUM($AS$3:AS158)","v":{"$error":"#N/A"}},{"$error":"#N/A"},{"$error":"#N/A"},{"$error":"#N/A"},{"$f":"SUM($AW$3:AW158)","v":{"$error":"#N/A"}},{"$f":"IF(V158=0,IF(U158=0,IF(AZ157+Z158/1000>Vypocet!$D$18,Vypocet!$D$18,AZ157+Z158/1000),IF(Z158/1000+AZ157-U158>Vypocet!$D$18,Vypocet!$D$18,Z158/1000+AZ157-U158)),IF(AZ157=0,0,IF(AZ157>V158,AZ157-V158,0)))","v":0},0,null,null,null,null,null,null,null,null,null,null,null,null,null,null,null,null,null,null,null,null,null,null,null,null,null,null,null,null,null,null,null,null,null,null,null,null,null,null,null,null,null,null,null,null,null,null,null,null,null,null,null,null,null,null,null,null,null,null,null,null,null,null,null,null,null,null,null,null,null,null,null,null,null,null,null,null,null,null,null,null,null,null,null,null,null,null,null,null,null,null,null,null,null,null,null,null,null,null,null,null,null,null,null,0.94632000000000005,0.93779999999999997,0.96518000000000004,0.48970000000000002,0.53686,0.52741000000000005,0.35461999999999999,0.29364000000000001,0.35282000000000002,0.37653999999999999,0.34783999999999998,0.32049,0.70572000000000001,0.66313999999999995,0]
[1,43837,13,157,{"$f":"(FA159*Vypocet!$D$24)/$FA$2","v":0},{"$f":"(FB159*Vypocet!$D$24)/$FB$2","v":0},{"$f":"(FC159*Vypocet!$D$24)/$FC$2","v":0},{"$f":"(FD159*Vypocet!$D$24)/$FD$2","v":0},{"$f":"(FE159*Vypocet!$D$24)/$FE$2","v":0},{"$f":"(FF159*Vypocet!$D$24)/$FF$2","v":0},{"$f":"(FG159*Vypocet!$D$24)/$FG$2","v":0},{"$f":"(FH159*Vypocet!$D$24)/$FH$2","v":0},{"$f":"(FI159*Vypocet!$D$24)/$FI$2","v":0},{"$f":"(FJ159*Vypocet!$D$24)/$FJ$2","v":0},{"$f":"(FK159*Vypocet!$D$24)/$FK$2","v":0},{"$f":"(FL159*Vypocet!$D$24)/$FL$2","v":0},{"$f":"(FM159*Vypocet!$D$24)/$FM$2","v":0},{"$f":"(FN159*Vypocet!$D$24)/$FN$2","v":0},{"$f":"(FO159*Vypocet!$D$24)/$FO$2","v":0},{"$f":"(VLOOKUP(A159,Voda!$B$3:$AC$15,TDDData!C159+4,0)*4180*(VLOOKUP(A159,Voda!$B$3:$AC$15,4,0)-VLOOKUP(A159,Voda!$B$3:$AC$15,3,0)))/3600000","v":0},0,{"$f":"IF(U159=0,0,IF(Z159>0,IF(Z159/1000<U159,IF(Z159/1000<=Vypocet!$D$15,IF(U159<Vypocet!$D$15,U159-Z159/1000,Vypocet!$D$15-Z159/1000),Vypocet!$D$15),0),IF(U159>Vypocet!$D$15,Vypocet!$D$15,U159)))","v":0},0,{"$f":"HLOOKUP(Vypocet!$D$11,TDDData!$E:$S,2+TDDData!D159,0)","v":{"$error":"#N/A"}},0,0,{"$error":"#N/A"},{"$error":"#N/A"},{"$f":"IF(AA159<0,IF(AC158>-AA159,AC158+AA159,0),IF(AA159+AC158<=Vypocet!$D$18,AA159+AC158,Vypocet!$D$18))","v":{"$error":"#N/A"}},{"$error":"#N/A"},{"$f":"IF(AND(AC159<AC158,AC159<>0),AE158,IF(OR(AND(AC158=0,AA159<0),AC158<-AA159),IF(AC158=0,IF(AE158>-AA159,AE158+AA159,0),IF(AC158+AE158>-AA159,AC158+AE158+AA159,0)),IF(AC158=Vypocet!$D$18,AE158+AA159,AE158+AA159-AC159+AC158)))","v":{"$error":"#N/A"}},{"$error":"#N/A"},{"$error":"#N/A"},{"$f":"SUM($AF$3:AF159)","v":{"$error":"#N/A"}},{"$error":"#N/A"},{"$error":"#N/A"},{"$error":"#N/A"},{"$f":"SUM($AJ$3:AJ159)","v":{"$error":"#N/A"}},{"$error":"#N/A"},{"$error":"#N/A"},{"$error":"#N/A"},{"$f":"IF(AN159<0,IF(AP158>-AN159,AP158+AN159,0),IF(AN159+AP158<=Vypocet!$D$18,AN159+AP158,Vypocet!$D$18))","v":{"$error":"#N/A"}},{"$error":"#N/A"},{"$f":"IF(AND(AP159<AP158,AP159<>0),AR158,IF(OR(AND(AP158=0,AN159<0),AP158<-AN159),IF(AP158=0,IF(AR158>-AN159,AR158+AN159,0),IF(AP158+AR158>-AN159,AP158+AR158+AN159,0)),IF(AP158=Vypocet!$D$18,AR158+AN159,AR158+AN159-AP159+AP158)))","v":{"$error":"#N/A"}},{"$error":"#N/A"},{"$error":"#N/A"},{"$f":"SUM($AS$3:AS159)","v":{"$error":"#N/A"}},{"$error":"#N/A"},{"$error":"#N/A"},{"$error":"#N/A"},{"$f":"SUM($AW$3:AW159)","v":{"$error":"#N/A"}},{"$f":"IF(V159=0,IF(U159=0,IF(AZ158+Z159/1000>Vypocet!$D$18,Vypocet!$D$18,AZ158+Z159/1000),IF(Z159/1000+AZ158-U159>Vypocet!$D$18,Vypocet!$D$18,Z159/1000+AZ158-U159)),IF(AZ158=0,0,IF(AZ158>V159,AZ158-V159,0)))","v":0},0,null,null,null,null,null,null,null,null,null,null,null,null,null,null,null,null,null,null,null,null,null,null,null,null,null,null,null,null,null,null,null,null,null,null,null,null,null,null,null,null,null,null,null,null,null,null,null,null,null,null,null,null,null,null,null,null,null,null,null,null,null,null,null,null,null,null,null,null,null,null,null,null,null,null,null,null,null,null,null,null,null,null,null,null,null,null,null,null,null,null,null,null,null,null,null,null,null,null,null,null,null,null,null,0.92081000000000002,0.94513999999999998,0.95374999999999999,0.46555000000000002,0.59338000000000002,0.49617,0.49573,0.27023999999999998,0.33335999999999999,0.48903000000000002,0.34075,0.35861999999999999,0.60936000000000001,0.69211,0]
[1,43837,14,158,{"$f":"(FA160*Vypocet!$D$24)/$FA$2","v":0},{"$f":"(FB160*Vypocet!$D$24)/$FB$2","v":0},{"$f":"(FC160*Vypocet!$D$24)/$FC$2","v":0},{"$f":"(FD160*Vypocet!$D$24)/$FD$2","v":0},{"$f":"(FE160*Vypocet!$D$24)/$FE$2","v":0},{"$f":"(FF160*Vypocet!$D$24)/$FF$2","v":0},{"$f":"(FG160*Vypocet!$D$24)/$FG$2","v":0},{"$f":"(FH160*Vypocet!$D$24)/$FH$2","v":0},{"$f":"(FI160*Vypocet!$D$24)/$FI$2","v":0},{"$f":"(FJ160*Vypocet!$D$24)/$FJ$2","v":0},{"$f":"(FK160*Vypocet!$D$24)/$FK$2","v":0},{"$f":"(FL160*Vypocet!$D$24)/$FL$2","v":0},{"$f":"(FM160*Vypocet!$D$24)/$FM$2","v":0},{"$f":"(FN160*Vypocet!$D$24)/$FN$2","v":0},{"$f":"(FO160*Vypocet!$D$24)/$FO$2","v":0},{"$f":"(VLOOKUP(A160,Voda!$B$3:$AC$15,TDDData!C160+4,0)*4180*(VLOOKUP(A160,Voda!$B$3:$AC$15,4,0)-VLOOKUP(A160,Voda!$B$3:$AC$15,3,0)))/3600000","v":0},0,{"$f":"IF(U160=0,0,IF(Z160>0,IF(Z160/1000<U160,IF(Z160/1000<=Vypocet!$D$15,IF(U160<Vypocet!$D$15,U160-Z160/1000,Vypocet!$D$15-Z160/1000),Vypocet!$D$15),0),IF(U160>Vypocet!$D$15,Vypocet!$D$15,U160)))","v":0},0,{"$f":"HLOOKUP(Vypocet!$D$11,TDDData!$E:$S,2+TDDData!D160,0)","v":{"$error":"#N/A"}},0,0,{"$error":"#N/A"},{"$error":"#N/A"},{"$f":"IF(AA160<0,IF(AC159>-AA160,AC159+AA160,0),IF(AA160+AC159<=Vypocet!$D$18,AA160+AC159,Vypocet!$D$18))","v":{"$error":"#N/A"}},{"$error":"#N/A"},{"$f":"IF(AND(AC160<AC159,AC160<>0),AE159,IF(OR(AND(AC159=0,AA160<0),AC159<-AA160),IF(AC159=0,IF(AE159>-AA160,AE159+AA160,0),IF(AC159+AE159>-AA160,AC159+AE159+AA160,0)),IF(AC159=Vypocet!$D$18,AE159+AA160,AE159+AA160-AC160+AC159)))","v":{"$error":"#N/A"}},{"$error":"#N/A"},{"$error":"#N/A"},{"$f":"SUM($AF$3:AF160)","v":{"$error":"#N/A"}},{"$error":"#N/A"},{"$error":"#N/A"},{"$error":"#N/A"},{"$f":"SUM($AJ$3:AJ160)","v":{"$error":"#N/A"}},{"$error":"#N/A"},{"$error":"#N/A"},{"$error":"#N/A"},{"$f":"IF(AN160<0,IF(AP159>-AN160,AP159+AN160,0),IF(AN160+AP159<=Vypocet!$D$18,AN160+AP159,Vypocet!$D$18))","v":{"$error":"#N/A"}},{"$error":"#N/A"},{"$f":"IF(AND(AP160<AP159,AP160<>0),AR159,IF(OR(AND(AP159=0,AN160<0),AP159<-AN160),IF(AP159=0,IF(AR159>-AN160,AR159+AN160,0),IF(AP159+AR159>-AN160,AP159+AR159+AN160,0)),IF(AP159=Vypocet!$D$18,AR159+AN160,AR159+AN160-AP160+AP159)))","v":{"$error":"#N/A"}},{"$error":"#N/A"},{"$error":"#N/A"},{"$f":"SUM($AS$3:AS160)","v":{"$error":"#N/A"}},{"$error":"#N/A"},{"$error":"#N/A"},{"$error":"#N/A"},{"$f":"SUM($AW$3:AW160)","v":{"$error":"#N/A"}},{"$f":"IF(V160=0,IF(U160=0,IF(AZ159+Z160/1000>Vypocet!$D$18,Vypocet!$D$18,AZ159+Z160/1000),IF(Z160/1000+AZ159-U160>Vypocet!$D$18,Vypocet!$D$18,Z160/1000+AZ159-U160)),IF(AZ159=0,0,IF(AZ159>V160,AZ159-V160,0)))","v":0},0,null,null,null,null,null,null,null,null,null,null,null,null,null,null,null,null,null,null,null,null,null,null,null,null,null,null,null,null,null,null,null,null,null,null,null,null,null,null,null,null,null,null,null,null,null,null,null,null,null,null,null,null,null,null,null,null,null,null,null,null,null,null,null,null,null,null,null,null,null,null,null,null,null,null,null,null,null,null,null,null,null,null,null,null,null,null,null,null,null,null,null,null,null,null,null,null,null,null,null,null,null,null,null,0.92098000000000002,1,0.88824000000000003,0.44162000000000001,0.66949000000000003,0.66454000000000002,0.91320000000000001,0.40023999999999998,0.47426000000000001,0.58789999999999998,0.43052000000000001,0.43684000000000001,0.71484999999999999,0.76976,0]
[1,43837,15,159,{"$f":"(FA161*Vypocet!$D$24)/$FA$2","v":0},{"$f":"(FB161*Vypocet!$D$24)/$FB$2","v":0},{"$f":"(FC161*Vypocet!$D$24)/$FC$2","v":0},{"$f":"(FD161*Vypocet!$D$24)/$FD$2","v":0},{"$f":"(FE161*Vypocet!$D$24)/$FE$2","v":0},{"$f":"(FF161*Vypocet!$D$24)/$FF$2","v":0},{"$f":"(FG161*Vypocet!$D$24)/$FG$2","v":0},{"$f":"(FH161*Vypocet!$D$24)/$FH$2","v":0},{"$f":"(FI161*Vypocet!$D$24)/$FI$2","v":0},{"$f":"(FJ161*Vypocet!$D$24)/$FJ$2","v":0},{"$f":"(FK161*Vypocet!$D$24)/$FK$2","v":0},{"$f":"(FL161*Vypocet!$D$24)/$FL$2","v":0},{"$f":"(FM161*Vypocet!$D$24)/$FM$2","v":0},{"$f":"(FN161*Vypocet!$D$24)/$FN$2","v":0},{"$f":"(FO161*Vypocet!$D$24)/$FO$2","v":0},{"$f":"(VLOOKUP(A161,Voda!$B$3:$AC$15,TDDData!C161+4,0)*4180*(VLOOKUP(A161,Voda!$B$3:$AC$15,4,0)-VLOOKUP(A161,Voda!$B$3:$AC$15,3,0)))/3600000","v":0},0,{"$f":"IF(U161=0,0,IF(Z161>0,IF(Z161/1000<U161,IF(Z161/1000<=Vypocet!$D$15,IF(U161<Vypocet!$D$15,U161-Z161/1000,Vypocet!$D$15-Z161/1000),Vypocet!$D$15),0),IF(U161>Vypocet!$D$15,Vypocet!$D$15,U161)))","v":0},0,{"$f":"HLOOKUP(Vypocet!$D$11,TDDData!$E:$S,2+TDDData!D161,0)","v":{"$error":"#N/A"}},2.96,2.3679999999999999,{"$error":"#N/A"},{"$error":"#N/A"},{"$f":"IF(AA161<0,IF(AC160>-AA161,AC160+AA161,0),IF(AA161+AC160<=Vypocet!$D$18,AA161+AC160,Vypocet!$D$18))","v":{"$error":"#N/A"}},{"$error":"#N/A"},{"$f":"IF(AND(AC161<AC160,AC161<>0),AE160,IF(OR(AND(AC160=0,AA161<0),AC160<-AA161),IF(AC160=0,IF(AE160>-AA161,AE160+AA161,0),IF(AC160+AE160>-AA161,AC160+AE160+AA161,0)),IF(AC160=Vypocet!$D$18,AE160+AA161,AE160+AA161-AC161+AC160)))","v":{"$error":"#N/A"}},{"$error":"#N/A"},{"$error":"#N/A"},{"$f":"SUM($AF$3:AF161)","v":{"$error":"#N/A"}},{"$error":"#N/A"},{"$error":"#N/A"},{"$error":"#N/A"},{"$f":"SUM($AJ$3:AJ161)","v":{"$error":"#N/A"}},{"$error":"#N/A"},{"$error":"#N/A"},{"$error":"#N/A"},{"$f":"IF(AN161<0,IF(AP160>-AN161,AP160+AN161,0),IF(AN161+AP160<=Vypocet!$D$18,AN161+AP160,Vypocet!$D$18))","v":{"$error":"#N/A"}},{"$error":"#N/A"},{"$f":"IF(AND(AP161<AP160,AP161<>0),AR160,IF(OR(AND(AP160=0,AN161<0),AP160<-AN161),IF(AP160=0,IF(AR160>-AN161,AR160+AN161,0),IF(AP160+AR160>-AN161,AP160+AR160+AN161,0)),IF(AP160=Vypocet!$D$18,AR160+AN161,AR160+AN161-AP161+AP160)))","v":{"$error":"#N/A"}},{"$error":"#N/A"},{"$error":"#N/A"},{"$f":"SUM($AS$3:AS161)","v":{"$error":"#N/A"}},{"$error":"#N/A"},{"$error":"#N/A"},{"$error":"#N/A"},{"$f":"SUM($AW$3:AW161)","v":{"$error":"#N/A"}},{"$f":"IF(V161=0,IF(U161=0,IF(AZ160+Z161/1000>Vypocet!$D$18,Vypocet!$D$18,AZ160+Z161/1000),IF(Z161/1000+AZ160-U161>Vypocet!$D$18,Vypocet!$D$18,Z161/1000+AZ160-U161)),IF(AZ160=0,0,IF(AZ160>V161,AZ160-V161,0)))","v":0},0,null,null,null,null,null,null,null,null,null,null,null,null,null,null,null,null,null,null,null,null,null,null,null,null,null,null,null,null,null,null,null,null,null,null,null,null,null,null,null,null,null,null,null,null,null,null,null,null,null,null,null,null,null,null,null,null,null,null,null,null,null,null,null,null,null,null,null,null,null,null,null,null,null,null,null,null,null,null,null,null,null,null,null,null,null,null,null,null,null,null,null,null,null,null,null,null,null,null,null,null,null,null,null,0.92357,0.89695999999999998,0.92764000000000002,0.45571,0.64888999999999997,0.75583999999999996,0.65930999999999995,0.59965999999999997,0.45989000000000002,0.72165000000000001,0.62587000000000004,0.68947999999999998,0.67801,0.73750000000000004,0]
[1,43837,16,160,{"$f":"(FA162*Vypocet!$D$24)/$FA$2","v":0},{"$f":"(FB162*Vypocet!$D$24)/$FB$2","v":0},{"$f":"(FC162*Vypocet!$D$24)/$FC$2","v":0},{"$f":"(FD162*Vypocet!$D$24)/$FD$2","v":0},{"$f":"(FE162*Vypocet!$D$24)/$FE$2","v":0},{"$f":"(FF162*Vypocet!$D$24)/$FF$2","v":0},{"$f":"(FG162*Vypocet!$D$24)/$FG$2","v":0},{"$f":"(FH162*Vypocet!$D$24)/$FH$2","v":0},{"$f":"(FI162*Vypocet!$D$24)/$FI$2","v":0},{"$f":"(FJ162*Vypocet!$D$24)/$FJ$2","v":0},{"$f":"(FK162*Vypocet!$D$24)/$FK$2","v":0},{"$f":"(FL162*Vypocet!$D$24)/$FL$2","v":0},{"$f":"(FM162*Vypocet!$D$24)/$FM$2","v":0},{"$f":"(FN162*Vypocet!$D$24)/$FN$2","v":0},{"$f":"(FO162*Vypocet!$D$24)/$FO$2","v":0},{"$f":"(VLOOKUP(A162,Voda!$B$3:$AC$15,TDDData!C162+4,0)*4180*(VLOOKUP(A162,Voda!$B$3:$AC$15,4,0)-VLOOKUP(A162,Voda!$B$3:$AC$15,3,0)))/3600000","v":0},0,{"$f":"IF(U162=0,0,IF(Z162>0,IF(Z162/1000<U162,IF(Z162/1000<=Vypocet!$D$15,IF(U162<Vypocet!$D$15,U162-Z162/1000,Vypocet!$D$15-Z162/1000),Vypocet!$D$15),0),IF(U162>Vypocet!$D$15,Vypocet!$D$15,U162)))","v":0},0,{"$f":"HLOOKUP(Vypocet!$D$11,TDDData!$E:$S,2+TDDData!D162,0)","v":{"$error":"#N/A"}},0,0,{"$error":"#N/A"},{"$error":"#N/A"},{"$f":"IF(AA162<0,IF(AC161>-AA162,AC161+AA162,0),IF(AA162+AC161<=Vypocet!$D$18,AA162+AC161,Vypocet!$D$18))","v":{"$error":"#N/A"}},{"$error":"#N/A"},{"$f":"IF(AND(AC162<AC161,AC162<>0),AE161,IF(OR(AND(AC161=0,AA162<0),AC161<-AA162),IF(AC161=0,IF(AE161>-AA162,AE161+AA162,0),IF(AC161+AE161>-AA162,AC161+AE161+AA162,0)),IF(AC161=Vypocet!$D$18,AE161+AA162,AE161+AA162-AC162+AC161)))","v":{"$error":"#N/A"}},{"$error":"#N/A"},{"$error":"#N/A"},{"$f":"SUM($AF$3:AF162)","v":{"$error":"#N/A"}},{"$error":"#N/A"},{"$error":"#N/A"},{"$error":"#N/A"},{"$f":"SUM($AJ$3:AJ162)","v":{"$error":"#N/A"}},{"$error":"#N/A"},{"$error":"#N/A"},{"$error":"#N/A"},{"$f":"IF(AN162<0,IF(AP161>-AN162,AP161+AN162,0),IF(AN162+AP161<=Vypocet!$D$18,AN162+AP161,Vypocet!$D$18))","v":{"$error":"#N/A"}},{"$error":"#N/A"},{"$f":"IF(AND(AP162<AP161,AP162<>0),AR161,IF(OR(AND(AP161=0,AN162<0),AP161<-AN162),IF(AP161=0,IF(AR161>-AN162,AR161+AN162,0),IF(AP161+AR161>-AN162,AP161+AR161+AN162,0)),IF(AP161=Vypocet!$D$18,AR161+AN162,AR161+AN162-AP162+AP161)))","v":{"$error":"#N/A"}},{"$error":"#N/A"},{"$error":"#N/A"},{"$f":"SUM($AS$3:AS162)","v":{"$error":"#N/A"}},{"$error":"#N/A"},{"$error":"#N/A"},{"$error":"#N/A"},{"$f":"SUM($AW$3:AW162)","v":{"$error":"#N/A"}},{"$f":"IF(V162=0,IF(U162=0,IF(AZ161+Z162/1000>Vypocet!$D$18,Vypocet!$D$18,AZ161+Z162/1000),IF(Z162/1000+AZ161-U162>Vypocet!$D$18,Vypocet!$D$18,Z162/1000+AZ161-U162)),IF(AZ161=0,0,IF(AZ161>V162,AZ161-V162,0)))","v":0},0,null,null,null,null,null,null,null,null,null,null,null,null,null,null,null,null,null,null,null,null,null,null,null,null,null,null,null,null,null,null,null,null,null,null,null,null,null,null,null,null,null,null,null,null,null,null,null,null,null,null,null,null,null,null,null,null,null,null,null,null,null,null,null,null,null,null,null,null,null,null,null,null,null,null,null,null,null,null,null,null,null,null,null,null,null,null,null,null,null,null,null,null,null,null,null,null,null,null,null,null,null,null,null,0.89475000000000005,0.83953999999999995,0.88136999999999999,0.49104999999999999,0.72760000000000002,0.51127999999999996,0.54207000000000005,0.54168000000000005,0.76971000000000001,0.65488999999999997,0.73701000000000005,0.65536000000000005,0.69230999999999998,0.84699999999999998,0]
[1,43837,17,161,{"$f":"(FA163*Vypocet!$D$24)/$FA$2","v":0},{"$f":"(FB163*Vypocet!$D$24)/$FB$2","v":0},{"$f":"(FC163*Vypocet!$D$24)/$FC$2","v":0},{"$f":"(FD163*Vypocet!$D$24)/$FD$2","v":0},{"$f":"(FE163*Vypocet!$D$24)/$FE$2","v":0},{"$f":"(FF163*Vypocet!$D$24)/$FF$2","v":0},{"$f":"(FG163*Vypocet!$D$24)/$FG$2","v":0},{"$f":"(FH163*Vypocet!$D$24)/$FH$2","v":0},{"$f":"(FI163*Vypocet!$D$24)/$FI$2","v":0},{"$f":"(FJ163*Vypocet!$D$24)/$FJ$2","v":0},{"$f":"(FK163*Vypocet!$D$24)/$FK$2","v":0},{"$f":"(FL163*Vypocet!$D$24)/$FL$2","v":0},{"$f":"(FM163*Vypocet!$D$24)/$FM$2","v":0},{"$f":"(FN163*Vypocet!$D$24)/$FN$2","v":0},{"$f":"(FO163*Vypocet!$D$24)/$FO$2","v":0},{"$f":"(VLOOKUP(A163,Voda!$B$3:$AC$15,TDDData!C163+4,0)*4180*(VLOOKUP(A163,Voda!$B$3:$AC$15,4,0)-VLOOKUP(A163,Voda!$B$3:$AC$15,3,0)))/3600000","v":0},0,{"$f":"IF(U163=0,0,IF(Z163>0,IF(Z163/1000<U163,IF(Z163/1000<=Vypocet!$D$15,IF(U163<Vypocet!$D$15,U163-Z163/1000,Vypocet!$D$15-Z163/1000),Vypocet!$D$15),0),IF(U163>Vypocet!$D$15,Vypocet!$D$15,U163)))","v":0},0,{"$f":"HLOOKUP(Vypocet!$D$11,TDDData!$E:$S,2+TDDData!D163,0)","v":{"$error":"#N/A"}},0,0,{"$error":"#N/A"},{"$error":"#N/A"},{"$f":"IF(AA163<0,IF(AC162>-AA163,AC162+AA163,0),IF(AA163+AC162<=Vypocet!$D$18,AA163+AC162,Vypocet!$D$18))","v":{"$error":"#N/A"}},{"$error":"#N/A"},{"$f":"IF(AND(AC163<AC162,AC163<>0),AE162,IF(OR(AND(AC162=0,AA163<0),AC162<-AA163),IF(AC162=0,IF(AE162>-AA163,AE162+AA163,0),IF(AC162+AE162>-AA163,AC162+AE162+AA163,0)),IF(AC162=Vypocet!$D$18,AE162+AA163,AE162+AA163-AC163+AC162)))","v":{"$error":"#N/A"}},{"$error":"#N/A"},{"$error":"#N/A"},{"$f":"SUM($AF$3:AF163)","v":{"$error":"#N/A"}},{"$error":"#N/A"},{"$error":"#N/A"},{"$error":"#N/A"},{"$f":"SUM($AJ$3:AJ163)","v":{"$error":"#N/A"}},{"$error":"#N/A"},{"$error":"#N/A"},{"$error":"#N/A"},{"$f":"IF(AN163<0,IF(AP162>-AN163,AP162+AN163,0),IF(AN163+AP162<=Vypocet!$D$18,AN163+AP162,Vypocet!$D$18))","v":{"$error":"#N/A"}},{"$error":"#N/A"},{"$f":"IF(AND(AP163<AP162,AP163<>0),AR162,IF(OR(AND(AP162=0,AN163<0),AP162<-AN163),IF(AP162=0,IF(AR162>-AN163,AR162+AN163,0),IF(AP162+AR162>-AN163,AP162+AR162+AN163,0)),IF(AP162=Vypocet!$D$18,AR162+AN163,AR162+AN163-AP163+AP162)))","v":{"$error":"#N/A"}},{"$error":"#N/A"},{"$error":"#N/A"},{"$f":"SUM($AS$3:AS163)","v":{"$error":"#N/A"}},{"$error":"#N/A"},{"$error":"#N/A"},{"$error":"#N/A"},{"$f":"SUM($AW$3:AW163)","v":{"$error":"#N/A"}},{"$f":"IF(V163=0,IF(U163=0,IF(AZ162+Z163/1000>Vypocet!$D$18,Vypocet!$D$18,AZ162+Z163/1000),IF(Z163/1000+AZ162-U163>Vypocet!$D$18,Vypocet!$D$18,Z163/1000+AZ162-U163)),IF(AZ162=0,0,IF(AZ162>V163,AZ162-V163,0)))","v":0},0,null,null,null,null,null,null,null,null,null,null,null,null,null,null,null,null,null,null,null,null,null,null,null,null,null,null,null,null,null,null,null,null,null,null,null,null,null,null,null,null,null,null,null,null,null,null,null,null,null,null,null,null,null,null,null,null,null,null,null,null,null,null,null,null,null,null,null,null,null,null,null,null,null,null,null,null,null,null,null,null,null,null,null,null,null,null,null,null,null,null,null,null,null,null,null,null,null,null,null,null,null,null,null,0.88343000000000005,0.74012999999999995,0.82042000000000004,0.62694000000000005,0.60302,0.50466,0.45012999999999997,0.53708999999999996,0.67261000000000004,0.48884,0.82528999999999997,0.7379,0.76297000000000004,0.89683000000000002,0.4]
[1,43837,18,162,{"$f":"(FA164*Vypocet!$D$24)/$FA$2","v":0},{"$f":"(FB164*Vypocet!$D$24)/$FB$2","v":0},{"$f":"(FC164*Vypocet!$D$24)/$FC$2","v":0},{"$f":"(FD164*Vypocet!$D$24)/$FD$2","v":0},{"$f":"(FE164*Vypocet!$D$24)/$FE$2","v":0},{"$f":"(FF164*Vypocet!$D$24)/$FF$2","v":0},{"$f":"(FG164*Vypocet!$D$24)/$FG$2","v":0},{"$f":"(FH164*Vypocet!$D$24)/$FH$2","v":0},{"$f":"(FI164*Vypocet!$D$24)/$FI$2","v":0},{"$f":"(FJ164*Vypocet!$D$24)/$FJ$2","v":0},{"$f":"(FK164*Vypocet!$D$24)/$FK$2","v":0},{"$f":"(FL164*Vypocet!$D$24)/$FL$2","v":0},{"$f":"(FM164*Vypocet!$D$24)/$FM$2","v":0},{"$f":"(FN164*Vypocet!$D$24)/$FN$2","v":0},{"$f":"(FO164*Vypocet!$D$24)/$FO$2","v":0},{"$f":"(VLOOKUP(A164,Voda!$B$3:$AC$15,TDDData!C164+4,0)*4180*(VLOOKUP(A164,Voda!$B$3:$AC$15,4,0)-VLOOKUP(A164,Voda!$B$3:$AC$15,3,0)))/3600000","v":0},0,{"$f":"IF(U164=0,0,IF(Z164>0,IF(Z164/1000<U164,IF(Z164/1000<=Vypocet!$D$15,IF(U164<Vypocet!$D$15,U164-Z164/1000,Vypocet!$D$15-Z164/1000),Vypocet!$D$15),0),IF(U164>Vypocet!$D$15,Vypocet!$D$15,U164)))","v":0},0,{"$f":"HLOOKUP(Vypocet!$D$11,TDDData!$E:$S,2+TDDData!D164,0)","v":{"$error":"#N/A"}},0,0,{"$error":"#N/A"},{"$error":"#N/A"},{"$f":"IF(AA164<0,IF(AC163>-AA164,AC163+AA164,0),IF(AA164+AC163<=Vypocet!$D$18,AA164+AC163,Vypocet!$D$18))","v":{"$error":"#N/A"}},{"$error":"#N/A"},{"$f":"IF(AND(AC164<AC163,AC164<>0),AE163,IF(OR(AND(AC163=0,AA164<0),AC163<-AA164),IF(AC163=0,IF(AE163>-AA164,AE163+AA164,0),IF(AC163+AE163>-AA164,AC163+AE163+AA164,0)),IF(AC163=Vypocet!$D$18,AE163+AA164,AE163+AA164-AC164+AC163)))","v":{"$error":"#N/A"}},{"$error":"#N/A"},{"$error":"#N/A"},{"$f":"SUM($AF$3:AF164)","v":{"$error":"#N/A"}},{"$error":"#N/A"},{"$error":"#N/A"},{"$error":"#N/A"},{"$f":"SUM($AJ$3:AJ164)","v":{"$error":"#N/A"}},{"$error":"#N/A"},{"$error":"#N/A"},{"$error":"#N/A"},{"$f":"IF(AN164<0,IF(AP163>-AN164,AP163+AN164,0),IF(AN164+AP163<=Vypocet!$D$18,AN164+AP163,Vypocet!$D$18))","v":{"$error":"#N/A"}},{"$error":"#N/A"},{"$f":"IF(AND(AP164<AP163,AP164<>0),AR163,IF(OR(AND(AP163=0,AN164<0),AP163<-AN164),IF(AP163=0,IF(AR163>-AN164,AR163+AN164,0),IF(AP163+AR163>-AN164,AP163+AR163+AN164,0)),IF(AP163=Vypocet!$D$18,AR163+AN164,AR163+AN164-AP164+AP163)))","v":{"$error":"#N/A"}},{"$error":"#N/A"},{"$error":"#N/A"},{"$f":"SUM($AS$3:AS164)","v":{"$error":"#N/A"}},{"$error":"#N/A"},{"$error":"#N/A"},{"$error":"#N/A"},{"$f":"SUM($AW$3:AW164)","v":{"$error":"#N/A"}},{"$f":"IF(V164=0,IF(U164=0,IF(AZ163+Z164/1000>Vypocet!$D$18,Vypocet!$D$18,AZ163+Z164/1000),IF(Z164/1000+AZ163-U164>Vypocet!$D$18,Vypocet!$D$18,Z164/1000+AZ163-U164)),IF(AZ163=0,0,IF(AZ163>V164,AZ163-V164,0)))","v":0},0,null,null,null,null,null,null,null,null,null,null,null,null,null,null,null,null,null,null,null,null,null,null,null,null,null,null,null,null,null,null,null,null,null,null,null,null,null,null,null,null,null,null,null,null,null,null,null,null,null,null,null,null,null,null,null,null,null,null,null,null,null,null,null,null,null,null,null,null,null,null,null,null,null,null,null,null,null,null,null,null,null,null,null,null,null,null,null,null,null,null,null,null,null,null,null,null,null,null,null,null,null,null,null,0.83813000000000004,0.65724000000000005,0.80049000000000003,0.76661999999999997,0.54881000000000002,0.51397000000000004,0.44706000000000001,0.50099000000000005,0.70625000000000004,0.59252000000000005,0.72901000000000005,0.58867999999999998,0.59314,0.92847999999999997,1]
[1,43837,19,163,{"$f":"(FA165*Vypocet!$D$24)/$FA$2","v":0},{"$f":"(FB165*Vypocet!$D$24)/$FB$2","v":0},{"$f":"(FC165*Vypocet!$D$24)/$FC$2","v":0},{"$f":"(FD165*Vypocet!$D$24)/$FD$2","v":0},{"$f":"(FE165*Vypocet!$D$24)/$FE$2","v":0},{"$f":"(FF165*Vypocet!$D$24)/$FF$2","v":0},{"$f":"(FG165*Vypocet!$D$24)/$FG$2","v":0},{"$f":"(FH165*Vypocet!$D$24)/$FH$2","v":0},{"$f":"(FI165*Vypocet!$D$24)/$FI$2","v":0},{"$f":"(FJ165*Vypocet!$D$24)/$FJ$2","v":0},{"$f":"(FK165*Vypocet!$D$24)/$FK$2","v":0},{"$f":"(FL165*Vypocet!$D$24)/$FL$2","v":0},{"$f":"(FM165*Vypocet!$D$24)/$FM$2","v":0},{"$f":"(FN165*Vypocet!$D$24)/$FN$2","v":0},{"$f":"(FO165*Vypocet!$D$24)/$FO$2","v":0},{"$f":"(VLOOKUP(A165,Voda!$B$3:$AC$15,TDDData!C165+4,0)*4180*(VLOOKUP(A165,Voda!$B$3:$AC$15,4,0)-VLOOKUP(A165,Voda!$B$3:$AC$15,3,0)))/3600000","v":0},0,{"$f":"IF(U165=0,0,IF(Z165>0,IF(Z165/1000<U165,IF(Z165/1000<=Vypocet!$D$15,IF(U165<Vypocet!$D$15,U165-Z165/1000,Vypocet!$D$15-Z165/1000),Vypocet!$D$15),0),IF(U165>Vypocet!$D$15,Vypocet!$D$15,U165)))","v":0},0,{"$f":"HLOOKUP(Vypocet!$D$11,TDDData!$E:$S,2+TDDData!D165,0)","v":{"$error":"#N/A"}},0,0,{"$error":"#N/A"},{"$error":"#N/A"},{"$f":"IF(AA165<0,IF(AC164>-AA165,AC164+AA165,0),IF(AA165+AC164<=Vypocet!$D$18,AA165+AC164,Vypocet!$D$18))","v":{"$error":"#N/A"}},{"$error":"#N/A"},{"$f":"IF(AND(AC165<AC164,AC165<>0),AE164,IF(OR(AND(AC164=0,AA165<0),AC164<-AA165),IF(AC164=0,IF(AE164>-AA165,AE164+AA165,0),IF(AC164+AE164>-AA165,AC164+AE164+AA165,0)),IF(AC164=Vypocet!$D$18,AE164+AA165,AE164+AA165-AC165+AC164)))","v":{"$error":"#N/A"}},{"$error":"#N/A"},{"$error":"#N/A"},{"$f":"SUM($AF$3:AF165)","v":{"$error":"#N/A"}},{"$error":"#N/A"},{"$error":"#N/A"},{"$error":"#N/A"},{"$f":"SUM($AJ$3:AJ165)","v":{"$error":"#N/A"}},{"$error":"#N/A"},{"$error":"#N/A"},{"$error":"#N/A"},{"$f":"IF(AN165<0,IF(AP164>-AN165,AP164+AN165,0),IF(AN165+AP164<=Vypocet!$D$18,AN165+AP164,Vypocet!$D$18))","v":{"$error":"#N/A"}},{"$error":"#N/A"},{"$f":"IF(AND(AP165<AP164,AP165<>0),AR164,IF(OR(AND(AP164=0,AN165<0),AP164<-AN165),IF(AP164=0,IF(AR164>-AN165,AR164+AN165,0),IF(AP164+AR164>-AN165,AP164+AR164+AN165,0)),IF(AP164=Vypocet!$D$18,AR164+AN165,AR164+AN165-AP165+AP164)))","v":{"$error":"#N/A"}},{"$error":"#N/A"},{"$error":"#N/A"},{"$f":"SUM($AS$3:AS165)","v":{"$error":"#N/A"}},{"$error":"#N/A"},{"$error":"#N/A"},{"$error":"#N/A"},{"$f":"SUM($AW$3:AW165)","v":{"$error":"#N/A"}},{"$f":"IF(V165=0,IF(U165=0,IF(AZ164+Z165/1000>Vypocet!$D$18,Vypocet!$D$18,AZ164+Z165/1000),IF(Z165/1000+AZ164-U165>Vypocet!$D$18,Vypocet!$D$18,Z165/1000+AZ164-U165)),IF(AZ164=0,0,IF(AZ164>V165,AZ164-V165,0)))","v":0},0,null,null,null,null,null,null,null,null,null,null,null,null,null,null,null,null,null,null,null,null,null,null,null,null,null,null,null,null,null,null,null,null,null,null,null,null,null,null,null,null,null,null,null,null,null,null,null,null,null,null,null,null,null,null,null,null,null,null,null,null,null,null,null,null,null,null,null,null,null,null,null,null,null,null,null,null,null,null,null,null,null,null,null,null,null,null,null,null,null,null,null,null,null,null,null,null,null,null,null,null,null,null,null,0.75499000000000005,0.59665000000000001,0.78020999999999996,0.80632000000000004,0.54488000000000003,0.53185000000000004,0.44943,0.55706999999999995,0.58352000000000004,0.59763999999999995,0.62085000000000001,0.51543000000000005,0.57025999999999999,0.90571999999999997,1]
[1,43837,20,164,{"$f":"(FA166*Vypocet!$D$24)/$FA$2","v":0},{"$f":"(FB166*Vypocet!$D$24)/$FB$2","v":0},{"$f":"(FC166*Vypocet!$D$24)/$FC$2","v":0},{"$f":"(FD166*Vypocet!$D$24)/$FD$2","v":0},{"$f":"(FE166*Vypocet!$D$24)/$FE$2","v":0},{"$f":"(FF166*Vypocet!$D$24)/$FF$2","v":0},{"$f":"(FG166*Vypocet!$D$24)/$FG$2","v":0},{"$f":"(FH166*Vypocet!$D$24)/$FH$2","v":0},{"$f":"(FI166*Vypocet!$D$24)/$FI$2","v":0},{"$f":"(FJ166*Vypocet!$D$24)/$FJ$2","v":0},{"$f":"(FK166*Vypocet!$D$24)/$FK$2","v":0},{"$f":"(FL166*Vypocet!$D$24)/$FL$2","v":0},{"$f":"(FM166*Vypocet!$D$24)/$FM$2","v":0},{"$f":"(FN166*Vypocet!$D$24)/$FN$2","v":0},{"$f":"(FO166*Vypocet!$D$24)/$FO$2","v":0},{"$f":"(VLOOKUP(A166,Voda!$B$3:$AC$15,TDDData!C166+4,0)*4180*(VLOOKUP(A166,Voda!$B$3:$AC$15,4,0)-VLOOKUP(A166,Voda!$B$3:$AC$15,3,0)))/3600000","v":0},0,{"$f":"IF(U166=0,0,IF(Z166>0,IF(Z166/1000<U166,IF(Z166/1000<=Vypocet!$D$15,IF(U166<Vypocet!$D$15,U166-Z166/1000,Vypocet!$D$15-Z166/1000),Vypocet!$D$15),0),IF(U166>Vypocet!$D$15,Vypocet!$D$15,U166)))","v":0},0,{"$f":"HLOOKUP(Vypocet!$D$11,TDDData!$E:$S,2+TDDData!D166,0)","v":{"$error":"#N/A"}},0,0,{"$error":"#N/A"},{"$error":"#N/A"},{"$f":"IF(AA166<0,IF(AC165>-AA166,AC165+AA166,0),IF(AA166+AC165<=Vypocet!$D$18,AA166+AC165,Vypocet!$D$18))","v":{"$error":"#N/A"}},{"$error":"#N/A"},{"$f":"IF(AND(AC166<AC165,AC166<>0),AE165,IF(OR(AND(AC165=0,AA166<0),AC165<-AA166),IF(AC165=0,IF(AE165>-AA166,AE165+AA166,0),IF(AC165+AE165>-AA166,AC165+AE165+AA166,0)),IF(AC165=Vypocet!$D$18,AE165+AA166,AE165+AA166-AC166+AC165)))","v":{"$error":"#N/A"}},{"$error":"#N/A"},{"$error":"#N/A"},{"$f":"SUM($AF$3:AF166)","v":{"$error":"#N/A"}},{"$error":"#N/A"},{"$error":"#N/A"},{"$error":"#N/A"},{"$f":"SUM($AJ$3:AJ166)","v":{"$error":"#N/A"}},{"$error":"#N/A"},{"$error":"#N/A"},{"$error":"#N/A"},{"$f":"IF(AN166<0,IF(AP165>-AN166,AP165+AN166,0),IF(AN166+AP165<=Vypocet!$D$18,AN166+AP165,Vypocet!$D$18))","v":{"$error":"#N/A"}},{"$error":"#N/A"},{"$f":"IF(AND(AP166<AP165,AP166<>0),AR165,IF(OR(AND(AP165=0,AN166<0),AP165<-AN166),IF(AP165=0,IF(AR165>-AN166,AR165+AN166,0),IF(AP165+AR165>-AN166,AP165+AR165+AN166,0)),IF(AP165=Vypocet!$D$18,AR165+AN166,AR165+AN166-AP166+AP165)))","v":{"$error":"#N/A"}},{"$error":"#N/A"},{"$error":"#N/A"},{"$f":"SUM($AS$3:AS166)","v":{"$error":"#N/A"}},{"$error":"#N/A"},{"$error":"#N/A"},{"$error":"#N/A"},{"$f":"SUM($AW$3:AW166)","v":{"$error":"#N/A"}},{"$f":"IF(V166=0,IF(U166=0,IF(AZ165+Z166/1000>Vypocet!$D$18,Vypocet!$D$18,AZ165+Z166/1000),IF(Z166/1000+AZ165-U166>Vypocet!$D$18,Vypocet!$D$18,Z166/1000+AZ165-U166)),IF(AZ165=0,0,IF(AZ165>V166,AZ165-V166,0)))","v":0},0,null,null,null,null,null,null,null,null,null,null,null,null,null,null,null,null,null,null,null,null,null,null,null,null,null,null,null,null,null,null,null,null,null,null,null,null,null,null,null,null,null,null,null,null,null,null,null,null,null,null,null,null,null,null,null,null,null,null,null,null,null,null,null,null,null,null,null,null,null,null,null,null,null,null,null,null,null,null,null,null,null,null,null,null,null,null,null,null,null,null,null,null,null,null,null,null,null,null,null,null,null,null,null,0.66698999999999997,0.58218000000000003,0.73009000000000002,0.82077,0.84075999999999995,0.54669999999999996,0.41221999999999998,0.51110999999999995,0.52824000000000004,0.56045999999999996,0.49135000000000001,0.45182,0.62961999999999996,0.90764,1]
[1,43837,21,165,{"$f":"(FA167*Vypocet!$D$24)/$FA$2","v":0},{"$f":"(FB167*Vypocet!$D$24)/$FB$2","v":0},{"$f":"(FC167*Vypocet!$D$24)/$FC$2","v":0},{"$f":"(FD167*Vypocet!$D$24)/$FD$2","v":0},{"$f":"(FE167*Vypocet!$D$24)/$FE$2","v":0},{"$f":"(FF167*Vypocet!$D$24)/$FF$2","v":0},{"$f":"(FG167*Vypocet!$D$24)/$FG$2","v":0},{"$f":"(FH167*Vypocet!$D$24)/$FH$2","v":0},{"$f":"(FI167*Vypocet!$D$24)/$FI$2","v":0},{"$f":"(FJ167*Vypocet!$D$24)/$FJ$2","v":0},{"$f":"(FK167*Vypocet!$D$24)/$FK$2","v":0},{"$f":"(FL167*Vypocet!$D$24)/$FL$2","v":0},{"$f":"(FM167*Vypocet!$D$24)/$FM$2","v":0},{"$f":"(FN167*Vypocet!$D$24)/$FN$2","v":0},{"$f":"(FO167*Vypocet!$D$24)/$FO$2","v":0},{"$f":"(VLOOKUP(A167,Voda!$B$3:$AC$15,TDDData!C167+4,0)*4180*(VLOOKUP(A167,Voda!$B$3:$AC$15,4,0)-VLOOKUP(A167,Voda!$B$3:$AC$15,3,0)))/3600000","v":0},0,{"$f":"IF(U167=0,0,IF(Z167>0,IF(Z167/1000<U167,IF(Z167/1000<=Vypocet!$D$15,IF(U167<Vypocet!$D$15,U167-Z167/1000,Vypocet!$D$15-Z167/1000),Vypocet!$D$15),0),IF(U167>Vypocet!$D$15,Vypocet!$D$15,U167)))","v":0},0,{"$f":"HLOOKUP(Vypocet!$D$11,TDDData!$E:$S,2+TDDData!D167,0)","v":{"$error":"#N/A"}},0,0,{"$error":"#N/A"},{"$error":"#N/A"},{"$f":"IF(AA167<0,IF(AC166>-AA167,AC166+AA167,0),IF(AA167+AC166<=Vypocet!$D$18,AA167+AC166,Vypocet!$D$18))","v":{"$error":"#N/A"}},{"$error":"#N/A"},{"$f":"IF(AND(AC167<AC166,AC167<>0),AE166,IF(OR(AND(AC166=0,AA167<0),AC166<-AA167),IF(AC166=0,IF(AE166>-AA167,AE166+AA167,0),IF(AC166+AE166>-AA167,AC166+AE166+AA167,0)),IF(AC166=Vypocet!$D$18,AE166+AA167,AE166+AA167-AC167+AC166)))","v":{"$error":"#N/A"}},{"$error":"#N/A"},{"$error":"#N/A"},{"$f":"SUM($AF$3:AF167)","v":{"$error":"#N/A"}},{"$error":"#N/A"},{"$error":"#N/A"},{"$error":"#N/A"},{"$f":"SUM($AJ$3:AJ167)","v":{"$error":"#N/A"}},{"$error":"#N/A"},{"$error":"#N/A"},{"$error":"#N/A"},{"$f":"IF(AN167<0,IF(AP166>-AN167,AP166+AN167,0),IF(AN167+AP166<=Vypocet!$D$18,AN167+AP166,Vypocet!$D$18))","v":{"$error":"#N/A"}},{"$error":"#N/A"},{"$f":"IF(AND(AP167<AP166,AP167<>0),AR166,IF(OR(AND(AP166=0,AN167<0),AP166<-AN167),IF(AP166=0,IF(AR166>-AN167,AR166+AN167,0),IF(AP166+AR166>-AN167,AP166+AR166+AN167,0)),IF(AP166=Vypocet!$D$18,AR166+AN167,AR166+AN167-AP167+AP166)))","v":{"$error":"#N/A"}},{"$error":"#N/A"},{"$error":"#N/A"},{"$f":"SUM($AS$3:AS167)","v":{"$error":"#N/A"}},{"$error":"#N/A"},{"$error":"#N/A"},{"$error":"#N/A"},{"$f":"SUM($AW$3:AW167)","v":{"$error":"#N/A"}},{"$f":"IF(V167=0,IF(U167=0,IF(AZ166+Z167/1000>Vypocet!$D$18,Vypocet!$D$18,AZ166+Z167/1000),IF(Z167/1000+AZ166-U167>Vypocet!$D$18,Vypocet!$D$18,Z167/1000+AZ166-U167)),IF(AZ166=0,0,IF(AZ166>V167,AZ166-V167,0)))","v":0},0,null,null,null,null,null,null,null,null,null,null,null,null,null,null,null,null,null,null,null,null,null,null,null,null,null,null,null,null,null,null,null,null,null,null,null,null,null,null,null,null,null,null,null,null,null,null,null,null,null,null,null,null,null,null,null,null,null,null,null,null,null,null,null,null,null,null,null,null,null,null,null,null,null,null,null,null,null,null,null,null,null,null,null,null,null,null,null,null,null,null,null,null,null,null,null,null,null,null,null,null,null,null,null,0.58831,0.60207999999999995,0.67849000000000004,0.71787999999999996,0.76193999999999995,0.72285999999999995,0.40067000000000003,0.47127999999999998,0.50295999999999996,0.59219999999999995,0.45257999999999998,0.57191000000000003,0.62297000000000002,0.86565000000000003,1]
[1,43837,22,166,{"$f":"(FA168*Vypocet!$D$24)/$FA$2","v":0},{"$f":"(FB168*Vypocet!$D$24)/$FB$2","v":0},{"$f":"(FC168*Vypocet!$D$24)/$FC$2","v":0},{"$f":"(FD168*Vypocet!$D$24)/$FD$2","v":0},{"$f":"(FE168*Vypocet!$D$24)/$FE$2","v":0},{"$f":"(FF168*Vypocet!$D$24)/$FF$2","v":0},{"$f":"(FG168*Vypocet!$D$24)/$FG$2","v":0},{"$f":"(FH168*Vypocet!$D$24)/$FH$2","v":0},{"$f":"(FI168*Vypocet!$D$24)/$FI$2","v":0},{"$f":"(FJ168*Vypocet!$D$24)/$FJ$2","v":0},{"$f":"(FK168*Vypocet!$D$24)/$FK$2","v":0},{"$f":"(FL168*Vypocet!$D$24)/$FL$2","v":0},{"$f":"(FM168*Vypocet!$D$24)/$FM$2","v":0},{"$f":"(FN168*Vypocet!$D$24)/$FN$2","v":0},{"$f":"(FO168*Vypocet!$D$24)/$FO$2","v":0},{"$f":"(VLOOKUP(A168,Voda!$B$3:$AC$15,TDDData!C168+4,0)*4180*(VLOOKUP(A168,Voda!$B$3:$AC$15,4,0)-VLOOKUP(A168,Voda!$B$3:$AC$15,3,0)))/3600000","v":0},0,{"$f":"IF(U168=0,0,IF(Z168>0,IF(Z168/1000<U168,IF(Z168/1000<=Vypocet!$D$15,IF(U168<Vypocet!$D$15,U168-Z168/1000,Vypocet!$D$15-Z168/1000),Vypocet!$D$15),0),IF(U168>Vypocet!$D$15,Vypocet!$D$15,U168)))","v":0},0,{"$f":"HLOOKUP(Vypocet!$D$11,TDDData!$E:$S,2+TDDData!D168,0)","v":{"$error":"#N/A"}},0,0,{"$error":"#N/A"},{"$error":"#N/A"},{"$f":"IF(AA168<0,IF(AC167>-AA168,AC167+AA168,0),IF(AA168+AC167<=Vypocet!$D$18,AA168+AC167,Vypocet!$D$18))","v":{"$error":"#N/A"}},{"$error":"#N/A"},{"$f":"IF(AND(AC168<AC167,AC168<>0),AE167,IF(OR(AND(AC167=0,AA168<0),AC167<-AA168),IF(AC167=0,IF(AE167>-AA168,AE167+AA168,0),IF(AC167+AE167>-AA168,AC167+AE167+AA168,0)),IF(AC167=Vypocet!$D$18,AE167+AA168,AE167+AA168-AC168+AC167)))","v":{"$error":"#N/A"}},{"$error":"#N/A"},{"$error":"#N/A"},{"$f":"SUM($AF$3:AF168)","v":{"$error":"#N/A"}},{"$error":"#N/A"},{"$error":"#N/A"},{"$error":"#N/A"},{"$f":"SUM($AJ$3:AJ168)","v":{"$error":"#N/A"}},{"$error":"#N/A"},{"$error":"#N/A"},{"$error":"#N/A"},{"$f":"IF(AN168<0,IF(AP167>-AN168,AP167+AN168,0),IF(AN168+AP167<=Vypocet!$D$18,AN168+AP167,Vypocet!$D$18))","v":{"$error":"#N/A"}},{"$error":"#N/A"},{"$f":"IF(AND(AP168<AP167,AP168<>0),AR167,IF(OR(AND(AP167=0,AN168<0),AP167<-AN168),IF(AP167=0,IF(AR167>-AN168,AR167+AN168,0),IF(AP167+AR167>-AN168,AP167+AR167+AN168,0)),IF(AP167=Vypocet!$D$18,AR167+AN168,AR167+AN168-AP168+AP167)))","v":{"$error":"#N/A"}},{"$error":"#N/A"},{"$error":"#N/A"},{"$f":"SUM($AS$3:AS168)","v":{"$error":"#N/A"}},{"$error":"#N/A"},{"$error":"#N/A"},{"$error":"#N/A"},{"$f":"SUM($AW$3:AW168)","v":{"$error":"#N/A"}},{"$f":"IF(V168=0,IF(U168=0,IF(AZ167+Z168/1000>Vypocet!$D$18,Vypocet!$D$18,AZ167+Z168/1000),IF(Z168/1000+AZ167-U168>Vypocet!$D$18,Vypocet!$D$18,Z168/1000+AZ167-U168)),IF(AZ167=0,0,IF(AZ167>V168,AZ167-V168,0)))","v":0},0,null,null,null,null,null,null,null,null,null,null,null,null,null,null,null,null,null,null,null,null,null,null,null,null,null,null,null,null,null,null,null,null,null,null,null,null,null,null,null,null,null,null,null,null,null,null,null,null,null,null,null,null,null,null,null,null,null,null,null,null,null,null,null,null,null,null,null,null,null,null,null,null,null,null,null,null,null,null,null,null,null,null,null,null,null,null,null,null,null,null,null,null,null,null,null,null,null,null,null,null,null,null,null,0.50670000000000004,0.60614999999999997,0.64705000000000001,0.61145000000000005,0.85014999999999996,0.83345999999999998,0.38446999999999998,0.47211999999999998,0.45660000000000001,0.51863000000000004,0.45895999999999998,0.5302,0.94432000000000005,0.84807999999999995,1]
[1,43837,23,167,{"$f":"(FA169*Vypocet!$D$24)/$FA$2","v":0},{"$f":"(FB169*Vypocet!$D$24)/$FB$2","v":0},{"$f":"(FC169*Vypocet!$D$24)/$FC$2","v":0},{"$f":"(FD169*Vypocet!$D$24)/$FD$2","v":0},{"$f":"(FE169*Vypocet!$D$24)/$FE$2","v":0},{"$f":"(FF169*Vypocet!$D$24)/$FF$2","v":0},{"$f":"(FG169*Vypocet!$D$24)/$FG$2","v":0},{"$f":"(FH169*Vypocet!$D$24)/$FH$2","v":0},{"$f":"(FI169*Vypocet!$D$24)/$FI$2","v":0},{"$f":"(FJ169*Vypocet!$D$24)/$FJ$2","v":0},{"$f":"(FK169*Vypocet!$D$24)/$FK$2","v":0},{"$f":"(FL169*Vypocet!$D$24)/$FL$2","v":0},{"$f":"(FM169*Vypocet!$D$24)/$FM$2","v":0},{"$f":"(FN169*Vypocet!$D$24)/$FN$2","v":0},{"$f":"(FO169*Vypocet!$D$24)/$FO$2","v":0},{"$f":"(VLOOKUP(A169,Voda!$B$3:$AC$15,TDDData!C169+4,0)*4180*(VLOOKUP(A169,Voda!$B$3:$AC$15,4,0)-VLOOKUP(A169,Voda!$B$3:$AC$15,3,0)))/3600000","v":0},0,{"$f":"IF(U169=0,0,IF(Z169>0,IF(Z169/1000<U169,IF(Z169/1000<=Vypocet!$D$15,IF(U169<Vypocet!$D$15,U169-Z169/1000,Vypocet!$D$15-Z169/1000),Vypocet!$D$15),0),IF(U169>Vypocet!$D$15,Vypocet!$D$15,U169)))","v":0},0,{"$f":"HLOOKUP(Vypocet!$D$11,TDDData!$E:$S,2+TDDData!D169,0)","v":{"$error":"#N/A"}},0,0,{"$error":"#N/A"},{"$error":"#N/A"},{"$f":"IF(AA169<0,IF(AC168>-AA169,AC168+AA169,0),IF(AA169+AC168<=Vypocet!$D$18,AA169+AC168,Vypocet!$D$18))","v":{"$error":"#N/A"}},{"$error":"#N/A"},{"$f":"IF(AND(AC169<AC168,AC169<>0),AE168,IF(OR(AND(AC168=0,AA169<0),AC168<-AA169),IF(AC168=0,IF(AE168>-AA169,AE168+AA169,0),IF(AC168+AE168>-AA169,AC168+AE168+AA169,0)),IF(AC168=Vypocet!$D$18,AE168+AA169,AE168+AA169-AC169+AC168)))","v":{"$error":"#N/A"}},{"$error":"#N/A"},{"$error":"#N/A"},{"$f":"SUM($AF$3:AF169)","v":{"$error":"#N/A"}},{"$error":"#N/A"},{"$error":"#N/A"},{"$error":"#N/A"},{"$f":"SUM($AJ$3:AJ169)","v":{"$error":"#N/A"}},{"$error":"#N/A"},{"$error":"#N/A"},{"$error":"#N/A"},{"$f":"IF(AN169<0,IF(AP168>-AN169,AP168+AN169,0),IF(AN169+AP168<=Vypocet!$D$18,AN169+AP168,Vypocet!$D$18))","v":{"$error":"#N/A"}},{"$error":"#N/A"},{"$f":"IF(AND(AP169<AP168,AP169<>0),AR168,IF(OR(AND(AP168=0,AN169<0),AP168<-AN169),IF(AP168=0,IF(AR168>-AN169,AR168+AN169,0),IF(AP168+AR168>-AN169,AP168+AR168+AN169,0)),IF(AP168=Vypocet!$D$18,AR168+AN169,AR168+AN169-AP169+AP168)))","v":{"$error":"#N/A"}},{"$error":"#N/A"},{"$error":"#N/A"},{"$f":"SUM($AS$3:AS169)","v":{"$error":"#N/A"}},{"$error":"#N/A"},{"$error":"#N/A"},{"$error":"#N/A"},{"$f":"SUM($AW$3:AW169)","v":{"$error":"#N/A"}},{"$f":"IF(V169=0,IF(U169=0,IF(AZ168+Z169/1000>Vypocet!$D$18,Vypocet!$D$18,AZ168+Z169/1000),IF(Z169/1000+AZ168-U169>Vypocet!$D$18,Vypocet!$D$18,Z169/1000+AZ168-U169)),IF(AZ168=0,0,IF(AZ168>V169,AZ168-V169,0)))","v":0},0,null,null,null,null,null,null,null,null,null,null,null,null,null,null,null,null,null,null,null,null,null,null,null,null,null,null,null,null,null,null,null,null,null,null,null,null,null,null,null,null,null,null,null,null,null,null,null,null,null,null,null,null,null,null,null,null,null,null,null,null,null,null,null,null,null,null,null,null,null,null,null,null,null,null,null,null,null,null,null,null,null,null,null,null,null,null,null,null,null,null,null,null,null,null,null,null,null,null,null,null,null,null,null,0.44259999999999999,0.55681000000000003,0.59943000000000002,0.50731999999999999,0.74666999999999994,0.41499999999999998,0.35338000000000003,0.48896000000000001,0.38640999999999998,0.53608999999999996,0.53288000000000002,0.60860000000000003,0.85194999999999999,0.80901999999999996,1]
[1,43837,24,168,{"$f":"(FA170*Vypocet!$D$24)/$FA$2","v":0},{"$f":"(FB170*Vypocet!$D$24)/$FB$2","v":0},{"$f":"(FC170*Vypocet!$D$24)/$FC$2","v":0},{"$f":"(FD170*Vypocet!$D$24)/$FD$2","v":0},{"$f":"(FE170*Vypocet!$D$24)/$FE$2","v":0},{"$f":"(FF170*Vypocet!$D$24)/$FF$2","v":0},{"$f":"(FG170*Vypocet!$D$24)/$FG$2","v":0},{"$f":"(FH170*Vypocet!$D$24)/$FH$2","v":0},{"$f":"(FI170*Vypocet!$D$24)/$FI$2","v":0},{"$f":"(FJ170*Vypocet!$D$24)/$FJ$2","v":0},{"$f":"(FK170*Vypocet!$D$24)/$FK$2","v":0},{"$f":"(FL170*Vypocet!$D$24)/$FL$2","v":0},{"$f":"(FM170*Vypocet!$D$24)/$FM$2","v":0},{"$f":"(FN170*Vypocet!$D$24)/$FN$2","v":0},{"$f":"(FO170*Vypocet!$D$24)/$FO$2","v":0},{"$f":"(VLOOKUP(A170,Voda!$B$3:$AC$15,TDDData!C170+4,0)*4180*(VLOOKUP(A170,Voda!$B$3:$AC$15,4,0)-VLOOKUP(A170,Voda!$B$3:$AC$15,3,0)))/3600000","v":0},0,{"$f":"IF(U170=0,0,IF(Z170>0,IF(Z170/1000<U170,IF(Z170/1000<=Vypocet!$D$15,IF(U170<Vypocet!$D$15,U170-Z170/1000,Vypocet!$D$15-Z170/1000),Vypocet!$D$15),0),IF(U170>Vypocet!$D$15,Vypocet!$D$15,U170)))","v":0},0,{"$f":"HLOOKUP(Vypocet!$D$11,TDDData!$E:$S,2+TDDData!D170,0)","v":{"$error":"#N/A"}},0,0,{"$error":"#N/A"},{"$error":"#N/A"},{"$f":"IF(AA170<0,IF(AC169>-AA170,AC169+AA170,0),IF(AA170+AC169<=Vypocet!$D$18,AA170+AC169,Vypocet!$D$18))","v":{"$error":"#N/A"}},{"$error":"#N/A"},{"$f":"IF(AND(AC170<AC169,AC170<>0),AE169,IF(OR(AND(AC169=0,AA170<0),AC169<-AA170),IF(AC169=0,IF(AE169>-AA170,AE169+AA170,0),IF(AC169+AE169>-AA170,AC169+AE169+AA170,0)),IF(AC169=Vypocet!$D$18,AE169+AA170,AE169+AA170-AC170+AC169)))","v":{"$error":"#N/A"}},{"$error":"#N/A"},{"$error":"#N/A"},{"$f":"SUM($AF$3:AF170)","v":{"$error":"#N/A"}},{"$error":"#N/A"},{"$error":"#N/A"},{"$error":"#N/A"},{"$f":"SUM($AJ$3:AJ170)","v":{"$error":"#N/A"}},{"$error":"#N/A"},{"$error":"#N/A"},{"$error":"#N/A"},{"$f":"IF(AN170<0,IF(AP169>-AN170,AP169+AN170,0),IF(AN170+AP169<=Vypocet!$D$18,AN170+AP169,Vypocet!$D$18))","v":{"$error":"#N/A"}},{"$error":"#N/A"},{"$f":"IF(AND(AP170<AP169,AP170<>0),AR169,IF(OR(AND(AP169=0,AN170<0),AP169<-AN170),IF(AP169=0,IF(AR169>-AN170,AR169+AN170,0),IF(AP169+AR169>-AN170,AP169+AR169+AN170,0)),IF(AP169=Vypocet!$D$18,AR169+AN170,AR169+AN170-AP170+AP169)))","v":{"$error":"#N/A"}},{"$error":"#N/A"},{"$error":"#N/A"},{"$f":"SUM($AS$3:AS170)","v":{"$error":"#N/A"}},{"$error":"#N/A"},{"$error":"#N/A"},{"$error":"#N/A"},{"$f":"SUM($AW$3:AW170)","v":{"$error":"#N/A"}},{"$f":"IF(V170=0,IF(U170=0,IF(AZ169+Z170/1000>Vypocet!$D$18,Vypocet!$D$18,AZ169+Z170/1000),IF(Z170/1000+AZ169-U170>Vypocet!$D$18,Vypocet!$D$18,Z170/1000+AZ169-U170)),IF(AZ169=0,0,IF(AZ169>V170,AZ169-V170,0)))","v":0},0,null,null,null,null,null,null,null,null,null,null,null,null,null,null,null,null,null,null,null,null,null,null,null,null,null,null,null,null,null,null,null,null,null,null,null,null,null,null,null,null,null,null,null,null,null,null,null,null,null,null,null,null,null,null,null,null,null,null,null,null,null,null,null,null,null,null,null,null,null,null,null,null,null,null,null,null,null,null,null,null,null,null,null,null,null,null,null,null,null,null,null,null,null,null,null,null,null,null,null,null,null,null,null,0.38927,0.57193000000000005,0.58379999999999999,0.37558999999999998,0.39124999999999999,0.38530999999999999,0.31258999999999998,0.39319999999999999,0.31162000000000001,0.59023999999999999,0.40892000000000001,0.67523,0.68420000000000003,0.72665000000000002,1]
[1,43838,1,169,{"$f":"(FA171*Vypocet!$D$24)/$FA$2","v":0},{"$f":"(FB171*Vypocet!$D$24)/$FB$2","v":0},{"$f":"(FC171*Vypocet!$D$24)/$FC$2","v":0},{"$f":"(FD171*Vypocet!$D$24)/$FD$2","v":0},{"$f":"(FE171*Vypocet!$D$24)/$FE$2","v":0},{"$f":"(FF171*Vypocet!$D$24)/$FF$2","v":0},{"$f":"(FG171*Vypocet!$D$24)/$FG$2","v":0},{"$f":"(FH171*Vypocet!$D$24)/$FH$2","v":0},{"$f":"(FI171*Vypocet!$D$24)/$FI$2","v":0},{"$f":"(FJ171*Vypocet!$D$24)/$FJ$2","v":0},{"$f":"(FK171*Vypocet!$D$24)/$FK$2","v":0},{"$f":"(FL171*Vypocet!$D$24)/$FL$2","v":0},{"$f":"(FM171*Vypocet!$D$24)/$FM$2","v":0},{"$f":"(FN171*Vypocet!$D$24)/$FN$2","v":0},{"$f":"(FO171*Vypocet!$D$24)/$FO$2","v":0},{"$f":"(VLOOKUP(A171,Voda!$B$3:$AC$15,TDDData!C171+4,0)*4180*(VLOOKUP(A171,Voda!$B$3:$AC$15,4,0)-VLOOKUP(A171,Voda!$B$3:$AC$15,3,0)))/3600000","v":0},0,{"$f":"IF(U171=0,0,IF(Z171>0,IF(Z171/1000<U171,IF(Z171/1000<=Vypocet!$D$15,IF(U171<Vypocet!$D$15,U171-Z171/1000,Vypocet!$D$15-Z171/1000),Vypocet!$D$15),0),IF(U171>Vypocet!$D$15,Vypocet!$D$15,U171)))","v":0},0,{"$f":"HLOOKUP(Vypocet!$D$11,TDDData!$E:$S,2+TDDData!D171,0)","v":{"$error":"#N/A"}},0,0,{"$error":"#N/A"},{"$error":"#N/A"},{"$f":"IF(AA171<0,IF(AC170>-AA171,AC170+AA171,0),IF(AA171+AC170<=Vypocet!$D$18,AA171+AC170,Vypocet!$D$18))","v":{"$error":"#N/A"}},{"$error":"#N/A"},{"$f":"IF(AND(AC171<AC170,AC171<>0),AE170,IF(OR(AND(AC170=0,AA171<0),AC170<-AA171),IF(AC170=0,IF(AE170>-AA171,AE170+AA171,0),IF(AC170+AE170>-AA171,AC170+AE170+AA171,0)),IF(AC170=Vypocet!$D$18,AE170+AA171,AE170+AA171-AC171+AC170)))","v":{"$error":"#N/A"}},{"$error":"#N/A"},{"$error":"#N/A"},{"$f":"SUM($AF$3:AF171)","v":{"$error":"#N/A"}},{"$error":"#N/A"},{"$error":"#N/A"},{"$error":"#N/A"},{"$f":"SUM($AJ$3:AJ171)","v":{"$error":"#N/A"}},{"$error":"#N/A"},{"$error":"#N/A"},{"$error":"#N/A"},{"$f":"IF(AN171<0,IF(AP170>-AN171,AP170+AN171,0),IF(AN171+AP170<=Vypocet!$D$18,AN171+AP170,Vypocet!$D$18))","v":{"$error":"#N/A"}},{"$error":"#N/A"},{"$f":"IF(AND(AP171<AP170,AP171<>0),AR170,IF(OR(AND(AP170=0,AN171<0),AP170<-AN171),IF(AP170=0,IF(AR170>-AN171,AR170+AN171,0),IF(AP170+AR170>-AN171,AP170+AR170+AN171,0)),IF(AP170=Vypocet!$D$18,AR170+AN171,AR170+AN171-AP171+AP170)))","v":{"$error":"#N/A"}},{"$error":"#N/A"},{"$error":"#N/A"},{"$f":"SUM($AS$3:AS171)","v":{"$error":"#N/A"}},{"$error":"#N/A"},{"$error":"#N/A"},{"$error":"#N/A"},{"$f":"SUM($AW$3:AW171)","v":{"$error":"#N/A"}},{"$f":"IF(V171=0,IF(U171=0,IF(AZ170+Z171/1000>Vypocet!$D$18,Vypocet!$D$18,AZ170+Z171/1000),IF(Z171/1000+AZ170-U171>Vypocet!$D$18,Vypocet!$D$18,Z171/1000+AZ170-U171)),IF(AZ170=0,0,IF(AZ170>V171,AZ170-V171,0)))","v":0},0,null,null,null,null,null,null,null,null,null,null,null,null,null,null,null,null,null,null,null,null,null,null,null,null,null,null,null,null,null,null,null,null,null,null,null,null,null,null,null,null,null,null,null,null,null,null,null,null,null,null,null,null,null,null,null,null,null,null,null,null,null,null,null,null,null,null,null,null,null,null,null,null,null,null,null,null,null,null,null,null,null,null,null,null,null,null,null,null,null,null,null,null,null,null,null,null,null,null,null,null,null,null,null,0.36625000000000002,0.59758999999999995,0.54645999999999995,0.29980000000000001,0.29097000000000001,0.39161000000000001,0.37486000000000003,0.36885000000000001,0.43375000000000002,0.65981999999999996,0.36158000000000001,0.50815999999999995,0.54983000000000004,0.61778999999999995,1]
[1,43838,2,170,{"$f":"(FA172*Vypocet!$D$24)/$FA$2","v":0},{"$f":"(FB172*Vypocet!$D$24)/$FB$2","v":0},{"$f":"(FC172*Vypocet!$D$24)/$FC$2","v":0},{"$f":"(FD172*Vypocet!$D$24)/$FD$2","v":0},{"$f":"(FE172*Vypocet!$D$24)/$FE$2","v":0},{"$f":"(FF172*Vypocet!$D$24)/$FF$2","v":0},{"$f":"(FG172*Vypocet!$D$24)/$FG$2","v":0},{"$f":"(FH172*Vypocet!$D$24)/$FH$2","v":0},{"$f":"(FI172*Vypocet!$D$24)/$FI$2","v":0},{"$f":"(FJ172*Vypocet!$D$24)/$FJ$2","v":0},{"$f":"(FK172*Vypocet!$D$24)/$FK$2","v":0},{"$f":"(FL172*Vypocet!$D$24)/$FL$2","v":0},{"$f":"(FM172*Vypocet!$D$24)/$FM$2","v":0},{"$f":"(FN172*Vypocet!$D$24)/$FN$2","v":0},{"$f":"(FO172*Vypocet!$D$24)/$FO$2","v":0},{"$f":"(VLOOKUP(A172,Voda!$B$3:$AC$15,TDDData!C172+4,0)*4180*(VLOOKUP(A172,Voda!$B$3:$AC$15,4,0)-VLOOKUP(A172,Voda!$B$3:$AC$15,3,0)))/3600000","v":0},0,{"$f":"IF(U172=0,0,IF(Z172>0,IF(Z172/1000<U172,IF(Z172/1000<=Vypocet!$D$15,IF(U172<Vypocet!$D$15,U172-Z172/1000,Vypocet!$D$15-Z172/1000),Vypocet!$D$15),0),IF(U172>Vypocet!$D$15,Vypocet!$D$15,U172)))","v":0},0,{"$f":"HLOOKUP(Vypocet!$D$11,TDDData!$E:$S,2+TDDData!D172,0)","v":{"$error":"#N/A"}},0,0,{"$error":"#N/A"},{"$error":"#N/A"},{"$f":"IF(AA172<0,IF(AC171>-AA172,AC171+AA172,0),IF(AA172+AC171<=Vypocet!$D$18,AA172+AC171,Vypocet!$D$18))","v":{"$error":"#N/A"}},{"$error":"#N/A"},{"$f":"IF(AND(AC172<AC171,AC172<>0),AE171,IF(OR(AND(AC171=0,AA172<0),AC171<-AA172),IF(AC171=0,IF(AE171>-AA172,AE171+AA172,0),IF(AC171+AE171>-AA172,AC171+AE171+AA172,0)),IF(AC171=Vypocet!$D$18,AE171+AA172,AE171+AA172-AC172+AC171)))","v":{"$error":"#N/A"}},{"$error":"#N/A"},{"$error":"#N/A"},{"$f":"SUM($AF$3:AF172)","v":{"$error":"#N/A"}},{"$error":"#N/A"},{"$error":"#N/A"},{"$error":"#N/A"},{"$f":"SUM($AJ$3:AJ172)","v":{"$error":"#N/A"}},{"$error":"#N/A"},{"$error":"#N/A"},{"$error":"#N/A"},{"$f":"IF(AN172<0,IF(AP171>-AN172,AP171+AN172,0),IF(AN172+AP171<=Vypocet!$D$18,AN172+AP171,Vypocet!$D$18))","v":{"$error":"#N/A"}},{"$error":"#N/A"},{"$f":"IF(AND(AP172<AP171,AP172<>0),AR171,IF(OR(AND(AP171=0,AN172<0),AP171<-AN172),IF(AP171=0,IF(AR171>-AN172,AR171+AN172,0),IF(AP171+AR171>-AN172,AP171+AR171+AN172,0)),IF(AP171=Vypocet!$D$18,AR171+AN172,AR171+AN172-AP172+AP171)))","v":{"$error":"#N/A"}},{"$error":"#N/A"},{"$error":"#N/A"},{"$f":"SUM($AS$3:AS172)","v":{"$error":"#N/A"}},{"$error":"#N/A"},{"$error":"#N/A"},{"$error":"#N/A"},{"$f":"SUM($AW$3:AW172)","v":{"$error":"#N/A"}},{"$f":"IF(V172=0,IF(U172=0,IF(AZ171+Z172/1000>Vypocet!$D$18,Vypocet!$D$18,AZ171+Z172/1000),IF(Z172/1000+AZ171-U172>Vypocet!$D$18,Vypocet!$D$18,Z172/1000+AZ171-U172)),IF(AZ171=0,0,IF(AZ171>V172,AZ171-V172,0)))","v":0},0,null,null,null,null,null,null,null,null,null,null,null,null,null,null,null,null,null,null,null,null,null,null,null,null,null,null,null,null,null,null,null,null,null,null,null,null,null,null,null,null,null,null,null,null,null,null,null,null,null,null,null,null,null,null,null,null,null,null,null,null,null,null,null,null,null,null,null,null,null,null,null,null,null,null,null,null,null,null,null,null,null,null,null,null,null,null,null,null,null,null,null,null,null,null,null,null,null,null,null,null,null,null,null,0.33750999999999998,0.70284999999999997,0.52600999999999998,0.26867999999999997,0.45417000000000002,0.55388000000000004,0.90575000000000006,0.56745000000000001,0.42207,0.78744000000000003,0.80423999999999995,0.51359999999999995,0.51868999999999998,0.56066000000000005,1]
[1,43838,3,171,{"$f":"(FA173*Vypocet!$D$24)/$FA$2","v":0},{"$f":"(FB173*Vypocet!$D$24)/$FB$2","v":0},{"$f":"(FC173*Vypocet!$D$24)/$FC$2","v":0},{"$f":"(FD173*Vypocet!$D$24)/$FD$2","v":0},{"$f":"(FE173*Vypocet!$D$24)/$FE$2","v":0},{"$f":"(FF173*Vypocet!$D$24)/$FF$2","v":0},{"$f":"(FG173*Vypocet!$D$24)/$FG$2","v":0},{"$f":"(FH173*Vypocet!$D$24)/$FH$2","v":0},{"$f":"(FI173*Vypocet!$D$24)/$FI$2","v":0},{"$f":"(FJ173*Vypocet!$D$24)/$FJ$2","v":0},{"$f":"(FK173*Vypocet!$D$24)/$FK$2","v":0},{"$f":"(FL173*Vypocet!$D$24)/$FL$2","v":0},{"$f":"(FM173*Vypocet!$D$24)/$FM$2","v":0},{"$f":"(FN173*Vypocet!$D$24)/$FN$2","v":0},{"$f":"(FO173*Vypocet!$D$24)/$FO$2","v":0},{"$f":"(VLOOKUP(A173,Voda!$B$3:$AC$15,TDDData!C173+4,0)*4180*(VLOOKUP(A173,Voda!$B$3:$AC$15,4,0)-VLOOKUP(A173,Voda!$B$3:$AC$15,3,0)))/3600000","v":0},0,{"$f":"IF(U173=0,0,IF(Z173>0,IF(Z173/1000<U173,IF(Z173/1000<=Vypocet!$D$15,IF(U173<Vypocet!$D$15,U173-Z173/1000,Vypocet!$D$15-Z173/1000),Vypocet!$D$15),0),IF(U173>Vypocet!$D$15,Vypocet!$D$15,U173)))","v":0},0,{"$f":"HLOOKUP(Vypocet!$D$11,TDDData!$E:$S,2+TDDData!D173,0)","v":{"$error":"#N/A"}},0,0,{"$error":"#N/A"},{"$error":"#N/A"},{"$f":"IF(AA173<0,IF(AC172>-AA173,AC172+AA173,0),IF(AA173+AC172<=Vypocet!$D$18,AA173+AC172,Vypocet!$D$18))","v":{"$error":"#N/A"}},{"$error":"#N/A"},{"$f":"IF(AND(AC173<AC172,AC173<>0),AE172,IF(OR(AND(AC172=0,AA173<0),AC172<-AA173),IF(AC172=0,IF(AE172>-AA173,AE172+AA173,0),IF(AC172+AE172>-AA173,AC172+AE172+AA173,0)),IF(AC172=Vypocet!$D$18,AE172+AA173,AE172+AA173-AC173+AC172)))","v":{"$error":"#N/A"}},{"$error":"#N/A"},{"$error":"#N/A"},{"$f":"SUM($AF$3:AF173)","v":{"$error":"#N/A"}},{"$error":"#N/A"},{"$error":"#N/A"},{"$error":"#N/A"},{"$f":"SUM($AJ$3:AJ173)","v":{"$error":"#N/A"}},{"$error":"#N/A"},{"$error":"#N/A"},{"$error":"#N/A"},{"$f":"IF(AN173<0,IF(AP172>-AN173,AP172+AN173,0),IF(AN173+AP172<=Vypocet!$D$18,AN173+AP172,Vypocet!$D$18))","v":{"$error":"#N/A"}},{"$error":"#N/A"},{"$f":"IF(AND(AP173<AP172,AP173<>0),AR172,IF(OR(AND(AP172=0,AN173<0),AP172<-AN173),IF(AP172=0,IF(AR172>-AN173,AR172+AN173,0),IF(AP172+AR172>-AN173,AP172+AR172+AN173,0)),IF(AP172=Vypocet!$D$18,AR172+AN173,AR172+AN173-AP173+AP172)))","v":{"$error":"#N/A"}},{"$error":"#N/A"},{"$error":"#N/A"},{"$f":"SUM($AS$3:AS173)","v":{"$error":"#N/A"}},{"$error":"#N/A"},{"$error":"#N/A"},{"$error":"#N/A"},{"$f":"SUM($AW$3:AW173)","v":{"$error":"#N/A"}},{"$f":"IF(V173=0,IF(U173=0,IF(AZ172+Z173/1000>Vypocet!$D$18,Vypocet!$D$18,AZ172+Z173/1000),IF(Z173/1000+AZ172-U173>Vypocet!$D$18,Vypocet!$D$18,Z173/1000+AZ172-U173)),IF(AZ172=0,0,IF(AZ172>V173,AZ172-V173,0)))","v":0},0,null,null,null,null,null,null,null,null,null,null,null,null,null,null,null,null,null,null,null,null,null,null,null,null,null,null,null,null,null,null,null,null,null,null,null,null,null,null,null,null,null,null,null,null,null,null,null,null,null,null,null,null,null,null,null,null,null,null,null,null,null,null,null,null,null,null,null,null,null,null,null,null,null,null,null,null,null,null,null,null,null,null,null,null,null,null,null,null,null,null,null,null,null,null,null,null,null,null,null,null,null,null,null,0.33262999999999998,0.66078999999999999,0.54303000000000001,0.25835000000000002,0.56420999999999999,0.53125,0.73316000000000003,0.60601000000000005,0.44370999999999999,0.58586000000000005,0.67518999999999996,0.36823,0.49690000000000001,0.61451,1]
[1,43838,4,172,{"$f":"(FA174*Vypocet!$D$24)/$FA$2","v":0},{"$f":"(FB174*Vypocet!$D$24)/$FB$2","v":0},{"$f":"(FC174*Vypocet!$D$24)/$FC$2","v":0},{"$f":"(FD174*Vypocet!$D$24)/$FD$2","v":0},{"$f":"(FE174*Vypocet!$D$24)/$FE$2","v":0},{"$f":"(FF174*Vypocet!$D$24)/$FF$2","v":0},{"$f":"(FG174*Vypocet!$D$24)/$FG$2","v":0},{"$f":"(FH174*Vypocet!$D$24)/$FH$2","v":0},{"$f":"(FI174*Vypocet!$D$24)/$FI$2","v":0},{"$f":"(FJ174*Vypocet!$D$24)/$FJ$2","v":0},{"$f":"(FK174*Vypocet!$D$24)/$FK$2","v":0},{"$f":"(FL174*Vypocet!$D$24)/$FL$2","v":0},{"$f":"(FM174*Vypocet!$D$24)/$FM$2","v":0},{"$f":"(FN174*Vypocet!$D$24)/$FN$2","v":0},{"$f":"(FO174*Vypocet!$D$24)/$FO$2","v":0},{"$f":"(VLOOKUP(A174,Voda!$B$3:$AC$15,TDDData!C174+4,0)*4180*(VLOOKUP(A174,Voda!$B$3:$AC$15,4,0)-VLOOKUP(A174,Voda!$B$3:$AC$15,3,0)))/3600000","v":0},0,{"$f":"IF(U174=0,0,IF(Z174>0,IF(Z174/1000<U174,IF(Z174/1000<=Vypocet!$D$15,IF(U174<Vypocet!$D$15,U174-Z174/1000,Vypocet!$D$15-Z174/1000),Vypocet!$D$15),0),IF(U174>Vypocet!$D$15,Vypocet!$D$15,U174)))","v":0},0,{"$f":"HLOOKUP(Vypocet!$D$11,TDDData!$E:$S,2+TDDData!D174,0)","v":{"$error":"#N/A"}},0,0,{"$error":"#N/A"},{"$error":"#N/A"},{"$f":"IF(AA174<0,IF(AC173>-AA174,AC173+AA174,0),IF(AA174+AC173<=Vypocet!$D$18,AA174+AC173,Vypocet!$D$18))","v":{"$error":"#N/A"}},{"$error":"#N/A"},{"$f":"IF(AND(AC174<AC173,AC174<>0),AE173,IF(OR(AND(AC173=0,AA174<0),AC173<-AA174),IF(AC173=0,IF(AE173>-AA174,AE173+AA174,0),IF(AC173+AE173>-AA174,AC173+AE173+AA174,0)),IF(AC173=Vypocet!$D$18,AE173+AA174,AE173+AA174-AC174+AC173)))","v":{"$error":"#N/A"}},{"$error":"#N/A"},{"$error":"#N/A"},{"$f":"SUM($AF$3:AF174)","v":{"$error":"#N/A"}},{"$error":"#N/A"},{"$error":"#N/A"},{"$error":"#N/A"},{"$f":"SUM($AJ$3:AJ174)","v":{"$error":"#N/A"}},{"$error":"#N/A"},{"$error":"#N/A"},{"$error":"#N/A"},{"$f":"IF(AN174<0,IF(AP173>-AN174,AP173+AN174,0),IF(AN174+AP173<=Vypocet!$D$18,AN174+AP173,Vypocet!$D$18))","v":{"$error":"#N/A"}},{"$error":"#N/A"},{"$f":"IF(AND(AP174<AP173,AP174<>0),AR173,IF(OR(AND(AP173=0,AN174<0),AP173<-AN174),IF(AP173=0,IF(AR173>-AN174,AR173+AN174,0),IF(AP173+AR173>-AN174,AP173+AR173+AN174,0)),IF(AP173=Vypocet!$D$18,AR173+AN174,AR173+AN174-AP174+AP173)))","v":{"$error":"#N/A"}},{"$error":"#N/A"},{"$error":"#N/A"},{"$f":"SUM($AS$3:AS174)","v":{"$error":"#N/A"}},{"$error":"#N/A"},{"$error":"#N/A"},{"$error":"#N/A"},{"$f":"SUM($AW$3:AW174)","v":{"$error":"#N/A"}},{"$f":"IF(V174=0,IF(U174=0,IF(AZ173+Z174/1000>Vypocet!$D$18,Vypocet!$D$18,AZ173+Z174/1000),IF(Z174/1000+AZ173-U174>Vypocet!$D$18,Vypocet!$D$18,Z174/1000+AZ173-U174)),IF(AZ173=0,0,IF(AZ173>V174,AZ173-V174,0)))","v":0},0,null,null,null,null,null,null,null,null,null,null,null,null,null,null,null,null,null,null,null,null,null,null,null,null,null,null,null,null,null,null,null,null,null,null,null,null,null,null,null,null,null,null,null,null,null,null,null,null,null,null,null,null,null,null,null,null,null,null,null,null,null,null,null,null,null,null,null,null,null,null,null,null,null,null,null,null,null,null,null,null,null,null,null,null,null,null,null,null,null,null,null,null,null,null,null,null,null,null,null,null,null,null,null,0.33490999999999999,0.63509000000000004,0.56416999999999995,0.25327,0.47493000000000002,0.38884999999999997,0.48723,0.44108999999999998,0.39896999999999999,0.49515999999999999,0.59184000000000003,0.28075,0.49604999999999999,0.60285,1]
[1,43838,5,173,{"$f":"(FA175*Vypocet!$D$24)/$FA$2","v":0},{"$f":"(FB175*Vypocet!$D$24)/$FB$2","v":0},{"$f":"(FC175*Vypocet!$D$24)/$FC$2","v":0},{"$f":"(FD175*Vypocet!$D$24)/$FD$2","v":0},{"$f":"(FE175*Vypocet!$D$24)/$FE$2","v":0},{"$f":"(FF175*Vypocet!$D$24)/$FF$2","v":0},{"$f":"(FG175*Vypocet!$D$24)/$FG$2","v":0},{"$f":"(FH175*Vypocet!$D$24)/$FH$2","v":0},{"$f":"(FI175*Vypocet!$D$24)/$FI$2","v":0},{"$f":"(FJ175*Vypocet!$D$24)/$FJ$2","v":0},{"$f":"(FK175*Vypocet!$D$24)/$FK$2","v":0},{"$f":"(FL175*Vypocet!$D$24)/$FL$2","v":0},{"$f":"(FM175*Vypocet!$D$24)/$FM$2","v":0},{"$f":"(FN175*Vypocet!$D$24)/$FN$2","v":0},{"$f":"(FO175*Vypocet!$D$24)/$FO$2","v":0},{"$f":"(VLOOKUP(A175,Voda!$B$3:$AC$15,TDDData!C175+4,0)*4180*(VLOOKUP(A175,Voda!$B$3:$AC$15,4,0)-VLOOKUP(A175,Voda!$B$3:$AC$15,3,0)))/3600000","v":0},0,{"$f":"IF(U175=0,0,IF(Z175>0,IF(Z175/1000<U175,IF(Z175/1000<=Vypocet!$D$15,IF(U175<Vypocet!$D$15,U175-Z175/1000,Vypocet!$D$15-Z175/1000),Vypocet!$D$15),0),IF(U175>Vypocet!$D$15,Vypocet!$D$15,U175)))","v":0},0,{"$f":"HLOOKUP(Vypocet!$D$11,TDDData!$E:$S,2+TDDData!D175,0)","v":{"$error":"#N/A"}},0,0,{"$error":"#N/A"},{"$error":"#N/A"},{"$f":"IF(AA175<0,IF(AC174>-AA175,AC174+AA175,0),IF(AA175+AC174<=Vypocet!$D$18,AA175+AC174,Vypocet!$D$18))","v":{"$error":"#N/A"}},{"$error":"#N/A"},{"$f":"IF(AND(AC175<AC174,AC175<>0),AE174,IF(OR(AND(AC174=0,AA175<0),AC174<-AA175),IF(AC174=0,IF(AE174>-AA175,AE174+AA175,0),IF(AC174+AE174>-AA175,AC174+AE174+AA175,0)),IF(AC174=Vypocet!$D$18,AE174+AA175,AE174+AA175-AC175+AC174)))","v":{"$error":"#N/A"}},{"$error":"#N/A"},{"$error":"#N/A"},{"$f":"SUM($AF$3:AF175)","v":{"$error":"#N/A"}},{"$error":"#N/A"},{"$error":"#N/A"},{"$error":"#N/A"},{"$f":"SUM($AJ$3:AJ175)","v":{"$error":"#N/A"}},{"$error":"#N/A"},{"$error":"#N/A"},{"$error":"#N/A"},{"$f":"IF(AN175<0,IF(AP174>-AN175,AP174+AN175,0),IF(AN175+AP174<=Vypocet!$D$18,AN175+AP174,Vypocet!$D$18))","v":{"$error":"#N/A"}},{"$error":"#N/A"},{"$f":"IF(AND(AP175<AP174,AP175<>0),AR174,IF(OR(AND(AP174=0,AN175<0),AP174<-AN175),IF(AP174=0,IF(AR174>-AN175,AR174+AN175,0),IF(AP174+AR174>-AN175,AP174+AR174+AN175,0)),IF(AP174=Vypocet!$D$18,AR174+AN175,AR174+AN175-AP175+AP174)))","v":{"$error":"#N/A"}},{"$error":"#N/A"},{"$error":"#N/A"},{"$f":"SUM($AS$3:AS175)","v":{"$error":"#N/A"}},{"$error":"#N/A"},{"$error":"#N/A"},{"$error":"#N/A"},{"$f":"SUM($AW$3:AW175)","v":{"$error":"#N/A"}},{"$f":"IF(V175=0,IF(U175=0,IF(AZ174+Z175/1000>Vypocet!$D$18,Vypocet!$D$18,AZ174+Z175/1000),IF(Z175/1000+AZ174-U175>Vypocet!$D$18,Vypocet!$D$18,Z175/1000+AZ174-U175)),IF(AZ174=0,0,IF(AZ174>V175,AZ174-V175,0)))","v":0},0,null,null,null,null,null,null,null,null,null,null,null,null,null,null,null,null,null,null,null,null,null,null,null,null,null,null,null,null,null,null,null,null,null,null,null,null,null,null,null,null,null,null,null,null,null,null,null,null,null,null,null,null,null,null,null,null,null,null,null,null,null,null,null,null,null,null,null,null,null,null,null,null,null,null,null,null,null,null,null,null,null,null,null,null,null,null,null,null,null,null,null,null,null,null,null,null,null,null,null,null,null,null,null,0.35732999999999998,0.58889999999999998,0.56913000000000002,0.26565,0.36692999999999998,0.33388000000000001,0.41813,0.32917999999999997,0.37819999999999998,0.42170000000000002,0.47291,0.27243000000000001,0.53434000000000004,0.62153000000000003,1]
[1,43838,6,174,{"$f":"(FA176*Vypocet!$D$24)/$FA$2","v":0},{"$f":"(FB176*Vypocet!$D$24)/$FB$2","v":0},{"$f":"(FC176*Vypocet!$D$24)/$FC$2","v":0},{"$f":"(FD176*Vypocet!$D$24)/$FD$2","v":0},{"$f":"(FE176*Vypocet!$D$24)/$FE$2","v":0},{"$f":"(FF176*Vypocet!$D$24)/$FF$2","v":0},{"$f":"(FG176*Vypocet!$D$24)/$FG$2","v":0},{"$f":"(FH176*Vypocet!$D$24)/$FH$2","v":0},{"$f":"(FI176*Vypocet!$D$24)/$FI$2","v":0},{"$f":"(FJ176*Vypocet!$D$24)/$FJ$2","v":0},{"$f":"(FK176*Vypocet!$D$24)/$FK$2","v":0},{"$f":"(FL176*Vypocet!$D$24)/$FL$2","v":0},{"$f":"(FM176*Vypocet!$D$24)/$FM$2","v":0},{"$f":"(FN176*Vypocet!$D$24)/$FN$2","v":0},{"$f":"(FO176*Vypocet!$D$24)/$FO$2","v":0},{"$f":"(VLOOKUP(A176,Voda!$B$3:$AC$15,TDDData!C176+4,0)*4180*(VLOOKUP(A176,Voda!$B$3:$AC$15,4,0)-VLOOKUP(A176,Voda!$B$3:$AC$15,3,0)))/3600000","v":0},0,{"$f":"IF(U176=0,0,IF(Z176>0,IF(Z176/1000<U176,IF(Z176/1000<=Vypocet!$D$15,IF(U176<Vypocet!$D$15,U176-Z176/1000,Vypocet!$D$15-Z176/1000),Vypocet!$D$15),0),IF(U176>Vypocet!$D$15,Vypocet!$D$15,U176)))","v":0},0,{"$f":"HLOOKUP(Vypocet!$D$11,TDDData!$E:$S,2+TDDData!D176,0)","v":{"$error":"#N/A"}},0,0,{"$error":"#N/A"},{"$error":"#N/A"},{"$f":"IF(AA176<0,IF(AC175>-AA176,AC175+AA176,0),IF(AA176+AC175<=Vypocet!$D$18,AA176+AC175,Vypocet!$D$18))","v":{"$error":"#N/A"}},{"$error":"#N/A"},{"$f":"IF(AND(AC176<AC175,AC176<>0),AE175,IF(OR(AND(AC175=0,AA176<0),AC175<-AA176),IF(AC175=0,IF(AE175>-AA176,AE175+AA176,0),IF(AC175+AE175>-AA176,AC175+AE175+AA176,0)),IF(AC175=Vypocet!$D$18,AE175+AA176,AE175+AA176-AC176+AC175)))","v":{"$error":"#N/A"}},{"$error":"#N/A"},{"$error":"#N/A"},{"$f":"SUM($AF$3:AF176)","v":{"$error":"#N/A"}},{"$error":"#N/A"},{"$error":"#N/A"},{"$error":"#N/A"},{"$f":"SUM($AJ$3:AJ176)","v":{"$error":"#N/A"}},{"$error":"#N/A"},{"$error":"#N/A"},{"$error":"#N/A"},{"$f":"IF(AN176<0,IF(AP175>-AN176,AP175+AN176,0),IF(AN176+AP175<=Vypocet!$D$18,AN176+AP175,Vypocet!$D$18))","v":{"$error":"#N/A"}},{"$error":"#N/A"},{"$f":"IF(AND(AP176<AP175,AP176<>0),AR175,IF(OR(AND(AP175=0,AN176<0),AP175<-AN176),IF(AP175=0,IF(AR175>-AN176,AR175+AN176,0),IF(AP175+AR175>-AN176,AP175+AR175+AN176,0)),IF(AP175=Vypocet!$D$18,AR175+AN176,AR175+AN176-AP176+AP175)))","v":{"$error":"#N/A"}},{"$error":"#N/A"},{"$error":"#N/A"},{"$f":"SUM($AS$3:AS176)","v":{"$error":"#N/A"}},{"$error":"#N/A"},{"$error":"#N/A"},{"$error":"#N/A"},{"$f":"SUM($AW$3:AW176)","v":{"$error":"#N/A"}},{"$f":"IF(V176=0,IF(U176=0,IF(AZ175+Z176/1000>Vypocet!$D$18,Vypocet!$D$18,AZ175+Z176/1000),IF(Z176/1000+AZ175-U176>Vypocet!$D$18,Vypocet!$D$18,Z176/1000+AZ175-U176)),IF(AZ175=0,0,IF(AZ175>V176,AZ175-V176,0)))","v":0},0,null,null,null,null,null,null,null,null,null,null,null,null,null,null,null,null,null,null,null,null,null,null,null,null,null,null,null,null,null,null,null,null,null,null,null,null,null,null,null,null,null,null,null,null,null,null,null,null,null,null,null,null,null,null,null,null,null,null,null,null,null,null,null,null,null,null,null,null,null,null,null,null,null,null,null,null,null,null,null,null,null,null,null,null,null,null,null,null,null,null,null,null,null,null,null,null,null,null,null,null,null,null,null,0.41053000000000001,0.61717,0.65591999999999995,0.29403000000000001,0.34873999999999999,0.37636999999999998,0.42462,0.33334000000000003,0.30728,0.44774999999999998,0.44019999999999998,0.25178,0.56735000000000002,0.68110000000000004,1]
[1,43838,7,175,{"$f":"(FA177*Vypocet!$D$24)/$FA$2","v":0},{"$f":"(FB177*Vypocet!$D$24)/$FB$2","v":0},{"$f":"(FC177*Vypocet!$D$24)/$FC$2","v":0},{"$f":"(FD177*Vypocet!$D$24)/$FD$2","v":0},{"$f":"(FE177*Vypocet!$D$24)/$FE$2","v":0},{"$f":"(FF177*Vypocet!$D$24)/$FF$2","v":0},{"$f":"(FG177*Vypocet!$D$24)/$FG$2","v":0},{"$f":"(FH177*Vypocet!$D$24)/$FH$2","v":0},{"$f":"(FI177*Vypocet!$D$24)/$FI$2","v":0},{"$f":"(FJ177*Vypocet!$D$24)/$FJ$2","v":0},{"$f":"(FK177*Vypocet!$D$24)/$FK$2","v":0},{"$f":"(FL177*Vypocet!$D$24)/$FL$2","v":0},{"$f":"(FM177*Vypocet!$D$24)/$FM$2","v":0},{"$f":"(FN177*Vypocet!$D$24)/$FN$2","v":0},{"$f":"(FO177*Vypocet!$D$24)/$FO$2","v":0},{"$f":"(VLOOKUP(A177,Voda!$B$3:$AC$15,TDDData!C177+4,0)*4180*(VLOOKUP(A177,Voda!$B$3:$AC$15,4,0)-VLOOKUP(A177,Voda!$B$3:$AC$15,3,0)))/3600000","v":0},0,{"$f":"IF(U177=0,0,IF(Z177>0,IF(Z177/1000<U177,IF(Z177/1000<=Vypocet!$D$15,IF(U177<Vypocet!$D$15,U177-Z177/1000,Vypocet!$D$15-Z177/1000),Vypocet!$D$15),0),IF(U177>Vypocet!$D$15,Vypocet!$D$15,U177)))","v":0},0,{"$f":"HLOOKUP(Vypocet!$D$11,TDDData!$E:$S,2+TDDData!D177,0)","v":{"$error":"#N/A"}},0,0,{"$error":"#N/A"},{"$error":"#N/A"},{"$f":"IF(AA177<0,IF(AC176>-AA177,AC176+AA177,0),IF(AA177+AC176<=Vypocet!$D$18,AA177+AC176,Vypocet!$D$18))","v":{"$error":"#N/A"}},{"$error":"#N/A"},{"$f":"IF(AND(AC177<AC176,AC177<>0),AE176,IF(OR(AND(AC176=0,AA177<0),AC176<-AA177),IF(AC176=0,IF(AE176>-AA177,AE176+AA177,0),IF(AC176+AE176>-AA177,AC176+AE176+AA177,0)),IF(AC176=Vypocet!$D$18,AE176+AA177,AE176+AA177-AC177+AC176)))","v":{"$error":"#N/A"}},{"$error":"#N/A"},{"$error":"#N/A"},{"$f":"SUM($AF$3:AF177)","v":{"$error":"#N/A"}},{"$error":"#N/A"},{"$error":"#N/A"},{"$error":"#N/A"},{"$f":"SUM($AJ$3:AJ177)","v":{"$error":"#N/A"}},{"$error":"#N/A"},{"$error":"#N/A"},{"$error":"#N/A"},{"$f":"IF(AN177<0,IF(AP176>-AN177,AP176+AN177,0),IF(AN177+AP176<=Vypocet!$D$18,AN177+AP176,Vypocet!$D$18))","v":{"$error":"#N/A"}},{"$error":"#N/A"},{"$f":"IF(AND(AP177<AP176,AP177<>0),AR176,IF(OR(AND(AP176=0,AN177<0),AP176<-AN177),IF(AP176=0,IF(AR176>-AN177,AR176+AN177,0),IF(AP176+AR176>-AN177,AP176+AR176+AN177,0)),IF(AP176=Vypocet!$D$18,AR176+AN177,AR176+AN177-AP177+AP176)))","v":{"$error":"#N/A"}},{"$error":"#N/A"},{"$error":"#N/A"},{"$f":"SUM($AS$3:AS177)","v":{"$error":"#N/A"}},{"$error":"#N/A"},{"$error":"#N/A"},{"$error":"#N/A"},{"$f":"SUM($AW$3:AW177)","v":{"$error":"#N/A"}},{"$f":"IF(V177=0,IF(U177=0,IF(AZ176+Z177/1000>Vypocet!$D$18,Vypocet!$D$18,AZ176+Z177/1000),IF(Z177/1000+AZ176-U177>Vypocet!$D$18,Vypocet!$D$18,Z177/1000+AZ176-U177)),IF(AZ176=0,0,IF(AZ176>V177,AZ176-V177,0)))","v":0},0,null,null,null,null,null,null,null,null,null,null,null,null,null,null,null,null,null,null,null,null,null,null,null,null,null,null,null,null,null,null,null,null,null,null,null,null,null,null,null,null,null,null,null,null,null,null,null,null,null,null,null,null,null,null,null,null,null,null,null,null,null,null,null,null,null,null,null,null,null,null,null,null,null,null,null,null,null,null,null,null,null,null,null,null,null,null,null,null,null,null,null,null,null,null,null,null,null,null,null,null,null,null,null,0.57657999999999998,0.65466999999999997,0.72275,0.40309,0.34253,0.28428999999999999,0.36801,0.35981999999999997,0.37184,0.31552999999999998,0.33753,0.27139999999999997,0.46042,0.76007999999999998,1]
[1,43838,8,176,{"$f":"(FA178*Vypocet!$D$24)/$FA$2","v":0},{"$f":"(FB178*Vypocet!$D$24)/$FB$2","v":0},{"$f":"(FC178*Vypocet!$D$24)/$FC$2","v":0},{"$f":"(FD178*Vypocet!$D$24)/$FD$2","v":0},{"$f":"(FE178*Vypocet!$D$24)/$FE$2","v":0},{"$f":"(FF178*Vypocet!$D$24)/$FF$2","v":0},{"$f":"(FG178*Vypocet!$D$24)/$FG$2","v":0},{"$f":"(FH178*Vypocet!$D$24)/$FH$2","v":0},{"$f":"(FI178*Vypocet!$D$24)/$FI$2","v":0},{"$f":"(FJ178*Vypocet!$D$24)/$FJ$2","v":0},{"$f":"(FK178*Vypocet!$D$24)/$FK$2","v":0},{"$f":"(FL178*Vypocet!$D$24)/$FL$2","v":0},{"$f":"(FM178*Vypocet!$D$24)/$FM$2","v":0},{"$f":"(FN178*Vypocet!$D$24)/$FN$2","v":0},{"$f":"(FO178*Vypocet!$D$24)/$FO$2","v":0},{"$f":"(VLOOKUP(A178,Voda!$B$3:$AC$15,TDDData!C178+4,0)*4180*(VLOOKUP(A178,Voda!$B$3:$AC$15,4,0)-VLOOKUP(A178,Voda!$B$3:$AC$15,3,0)))/3600000","v":0},0,{"$f":"IF(U178=0,0,IF(Z178>0,IF(Z178/1000<U178,IF(Z178/1000<=Vypocet!$D$15,IF(U178<Vypocet!$D$15,U178-Z178/1000,Vypocet!$D$15-Z178/1000),Vypocet!$D$15),0),IF(U178>Vypocet!$D$15,Vypocet!$D$15,U178)))","v":0},0,{"$f":"HLOOKUP(Vypocet!$D$11,TDDData!$E:$S,2+TDDData!D178,0)","v":{"$error":"#N/A"}},0,0,{"$error":"#N/A"},{"$error":"#N/A"},{"$f":"IF(AA178<0,IF(AC177>-AA178,AC177+AA178,0),IF(AA178+AC177<=Vypocet!$D$18,AA178+AC177,Vypocet!$D$18))","v":{"$error":"#N/A"}},{"$error":"#N/A"},{"$f":"IF(AND(AC178<AC177,AC178<>0),AE177,IF(OR(AND(AC177=0,AA178<0),AC177<-AA178),IF(AC177=0,IF(AE177>-AA178,AE177+AA178,0),IF(AC177+AE177>-AA178,AC177+AE177+AA178,0)),IF(AC177=Vypocet!$D$18,AE177+AA178,AE177+AA178-AC178+AC177)))","v":{"$error":"#N/A"}},{"$error":"#N/A"},{"$error":"#N/A"},{"$f":"SUM($AF$3:AF178)","v":{"$error":"#N/A"}},{"$error":"#N/A"},{"$error":"#N/A"},{"$error":"#N/A"},{"$f":"SUM($AJ$3:AJ178)","v":{"$error":"#N/A"}},{"$error":"#N/A"},{"$error":"#N/A"},{"$error":"#N/A"},{"$f":"IF(AN178<0,IF(AP177>-AN178,AP177+AN178,0),IF(AN178+AP177<=Vypocet!$D$18,AN178+AP177,Vypocet!$D$18))","v":{"$error":"#N/A"}},{"$error":"#N/A"},{"$f":"IF(AND(AP178<AP177,AP178<>0),AR177,IF(OR(AND(AP177=0,AN178<0),AP177<-AN178),IF(AP177=0,IF(AR177>-AN178,AR177+AN178,0),IF(AP177+AR177>-AN178,AP177+AR177+AN178,0)),IF(AP177=Vypocet!$D$18,AR177+AN178,AR177+AN178-AP178+AP177)))","v":{"$error":"#N/A"}},{"$error":"#N/A"},{"$error":"#N/A"},{"$f":"SUM($AS$3:AS178)","v":{"$error":"#N/A"}},{"$error":"#N/A"},{"$error":"#N/A"},{"$error":"#N/A"},{"$f":"SUM($AW$3:AW178)","v":{"$error":"#N/A"}},{"$f":"IF(V178=0,IF(U178=0,IF(AZ177+Z178/1000>Vypocet!$D$18,Vypocet!$D$18,AZ177+Z178/1000),IF(Z178/1000+AZ177-U178>Vypocet!$D$18,Vypocet!$D$18,Z178/1000+AZ177-U178)),IF(AZ177=0,0,IF(AZ177>V178,AZ177-V178,0)))","v":0},0,null,null,null,null,null,null,null,null,null,null,null,null,null,null,null,null,null,null,null,null,null,null,null,null,null,null,null,null,null,null,null,null,null,null,null,null,null,null,null,null,null,null,null,null,null,null,null,null,null,null,null,null,null,null,null,null,null,null,null,null,null,null,null,null,null,null,null,null,null,null,null,null,null,null,null,null,null,null,null,null,null,null,null,null,null,null,null,null,null,null,null,null,null,null,null,null,null,null,null,null,null,null,null,0.81120000000000003,0.78542999999999996,0.81579999999999997,0.41254999999999997,0.31648999999999999,0.309,0.32282,0.26695999999999998,0.32758999999999999,0.28205000000000002,0.26317000000000002,0.26930999999999999,0.44807000000000002,0.68554000000000004,0.6]
[1,43838,9,177,{"$f":"(FA179*Vypocet!$D$24)/$FA$2","v":0},{"$f":"(FB179*Vypocet!$D$24)/$FB$2","v":0},{"$f":"(FC179*Vypocet!$D$24)/$FC$2","v":0},{"$f":"(FD179*Vypocet!$D$24)/$FD$2","v":0},{"$f":"(FE179*Vypocet!$D$24)/$FE$2","v":0},{"$f":"(FF179*Vypocet!$D$24)/$FF$2","v":0},{"$f":"(FG179*Vypocet!$D$24)/$FG$2","v":0},{"$f":"(FH179*Vypocet!$D$24)/$FH$2","v":0},{"$f":"(FI179*Vypocet!$D$24)/$FI$2","v":0},{"$f":"(FJ179*Vypocet!$D$24)/$FJ$2","v":0},{"$f":"(FK179*Vypocet!$D$24)/$FK$2","v":0},{"$f":"(FL179*Vypocet!$D$24)/$FL$2","v":0},{"$f":"(FM179*Vypocet!$D$24)/$FM$2","v":0},{"$f":"(FN179*Vypocet!$D$24)/$FN$2","v":0},{"$f":"(FO179*Vypocet!$D$24)/$FO$2","v":0},{"$f":"(VLOOKUP(A179,Voda!$B$3:$AC$15,TDDData!C179+4,0)*4180*(VLOOKUP(A179,Voda!$B$3:$AC$15,4,0)-VLOOKUP(A179,Voda!$B$3:$AC$15,3,0)))/3600000","v":0},0,{"$f":"IF(U179=0,0,IF(Z179>0,IF(Z179/1000<U179,IF(Z179/1000<=Vypocet!$D$15,IF(U179<Vypocet!$D$15,U179-Z179/1000,Vypocet!$D$15-Z179/1000),Vypocet!$D$15),0),IF(U179>Vypocet!$D$15,Vypocet!$D$15,U179)))","v":0},0,{"$f":"HLOOKUP(Vypocet!$D$11,TDDData!$E:$S,2+TDDData!D179,0)","v":{"$error":"#N/A"}},3.72,2.9760000000000004,{"$error":"#N/A"},{"$error":"#N/A"},{"$f":"IF(AA179<0,IF(AC178>-AA179,AC178+AA179,0),IF(AA179+AC178<=Vypocet!$D$18,AA179+AC178,Vypocet!$D$18))","v":{"$error":"#N/A"}},{"$error":"#N/A"},{"$f":"IF(AND(AC179<AC178,AC179<>0),AE178,IF(OR(AND(AC178=0,AA179<0),AC178<-AA179),IF(AC178=0,IF(AE178>-AA179,AE178+AA179,0),IF(AC178+AE178>-AA179,AC178+AE178+AA179,0)),IF(AC178=Vypocet!$D$18,AE178+AA179,AE178+AA179-AC179+AC178)))","v":{"$error":"#N/A"}},{"$error":"#N/A"},{"$error":"#N/A"},{"$f":"SUM($AF$3:AF179)","v":{"$error":"#N/A"}},{"$error":"#N/A"},{"$error":"#N/A"},{"$error":"#N/A"},{"$f":"SUM($AJ$3:AJ179)","v":{"$error":"#N/A"}},{"$error":"#N/A"},{"$error":"#N/A"},{"$error":"#N/A"},{"$f":"IF(AN179<0,IF(AP178>-AN179,AP178+AN179,0),IF(AN179+AP178<=Vypocet!$D$18,AN179+AP178,Vypocet!$D$18))","v":{"$error":"#N/A"}},{"$error":"#N/A"},{"$f":"IF(AND(AP179<AP178,AP179<>0),AR178,IF(OR(AND(AP178=0,AN179<0),AP178<-AN179),IF(AP178=0,IF(AR178>-AN179,AR178+AN179,0),IF(AP178+AR178>-AN179,AP178+AR178+AN179,0)),IF(AP178=Vypocet!$D$18,AR178+AN179,AR178+AN179-AP179+AP178)))","v":{"$error":"#N/A"}},{"$error":"#N/A"},{"$error":"#N/A"},{"$f":"SUM($AS$3:AS179)","v":{"$error":"#N/A"}},{"$error":"#N/A"},{"$error":"#N/A"},{"$error":"#N/A"},{"$f":"SUM($AW$3:AW179)","v":{"$error":"#N/A"}},{"$f":"IF(V179=0,IF(U179=0,IF(AZ178+Z179/1000>Vypocet!$D$18,Vypocet!$D$18,AZ178+Z179/1000),IF(Z179/1000+AZ178-U179>Vypocet!$D$18,Vypocet!$D$18,Z179/1000+AZ178-U179)),IF(AZ178=0,0,IF(AZ178>V179,AZ178-V179,0)))","v":0},0,null,null,null,null,null,null,null,null,null,null,null,null,null,null,null,null,null,null,null,null,null,null,null,null,null,null,null,null,null,null,null,null,null,null,null,null,null,null,null,null,null,null,null,null,null,null,null,null,null,null,null,null,null,null,null,null,null,null,null,null,null,null,null,null,null,null,null,null,null,null,null,null,null,null,null,null,null,null,null,null,null,null,null,null,null,null,null,null,null,null,null,null,null,null,null,null,null,null,null,null,null,null,null,0.94081999999999999,0.84777000000000002,0.90688999999999997,0.45438000000000001,0.36943999999999999,0.36355999999999999,0.32638,0.25230000000000002,0.31153999999999998,0.30497999999999997,0.22939000000000001,0.27581,0.43054999999999999,0.73899000000000004,0]
[1,43838,10,178,{"$f":"(FA180*Vypocet!$D$24)/$FA$2","v":0},{"$f":"(FB180*Vypocet!$D$24)/$FB$2","v":0},{"$f":"(FC180*Vypocet!$D$24)/$FC$2","v":0},{"$f":"(FD180*Vypocet!$D$24)/$FD$2","v":0},{"$f":"(FE180*Vypocet!$D$24)/$FE$2","v":0},{"$f":"(FF180*Vypocet!$D$24)/$FF$2","v":0},{"$f":"(FG180*Vypocet!$D$24)/$FG$2","v":0},{"$f":"(FH180*Vypocet!$D$24)/$FH$2","v":0},{"$f":"(FI180*Vypocet!$D$24)/$FI$2","v":0},{"$f":"(FJ180*Vypocet!$D$24)/$FJ$2","v":0},{"$f":"(FK180*Vypocet!$D$24)/$FK$2","v":0},{"$f":"(FL180*Vypocet!$D$24)/$FL$2","v":0},{"$f":"(FM180*Vypocet!$D$24)/$FM$2","v":0},{"$f":"(FN180*Vypocet!$D$24)/$FN$2","v":0},{"$f":"(FO180*Vypocet!$D$24)/$FO$2","v":0},{"$f":"(VLOOKUP(A180,Voda!$B$3:$AC$15,TDDData!C180+4,0)*4180*(VLOOKUP(A180,Voda!$B$3:$AC$15,4,0)-VLOOKUP(A180,Voda!$B$3:$AC$15,3,0)))/3600000","v":0},0,{"$f":"IF(U180=0,0,IF(Z180>0,IF(Z180/1000<U180,IF(Z180/1000<=Vypocet!$D$15,IF(U180<Vypocet!$D$15,U180-Z180/1000,Vypocet!$D$15-Z180/1000),Vypocet!$D$15),0),IF(U180>Vypocet!$D$15,Vypocet!$D$15,U180)))","v":0},0,{"$f":"HLOOKUP(Vypocet!$D$11,TDDData!$E:$S,2+TDDData!D180,0)","v":{"$error":"#N/A"}},13.3,10.64,{"$error":"#N/A"},{"$error":"#N/A"},{"$f":"IF(AA180<0,IF(AC179>-AA180,AC179+AA180,0),IF(AA180+AC179<=Vypocet!$D$18,AA180+AC179,Vypocet!$D$18))","v":{"$error":"#N/A"}},{"$error":"#N/A"},{"$f":"IF(AND(AC180<AC179,AC180<>0),AE179,IF(OR(AND(AC179=0,AA180<0),AC179<-AA180),IF(AC179=0,IF(AE179>-AA180,AE179+AA180,0),IF(AC179+AE179>-AA180,AC179+AE179+AA180,0)),IF(AC179=Vypocet!$D$18,AE179+AA180,AE179+AA180-AC180+AC179)))","v":{"$error":"#N/A"}},{"$error":"#N/A"},{"$error":"#N/A"},{"$f":"SUM($AF$3:AF180)","v":{"$error":"#N/A"}},{"$error":"#N/A"},{"$error":"#N/A"},{"$error":"#N/A"},{"$f":"SUM($AJ$3:AJ180)","v":{"$error":"#N/A"}},{"$error":"#N/A"},{"$error":"#N/A"},{"$error":"#N/A"},{"$f":"IF(AN180<0,IF(AP179>-AN180,AP179+AN180,0),IF(AN180+AP179<=Vypocet!$D$18,AN180+AP179,Vypocet!$D$18))","v":{"$error":"#N/A"}},{"$error":"#N/A"},{"$f":"IF(AND(AP180<AP179,AP180<>0),AR179,IF(OR(AND(AP179=0,AN180<0),AP179<-AN180),IF(AP179=0,IF(AR179>-AN180,AR179+AN180,0),IF(AP179+AR179>-AN180,AP179+AR179+AN180,0)),IF(AP179=Vypocet!$D$18,AR179+AN180,AR179+AN180-AP180+AP179)))","v":{"$error":"#N/A"}},{"$error":"#N/A"},{"$error":"#N/A"},{"$f":"SUM($AS$3:AS180)","v":{"$error":"#N/A"}},{"$error":"#N/A"},{"$error":"#N/A"},{"$error":"#N/A"},{"$f":"SUM($AW$3:AW180)","v":{"$error":"#N/A"}},{"$f":"IF(V180=0,IF(U180=0,IF(AZ179+Z180/1000>Vypocet!$D$18,Vypocet!$D$18,AZ179+Z180/1000),IF(Z180/1000+AZ179-U180>Vypocet!$D$18,Vypocet!$D$18,Z180/1000+AZ179-U180)),IF(AZ179=0,0,IF(AZ179>V180,AZ179-V180,0)))","v":0},0,null,null,null,null,null,null,null,null,null,null,null,null,null,null,null,null,null,null,null,null,null,null,null,null,null,null,null,null,null,null,null,null,null,null,null,null,null,null,null,null,null,null,null,null,null,null,null,null,null,null,null,null,null,null,null,null,null,null,null,null,null,null,null,null,null,null,null,null,null,null,null,null,null,null,null,null,null,null,null,null,null,null,null,null,null,null,null,null,null,null,null,null,null,null,null,null,null,null,null,null,null,null,null,0.99990000000000001,0.87561999999999995,0.92784,0.44496999999999998,0.37608999999999998,0.42903999999999998,0.33844000000000002,0.26235000000000003,0.32549,0.29748999999999998,0.28860999999999998,0.34466999999999998,0.4022,0.72453000000000001,0]
[1,43838,11,179,{"$f":"(FA181*Vypocet!$D$24)/$FA$2","v":0},{"$f":"(FB181*Vypocet!$D$24)/$FB$2","v":0},{"$f":"(FC181*Vypocet!$D$24)/$FC$2","v":0},{"$f":"(FD181*Vypocet!$D$24)/$FD$2","v":0},{"$f":"(FE181*Vypocet!$D$24)/$FE$2","v":0},{"$f":"(FF181*Vypocet!$D$24)/$FF$2","v":0},{"$f":"(FG181*Vypocet!$D$24)/$FG$2","v":0},{"$f":"(FH181*Vypocet!$D$24)/$FH$2","v":0},{"$f":"(FI181*Vypocet!$D$24)/$FI$2","v":0},{"$f":"(FJ181*Vypocet!$D$24)/$FJ$2","v":0},{"$f":"(FK181*Vypocet!$D$24)/$FK$2","v":0},{"$f":"(FL181*Vypocet!$D$24)/$FL$2","v":0},{"$f":"(FM181*Vypocet!$D$24)/$FM$2","v":0},{"$f":"(FN181*Vypocet!$D$24)/$FN$2","v":0},{"$f":"(FO181*Vypocet!$D$24)/$FO$2","v":0},{"$f":"(VLOOKUP(A181,Voda!$B$3:$AC$15,TDDData!C181+4,0)*4180*(VLOOKUP(A181,Voda!$B$3:$AC$15,4,0)-VLOOKUP(A181,Voda!$B$3:$AC$15,3,0)))/3600000","v":0},0,{"$f":"IF(U181=0,0,IF(Z181>0,IF(Z181/1000<U181,IF(Z181/1000<=Vypocet!$D$15,IF(U181<Vypocet!$D$15,U181-Z181/1000,Vypocet!$D$15-Z181/1000),Vypocet!$D$15),0),IF(U181>Vypocet!$D$15,Vypocet!$D$15,U181)))","v":0},0,{"$f":"HLOOKUP(Vypocet!$D$11,TDDData!$E:$S,2+TDDData!D181,0)","v":{"$error":"#N/A"}},204.44,163.55200000000002,{"$error":"#N/A"},{"$error":"#N/A"},{"$f":"IF(AA181<0,IF(AC180>-AA181,AC180+AA181,0),IF(AA181+AC180<=Vypocet!$D$18,AA181+AC180,Vypocet!$D$18))","v":{"$error":"#N/A"}},{"$error":"#N/A"},{"$f":"IF(AND(AC181<AC180,AC181<>0),AE180,IF(OR(AND(AC180=0,AA181<0),AC180<-AA181),IF(AC180=0,IF(AE180>-AA181,AE180+AA181,0),IF(AC180+AE180>-AA181,AC180+AE180+AA181,0)),IF(AC180=Vypocet!$D$18,AE180+AA181,AE180+AA181-AC181+AC180)))","v":{"$error":"#N/A"}},{"$error":"#N/A"},{"$error":"#N/A"},{"$f":"SUM($AF$3:AF181)","v":{"$error":"#N/A"}},{"$error":"#N/A"},{"$error":"#N/A"},{"$error":"#N/A"},{"$f":"SUM($AJ$3:AJ181)","v":{"$error":"#N/A"}},{"$error":"#N/A"},{"$error":"#N/A"},{"$error":"#N/A"},{"$f":"IF(AN181<0,IF(AP180>-AN181,AP180+AN181,0),IF(AN181+AP180<=Vypocet!$D$18,AN181+AP180,Vypocet!$D$18))","v":{"$error":"#N/A"}},{"$error":"#N/A"},{"$f":"IF(AND(AP181<AP180,AP181<>0),AR180,IF(OR(AND(AP180=0,AN181<0),AP180<-AN181),IF(AP180=0,IF(AR180>-AN181,AR180+AN181,0),IF(AP180+AR180>-AN181,AP180+AR180+AN181,0)),IF(AP180=Vypocet!$D$18,AR180+AN181,AR180+AN181-AP181+AP180)))","v":{"$error":"#N/A"}},{"$error":"#N/A"},{"$error":"#N/A"},{"$f":"SUM($AS$3:AS181)","v":{"$error":"#N/A"}},{"$error":"#N/A"},{"$error":"#N/A"},{"$error":"#N/A"},{"$f":"SUM($AW$3:AW181)","v":{"$error":"#N/A"}},{"$f":"IF(V181=0,IF(U181=0,IF(AZ180+Z181/1000>Vypocet!$D$18,Vypocet!$D$18,AZ180+Z181/1000),IF(Z181/1000+AZ180-U181>Vypocet!$D$18,Vypocet!$D$18,Z181/1000+AZ180-U181)),IF(AZ180=0,0,IF(AZ180>V181,AZ180-V181,0)))","v":0},0,null,null,null,null,null,null,null,null,null,null,null,null,null,null,null,null,null,null,null,null,null,null,null,null,null,null,null,null,null,null,null,null,null,null,null,null,null,null,null,null,null,null,null,null,null,null,null,null,null,null,null,null,null,null,null,null,null,null,null,null,null,null,null,null,null,null,null,null,null,null,null,null,null,null,null,null,null,null,null,null,null,null,null,null,null,null,null,null,null,null,null,null,null,null,null,null,null,null,null,null,null,null,null,0.99184000000000005,0.92559999999999998,0.99997999999999998,0.47287000000000001,0.44671,0.54032999999999998,0.33484999999999998,0.30124000000000001,0.36185,0.31531999999999999,0.3332,0.34799000000000002,0.64778999999999998,0.78402000000000005,0]
[1,43838,12,180,{"$f":"(FA182*Vypocet!$D$24)/$FA$2","v":0},{"$f":"(FB182*Vypocet!$D$24)/$FB$2","v":0},{"$f":"(FC182*Vypocet!$D$24)/$FC$2","v":0},{"$f":"(FD182*Vypocet!$D$24)/$FD$2","v":0},{"$f":"(FE182*Vypocet!$D$24)/$FE$2","v":0},{"$f":"(FF182*Vypocet!$D$24)/$FF$2","v":0},{"$f":"(FG182*Vypocet!$D$24)/$FG$2","v":0},{"$f":"(FH182*Vypocet!$D$24)/$FH$2","v":0},{"$f":"(FI182*Vypocet!$D$24)/$FI$2","v":0},{"$f":"(FJ182*Vypocet!$D$24)/$FJ$2","v":0},{"$f":"(FK182*Vypocet!$D$24)/$FK$2","v":0},{"$f":"(FL182*Vypocet!$D$24)/$FL$2","v":0},{"$f":"(FM182*Vypocet!$D$24)/$FM$2","v":0},{"$f":"(FN182*Vypocet!$D$24)/$FN$2","v":0},{"$f":"(FO182*Vypocet!$D$24)/$FO$2","v":0},{"$f":"(VLOOKUP(A182,Voda!$B$3:$AC$15,TDDData!C182+4,0)*4180*(VLOOKUP(A182,Voda!$B$3:$AC$15,4,0)-VLOOKUP(A182,Voda!$B$3:$AC$15,3,0)))/3600000","v":0},0,{"$f":"IF(U182=0,0,IF(Z182>0,IF(Z182/1000<U182,IF(Z182/1000<=Vypocet!$D$15,IF(U182<Vypocet!$D$15,U182-Z182/1000,Vypocet!$D$15-Z182/1000),Vypocet!$D$15),0),IF(U182>Vypocet!$D$15,Vypocet!$D$15,U182)))","v":0},0,{"$f":"HLOOKUP(Vypocet!$D$11,TDDData!$E:$S,2+TDDData!D182,0)","v":{"$error":"#N/A"}},172.98,138.38399999999999,{"$error":"#N/A"},{"$error":"#N/A"},{"$f":"IF(AA182<0,IF(AC181>-AA182,AC181+AA182,0),IF(AA182+AC181<=Vypocet!$D$18,AA182+AC181,Vypocet!$D$18))","v":{"$error":"#N/A"}},{"$error":"#N/A"},{"$f":"IF(AND(AC182<AC181,AC182<>0),AE181,IF(OR(AND(AC181=0,AA182<0),AC181<-AA182),IF(AC181=0,IF(AE181>-AA182,AE181+AA182,0),IF(AC181+AE181>-AA182,AC181+AE181+AA182,0)),IF(AC181=Vypocet!$D$18,AE181+AA182,AE181+AA182-AC182+AC181)))","v":{"$error":"#N/A"}},{"$error":"#N/A"},{"$error":"#N/A"},{"$f":"SUM($AF$3:AF182)","v":{"$error":"#N/A"}},{"$error":"#N/A"},{"$error":"#N/A"},{"$error":"#N/A"},{"$f":"SUM($AJ$3:AJ182)","v":{"$error":"#N/A"}},{"$error":"#N/A"},{"$error":"#N/A"},{"$error":"#N/A"},{"$f":"IF(AN182<0,IF(AP181>-AN182,AP181+AN182,0),IF(AN182+AP181<=Vypocet!$D$18,AN182+AP181,Vypocet!$D$18))","v":{"$error":"#N/A"}},{"$error":"#N/A"},{"$f":"IF(AND(AP182<AP181,AP182<>0),AR181,IF(OR(AND(AP181=0,AN182<0),AP181<-AN182),IF(AP181=0,IF(AR181>-AN182,AR181+AN182,0),IF(AP181+AR181>-AN182,AP181+AR181+AN182,0)),IF(AP181=Vypocet!$D$18,AR181+AN182,AR181+AN182-AP182+AP181)))","v":{"$error":"#N/A"}},{"$error":"#N/A"},{"$error":"#N/A"},{"$f":"SUM($AS$3:AS182)","v":{"$error":"#N/A"}},{"$error":"#N/A"},{"$error":"#N/A"},{"$error":"#N/A"},{"$f":"SUM($AW$3:AW182)","v":{"$error":"#N/A"}},{"$f":"IF(V182=0,IF(U182=0,IF(AZ181+Z182/1000>Vypocet!$D$18,Vypocet!$D$18,AZ181+Z182/1000),IF(Z182/1000+AZ181-U182>Vypocet!$D$18,Vypocet!$D$18,Z182/1000+AZ181-U182)),IF(AZ181=0,0,IF(AZ181>V182,AZ181-V182,0)))","v":0},0,null,null,null,null,null,null,null,null,null,null,null,null,null,null,null,null,null,null,null,null,null,null,null,null,null,null,null,null,null,null,null,null,null,null,null,null,null,null,null,null,null,null,null,null,null,null,null,null,null,null,null,null,null,null,null,null,null,null,null,null,null,null,null,null,null,null,null,null,null,null,null,null,null,null,null,null,null,null,null,null,null,null,null,null,null,null,null,null,null,null,null,null,null,null,null,null,null,null,null,null,null,null,null,0.97250000000000003,0.94074000000000002,0.98277999999999999,0.46516999999999997,0.54166999999999998,0.50605999999999995,0.34616999999999998,0.27905000000000002,0.40783000000000003,0.34129999999999999,0.34233000000000002,0.32833000000000001,0.73828000000000005,0.68738999999999995,0]
[1,43838,13,181,{"$f":"(FA183*Vypocet!$D$24)/$FA$2","v":0},{"$f":"(FB183*Vypocet!$D$24)/$FB$2","v":0},{"$f":"(FC183*Vypocet!$D$24)/$FC$2","v":0},{"$f":"(FD183*Vypocet!$D$24)/$FD$2","v":0},{"$f":"(FE183*Vypocet!$D$24)/$FE$2","v":0},{"$f":"(FF183*Vypocet!$D$24)/$FF$2","v":0},{"$f":"(FG183*Vypocet!$D$24)/$FG$2","v":0},{"$f":"(FH183*Vypocet!$D$24)/$FH$2","v":0},{"$f":"(FI183*Vypocet!$D$24)/$FI$2","v":0},{"$f":"(FJ183*Vypocet!$D$24)/$FJ$2","v":0},{"$f":"(FK183*Vypocet!$D$24)/$FK$2","v":0},{"$f":"(FL183*Vypocet!$D$24)/$FL$2","v":0},{"$f":"(FM183*Vypocet!$D$24)/$FM$2","v":0},{"$f":"(FN183*Vypocet!$D$24)/$FN$2","v":0},{"$f":"(FO183*Vypocet!$D$24)/$FO$2","v":0},{"$f":"(VLOOKUP(A183,Voda!$B$3:$AC$15,TDDData!C183+4,0)*4180*(VLOOKUP(A183,Voda!$B$3:$AC$15,4,0)-VLOOKUP(A183,Voda!$B$3:$AC$15,3,0)))/3600000","v":0},0,{"$f":"IF(U183=0,0,IF(Z183>0,IF(Z183/1000<U183,IF(Z183/1000<=Vypocet!$D$15,IF(U183<Vypocet!$D$15,U183-Z183/1000,Vypocet!$D$15-Z183/1000),Vypocet!$D$15),0),IF(U183>Vypocet!$D$15,Vypocet!$D$15,U183)))","v":0},0,{"$f":"HLOOKUP(Vypocet!$D$11,TDDData!$E:$S,2+TDDData!D183,0)","v":{"$error":"#N/A"}},117,93.600000000000009,{"$error":"#N/A"},{"$error":"#N/A"},{"$f":"IF(AA183<0,IF(AC182>-AA183,AC182+AA183,0),IF(AA183+AC182<=Vypocet!$D$18,AA183+AC182,Vypocet!$D$18))","v":{"$error":"#N/A"}},{"$error":"#N/A"},{"$f":"IF(AND(AC183<AC182,AC183<>0),AE182,IF(OR(AND(AC182=0,AA183<0),AC182<-AA183),IF(AC182=0,IF(AE182>-AA183,AE182+AA183,0),IF(AC182+AE182>-AA183,AC182+AE182+AA183,0)),IF(AC182=Vypocet!$D$18,AE182+AA183,AE182+AA183-AC183+AC182)))","v":{"$error":"#N/A"}},{"$error":"#N/A"},{"$error":"#N/A"},{"$f":"SUM($AF$3:AF183)","v":{"$error":"#N/A"}},{"$error":"#N/A"},{"$error":"#N/A"},{"$error":"#N/A"},{"$f":"SUM($AJ$3:AJ183)","v":{"$error":"#N/A"}},{"$error":"#N/A"},{"$error":"#N/A"},{"$error":"#N/A"},{"$f":"IF(AN183<0,IF(AP182>-AN183,AP182+AN183,0),IF(AN183+AP182<=Vypocet!$D$18,AN183+AP182,Vypocet!$D$18))","v":{"$error":"#N/A"}},{"$error":"#N/A"},{"$f":"IF(AND(AP183<AP182,AP183<>0),AR182,IF(OR(AND(AP182=0,AN183<0),AP182<-AN183),IF(AP182=0,IF(AR182>-AN183,AR182+AN183,0),IF(AP182+AR182>-AN183,AP182+AR182+AN183,0)),IF(AP182=Vypocet!$D$18,AR182+AN183,AR182+AN183-AP183+AP182)))","v":{"$error":"#N/A"}},{"$error":"#N/A"},{"$error":"#N/A"},{"$f":"SUM($AS$3:AS183)","v":{"$error":"#N/A"}},{"$error":"#N/A"},{"$error":"#N/A"},{"$error":"#N/A"},{"$f":"SUM($AW$3:AW183)","v":{"$error":"#N/A"}},{"$f":"IF(V183=0,IF(U183=0,IF(AZ182+Z183/1000>Vypocet!$D$18,Vypocet!$D$18,AZ182+Z183/1000),IF(Z183/1000+AZ182-U183>Vypocet!$D$18,Vypocet!$D$18,Z183/1000+AZ182-U183)),IF(AZ182=0,0,IF(AZ182>V183,AZ182-V183,0)))","v":0},0,null,null,null,null,null,null,null,null,null,null,null,null,null,null,null,null,null,null,null,null,null,null,null,null,null,null,null,null,null,null,null,null,null,null,null,null,null,null,null,null,null,null,null,null,null,null,null,null,null,null,null,null,null,null,null,null,null,null,null,null,null,null,null,null,null,null,null,null,null,null,null,null,null,null,null,null,null,null,null,null,null,null,null,null,null,null,null,null,null,null,null,null,null,null,null,null,null,null,null,null,null,null,null,0.93506999999999996,0.93694,0.97499999999999998,0.49365999999999999,0.60306000000000004,0.47266999999999998,0.48613000000000001,0.27914,0.37730000000000002,0.49630000000000002,0.40333000000000002,0.34439999999999998,0.61284000000000005,0.71275999999999995,0]
[1,43838,14,182,{"$f":"(FA184*Vypocet!$D$24)/$FA$2","v":0},{"$f":"(FB184*Vypocet!$D$24)/$FB$2","v":0},{"$f":"(FC184*Vypocet!$D$24)/$FC$2","v":0},{"$f":"(FD184*Vypocet!$D$24)/$FD$2","v":0},{"$f":"(FE184*Vypocet!$D$24)/$FE$2","v":0},{"$f":"(FF184*Vypocet!$D$24)/$FF$2","v":0},{"$f":"(FG184*Vypocet!$D$24)/$FG$2","v":0},{"$f":"(FH184*Vypocet!$D$24)/$FH$2","v":0},{"$f":"(FI184*Vypocet!$D$24)/$FI$2","v":0},{"$f":"(FJ184*Vypocet!$D$24)/$FJ$2","v":0},{"$f":"(FK184*Vypocet!$D$24)/$FK$2","v":0},{"$f":"(FL184*Vypocet!$D$24)/$FL$2","v":0},{"$f":"(FM184*Vypocet!$D$24)/$FM$2","v":0},{"$f":"(FN184*Vypocet!$D$24)/$FN$2","v":0},{"$f":"(FO184*Vypocet!$D$24)/$FO$2","v":0},{"$f":"(VLOOKUP(A184,Voda!$B$3:$AC$15,TDDData!C184+4,0)*4180*(VLOOKUP(A184,Voda!$B$3:$AC$15,4,0)-VLOOKUP(A184,Voda!$B$3:$AC$15,3,0)))/3600000","v":0},0,{"$f":"IF(U184=0,0,IF(Z184>0,IF(Z184/1000<U184,IF(Z184/1000<=Vypocet!$D$15,IF(U184<Vypocet!$D$15,U184-Z184/1000,Vypocet!$D$15-Z184/1000),Vypocet!$D$15),0),IF(U184>Vypocet!$D$15,Vypocet!$D$15,U184)))","v":0},0,{"$f":"HLOOKUP(Vypocet!$D$11,TDDData!$E:$S,2+TDDData!D184,0)","v":{"$error":"#N/A"}},79.08,63.264000000000003,{"$error":"#N/A"},{"$error":"#N/A"},{"$f":"IF(AA184<0,IF(AC183>-AA184,AC183+AA184,0),IF(AA184+AC183<=Vypocet!$D$18,AA184+AC183,Vypocet!$D$18))","v":{"$error":"#N/A"}},{"$error":"#N/A"},{"$f":"IF(AND(AC184<AC183,AC184<>0),AE183,IF(OR(AND(AC183=0,AA184<0),AC183<-AA184),IF(AC183=0,IF(AE183>-AA184,AE183+AA184,0),IF(AC183+AE183>-AA184,AC183+AE183+AA184,0)),IF(AC183=Vypocet!$D$18,AE183+AA184,AE183+AA184-AC184+AC183)))","v":{"$error":"#N/A"}},{"$error":"#N/A"},{"$error":"#N/A"},{"$f":"SUM($AF$3:AF184)","v":{"$error":"#N/A"}},{"$error":"#N/A"},{"$error":"#N/A"},{"$error":"#N/A"},{"$f":"SUM($AJ$3:AJ184)","v":{"$error":"#N/A"}},{"$error":"#N/A"},{"$error":"#N/A"},{"$error":"#N/A"},{"$f":"IF(AN184<0,IF(AP183>-AN184,AP183+AN184,0),IF(AN184+AP183<=Vypocet!$D$18,AN184+AP183,Vypocet!$D$18))","v":{"$error":"#N/A"}},{"$error":"#N/A"},{"$f":"IF(AND(AP184<AP183,AP184<>0),AR183,IF(OR(AND(AP183=0,AN184<0),AP183<-AN184),IF(AP183=0,IF(AR183>-AN184,AR183+AN184,0),IF(AP183+AR183>-AN184,AP183+AR183+AN184,0)),IF(AP183=Vypocet!$D$18,AR183+AN184,AR183+AN184-AP184+AP183)))","v":{"$error":"#N/A"}},{"$error":"#N/A"},{"$error":"#N/A"},{"$f":"SUM($AS$3:AS184)","v":{"$error":"#N/A"}},{"$error":"#N/A"},{"$error":"#N/A"},{"$error":"#N/A"},{"$f":"SUM($AW$3:AW184)","v":{"$error":"#N/A"}},{"$f":"IF(V184=0,IF(U184=0,IF(AZ183+Z184/1000>Vypocet!$D$18,Vypocet!$D$18,AZ183+Z184/1000),IF(Z184/1000+AZ183-U184>Vypocet!$D$18,Vypocet!$D$18,Z184/1000+AZ183-U184)),IF(AZ183=0,0,IF(AZ183>V184,AZ183-V184,0)))","v":0},0,null,null,null,null,null,null,null,null,null,null,null,null,null,null,null,null,null,null,null,null,null,null,null,null,null,null,null,null,null,null,null,null,null,null,null,null,null,null,null,null,null,null,null,null,null,null,null,null,null,null,null,null,null,null,null,null,null,null,null,null,null,null,null,null,null,null,null,null,null,null,null,null,null,null,null,null,null,null,null,null,null,null,null,null,null,null,null,null,null,null,null,null,null,null,null,null,null,null,null,null,null,null,null,0.93579999999999997,0.98970999999999998,0.88499000000000005,0.48979,0.71318999999999999,0.64532,0.9395,0.40892000000000001,0.50507000000000002,0.59677999999999998,0.46657999999999999,0.4728,0.74953999999999998,0.77468999999999999,0]
[1,43838,15,183,{"$f":"(FA185*Vypocet!$D$24)/$FA$2","v":0},{"$f":"(FB185*Vypocet!$D$24)/$FB$2","v":0},{"$f":"(FC185*Vypocet!$D$24)/$FC$2","v":0},{"$f":"(FD185*Vypocet!$D$24)/$FD$2","v":0},{"$f":"(FE185*Vypocet!$D$24)/$FE$2","v":0},{"$f":"(FF185*Vypocet!$D$24)/$FF$2","v":0},{"$f":"(FG185*Vypocet!$D$24)/$FG$2","v":0},{"$f":"(FH185*Vypocet!$D$24)/$FH$2","v":0},{"$f":"(FI185*Vypocet!$D$24)/$FI$2","v":0},{"$f":"(FJ185*Vypocet!$D$24)/$FJ$2","v":0},{"$f":"(FK185*Vypocet!$D$24)/$FK$2","v":0},{"$f":"(FL185*Vypocet!$D$24)/$FL$2","v":0},{"$f":"(FM185*Vypocet!$D$24)/$FM$2","v":0},{"$f":"(FN185*Vypocet!$D$24)/$FN$2","v":0},{"$f":"(FO185*Vypocet!$D$24)/$FO$2","v":0},{"$f":"(VLOOKUP(A185,Voda!$B$3:$AC$15,TDDData!C185+4,0)*4180*(VLOOKUP(A185,Voda!$B$3:$AC$15,4,0)-VLOOKUP(A185,Voda!$B$3:$AC$15,3,0)))/3600000","v":0},0,{"$f":"IF(U185=0,0,IF(Z185>0,IF(Z185/1000<U185,IF(Z185/1000<=Vypocet!$D$15,IF(U185<Vypocet!$D$15,U185-Z185/1000,Vypocet!$D$15-Z185/1000),Vypocet!$D$15),0),IF(U185>Vypocet!$D$15,Vypocet!$D$15,U185)))","v":0},0,{"$f":"HLOOKUP(Vypocet!$D$11,TDDData!$E:$S,2+TDDData!D185,0)","v":{"$error":"#N/A"}},18.3,14.64,{"$error":"#N/A"},{"$error":"#N/A"},{"$f":"IF(AA185<0,IF(AC184>-AA185,AC184+AA185,0),IF(AA185+AC184<=Vypocet!$D$18,AA185+AC184,Vypocet!$D$18))","v":{"$error":"#N/A"}},{"$error":"#N/A"},{"$f":"IF(AND(AC185<AC184,AC185<>0),AE184,IF(OR(AND(AC184=0,AA185<0),AC184<-AA185),IF(AC184=0,IF(AE184>-AA185,AE184+AA185,0),IF(AC184+AE184>-AA185,AC184+AE184+AA185,0)),IF(AC184=Vypocet!$D$18,AE184+AA185,AE184+AA185-AC185+AC184)))","v":{"$error":"#N/A"}},{"$error":"#N/A"},{"$error":"#N/A"},{"$f":"SUM($AF$3:AF185)","v":{"$error":"#N/A"}},{"$error":"#N/A"},{"$error":"#N/A"},{"$error":"#N/A"},{"$f":"SUM($AJ$3:AJ185)","v":{"$error":"#N/A"}},{"$error":"#N/A"},{"$error":"#N/A"},{"$error":"#N/A"},{"$f":"IF(AN185<0,IF(AP184>-AN185,AP184+AN185,0),IF(AN185+AP184<=Vypocet!$D$18,AN185+AP184,Vypocet!$D$18))","v":{"$error":"#N/A"}},{"$error":"#N/A"},{"$f":"IF(AND(AP185<AP184,AP185<>0),AR184,IF(OR(AND(AP184=0,AN185<0),AP184<-AN185),IF(AP184=0,IF(AR184>-AN185,AR184+AN185,0),IF(AP184+AR184>-AN185,AP184+AR184+AN185,0)),IF(AP184=Vypocet!$D$18,AR184+AN185,AR184+AN185-AP185+AP184)))","v":{"$error":"#N/A"}},{"$error":"#N/A"},{"$error":"#N/A"},{"$f":"SUM($AS$3:AS185)","v":{"$error":"#N/A"}},{"$error":"#N/A"},{"$error":"#N/A"},{"$error":"#N/A"},{"$f":"SUM($AW$3:AW185)","v":{"$error":"#N/A"}},{"$f":"IF(V185=0,IF(U185=0,IF(AZ184+Z185/1000>Vypocet!$D$18,Vypocet!$D$18,AZ184+Z185/1000),IF(Z185/1000+AZ184-U185>Vypocet!$D$18,Vypocet!$D$18,Z185/1000+AZ184-U185)),IF(AZ184=0,0,IF(AZ184>V185,AZ184-V185,0)))","v":0},0,null,null,null,null,null,null,null,null,null,null,null,null,null,null,null,null,null,null,null,null,null,null,null,null,null,null,null,null,null,null,null,null,null,null,null,null,null,null,null,null,null,null,null,null,null,null,null,null,null,null,null,null,null,null,null,null,null,null,null,null,null,null,null,null,null,null,null,null,null,null,null,null,null,null,null,null,null,null,null,null,null,null,null,null,null,null,null,null,null,null,null,null,null,null,null,null,null,null,null,null,null,null,null,0.93876999999999999,0.91186999999999996,0.94384000000000001,0.48213,0.68310000000000004,0.75422,0.68962999999999997,0.58142000000000005,0.46359,0.68823999999999996,0.68876999999999999,0.63427999999999995,0.67979999999999996,0.74200999999999995,0]
[1,43838,16,184,{"$f":"(FA186*Vypocet!$D$24)/$FA$2","v":0},{"$f":"(FB186*Vypocet!$D$24)/$FB$2","v":0},{"$f":"(FC186*Vypocet!$D$24)/$FC$2","v":0},{"$f":"(FD186*Vypocet!$D$24)/$FD$2","v":0},{"$f":"(FE186*Vypocet!$D$24)/$FE$2","v":0},{"$f":"(FF186*Vypocet!$D$24)/$FF$2","v":0},{"$f":"(FG186*Vypocet!$D$24)/$FG$2","v":0},{"$f":"(FH186*Vypocet!$D$24)/$FH$2","v":0},{"$f":"(FI186*Vypocet!$D$24)/$FI$2","v":0},{"$f":"(FJ186*Vypocet!$D$24)/$FJ$2","v":0},{"$f":"(FK186*Vypocet!$D$24)/$FK$2","v":0},{"$f":"(FL186*Vypocet!$D$24)/$FL$2","v":0},{"$f":"(FM186*Vypocet!$D$24)/$FM$2","v":0},{"$f":"(FN186*Vypocet!$D$24)/$FN$2","v":0},{"$f":"(FO186*Vypocet!$D$24)/$FO$2","v":0},{"$f":"(VLOOKUP(A186,Voda!$B$3:$AC$15,TDDData!C186+4,0)*4180*(VLOOKUP(A186,Voda!$B$3:$AC$15,4,0)-VLOOKUP(A186,Voda!$B$3:$AC$15,3,0)))/3600000","v":0},0,{"$f":"IF(U186=0,0,IF(Z186>0,IF(Z186/1000<U186,IF(Z186/1000<=Vypocet!$D$15,IF(U186<Vypocet!$D$15,U186-Z186/1000,Vypocet!$D$15-Z186/1000),Vypocet!$D$15),0),IF(U186>Vypocet!$D$15,Vypocet!$D$15,U186)))","v":0},0,{"$f":"HLOOKUP(Vypocet!$D$11,TDDData!$E:$S,2+TDDData!D186,0)","v":{"$error":"#N/A"}},0,0,{"$error":"#N/A"},{"$error":"#N/A"},{"$f":"IF(AA186<0,IF(AC185>-AA186,AC185+AA186,0),IF(AA186+AC185<=Vypocet!$D$18,AA186+AC185,Vypocet!$D$18))","v":{"$error":"#N/A"}},{"$error":"#N/A"},{"$f":"IF(AND(AC186<AC185,AC186<>0),AE185,IF(OR(AND(AC185=0,AA186<0),AC185<-AA186),IF(AC185=0,IF(AE185>-AA186,AE185+AA186,0),IF(AC185+AE185>-AA186,AC185+AE185+AA186,0)),IF(AC185=Vypocet!$D$18,AE185+AA186,AE185+AA186-AC186+AC185)))","v":{"$error":"#N/A"}},{"$error":"#N/A"},{"$error":"#N/A"},{"$f":"SUM($AF$3:AF186)","v":{"$error":"#N/A"}},{"$error":"#N/A"},{"$error":"#N/A"},{"$error":"#N/A"},{"$f":"SUM($AJ$3:AJ186)","v":{"$error":"#N/A"}},{"$error":"#N/A"},{"$error":"#N/A"},{"$error":"#N/A"},{"$f":"IF(AN186<0,IF(AP185>-AN186,AP185+AN186,0),IF(AN186+AP185<=Vypocet!$D$18,AN186+AP185,Vypocet!$D$18))","v":{"$error":"#N/A"}},{"$error":"#N/A"},{"$f":"IF(AND(AP186<AP185,AP186<>0),AR185,IF(OR(AND(AP185=0,AN186<0),AP185<-AN186),IF(AP185=0,IF(AR185>-AN186,AR185+AN186,0),IF(AP185+AR185>-AN186,AP185+AR185+AN186,0)),IF(AP185=Vypocet!$D$18,AR185+AN186,AR185+AN186-AP186+AP185)))","v":{"$error":"#N/A"}},{"$error":"#N/A"},{"$error":"#N/A"},{"$f":"SUM($AS$3:AS186)","v":{"$error":"#N/A"}},{"$error":"#N/A"},{"$error":"#N/A"},{"$error":"#N/A"},{"$f":"SUM($AW$3:AW186)","v":{"$error":"#N/A"}},{"$f":"IF(V186=0,IF(U186=0,IF(AZ185+Z186/1000>Vypocet!$D$18,Vypocet!$D$18,AZ185+Z186/1000),IF(Z186/1000+AZ185-U186>Vypocet!$D$18,Vypocet!$D$18,Z186/1000+AZ185-U186)),IF(AZ185=0,0,IF(AZ185>V186,AZ185-V186,0)))","v":0},0,null,null,null,null,null,null,null,null,null,null,null,null,null,null,null,null,null,null,null,null,null,null,null,null,null,null,null,null,null,null,null,null,null,null,null,null,null,null,null,null,null,null,null,null,null,null,null,null,null,null,null,null,null,null,null,null,null,null,null,null,null,null,null,null,null,null,null,null,null,null,null,null,null,null,null,null,null,null,null,null,null,null,null,null,null,null,null,null,null,null,null,null,null,null,null,null,null,null,null,null,null,null,null,0.93535000000000001,0.83311999999999997,0.89932999999999996,0.51829000000000003,0.72350999999999999,0.54086999999999996,0.57125999999999999,0.49984000000000001,0.82296999999999998,0.60901000000000005,0.72931999999999997,0.64753000000000005,0.68698999999999999,0.85116000000000003,0]
[1,43838,17,185,{"$f":"(FA187*Vypocet!$D$24)/$FA$2","v":0},{"$f":"(FB187*Vypocet!$D$24)/$FB$2","v":0},{"$f":"(FC187*Vypocet!$D$24)/$FC$2","v":0},{"$f":"(FD187*Vypocet!$D$24)/$FD$2","v":0},{"$f":"(FE187*Vypocet!$D$24)/$FE$2","v":0},{"$f":"(FF187*Vypocet!$D$24)/$FF$2","v":0},{"$f":"(FG187*Vypocet!$D$24)/$FG$2","v":0},{"$f":"(FH187*Vypocet!$D$24)/$FH$2","v":0},{"$f":"(FI187*Vypocet!$D$24)/$FI$2","v":0},{"$f":"(FJ187*Vypocet!$D$24)/$FJ$2","v":0},{"$f":"(FK187*Vypocet!$D$24)/$FK$2","v":0},{"$f":"(FL187*Vypocet!$D$24)/$FL$2","v":0},{"$f":"(FM187*Vypocet!$D$24)/$FM$2","v":0},{"$f":"(FN187*Vypocet!$D$24)/$FN$2","v":0},{"$f":"(FO187*Vypocet!$D$24)/$FO$2","v":0},{"$f":"(VLOOKUP(A187,Voda!$B$3:$AC$15,TDDData!C187+4,0)*4180*(VLOOKUP(A187,Voda!$B$3:$AC$15,4,0)-VLOOKUP(A187,Voda!$B$3:$AC$15,3,0)))/3600000","v":0},0,{"$f":"IF(U187=0,0,IF(Z187>0,IF(Z187/1000<U187,IF(Z187/1000<=Vypocet!$D$15,IF(U187<Vypocet!$D$15,U187-Z187/1000,Vypocet!$D$15-Z187/1000),Vypocet!$D$15),0),IF(U187>Vypocet!$D$15,Vypocet!$D$15,U187)))","v":0},0,{"$f":"HLOOKUP(Vypocet!$D$11,TDDData!$E:$S,2+TDDData!D187,0)","v":{"$error":"#N/A"}},0,0,{"$error":"#N/A"},{"$error":"#N/A"},{"$f":"IF(AA187<0,IF(AC186>-AA187,AC186+AA187,0),IF(AA187+AC186<=Vypocet!$D$18,AA187+AC186,Vypocet!$D$18))","v":{"$error":"#N/A"}},{"$error":"#N/A"},{"$f":"IF(AND(AC187<AC186,AC187<>0),AE186,IF(OR(AND(AC186=0,AA187<0),AC186<-AA187),IF(AC186=0,IF(AE186>-AA187,AE186+AA187,0),IF(AC186+AE186>-AA187,AC186+AE186+AA187,0)),IF(AC186=Vypocet!$D$18,AE186+AA187,AE186+AA187-AC187+AC186)))","v":{"$error":"#N/A"}},{"$error":"#N/A"},{"$error":"#N/A"},{"$f":"SUM($AF$3:AF187)","v":{"$error":"#N/A"}},{"$error":"#N/A"},{"$error":"#N/A"},{"$error":"#N/A"},{"$f":"SUM($AJ$3:AJ187)","v":{"$error":"#N/A"}},{"$error":"#N/A"},{"$error":"#N/A"},{"$error":"#N/A"},{"$f":"IF(AN187<0,IF(AP186>-AN187,AP186+AN187,0),IF(AN187+AP186<=Vypocet!$D$18,AN187+AP186,Vypocet!$D$18))","v":{"$error":"#N/A"}},{"$error":"#N/A"},{"$f":"IF(AND(AP187<AP186,AP187<>0),AR186,IF(OR(AND(AP186=0,AN187<0),AP186<-AN187),IF(AP186=0,IF(AR186>-AN187,AR186+AN187,0),IF(AP186+AR186>-AN187,AP186+AR186+AN187,0)),IF(AP186=Vypocet!$D$18,AR186+AN187,AR186+AN187-AP187+AP186)))","v":{"$error":"#N/A"}},{"$error":"#N/A"},{"$error":"#N/A"},{"$f":"SUM($AS$3:AS187)","v":{"$error":"#N/A"}},{"$error":"#N/A"},{"$error":"#N/A"},{"$error":"#N/A"},{"$f":"SUM($AW$3:AW187)","v":{"$error":"#N/A"}},{"$f":"IF(V187=0,IF(U187=0,IF(AZ186+Z187/1000>Vypocet!$D$18,Vypocet!$D$18,AZ186+Z187/1000),IF(Z187/1000+AZ186-U187>Vypocet!$D$18,Vypocet!$D$18,Z187/1000+AZ186-U187)),IF(AZ186=0,0,IF(AZ186>V187,AZ186-V187,0)))","v":0},0,null,null,null,null,null,null,null,null,null,null,null,null,null,null,null,null,null,null,null,null,null,null,null,null,null,null,null,null,null,null,null,null,null,null,null,null,null,null,null,null,null,null,null,null,null,null,null,null,null,null,null,null,null,null,null,null,null,null,null,null,null,null,null,null,null,null,null,null,null,null,null,null,null,null,null,null,null,null,null,null,null,null,null,null,null,null,null,null,null,null,null,null,null,null,null,null,null,null,null,null,null,null,null,0.93444000000000005,0.75732999999999995,0.83038000000000001,0.62904000000000004,0.63244,0.48344999999999999,0.42453999999999997,0.57813000000000003,0.73285,0.55869999999999997,0.82057999999999998,0.73445000000000005,0.77254999999999996,0.88156000000000001,0.36667]
[1,43838,18,186,{"$f":"(FA188*Vypocet!$D$24)/$FA$2","v":0},{"$f":"(FB188*Vypocet!$D$24)/$FB$2","v":0},{"$f":"(FC188*Vypocet!$D$24)/$FC$2","v":0},{"$f":"(FD188*Vypocet!$D$24)/$FD$2","v":0},{"$f":"(FE188*Vypocet!$D$24)/$FE$2","v":0},{"$f":"(FF188*Vypocet!$D$24)/$FF$2","v":0},{"$f":"(FG188*Vypocet!$D$24)/$FG$2","v":0},{"$f":"(FH188*Vypocet!$D$24)/$FH$2","v":0},{"$f":"(FI188*Vypocet!$D$24)/$FI$2","v":0},{"$f":"(FJ188*Vypocet!$D$24)/$FJ$2","v":0},{"$f":"(FK188*Vypocet!$D$24)/$FK$2","v":0},{"$f":"(FL188*Vypocet!$D$24)/$FL$2","v":0},{"$f":"(FM188*Vypocet!$D$24)/$FM$2","v":0},{"$f":"(FN188*Vypocet!$D$24)/$FN$2","v":0},{"$f":"(FO188*Vypocet!$D$24)/$FO$2","v":0},{"$f":"(VLOOKUP(A188,Voda!$B$3:$AC$15,TDDData!C188+4,0)*4180*(VLOOKUP(A188,Voda!$B$3:$AC$15,4,0)-VLOOKUP(A188,Voda!$B$3:$AC$15,3,0)))/3600000","v":0},0,{"$f":"IF(U188=0,0,IF(Z188>0,IF(Z188/1000<U188,IF(Z188/1000<=Vypocet!$D$15,IF(U188<Vypocet!$D$15,U188-Z188/1000,Vypocet!$D$15-Z188/1000),Vypocet!$D$15),0),IF(U188>Vypocet!$D$15,Vypocet!$D$15,U188)))","v":0},0,{"$f":"HLOOKUP(Vypocet!$D$11,TDDData!$E:$S,2+TDDData!D188,0)","v":{"$error":"#N/A"}},0,0,{"$error":"#N/A"},{"$error":"#N/A"},{"$f":"IF(AA188<0,IF(AC187>-AA188,AC187+AA188,0),IF(AA188+AC187<=Vypocet!$D$18,AA188+AC187,Vypocet!$D$18))","v":{"$error":"#N/A"}},{"$error":"#N/A"},{"$f":"IF(AND(AC188<AC187,AC188<>0),AE187,IF(OR(AND(AC187=0,AA188<0),AC187<-AA188),IF(AC187=0,IF(AE187>-AA188,AE187+AA188,0),IF(AC187+AE187>-AA188,AC187+AE187+AA188,0)),IF(AC187=Vypocet!$D$18,AE187+AA188,AE187+AA188-AC188+AC187)))","v":{"$error":"#N/A"}},{"$error":"#N/A"},{"$error":"#N/A"},{"$f":"SUM($AF$3:AF188)","v":{"$error":"#N/A"}},{"$error":"#N/A"},{"$error":"#N/A"},{"$error":"#N/A"},{"$f":"SUM($AJ$3:AJ188)","v":{"$error":"#N/A"}},{"$error":"#N/A"},{"$error":"#N/A"},{"$error":"#N/A"},{"$f":"IF(AN188<0,IF(AP187>-AN188,AP187+AN188,0),IF(AN188+AP187<=Vypocet!$D$18,AN188+AP187,Vypocet!$D$18))","v":{"$error":"#N/A"}},{"$error":"#N/A"},{"$f":"IF(AND(AP188<AP187,AP188<>0),AR187,IF(OR(AND(AP187=0,AN188<0),AP187<-AN188),IF(AP187=0,IF(AR187>-AN188,AR187+AN188,0),IF(AP187+AR187>-AN188,AP187+AR187+AN188,0)),IF(AP187=Vypocet!$D$18,AR187+AN188,AR187+AN188-AP188+AP187)))","v":{"$error":"#N/A"}},{"$error":"#N/A"},{"$error":"#N/A"},{"$f":"SUM($AS$3:AS188)","v":{"$error":"#N/A"}},{"$error":"#N/A"},{"$error":"#N/A"},{"$error":"#N/A"},{"$f":"SUM($AW$3:AW188)","v":{"$error":"#N/A"}},{"$f":"IF(V188=0,IF(U188=0,IF(AZ187+Z188/1000>Vypocet!$D$18,Vypocet!$D$18,AZ187+Z188/1000),IF(Z188/1000+AZ187-U188>Vypocet!$D$18,Vypocet!$D$18,Z188/1000+AZ187-U188)),IF(AZ187=0,0,IF(AZ187>V188,AZ187-V188,0)))","v":0},0,null,null,null,null,null,null,null,null,null,null,null,null,null,null,null,null,null,null,null,null,null,null,null,null,null,null,null,null,null,null,null,null,null,null,null,null,null,null,null,null,null,null,null,null,null,null,null,null,null,null,null,null,null,null,null,null,null,null,null,null,null,null,null,null,null,null,null,null,null,null,null,null,null,null,null,null,null,null,null,null,null,null,null,null,null,null,null,null,null,null,null,null,null,null,null,null,null,null,null,null,null,null,null,0.85187000000000002,0.65759000000000001,0.81401000000000001,0.75078999999999996,0.50095999999999996,0.55330000000000001,0.42115000000000002,0.57567999999999997,0.60614000000000001,0.52497000000000005,0.69821999999999995,0.62824000000000002,0.58509999999999995,0.94952999999999999,1]
[1,43838,19,187,{"$f":"(FA189*Vypocet!$D$24)/$FA$2","v":0},{"$f":"(FB189*Vypocet!$D$24)/$FB$2","v":0},{"$f":"(FC189*Vypocet!$D$24)/$FC$2","v":0},{"$f":"(FD189*Vypocet!$D$24)/$FD$2","v":0},{"$f":"(FE189*Vypocet!$D$24)/$FE$2","v":0},{"$f":"(FF189*Vypocet!$D$24)/$FF$2","v":0},{"$f":"(FG189*Vypocet!$D$24)/$FG$2","v":0},{"$f":"(FH189*Vypocet!$D$24)/$FH$2","v":0},{"$f":"(FI189*Vypocet!$D$24)/$FI$2","v":0},{"$f":"(FJ189*Vypocet!$D$24)/$FJ$2","v":0},{"$f":"(FK189*Vypocet!$D$24)/$FK$2","v":0},{"$f":"(FL189*Vypocet!$D$24)/$FL$2","v":0},{"$f":"(FM189*Vypocet!$D$24)/$FM$2","v":0},{"$f":"(FN189*Vypocet!$D$24)/$FN$2","v":0},{"$f":"(FO189*Vypocet!$D$24)/$FO$2","v":0},{"$f":"(VLOOKUP(A189,Voda!$B$3:$AC$15,TDDData!C189+4,0)*4180*(VLOOKUP(A189,Voda!$B$3:$AC$15,4,0)-VLOOKUP(A189,Voda!$B$3:$AC$15,3,0)))/3600000","v":0},0,{"$f":"IF(U189=0,0,IF(Z189>0,IF(Z189/1000<U189,IF(Z189/1000<=Vypocet!$D$15,IF(U189<Vypocet!$D$15,U189-Z189/1000,Vypocet!$D$15-Z189/1000),Vypocet!$D$15),0),IF(U189>Vypocet!$D$15,Vypocet!$D$15,U189)))","v":0},0,{"$f":"HLOOKUP(Vypocet!$D$11,TDDData!$E:$S,2+TDDData!D189,0)","v":{"$error":"#N/A"}},0,0,{"$error":"#N/A"},{"$error":"#N/A"},{"$f":"IF(AA189<0,IF(AC188>-AA189,AC188+AA189,0),IF(AA189+AC188<=Vypocet!$D$18,AA189+AC188,Vypocet!$D$18))","v":{"$error":"#N/A"}},{"$error":"#N/A"},{"$f":"IF(AND(AC189<AC188,AC189<>0),AE188,IF(OR(AND(AC188=0,AA189<0),AC188<-AA189),IF(AC188=0,IF(AE188>-AA189,AE188+AA189,0),IF(AC188+AE188>-AA189,AC188+AE188+AA189,0)),IF(AC188=Vypocet!$D$18,AE188+AA189,AE188+AA189-AC189+AC188)))","v":{"$error":"#N/A"}},{"$error":"#N/A"},{"$error":"#N/A"},{"$f":"SUM($AF$3:AF189)","v":{"$error":"#N/A"}},{"$error":"#N/A"},{"$error":"#N/A"},{"$error":"#N/A"},{"$f":"SUM($AJ$3:AJ189)","v":{"$error":"#N/A"}},{"$error":"#N/A"},{"$error":"#N/A"},{"$error":"#N/A"},{"$f":"IF(AN189<0,IF(AP188>-AN189,AP188+AN189,0),IF(AN189+AP188<=Vypocet!$D$18,AN189+AP188,Vypocet!$D$18))","v":{"$error":"#N/A"}},{"$error":"#N/A"},{"$f":"IF(AND(AP189<AP188,AP189<>0),AR188,IF(OR(AND(AP188=0,AN189<0),AP188<-AN189),IF(AP188=0,IF(AR188>-AN189,AR188+AN189,0),IF(AP188+AR188>-AN189,AP188+AR188+AN189,0)),IF(AP188=Vypocet!$D$18,AR188+AN189,AR188+AN189-AP189+AP188)))","v":{"$error":"#N/A"}},{"$error":"#N/A"},{"$error":"#N/A"},{"$f":"SUM($AS$3:AS189)","v":{"$error":"#N/A"}},{"$error":"#N/A"},{"$error":"#N/A"},{"$error":"#N/A"},{"$f":"SUM($AW$3:AW189)","v":{"$error":"#N/A"}},{"$f":"IF(V189=0,IF(U189=0,IF(AZ188+Z189/1000>Vypocet!$D$18,Vypocet!$D$18,AZ188+Z189/1000),IF(Z189/1000+AZ188-U189>Vypocet!$D$18,Vypocet!$D$18,Z189/1000+AZ188-U189)),IF(AZ188=0,0,IF(AZ188>V189,AZ188-V189,0)))","v":0},0,null,null,null,null,null,null,null,null,null,null,null,null,null,null,null,null,null,null,null,null,null,null,null,null,null,null,null,null,null,null,null,null,null,null,null,null,null,null,null,null,null,null,null,null,null,null,null,null,null,null,null,null,null,null,null,null,null,null,null,null,null,null,null,null,null,null,null,null,null,null,null,null,null,null,null,null,null,null,null,null,null,null,null,null,null,null,null,null,null,null,null,null,null,null,null,null,null,null,null,null,null,null,null,0.78273999999999999,0.60609999999999997,0.79491000000000001,0.77103999999999995,0.62282000000000004,0.51937,0.42824000000000001,0.62522999999999995,0.57364999999999999,0.58611999999999997,0.60068999999999995,0.56288000000000005,0.57501999999999998,0.91810999999999998,1]
[1,43838,20,188,{"$f":"(FA190*Vypocet!$D$24)/$FA$2","v":0},{"$f":"(FB190*Vypocet!$D$24)/$FB$2","v":0},{"$f":"(FC190*Vypocet!$D$24)/$FC$2","v":0},{"$f":"(FD190*Vypocet!$D$24)/$FD$2","v":0},{"$f":"(FE190*Vypocet!$D$24)/$FE$2","v":0},{"$f":"(FF190*Vypocet!$D$24)/$FF$2","v":0},{"$f":"(FG190*Vypocet!$D$24)/$FG$2","v":0},{"$f":"(FH190*Vypocet!$D$24)/$FH$2","v":0},{"$f":"(FI190*Vypocet!$D$24)/$FI$2","v":0},{"$f":"(FJ190*Vypocet!$D$24)/$FJ$2","v":0},{"$f":"(FK190*Vypocet!$D$24)/$FK$2","v":0},{"$f":"(FL190*Vypocet!$D$24)/$FL$2","v":0},{"$f":"(FM190*Vypocet!$D$24)/$FM$2","v":0},{"$f":"(FN190*Vypocet!$D$24)/$FN$2","v":0},{"$f":"(FO190*Vypocet!$D$24)/$FO$2","v":0},{"$f":"(VLOOKUP(A190,Voda!$B$3:$AC$15,TDDData!C190+4,0)*4180*(VLOOKUP(A190,Voda!$B$3:$AC$15,4,0)-VLOOKUP(A190,Voda!$B$3:$AC$15,3,0)))/3600000","v":0},0,{"$f":"IF(U190=0,0,IF(Z190>0,IF(Z190/1000<U190,IF(Z190/1000<=Vypocet!$D$15,IF(U190<Vypocet!$D$15,U190-Z190/1000,Vypocet!$D$15-Z190/1000),Vypocet!$D$15),0),IF(U190>Vypocet!$D$15,Vypocet!$D$15,U190)))","v":0},0,{"$f":"HLOOKUP(Vypocet!$D$11,TDDData!$E:$S,2+TDDData!D190,0)","v":{"$error":"#N/A"}},0,0,{"$error":"#N/A"},{"$error":"#N/A"},{"$f":"IF(AA190<0,IF(AC189>-AA190,AC189+AA190,0),IF(AA190+AC189<=Vypocet!$D$18,AA190+AC189,Vypocet!$D$18))","v":{"$error":"#N/A"}},{"$error":"#N/A"},{"$f":"IF(AND(AC190<AC189,AC190<>0),AE189,IF(OR(AND(AC189=0,AA190<0),AC189<-AA190),IF(AC189=0,IF(AE189>-AA190,AE189+AA190,0),IF(AC189+AE189>-AA190,AC189+AE189+AA190,0)),IF(AC189=Vypocet!$D$18,AE189+AA190,AE189+AA190-AC190+AC189)))","v":{"$error":"#N/A"}},{"$error":"#N/A"},{"$error":"#N/A"},{"$f":"SUM($AF$3:AF190)","v":{"$error":"#N/A"}},{"$error":"#N/A"},{"$error":"#N/A"},{"$error":"#N/A"},{"$f":"SUM($AJ$3:AJ190)","v":{"$error":"#N/A"}},{"$error":"#N/A"},{"$error":"#N/A"},{"$error":"#N/A"},{"$f":"IF(AN190<0,IF(AP189>-AN190,AP189+AN190,0),IF(AN190+AP189<=Vypocet!$D$18,AN190+AP189,Vypocet!$D$18))","v":{"$error":"#N/A"}},{"$error":"#N/A"},{"$f":"IF(AND(AP190<AP189,AP190<>0),AR189,IF(OR(AND(AP189=0,AN190<0),AP189<-AN190),IF(AP189=0,IF(AR189>-AN190,AR189+AN190,0),IF(AP189+AR189>-AN190,AP189+AR189+AN190,0)),IF(AP189=Vypocet!$D$18,AR189+AN190,AR189+AN190-AP190+AP189)))","v":{"$error":"#N/A"}},{"$error":"#N/A"},{"$error":"#N/A"},{"$f":"SUM($AS$3:AS190)","v":{"$error":"#N/A"}},{"$error":"#N/A"},{"$error":"#N/A"},{"$error":"#N/A"},{"$f":"SUM($AW$3:AW190)","v":{"$error":"#N/A"}},{"$f":"IF(V190=0,IF(U190=0,IF(AZ189+Z190/1000>Vypocet!$D$18,Vypocet!$D$18,AZ189+Z190/1000),IF(Z190/1000+AZ189-U190>Vypocet!$D$18,Vypocet!$D$18,Z190/1000+AZ189-U190)),IF(AZ189=0,0,IF(AZ189>V190,AZ189-V190,0)))","v":0},0,null,null,null,null,null,null,null,null,null,null,null,null,null,null,null,null,null,null,null,null,null,null,null,null,null,null,null,null,null,null,null,null,null,null,null,null,null,null,null,null,null,null,null,null,null,null,null,null,null,null,null,null,null,null,null,null,null,null,null,null,null,null,null,null,null,null,null,null,null,null,null,null,null,null,null,null,null,null,null,null,null,null,null,null,null,null,null,null,null,null,null,null,null,null,null,null,null,null,null,null,null,null,null,0.65073000000000003,0.60374000000000005,0.73370000000000002,0.81137999999999999,0.85653000000000001,0.53073000000000004,0.43142000000000003,0.58165,0.58072999999999997,0.59096000000000004,0.44647999999999999,0.46926000000000001,0.65129000000000004,0.89002999999999999,1]
[1,43838,21,189,{"$f":"(FA191*Vypocet!$D$24)/$FA$2","v":0},{"$f":"(FB191*Vypocet!$D$24)/$FB$2","v":0},{"$f":"(FC191*Vypocet!$D$24)/$FC$2","v":0},{"$f":"(FD191*Vypocet!$D$24)/$FD$2","v":0},{"$f":"(FE191*Vypocet!$D$24)/$FE$2","v":0},{"$f":"(FF191*Vypocet!$D$24)/$FF$2","v":0},{"$f":"(FG191*Vypocet!$D$24)/$FG$2","v":0},{"$f":"(FH191*Vypocet!$D$24)/$FH$2","v":0},{"$f":"(FI191*Vypocet!$D$24)/$FI$2","v":0},{"$f":"(FJ191*Vypocet!$D$24)/$FJ$2","v":0},{"$f":"(FK191*Vypocet!$D$24)/$FK$2","v":0},{"$f":"(FL191*Vypocet!$D$24)/$FL$2","v":0},{"$f":"(FM191*Vypocet!$D$24)/$FM$2","v":0},{"$f":"(FN191*Vypocet!$D$24)/$FN$2","v":0},{"$f":"(FO191*Vypocet!$D$24)/$FO$2","v":0},{"$f":"(VLOOKUP(A191,Voda!$B$3:$AC$15,TDDData!C191+4,0)*4180*(VLOOKUP(A191,Voda!$B$3:$AC$15,4,0)-VLOOKUP(A191,Voda!$B$3:$AC$15,3,0)))/3600000","v":0},0,{"$f":"IF(U191=0,0,IF(Z191>0,IF(Z191/1000<U191,IF(Z191/1000<=Vypocet!$D$15,IF(U191<Vypocet!$D$15,U191-Z191/1000,Vypocet!$D$15-Z191/1000),Vypocet!$D$15),0),IF(U191>Vypocet!$D$15,Vypocet!$D$15,U191)))","v":0},0,{"$f":"HLOOKUP(Vypocet!$D$11,TDDData!$E:$S,2+TDDData!D191,0)","v":{"$error":"#N/A"}},0,0,{"$error":"#N/A"},{"$error":"#N/A"},{"$f":"IF(AA191<0,IF(AC190>-AA191,AC190+AA191,0),IF(AA191+AC190<=Vypocet!$D$18,AA191+AC190,Vypocet!$D$18))","v":{"$error":"#N/A"}},{"$error":"#N/A"},{"$f":"IF(AND(AC191<AC190,AC191<>0),AE190,IF(OR(AND(AC190=0,AA191<0),AC190<-AA191),IF(AC190=0,IF(AE190>-AA191,AE190+AA191,0),IF(AC190+AE190>-AA191,AC190+AE190+AA191,0)),IF(AC190=Vypocet!$D$18,AE190+AA191,AE190+AA191-AC191+AC190)))","v":{"$error":"#N/A"}},{"$error":"#N/A"},{"$error":"#N/A"},{"$f":"SUM($AF$3:AF191)","v":{"$error":"#N/A"}},{"$error":"#N/A"},{"$error":"#N/A"},{"$error":"#N/A"},{"$f":"SUM($AJ$3:AJ191)","v":{"$error":"#N/A"}},{"$error":"#N/A"},{"$error":"#N/A"},{"$error":"#N/A"},{"$f":"IF(AN191<0,IF(AP190>-AN191,AP190+AN191,0),IF(AN191+AP190<=Vypocet!$D$18,AN191+AP190,Vypocet!$D$18))","v":{"$error":"#N/A"}},{"$error":"#N/A"},{"$f":"IF(AND(AP191<AP190,AP191<>0),AR190,IF(OR(AND(AP190=0,AN191<0),AP190<-AN191),IF(AP190=0,IF(AR190>-AN191,AR190+AN191,0),IF(AP190+AR190>-AN191,AP190+AR190+AN191,0)),IF(AP190=Vypocet!$D$18,AR190+AN191,AR190+AN191-AP191+AP190)))","v":{"$error":"#N/A"}},{"$error":"#N/A"},{"$error":"#N/A"},{"$f":"SUM($AS$3:AS191)","v":{"$error":"#N/A"}},{"$error":"#N/A"},{"$error":"#N/A"},{"$error":"#N/A"},{"$f":"SUM($AW$3:AW191)","v":{"$error":"#N/A"}},{"$f":"IF(V191=0,IF(U191=0,IF(AZ190+Z191/1000>Vypocet!$D$18,Vypocet!$D$18,AZ190+Z191/1000),IF(Z191/1000+AZ190-U191>Vypocet!$D$18,Vypocet!$D$18,Z191/1000+AZ190-U191)),IF(AZ190=0,0,IF(AZ190>V191,AZ190-V191,0)))","v":0},0,null,null,null,null,null,null,null,null,null,null,null,null,null,null,null,null,null,null,null,null,null,null,null,null,null,null,null,null,null,null,null,null,null,null,null,null,null,null,null,null,null,null,null,null,null,null,null,null,null,null,null,null,null,null,null,null,null,null,null,null,null,null,null,null,null,null,null,null,null,null,null,null,null,null,null,null,null,null,null,null,null,null,null,null,null,null,null,null,null,null,null,null,null,null,null,null,null,null,null,null,null,null,null,0.57037000000000004,0.62582000000000004,0.68552999999999997,0.73397000000000001,0.73165999999999998,0.71377000000000002,0.39798,0.44112000000000001,0.50329000000000002,0.56259000000000003,0.39595999999999998,0.56396000000000002,0.65442,0.86939999999999995,1]
[1,43838,22,190,{"$f":"(FA192*Vypocet!$D$24)/$FA$2","v":0},{"$f":"(FB192*Vypocet!$D$24)/$FB$2","v":0},{"$f":"(FC192*Vypocet!$D$24)/$FC$2","v":0},{"$f":"(FD192*Vypocet!$D$24)/$FD$2","v":0},{"$f":"(FE192*Vypocet!$D$24)/$FE$2","v":0},{"$f":"(FF192*Vypocet!$D$24)/$FF$2","v":0},{"$f":"(FG192*Vypocet!$D$24)/$FG$2","v":0},{"$f":"(FH192*Vypocet!$D$24)/$FH$2","v":0},{"$f":"(FI192*Vypocet!$D$24)/$FI$2","v":0},{"$f":"(FJ192*Vypocet!$D$24)/$FJ$2","v":0},{"$f":"(FK192*Vypocet!$D$24)/$FK$2","v":0},{"$f":"(FL192*Vypocet!$D$24)/$FL$2","v":0},{"$f":"(FM192*Vypocet!$D$24)/$FM$2","v":0},{"$f":"(FN192*Vypocet!$D$24)/$FN$2","v":0},{"$f":"(FO192*Vypocet!$D$24)/$FO$2","v":0},{"$f":"(VLOOKUP(A192,Voda!$B$3:$AC$15,TDDData!C192+4,0)*4180*(VLOOKUP(A192,Voda!$B$3:$AC$15,4,0)-VLOOKUP(A192,Voda!$B$3:$AC$15,3,0)))/3600000","v":0},0,{"$f":"IF(U192=0,0,IF(Z192>0,IF(Z192/1000<U192,IF(Z192/1000<=Vypocet!$D$15,IF(U192<Vypocet!$D$15,U192-Z192/1000,Vypocet!$D$15-Z192/1000),Vypocet!$D$15),0),IF(U192>Vypocet!$D$15,Vypocet!$D$15,U192)))","v":0},0,{"$f":"HLOOKUP(Vypocet!$D$11,TDDData!$E:$S,2+TDDData!D192,0)","v":{"$error":"#N/A"}},0,0,{"$error":"#N/A"},{"$error":"#N/A"},{"$f":"IF(AA192<0,IF(AC191>-AA192,AC191+AA192,0),IF(AA192+AC191<=Vypocet!$D$18,AA192+AC191,Vypocet!$D$18))","v":{"$error":"#N/A"}},{"$error":"#N/A"},{"$f":"IF(AND(AC192<AC191,AC192<>0),AE191,IF(OR(AND(AC191=0,AA192<0),AC191<-AA192),IF(AC191=0,IF(AE191>-AA192,AE191+AA192,0),IF(AC191+AE191>-AA192,AC191+AE191+AA192,0)),IF(AC191=Vypocet!$D$18,AE191+AA192,AE191+AA192-AC192+AC191)))","v":{"$error":"#N/A"}},{"$error":"#N/A"},{"$error":"#N/A"},{"$f":"SUM($AF$3:AF192)","v":{"$error":"#N/A"}},{"$error":"#N/A"},{"$error":"#N/A"},{"$error":"#N/A"},{"$f":"SUM($AJ$3:AJ192)","v":{"$error":"#N/A"}},{"$error":"#N/A"},{"$error":"#N/A"},{"$error":"#N/A"},{"$f":"IF(AN192<0,IF(AP191>-AN192,AP191+AN192,0),IF(AN192+AP191<=Vypocet!$D$18,AN192+AP191,Vypocet!$D$18))","v":{"$error":"#N/A"}},{"$error":"#N/A"},{"$f":"IF(AND(AP192<AP191,AP192<>0),AR191,IF(OR(AND(AP191=0,AN192<0),AP191<-AN192),IF(AP191=0,IF(AR191>-AN192,AR191+AN192,0),IF(AP191+AR191>-AN192,AP191+AR191+AN192,0)),IF(AP191=Vypocet!$D$18,AR191+AN192,AR191+AN192-AP192+AP191)))","v":{"$error":"#N/A"}},{"$error":"#N/A"},{"$error":"#N/A"},{"$f":"SUM($AS$3:AS192)","v":{"$error":"#N/A"}},{"$error":"#N/A"},{"$error":"#N/A"},{"$error":"#N/A"},{"$f":"SUM($AW$3:AW192)","v":{"$error":"#N/A"}},{"$f":"IF(V192=0,IF(U192=0,IF(AZ191+Z192/1000>Vypocet!$D$18,Vypocet!$D$18,AZ191+Z192/1000),IF(Z192/1000+AZ191-U192>Vypocet!$D$18,Vypocet!$D$18,Z192/1000+AZ191-U192)),IF(AZ191=0,0,IF(AZ191>V192,AZ191-V192,0)))","v":0},0,null,null,null,null,null,null,null,null,null,null,null,null,null,null,null,null,null,null,null,null,null,null,null,null,null,null,null,null,null,null,null,null,null,null,null,null,null,null,null,null,null,null,null,null,null,null,null,null,null,null,null,null,null,null,null,null,null,null,null,null,null,null,null,null,null,null,null,null,null,null,null,null,null,null,null,null,null,null,null,null,null,null,null,null,null,null,null,null,null,null,null,null,null,null,null,null,null,null,null,null,null,null,null,0.51214999999999999,0.63024999999999998,0.65722999999999998,0.65046999999999999,0.87756000000000001,0.83269000000000004,0.35615000000000002,0.45668999999999998,0.42758000000000002,0.49356,0.44379000000000002,0.54100000000000004,1,0.85487999999999997,1]
[1,43838,23,191,{"$f":"(FA193*Vypocet!$D$24)/$FA$2","v":0},{"$f":"(FB193*Vypocet!$D$24)/$FB$2","v":0},{"$f":"(FC193*Vypocet!$D$24)/$FC$2","v":0},{"$f":"(FD193*Vypocet!$D$24)/$FD$2","v":0},{"$f":"(FE193*Vypocet!$D$24)/$FE$2","v":0},{"$f":"(FF193*Vypocet!$D$24)/$FF$2","v":0},{"$f":"(FG193*Vypocet!$D$24)/$FG$2","v":0},{"$f":"(FH193*Vypocet!$D$24)/$FH$2","v":0},{"$f":"(FI193*Vypocet!$D$24)/$FI$2","v":0},{"$f":"(FJ193*Vypocet!$D$24)/$FJ$2","v":0},{"$f":"(FK193*Vypocet!$D$24)/$FK$2","v":0},{"$f":"(FL193*Vypocet!$D$24)/$FL$2","v":0},{"$f":"(FM193*Vypocet!$D$24)/$FM$2","v":0},{"$f":"(FN193*Vypocet!$D$24)/$FN$2","v":0},{"$f":"(FO193*Vypocet!$D$24)/$FO$2","v":0},{"$f":"(VLOOKUP(A193,Voda!$B$3:$AC$15,TDDData!C193+4,0)*4180*(VLOOKUP(A193,Voda!$B$3:$AC$15,4,0)-VLOOKUP(A193,Voda!$B$3:$AC$15,3,0)))/3600000","v":0},0,{"$f":"IF(U193=0,0,IF(Z193>0,IF(Z193/1000<U193,IF(Z193/1000<=Vypocet!$D$15,IF(U193<Vypocet!$D$15,U193-Z193/1000,Vypocet!$D$15-Z193/1000),Vypocet!$D$15),0),IF(U193>Vypocet!$D$15,Vypocet!$D$15,U193)))","v":0},0,{"$f":"HLOOKUP(Vypocet!$D$11,TDDData!$E:$S,2+TDDData!D193,0)","v":{"$error":"#N/A"}},0,0,{"$error":"#N/A"},{"$error":"#N/A"},{"$f":"IF(AA193<0,IF(AC192>-AA193,AC192+AA193,0),IF(AA193+AC192<=Vypocet!$D$18,AA193+AC192,Vypocet!$D$18))","v":{"$error":"#N/A"}},{"$error":"#N/A"},{"$f":"IF(AND(AC193<AC192,AC193<>0),AE192,IF(OR(AND(AC192=0,AA193<0),AC192<-AA193),IF(AC192=0,IF(AE192>-AA193,AE192+AA193,0),IF(AC192+AE192>-AA193,AC192+AE192+AA193,0)),IF(AC192=Vypocet!$D$18,AE192+AA193,AE192+AA193-AC193+AC192)))","v":{"$error":"#N/A"}},{"$error":"#N/A"},{"$error":"#N/A"},{"$f":"SUM($AF$3:AF193)","v":{"$error":"#N/A"}},{"$error":"#N/A"},{"$error":"#N/A"},{"$error":"#N/A"},{"$f":"SUM($AJ$3:AJ193)","v":{"$error":"#N/A"}},{"$error":"#N/A"},{"$error":"#N/A"},{"$error":"#N/A"},{"$f":"IF(AN193<0,IF(AP192>-AN193,AP192+AN193,0),IF(AN193+AP192<=Vypocet!$D$18,AN193+AP192,Vypocet!$D$18))","v":{"$error":"#N/A"}},{"$error":"#N/A"},{"$f":"IF(AND(AP193<AP192,AP193<>0),AR192,IF(OR(AND(AP192=0,AN193<0),AP192<-AN193),IF(AP192=0,IF(AR192>-AN193,AR192+AN193,0),IF(AP192+AR192>-AN193,AP192+AR192+AN193,0)),IF(AP192=Vypocet!$D$18,AR192+AN193,AR192+AN193-AP193+AP192)))","v":{"$error":"#N/A"}},{"$error":"#N/A"},{"$error":"#N/A"},{"$f":"SUM($AS$3:AS193)","v":{"$error":"#N/A"}},{"$error":"#N/A"},{"$error":"#N/A"},{"$error":"#N/A"},{"$f":"SUM($AW$3:AW193)","v":{"$error":"#N/A"}},{"$f":"IF(V193=0,IF(U193=0,IF(AZ192+Z193/1000>Vypocet!$D$18,Vypocet!$D$18,AZ192+Z193/1000),IF(Z193/1000+AZ192-U193>Vypocet!$D$18,Vypocet!$D$18,Z193/1000+AZ192-U193)),IF(AZ192=0,0,IF(AZ192>V193,AZ192-V193,0)))","v":0},0,null,null,null,null,null,null,null,null,null,null,null,null,null,null,null,null,null,null,null,null,null,null,null,null,null,null,null,null,null,null,null,null,null,null,null,null,null,null,null,null,null,null,null,null,null,null,null,null,null,null,null,null,null,null,null,null,null,null,null,null,null,null,null,null,null,null,null,null,null,null,null,null,null,null,null,null,null,null,null,null,null,null,null,null,null,null,null,null,null,null,null,null,null,null,null,null,null,null,null,null,null,null,null,0.44122,0.56877,0.59592000000000001,0.49952000000000002,0.76166,0.38557999999999998,0.32943,0.48432999999999998,0.33260000000000001,0.55100000000000005,0.53712000000000004,0.61739999999999995,0.86438999999999999,0.77549999999999997,1]
[1,43838,24,192,{"$f":"(FA194*Vypocet!$D$24)/$FA$2","v":0},{"$f":"(FB194*Vypocet!$D$24)/$FB$2","v":0},{"$f":"(FC194*Vypocet!$D$24)/$FC$2","v":0},{"$f":"(FD194*Vypocet!$D$24)/$FD$2","v":0},{"$f":"(FE194*Vypocet!$D$24)/$FE$2","v":0},{"$f":"(FF194*Vypocet!$D$24)/$FF$2","v":0},{"$f":"(FG194*Vypocet!$D$24)/$FG$2","v":0},{"$f":"(FH194*Vypocet!$D$24)/$FH$2","v":0},{"$f":"(FI194*Vypocet!$D$24)/$FI$2","v":0},{"$f":"(FJ194*Vypocet!$D$24)/$FJ$2","v":0},{"$f":"(FK194*Vypocet!$D$24)/$FK$2","v":0},{"$f":"(FL194*Vypocet!$D$24)/$FL$2","v":0},{"$f":"(FM194*Vypocet!$D$24)/$FM$2","v":0},{"$f":"(FN194*Vypocet!$D$24)/$FN$2","v":0},{"$f":"(FO194*Vypocet!$D$24)/$FO$2","v":0},{"$f":"(VLOOKUP(A194,Voda!$B$3:$AC$15,TDDData!C194+4,0)*4180*(VLOOKUP(A194,Voda!$B$3:$AC$15,4,0)-VLOOKUP(A194,Voda!$B$3:$AC$15,3,0)))/3600000","v":0},0,{"$f":"IF(U194=0,0,IF(Z194>0,IF(Z194/1000<U194,IF(Z194/1000<=Vypocet!$D$15,IF(U194<Vypocet!$D$15,U194-Z194/1000,Vypocet!$D$15-Z194/1000),Vypocet!$D$15),0),IF(U194>Vypocet!$D$15,Vypocet!$D$15,U194)))","v":0},0,{"$f":"HLOOKUP(Vypocet!$D$11,TDDData!$E:$S,2+TDDData!D194,0)","v":{"$error":"#N/A"}},0,0,{"$error":"#N/A"},{"$error":"#N/A"},{"$f":"IF(AA194<0,IF(AC193>-AA194,AC193+AA194,0),IF(AA194+AC193<=Vypocet!$D$18,AA194+AC193,Vypocet!$D$18))","v":{"$error":"#N/A"}},{"$error":"#N/A"},{"$f":"IF(AND(AC194<AC193,AC194<>0),AE193,IF(OR(AND(AC193=0,AA194<0),AC193<-AA194),IF(AC193=0,IF(AE193>-AA194,AE193+AA194,0),IF(AC193+AE193>-AA194,AC193+AE193+AA194,0)),IF(AC193=Vypocet!$D$18,AE193+AA194,AE193+AA194-AC194+AC193)))","v":{"$error":"#N/A"}},{"$error":"#N/A"},{"$error":"#N/A"},{"$f":"SUM($AF$3:AF194)","v":{"$error":"#N/A"}},{"$error":"#N/A"},{"$error":"#N/A"},{"$error":"#N/A"},{"$f":"SUM($AJ$3:AJ194)","v":{"$error":"#N/A"}},{"$error":"#N/A"},{"$error":"#N/A"},{"$error":"#N/A"},{"$f":"IF(AN194<0,IF(AP193>-AN194,AP193+AN194,0),IF(AN194+AP193<=Vypocet!$D$18,AN194+AP193,Vypocet!$D$18))","v":{"$error":"#N/A"}},{"$error":"#N/A"},{"$f":"IF(AND(AP194<AP193,AP194<>0),AR193,IF(OR(AND(AP193=0,AN194<0),AP193<-AN194),IF(AP193=0,IF(AR193>-AN194,AR193+AN194,0),IF(AP193+AR193>-AN194,AP193+AR193+AN194,0)),IF(AP193=Vypocet!$D$18,AR193+AN194,AR193+AN194-AP194+AP193)))","v":{"$error":"#N/A"}},{"$error":"#N/A"},{"$error":"#N/A"},{"$f":"SUM($AS$3:AS194)","v":{"$error":"#N/A"}},{"$error":"#N/A"},{"$error":"#N/A"},{"$error":"#N/A"},{"$f":"SUM($AW$3:AW194)","v":{"$error":"#N/A"}},{"$f":"IF(V194=0,IF(U194=0,IF(AZ193+Z194/1000>Vypocet!$D$18,Vypocet!$D$18,AZ193+Z194/1000),IF(Z194/1000+AZ193-U194>Vypocet!$D$18,Vypocet!$D$18,Z194/1000+AZ193-U194)),IF(AZ193=0,0,IF(AZ193>V194,AZ193-V194,0)))","v":0},0,null,null,null,null,null,null,null,null,null,null,null,null,null,null,null,null,null,null,null,null,null,null,null,null,null,null,null,null,null,null,null,null,null,null,null,null,null,null,null,null,null,null,null,null,null,null,null,null,null,null,null,null,null,null,null,null,null,null,null,null,null,null,null,null,null,null,null,null,null,null,null,null,null,null,null,null,null,null,null,null,null,null,null,null,null,null,null,null,null,null,null,null,null,null,null,null,null,null,null,null,null,null,null,0.40655999999999998,0.56067999999999996,0.57694000000000001,0.36327999999999999,0.39316000000000001,0.39584000000000003,0.30642999999999998,0.46493000000000001,0.27006000000000002,0.62605,0.4738,0.60385999999999995,0.67688999999999999,0.69069000000000003,1]
[1,43839,1,193,{"$f":"(FA195*Vypocet!$D$24)/$FA$2","v":0},{"$f":"(FB195*Vypocet!$D$24)/$FB$2","v":0},{"$f":"(FC195*Vypocet!$D$24)/$FC$2","v":0},{"$f":"(FD195*Vypocet!$D$24)/$FD$2","v":0},{"$f":"(FE195*Vypocet!$D$24)/$FE$2","v":0},{"$f":"(FF195*Vypocet!$D$24)/$FF$2","v":0},{"$f":"(FG195*Vypocet!$D$24)/$FG$2","v":0},{"$f":"(FH195*Vypocet!$D$24)/$FH$2","v":0},{"$f":"(FI195*Vypocet!$D$24)/$FI$2","v":0},{"$f":"(FJ195*Vypocet!$D$24)/$FJ$2","v":0},{"$f":"(FK195*Vypocet!$D$24)/$FK$2","v":0},{"$f":"(FL195*Vypocet!$D$24)/$FL$2","v":0},{"$f":"(FM195*Vypocet!$D$24)/$FM$2","v":0},{"$f":"(FN195*Vypocet!$D$24)/$FN$2","v":0},{"$f":"(FO195*Vypocet!$D$24)/$FO$2","v":0},{"$f":"(VLOOKUP(A195,Voda!$B$3:$AC$15,TDDData!C195+4,0)*4180*(VLOOKUP(A195,Voda!$B$3:$AC$15,4,0)-VLOOKUP(A195,Voda!$B$3:$AC$15,3,0)))/3600000","v":0},0,{"$f":"IF(U195=0,0,IF(Z195>0,IF(Z195/1000<U195,IF(Z195/1000<=Vypocet!$D$15,IF(U195<Vypocet!$D$15,U195-Z195/1000,Vypocet!$D$15-Z195/1000),Vypocet!$D$15),0),IF(U195>Vypocet!$D$15,Vypocet!$D$15,U195)))","v":0},0,{"$f":"HLOOKUP(Vypocet!$D$11,TDDData!$E:$S,2+TDDData!D195,0)","v":{"$error":"#N/A"}},0,{"$f":"Y195*$BB$2","v":0},{"$error":"#N/A"},{"$error":"#N/A"},{"$f":"IF(AA195<0,IF(AC194>-AA195,AC194+AA195,0),IF(AA195+AC194<=Vypocet!$D$18,AA195+AC194,Vypocet!$D$18))","v":{"$error":"#N/A"}},{"$error":"#N/A"},{"$f":"IF(AND(AC195<AC194,AC195<>0),AE194,IF(OR(AND(AC194=0,AA195<0),AC194<-AA195),IF(AC194=0,IF(AE194>-AA195,AE194+AA195,0),IF(AC194+AE194>-AA195,AC194+AE194+AA195,0)),IF(AC194=Vypocet!$D$18,AE194+AA195,AE194+AA195-AC195+AC194)))","v":{"$error":"#N/A"}},{"$error":"#N/A"},{"$error":"#N/A"},{"$f":"SUM($AF$3:AF195)","v":{"$error":"#N/A"}},{"$error":"#N/A"},{"$error":"#N/A"},{"$f":"IF(AI195=0,-AA195,0)","v":{"$error":"#N/A"}},{"$f":"SUM($AJ$3:AJ195)","v":{"$error":"#N/A"}},{"$error":"#N/A"},{"$error":"#N/A"},{"$error":"#N/A"},{"$f":"IF(AN195<0,IF(AP194>-AN195,AP194+AN195,0),IF(AN195+AP194<=Vypocet!$D$18,AN195+AP194,Vypocet!$D$18))","v":{"$error":"#N/A"}},{"$error":"#N/A"},{"$f":"IF(AND(AP195<AP194,AP195<>0),AR194,IF(OR(AND(AP194=0,AN195<0),AP194<-AN195),IF(AP194=0,IF(AR194>-AN195,AR194+AN195,0),IF(AP194+AR194>-AN195,AP194+AR194+AN195,0)),IF(AP194=Vypocet!$D$18,AR194+AN195,AR194+AN195-AP195+AP194)))","v":{"$error":"#N/A"}},{"$error":"#N/A"},{"$error":"#N/A"},{"$f":"SUM($AS$3:AS195)","v":{"$error":"#N/A"}},{"$error":"#N/A"},{"$error":"#N/A"},{"$f":"IF(AV195=0,-AN195,0)","v":{"$error":"#N/A"}},{"$f":"SUM($AW$3:AW195)","v":{"$error":"#N/A"}},{"$f":"IF(V195=0,IF(U195=0,IF(AZ194+Z195/1000>Vypocet!$D$18,Vypocet!$D$18,AZ194+Z195/1000),IF(Z195/1000+AZ194-U195>Vypocet!$D$18,Vypocet!$D$18,Z195/1000+AZ194-U195)),IF(AZ194=0,0,IF(AZ194>V195,AZ194-V195,0)))","v":0},0,null,null,null,null,null,null,null,null,null,null,null,null,null,null,null,null,null,null,null,null,null,null,null,null,null,null,null,null,null,null,null,null,null,null,null,null,null,null,null,null,null,null,null,null,null,null,null,null,null,null,null,null,null,null,null,null,null,null,null,null,null,null,null,null,null,null,null,null,null,null,null,null,null,null,null,null,null,null,null,null,null,null,null,null,null,null,null,null,null,null,null,null,null,null,null,null,null,null,null,null,null,null,null,0.36947000000000002,0.58899000000000001,0.56727000000000005,0.29981999999999998,0.27873999999999999,0.44800000000000001,0.37967000000000001,0.42252000000000001,0.44514999999999999,0.64009000000000005,0.34543000000000001,0.52829999999999999,0.54290000000000005,0.63958000000000004,1]
[{"$f":"MONTH(B196)","v":1},43839,2,194,{"$f":"(FA196*Vypocet!$D$24)/$FA$2","v":0},{"$f":"(FB196*Vypocet!$D$24)/$FB$2","v":0},{"$f":"(FC196*Vypocet!$D$24)/$FC$2","v":0},{"$f":"(FD196*Vypocet!$D$24)/$FD$2","v":0},{"$f":"(FE196*Vypocet!$D$24)/$FE$2","v":0},{"$f":"(FF196*Vypocet!$D$24)/$FF$2","v":0},{"$f":"(FG196*Vypocet!$D$24)/$FG$2","v":0},{"$f":"(FH196*Vypocet!$D$24)/$FH$2","v":0},{"$f":"(FI196*Vypocet!$D$24)/$FI$2","v":0},{"$f":"(FJ196*Vypocet!$D$24)/$FJ$2","v":0},{"$f":"(FK196*Vypocet!$D$24)/$FK$2","v":0},{"$f":"(FL196*Vypocet!$D$24)/$FL$2","v":0},{"$f":"(FM196*Vypocet!$D$24)/$FM$2","v":0},{"$f":"(FN196*Vypocet!$D$24)/$FN$2","v":0},{"$f":"(FO196*Vypocet!$D$24)/$FO$2","v":0},{"$f":"(VLOOKUP(A196,Voda!$B$3:$AC$15,TDDData!C196+4,0)*4180*(VLOOKUP(A196,Voda!$B$3:$AC$15,4,0)-VLOOKUP(A196,Voda!$B$3:$AC$15,3,0)))/3600000","v":0},0,{"$f":"IF(U196=0,0,IF(Z196>0,IF(Z196/1000<U196,IF(Z196/1000<=Vypocet!$D$15,IF(U196<Vypocet!$D$15,U196-Z196/1000,Vypocet!$D$15-Z196/1000),Vypocet!$D$15),0),IF(U196>Vypocet!$D$15,Vypocet!$D$15,U196)))","v":0},{"$f":"IF(V196=0,0,U196-V196)","v":0},{"$f":"HLOOKUP(Vypocet!$D$11,TDDData!$E:$S,2+TDDData!D196,0)","v":{"$error":"#N/A"}},0,0,{"$f":"Z196/1000-X196","v":{"$error":"#N/A"}},{"$f":"IF(AA196<0,-AA196,0)","v":{"$error":"#N/A"}},{"$f":"IF(AA196<0,IF(AC195>-AA196,AC195+AA196,0),IF(AA196+AC195<=Vypocet!$D$18,AA196+AC195,Vypocet!$D$18))","v":{"$error":"#N/A"}},{"$f":"IF(AC196=0,-AA196-AC195,0)","v":{"$error":"#N/A"}},{"$f":"IF(AND(AC196<AC195,AC196<>0),AE195,IF(OR(AND(AC195=0,AA196<0),AC195<-AA196),IF(AC195=0,IF(AE195>-AA196,AE195+AA196,0),IF(AC195+AE195>-AA196,AC195+AE195+AA196,0)),IF(AC195=Vypocet!$D$18,AE195+AA196,AE195+AA196-AC196+AC195)))","v":{"$error":"#N/A"}},{"$error":"#N/A"},{"$error":"#N/A"},{"$f":"SUM($AF$3:AF196)","v":{"$error":"#N/A"}},{"$error":"#N/A"},{"$error":"#N/A"},{"$error":"#N/A"},{"$f":"SUM($AJ$3:AJ196)","v":{"$error":"#N/A"}},{"$f":"X196+T196","v":{"$error":"#N/A"}},{"$f":"Z196/1000-AM196","v":{"$error":"#N/A"}},{"$f":"IF(AN196<0,-AN196,0)","v":{"$error":"#N/A"}},{"$f":"IF(AN196<0,IF(AP195>-AN196,AP195+AN196,0),IF(AN196+AP195<=Vypocet!$D$18,AN196+AP195,Vypocet!$D$18))","v":{"$error":"#N/A"}},{"$f":"IF(AP196=0,-AN196-AP195,0)","v":{"$error":"#N/A"}},{"$f":"IF(AND(AP196<AP195,AP196<>0),AR195,IF(OR(AND(AP195=0,AN196<0),AP195<-AN196),IF(AP195=0,IF(AR195>-AN196,AR195+AN196,0),IF(AP195+AR195>-AN196,AP195+AR195+AN196,0)),IF(AP195=Vypocet!$D$18,AR195+AN196,AR195+AN196-AP196+AP195)))","v":{"$error":"#N/A"}},{"$error":"#N/A"},{"$error":"#N/A"},{"$f":"SUM($AS$3:AS196)","v":{"$error":"#N/A"}},{"$error":"#N/A"},{"$error":"#N/A"},{"$error":"#N/A"},{"$f":"SUM($AW$3:AW196)","v":{"$error":"#N/A"}},{"$f":"IF(V196=0,IF(U196=0,IF(AZ195+Z196/1000>Vypocet!$D$18,Vypocet!$D$18,AZ195+Z196/1000),IF(Z196/1000+AZ195-U196>Vypocet!$D$18,Vypocet!$D$18,Z196/1000+AZ195-U196)),IF(AZ195=0,0,IF(AZ195>V196,AZ195-V196,0)))","v":0},0,null,null,null,null,null,null,null,null,null,null,null,null,null,null,null,null,null,null,null,null,null,null,null,null,null,null,null,null,null,null,null,null,null,null,null,null,null,null,null,null,null,null,null,null,null,null,null,null,null,null,null,null,null,null,null,null,null,null,null,null,null,null,null,null,null,null,null,null,null,null,null,null,null,null,null,null,null,null,null,null,null,null,null,null,null,null,null,null,null,null,null,null,null,null,null,null,null,null,null,null,null,null,null,0.35344999999999999,0.69559000000000004,0.55635000000000001,0.26672000000000001,0.45127,0.57759000000000005,0.90549000000000002,0.64976,0.35377999999999998,0.83201999999999998,0.76414000000000004,0.49994,0.49293999999999999,0.55108999999999997,1]
[1,43839,3,195,{"$f":"(FA197*Vypocet!$D$24)/$FA$2","v":0},{"$f":"(FB197*Vypocet!$D$24)/$FB$2","v":0},{"$f":"(FC197*Vypocet!$D$24)/$FC$2","v":0},{"$f":"(FD197*Vypocet!$D$24)/$FD$2","v":0},{"$f":"(FE197*Vypocet!$D$24)/$FE$2","v":0},{"$f":"(FF197*Vypocet!$D$24)/$FF$2","v":0},{"$f":"(FG197*Vypocet!$D$24)/$FG$2","v":0},{"$f":"(FH197*Vypocet!$D$24)/$FH$2","v":0},{"$f":"(FI197*Vypocet!$D$24)/$FI$2","v":0},{"$f":"(FJ197*Vypocet!$D$24)/$FJ$2","v":0},{"$f":"(FK197*Vypocet!$D$24)/$FK$2","v":0},{"$f":"(FL197*Vypocet!$D$24)/$FL$2","v":0},{"$f":"(FM197*Vypocet!$D$24)/$FM$2","v":0},{"$f":"(FN197*Vypocet!$D$24)/$FN$2","v":0},{"$f":"(FO197*Vypocet!$D$24)/$FO$2","v":0},{"$f":"(VLOOKUP(A197,Voda!$B$3:$AC$15,TDDData!C197+4,0)*4180*(VLOOKUP(A197,Voda!$B$3:$AC$15,4,0)-VLOOKUP(A197,Voda!$B$3:$AC$15,3,0)))/3600000","v":0},{"$f":"W196+T197","v":0},{"$f":"IF(U197=0,0,IF(Z197>0,IF(Z197/1000<U197,IF(Z197/1000<=Vypocet!$D$15,IF(U197<Vypocet!$D$15,U197-Z197/1000,Vypocet!$D$15-Z197/1000),Vypocet!$D$15),0),IF(U197>Vypocet!$D$15,Vypocet!$D$15,U197)))","v":0},0,{"$f":"HLOOKUP(Vypocet!$D$11,TDDData!$E:$S,2+TDDData!D197,0)","v":{"$error":"#N/A"}},0,0,{"$error":"#N/A"},{"$error":"#N/A"},{"$f":"IF(AA197<0,IF(AC196>-AA197,AC196+AA197,0),IF(AA197+AC196<=Vypocet!$D$18,AA197+AC196,Vypocet!$D$18))","v":{"$error":"#N/A"}},{"$error":"#N/A"},{"$f":"IF(AND(AC197<AC196,AC197<>0),AE196,IF(OR(AND(AC196=0,AA197<0),AC196<-AA197),IF(AC196=0,IF(AE196>-AA197,AE196+AA197,0),IF(AC196+AE196>-AA197,AC196+AE196+AA197,0)),IF(AC196=Vypocet!$D$18,AE196+AA197,AE196+AA197-AC197+AC196)))","v":{"$error":"#N/A"}},{"$f":"IF(AE197>AE196,AE197-AE196,0)","v":{"$error":"#N/A"}},{"$error":"#N/A"},{"$f":"SUM($AF$3:AF197)","v":{"$error":"#N/A"}},{"$f":"IF(AA197<0,IF(AI196>-AA197,AI196+AA197,0),AA197+AI196)","v":{"$error":"#N/A"}},{"$f":"IF(AI197>AI196,AI197-AI196,0)","v":{"$error":"#N/A"}},{"$error":"#N/A"},{"$f":"SUM($AJ$3:AJ197)","v":{"$error":"#N/A"}},{"$error":"#N/A"},{"$error":"#N/A"},{"$error":"#N/A"},{"$f":"IF(AN197<0,IF(AP196>-AN197,AP196+AN197,0),IF(AN197+AP196<=Vypocet!$D$18,AN197+AP196,Vypocet!$D$18))","v":{"$error":"#N/A"}},{"$error":"#N/A"},{"$f":"IF(AND(AP197<AP196,AP197<>0),AR196,IF(OR(AND(AP196=0,AN197<0),AP196<-AN197),IF(AP196=0,IF(AR196>-AN197,AR196+AN197,0),IF(AP196+AR196>-AN197,AP196+AR196+AN197,0)),IF(AP196=Vypocet!$D$18,AR196+AN197,AR196+AN197-AP197+AP196)))","v":{"$error":"#N/A"}},{"$error":"#N/A"},{"$error":"#N/A"},{"$f":"SUM($AS$3:AS197)","v":{"$error":"#N/A"}},{"$f":"IF(AN197<0,IF(AV196>-AN197,AV196+AN197,0),AN197+AV196)","v":{"$error":"#N/A"}},{"$error":"#N/A"},{"$error":"#N/A"},{"$f":"SUM($AW$3:AW197)","v":{"$error":"#N/A"}},{"$f":"IF(V197=0,IF(U197=0,IF(AZ196+Z197/1000>Vypocet!$D$18,Vypocet!$D$18,AZ196+Z197/1000),IF(Z197/1000+AZ196-U197>Vypocet!$D$18,Vypocet!$D$18,Z197/1000+AZ196-U197)),IF(AZ196=0,0,IF(AZ196>V197,AZ196-V197,0)))","v":0},0,null,null,null,null,null,null,null,null,null,null,null,null,null,null,null,null,null,null,null,null,null,null,null,null,null,null,null,null,null,null,null,null,null,null,null,null,null,null,null,null,null,null,null,null,null,null,null,null,null,null,null,null,null,null,null,null,null,null,null,null,null,null,null,null,null,null,null,null,null,null,null,null,null,null,null,null,null,null,null,null,null,null,null,null,null,null,null,null,null,null,null,null,null,null,null,null,null,null,null,null,null,null,null,0.35497000000000001,0.65766000000000002,0.55833999999999995,0.26271,0.57306000000000001,0.55052000000000001,0.70516999999999996,0.64471999999999996,0.39229000000000003,0.55762,0.65332999999999997,0.37894,0.45656000000000002,0.59382999999999997,1]
[1,43839,4,196,{"$f":"(FA198*Vypocet!$D$24)/$FA$2","v":0},{"$f":"(FB198*Vypocet!$D$24)/$FB$2","v":0},{"$f":"(FC198*Vypocet!$D$24)/$FC$2","v":0},{"$f":"(FD198*Vypocet!$D$24)/$FD$2","v":0},{"$f":"(FE198*Vypocet!$D$24)/$FE$2","v":0},{"$f":"(FF198*Vypocet!$D$24)/$FF$2","v":0},{"$f":"(FG198*Vypocet!$D$24)/$FG$2","v":0},{"$f":"(FH198*Vypocet!$D$24)/$FH$2","v":0},{"$f":"(FI198*Vypocet!$D$24)/$FI$2","v":0},{"$f":"(FJ198*Vypocet!$D$24)/$FJ$2","v":0},{"$f":"(FK198*Vypocet!$D$24)/$FK$2","v":0},{"$f":"(FL198*Vypocet!$D$24)/$FL$2","v":0},{"$f":"(FM198*Vypocet!$D$24)/$FM$2","v":0},{"$f":"(FN198*Vypocet!$D$24)/$FN$2","v":0},{"$f":"(FO198*Vypocet!$D$24)/$FO$2","v":0},{"$f":"(VLOOKUP(A198,Voda!$B$3:$AC$15,TDDData!C198+4,0)*4180*(VLOOKUP(A198,Voda!$B$3:$AC$15,4,0)-VLOOKUP(A198,Voda!$B$3:$AC$15,3,0)))/3600000","v":0},0,{"$f":"IF(U198=0,0,IF(Z198>0,IF(Z198/1000<U198,IF(Z198/1000<=Vypocet!$D$15,IF(U198<Vypocet!$D$15,U198-Z198/1000,Vypocet!$D$15-Z198/1000),Vypocet!$D$15),0),IF(U198>Vypocet!$D$15,Vypocet!$D$15,U198)))","v":0},0,{"$f":"HLOOKUP(Vypocet!$D$11,TDDData!$E:$S,2+TDDData!D198,0)","v":{"$error":"#N/A"}},0,0,{"$error":"#N/A"},{"$error":"#N/A"},{"$f":"IF(AA198<0,IF(AC197>-AA198,AC197+AA198,0),IF(AA198+AC197<=Vypocet!$D$18,AA198+AC197,Vypocet!$D$18))","v":{"$error":"#N/A"}},{"$error":"#N/A"},{"$f":"IF(AND(AC198<AC197,AC198<>0),AE197,IF(OR(AND(AC197=0,AA198<0),AC197<-AA198),IF(AC197=0,IF(AE197>-AA198,AE197+AA198,0),IF(AC197+AE197>-AA198,AC197+AE197+AA198,0)),IF(AC197=Vypocet!$D$18,AE197+AA198,AE197+AA198-AC198+AC197)))","v":{"$error":"#N/A"}},{"$error":"#N/A"},{"$error":"#N/A"},{"$f":"SUM($AF$3:AF198)","v":{"$error":"#N/A"}},{"$error":"#N/A"},{"$error":"#N/A"},{"$error":"#N/A"},{"$f":"SUM($AJ$3:AJ198)","v":{"$error":"#N/A"}},{"$error":"#N/A"},{"$error":"#N/A"},{"$error":"#N/A"},{"$f":"IF(AN198<0,IF(AP197>-AN198,AP197+AN198,0),IF(AN198+AP197<=Vypocet!$D$18,AN198+AP197,Vypocet!$D$18))","v":{"$error":"#N/A"}},{"$error":"#N/A"},{"$f":"IF(AND(AP198<AP197,AP198<>0),AR197,IF(OR(AND(AP197=0,AN198<0),AP197<-AN198),IF(AP197=0,IF(AR197>-AN198,AR197+AN198,0),IF(AP197+AR197>-AN198,AP197+AR197+AN198,0)),IF(AP197=Vypocet!$D$18,AR197+AN198,AR197+AN198-AP198+AP197)))","v":{"$error":"#N/A"}},{"$error":"#N/A"},{"$error":"#N/A"},{"$f":"SUM($AS$3:AS198)","v":{"$error":"#N/A"}},{"$error":"#N/A"},{"$error":"#N/A"},{"$error":"#N/A"},{"$f":"SUM($AW$3:AW198)","v":{"$error":"#N/A"}},{"$f":"IF(V198=0,IF(U198=0,IF(AZ197+Z198/1000>Vypocet!$D$18,Vypocet!$D$18,AZ197+Z198/1000),IF(Z198/1000+AZ197-U198>Vypocet!$D$18,Vypocet!$D$18,Z198/1000+AZ197-U198)),IF(AZ197=0,0,IF(AZ197>V198,AZ197-V198,0)))","v":0},0,null,null,null,null,null,null,null,null,null,null,null,null,null,null,null,null,null,null,null,null,null,null,null,null,null,null,null,null,null,null,null,null,null,null,null,null,null,null,null,null,null,null,null,null,null,null,null,null,null,null,null,null,null,null,null,null,null,null,null,null,null,null,null,null,null,null,null,null,null,null,null,null,null,null,null,null,null,null,null,null,null,null,null,null,null,null,null,null,null,null,null,null,null,null,null,null,null,null,null,null,null,null,null,0.34316999999999998,0.63071999999999995,0.57669999999999999,0.24981,0.46899000000000002,0.41182000000000002,0.48938999999999999,0.41776999999999997,0.39544000000000001,0.45690999999999998,0.59935000000000005,0.32571,0.48731000000000002,0.56594999999999995,1]
[1,43839,5,197,{"$f":"(FA199*Vypocet!$D$24)/$FA$2","v":0},{"$f":"(FB199*Vypocet!$D$24)/$FB$2","v":0},{"$f":"(FC199*Vypocet!$D$24)/$FC$2","v":0},{"$f":"(FD199*Vypocet!$D$24)/$FD$2","v":0},{"$f":"(FE199*Vypocet!$D$24)/$FE$2","v":0},{"$f":"(FF199*Vypocet!$D$24)/$FF$2","v":0},{"$f":"(FG199*Vypocet!$D$24)/$FG$2","v":0},{"$f":"(FH199*Vypocet!$D$24)/$FH$2","v":0},{"$f":"(FI199*Vypocet!$D$24)/$FI$2","v":0},{"$f":"(FJ199*Vypocet!$D$24)/$FJ$2","v":0},{"$f":"(FK199*Vypocet!$D$24)/$FK$2","v":0},{"$f":"(FL199*Vypocet!$D$24)/$FL$2","v":0},{"$f":"(FM199*Vypocet!$D$24)/$FM$2","v":0},{"$f":"(FN199*Vypocet!$D$24)/$FN$2","v":0},{"$f":"(FO199*Vypocet!$D$24)/$FO$2","v":0},{"$f":"(VLOOKUP(A199,Voda!$B$3:$AC$15,TDDData!C199+4,0)*4180*(VLOOKUP(A199,Voda!$B$3:$AC$15,4,0)-VLOOKUP(A199,Voda!$B$3:$AC$15,3,0)))/3600000","v":0},0,{"$f":"IF(U199=0,0,IF(Z199>0,IF(Z199/1000<U199,IF(Z199/1000<=Vypocet!$D$15,IF(U199<Vypocet!$D$15,U199-Z199/1000,Vypocet!$D$15-Z199/1000),Vypocet!$D$15),0),IF(U199>Vypocet!$D$15,Vypocet!$D$15,U199)))","v":0},0,{"$f":"HLOOKUP(Vypocet!$D$11,TDDData!$E:$S,2+TDDData!D199,0)","v":{"$error":"#N/A"}},0,0,{"$error":"#N/A"},{"$error":"#N/A"},{"$f":"IF(AA199<0,IF(AC198>-AA199,AC198+AA199,0),IF(AA199+AC198<=Vypocet!$D$18,AA199+AC198,Vypocet!$D$18))","v":{"$error":"#N/A"}},{"$error":"#N/A"},{"$f":"IF(AND(AC199<AC198,AC199<>0),AE198,IF(OR(AND(AC198=0,AA199<0),AC198<-AA199),IF(AC198=0,IF(AE198>-AA199,AE198+AA199,0),IF(AC198+AE198>-AA199,AC198+AE198+AA199,0)),IF(AC198=Vypocet!$D$18,AE198+AA199,AE198+AA199-AC199+AC198)))","v":{"$error":"#N/A"}},{"$error":"#N/A"},{"$error":"#N/A"},{"$f":"SUM($AF$3:AF199)","v":{"$error":"#N/A"}},{"$error":"#N/A"},{"$error":"#N/A"},{"$error":"#N/A"},{"$f":"SUM($AJ$3:AJ199)","v":{"$error":"#N/A"}},{"$error":"#N/A"},{"$error":"#N/A"},{"$error":"#N/A"},{"$f":"IF(AN199<0,IF(AP198>-AN199,AP198+AN199,0),IF(AN199+AP198<=Vypocet!$D$18,AN199+AP198,Vypocet!$D$18))","v":{"$error":"#N/A"}},{"$error":"#N/A"},{"$f":"IF(AND(AP199<AP198,AP199<>0),AR198,IF(OR(AND(AP198=0,AN199<0),AP198<-AN199),IF(AP198=0,IF(AR198>-AN199,AR198+AN199,0),IF(AP198+AR198>-AN199,AP198+AR198+AN199,0)),IF(AP198=Vypocet!$D$18,AR198+AN199,AR198+AN199-AP199+AP198)))","v":{"$error":"#N/A"}},{"$error":"#N/A"},{"$error":"#N/A"},{"$f":"SUM($AS$3:AS199)","v":{"$error":"#N/A"}},{"$error":"#N/A"},{"$error":"#N/A"},{"$error":"#N/A"},{"$f":"SUM($AW$3:AW199)","v":{"$error":"#N/A"}},{"$f":"IF(V199=0,IF(U199=0,IF(AZ198+Z199/1000>Vypocet!$D$18,Vypocet!$D$18,AZ198+Z199/1000),IF(Z199/1000+AZ198-U199>Vypocet!$D$18,Vypocet!$D$18,Z199/1000+AZ198-U199)),IF(AZ198=0,0,IF(AZ198>V199,AZ198-V199,0)))","v":0},0,null,null,null,null,null,null,null,null,null,null,null,null,null,null,null,null,null,null,null,null,null,null,null,null,null,null,null,null,null,null,null,null,null,null,null,null,null,null,null,null,null,null,null,null,null,null,null,null,null,null,null,null,null,null,null,null,null,null,null,null,null,null,null,null,null,null,null,null,null,null,null,null,null,null,null,null,null,null,null,null,null,null,null,null,null,null,null,null,null,null,null,null,null,null,null,null,null,null,null,null,null,null,null,0.35654000000000002,0.58699000000000001,0.58016999999999996,0.26155,0.40367999999999998,0.36325000000000002,0.43997000000000003,0.31542999999999999,0.32006000000000001,0.41675000000000001,0.51322999999999996,0.26971000000000001,0.52703,0.60004000000000002,1]
[1,43839,6,198,{"$f":"(FA200*Vypocet!$D$24)/$FA$2","v":0},{"$f":"(FB200*Vypocet!$D$24)/$FB$2","v":0},{"$f":"(FC200*Vypocet!$D$24)/$FC$2","v":0},{"$f":"(FD200*Vypocet!$D$24)/$FD$2","v":0},{"$f":"(FE200*Vypocet!$D$24)/$FE$2","v":0},{"$f":"(FF200*Vypocet!$D$24)/$FF$2","v":0},{"$f":"(FG200*Vypocet!$D$24)/$FG$2","v":0},{"$f":"(FH200*Vypocet!$D$24)/$FH$2","v":0},{"$f":"(FI200*Vypocet!$D$24)/$FI$2","v":0},{"$f":"(FJ200*Vypocet!$D$24)/$FJ$2","v":0},{"$f":"(FK200*Vypocet!$D$24)/$FK$2","v":0},{"$f":"(FL200*Vypocet!$D$24)/$FL$2","v":0},{"$f":"(FM200*Vypocet!$D$24)/$FM$2","v":0},{"$f":"(FN200*Vypocet!$D$24)/$FN$2","v":0},{"$f":"(FO200*Vypocet!$D$24)/$FO$2","v":0},{"$f":"(VLOOKUP(A200,Voda!$B$3:$AC$15,TDDData!C200+4,0)*4180*(VLOOKUP(A200,Voda!$B$3:$AC$15,4,0)-VLOOKUP(A200,Voda!$B$3:$AC$15,3,0)))/3600000","v":0},0,{"$f":"IF(U200=0,0,IF(Z200>0,IF(Z200/1000<U200,IF(Z200/1000<=Vypocet!$D$15,IF(U200<Vypocet!$D$15,U200-Z200/1000,Vypocet!$D$15-Z200/1000),Vypocet!$D$15),0),IF(U200>Vypocet!$D$15,Vypocet!$D$15,U200)))","v":0},0,{"$f":"HLOOKUP(Vypocet!$D$11,TDDData!$E:$S,2+TDDData!D200,0)","v":{"$error":"#N/A"}},0,0,{"$error":"#N/A"},{"$error":"#N/A"},{"$f":"IF(AA200<0,IF(AC199>-AA200,AC199+AA200,0),IF(AA200+AC199<=Vypocet!$D$18,AA200+AC199,Vypocet!$D$18))","v":{"$error":"#N/A"}},{"$error":"#N/A"},{"$f":"IF(AND(AC200<AC199,AC200<>0),AE199,IF(OR(AND(AC199=0,AA200<0),AC199<-AA200),IF(AC199=0,IF(AE199>-AA200,AE199+AA200,0),IF(AC199+AE199>-AA200,AC199+AE199+AA200,0)),IF(AC199=Vypocet!$D$18,AE199+AA200,AE199+AA200-AC200+AC199)))","v":{"$error":"#N/A"}},{"$error":"#N/A"},{"$error":"#N/A"},{"$f":"SUM($AF$3:AF200)","v":{"$error":"#N/A"}},{"$error":"#N/A"},{"$error":"#N/A"},{"$error":"#N/A"},{"$f":"SUM($AJ$3:AJ200)","v":{"$error":"#N/A"}},{"$error":"#N/A"},{"$error":"#N/A"},{"$error":"#N/A"},{"$f":"IF(AN200<0,IF(AP199>-AN200,AP199+AN200,0),IF(AN200+AP199<=Vypocet!$D$18,AN200+AP199,Vypocet!$D$18))","v":{"$error":"#N/A"}},{"$error":"#N/A"},{"$f":"IF(AND(AP200<AP199,AP200<>0),AR199,IF(OR(AND(AP199=0,AN200<0),AP199<-AN200),IF(AP199=0,IF(AR199>-AN200,AR199+AN200,0),IF(AP199+AR199>-AN200,AP199+AR199+AN200,0)),IF(AP199=Vypocet!$D$18,AR199+AN200,AR199+AN200-AP200+AP199)))","v":{"$error":"#N/A"}},{"$error":"#N/A"},{"$error":"#N/A"},{"$f":"SUM($AS$3:AS200)","v":{"$error":"#N/A"}},{"$error":"#N/A"},{"$error":"#N/A"},{"$error":"#N/A"},{"$f":"SUM($AW$3:AW200)","v":{"$error":"#N/A"}},{"$f":"IF(V200=0,IF(U200=0,IF(AZ199+Z200/1000>Vypocet!$D$18,Vypocet!$D$18,AZ199+Z200/1000),IF(Z200/1000+AZ199-U200>Vypocet!$D$18,Vypocet!$D$18,Z200/1000+AZ199-U200)),IF(AZ199=0,0,IF(AZ199>V200,AZ199-V200,0)))","v":0},0,null,null,null,null,null,null,null,null,null,null,null,null,null,null,null,null,null,null,null,null,null,null,null,null,null,null,null,null,null,null,null,null,null,null,null,null,null,null,null,null,null,null,null,null,null,null,null,null,null,null,null,null,null,null,null,null,null,null,null,null,null,null,null,null,null,null,null,null,null,null,null,null,null,null,null,null,null,null,null,null,null,null,null,null,null,null,null,null,null,null,null,null,null,null,null,null,null,null,null,null,null,null,null,0.41860000000000003,0.60973999999999995,0.66664999999999996,0.30301,0.34983999999999998,0.37458999999999998,0.42814000000000002,0.35066000000000003,0.34162999999999999,0.43608999999999998,0.44346999999999998,0.24054,0.58321999999999996,0.71135999999999999,1]
[1,43839,7,199,{"$f":"(FA201*Vypocet!$D$24)/$FA$2","v":0},{"$f":"(FB201*Vypocet!$D$24)/$FB$2","v":0},{"$f":"(FC201*Vypocet!$D$24)/$FC$2","v":0},{"$f":"(FD201*Vypocet!$D$24)/$FD$2","v":0},{"$f":"(FE201*Vypocet!$D$24)/$FE$2","v":0},{"$f":"(FF201*Vypocet!$D$24)/$FF$2","v":0},{"$f":"(FG201*Vypocet!$D$24)/$FG$2","v":0},{"$f":"(FH201*Vypocet!$D$24)/$FH$2","v":0},{"$f":"(FI201*Vypocet!$D$24)/$FI$2","v":0},{"$f":"(FJ201*Vypocet!$D$24)/$FJ$2","v":0},{"$f":"(FK201*Vypocet!$D$24)/$FK$2","v":0},{"$f":"(FL201*Vypocet!$D$24)/$FL$2","v":0},{"$f":"(FM201*Vypocet!$D$24)/$FM$2","v":0},{"$f":"(FN201*Vypocet!$D$24)/$FN$2","v":0},{"$f":"(FO201*Vypocet!$D$24)/$FO$2","v":0},{"$f":"(VLOOKUP(A201,Voda!$B$3:$AC$15,TDDData!C201+4,0)*4180*(VLOOKUP(A201,Voda!$B$3:$AC$15,4,0)-VLOOKUP(A201,Voda!$B$3:$AC$15,3,0)))/3600000","v":0},0,{"$f":"IF(U201=0,0,IF(Z201>0,IF(Z201/1000<U201,IF(Z201/1000<=Vypocet!$D$15,IF(U201<Vypocet!$D$15,U201-Z201/1000,Vypocet!$D$15-Z201/1000),Vypocet!$D$15),0),IF(U201>Vypocet!$D$15,Vypocet!$D$15,U201)))","v":0},0,{"$f":"HLOOKUP(Vypocet!$D$11,TDDData!$E:$S,2+TDDData!D201,0)","v":{"$error":"#N/A"}},0,0,{"$error":"#N/A"},{"$error":"#N/A"},{"$f":"IF(AA201<0,IF(AC200>-AA201,AC200+AA201,0),IF(AA201+AC200<=Vypocet!$D$18,AA201+AC200,Vypocet!$D$18))","v":{"$error":"#N/A"}},{"$error":"#N/A"},{"$f":"IF(AND(AC201<AC200,AC201<>0),AE200,IF(OR(AND(AC200=0,AA201<0),AC200<-AA201),IF(AC200=0,IF(AE200>-AA201,AE200+AA201,0),IF(AC200+AE200>-AA201,AC200+AE200+AA201,0)),IF(AC200=Vypocet!$D$18,AE200+AA201,AE200+AA201-AC201+AC200)))","v":{"$error":"#N/A"}},{"$error":"#N/A"},{"$error":"#N/A"},{"$f":"SUM($AF$3:AF201)","v":{"$error":"#N/A"}},{"$error":"#N/A"},{"$error":"#N/A"},{"$error":"#N/A"},{"$f":"SUM($AJ$3:AJ201)","v":{"$error":"#N/A"}},{"$error":"#N/A"},{"$error":"#N/A"},{"$error":"#N/A"},{"$f":"IF(AN201<0,IF(AP200>-AN201,AP200+AN201,0),IF(AN201+AP200<=Vypocet!$D$18,AN201+AP200,Vypocet!$D$18))","v":{"$error":"#N/A"}},{"$error":"#N/A"},{"$f":"IF(AND(AP201<AP200,AP201<>0),AR200,IF(OR(AND(AP200=0,AN201<0),AP200<-AN201),IF(AP200=0,IF(AR200>-AN201,AR200+AN201,0),IF(AP200+AR200>-AN201,AP200+AR200+AN201,0)),IF(AP200=Vypocet!$D$18,AR200+AN201,AR200+AN201-AP201+AP200)))","v":{"$error":"#N/A"}},{"$f":"IF(AR201>AR200,AR201-AR200,0)","v":{"$error":"#N/A"}},{"$error":"#N/A"},{"$f":"SUM($AS$3:AS201)","v":{"$error":"#N/A"}},{"$error":"#N/A"},{"$f":"IF(AV201>AV200,AV201-AV200,0)","v":{"$error":"#N/A"}},{"$error":"#N/A"},{"$f":"SUM($AW$3:AW201)","v":{"$error":"#N/A"}},{"$f":"IF(V201=0,IF(U201=0,IF(AZ200+Z201/1000>Vypocet!$D$18,Vypocet!$D$18,AZ200+Z201/1000),IF(Z201/1000+AZ200-U201>Vypocet!$D$18,Vypocet!$D$18,Z201/1000+AZ200-U201)),IF(AZ200=0,0,IF(AZ200>V201,AZ200-V201,0)))","v":0},0,null,null,null,null,null,null,null,null,null,null,null,null,null,null,null,null,null,null,null,null,null,null,null,null,null,null,null,null,null,null,null,null,null,null,null,null,null,null,null,null,null,null,null,null,null,null,null,null,null,null,null,null,null,null,null,null,null,null,null,null,null,null,null,null,null,null,null,null,null,null,null,null,null,null,null,null,null,null,null,null,null,null,null,null,null,null,null,null,null,null,null,null,null,null,null,null,null,null,null,null,null,null,null,0.59082000000000001,0.66186999999999996,0.73643999999999998,0.40950999999999999,0.33306000000000002,0.27947,0.36914999999999998,0.36475000000000002,0.36975999999999998,0.31263000000000002,0.31852999999999998,0.24240999999999999,0.45605000000000001,0.78535999999999995,1]
[1,43839,8,200,{"$f":"(FA202*Vypocet!$D$24)/$FA$2","v":0},{"$f":"(FB202*Vypocet!$D$24)/$FB$2","v":0},{"$f":"(FC202*Vypocet!$D$24)/$FC$2","v":0},{"$f":"(FD202*Vypocet!$D$24)/$FD$2","v":0},{"$f":"(FE202*Vypocet!$D$24)/$FE$2","v":0},{"$f":"(FF202*Vypocet!$D$24)/$FF$2","v":0},{"$f":"(FG202*Vypocet!$D$24)/$FG$2","v":0},{"$f":"(FH202*Vypocet!$D$24)/$FH$2","v":0},{"$f":"(FI202*Vypocet!$D$24)/$FI$2","v":0},{"$f":"(FJ202*Vypocet!$D$24)/$FJ$2","v":0},{"$f":"(FK202*Vypocet!$D$24)/$FK$2","v":0},{"$f":"(FL202*Vypocet!$D$24)/$FL$2","v":0},{"$f":"(FM202*Vypocet!$D$24)/$FM$2","v":0},{"$f":"(FN202*Vypocet!$D$24)/$FN$2","v":0},{"$f":"(FO202*Vypocet!$D$24)/$FO$2","v":0},{"$f":"(VLOOKUP(A202,Voda!$B$3:$AC$15,TDDData!C202+4,0)*4180*(VLOOKUP(A202,Voda!$B$3:$AC$15,4,0)-VLOOKUP(A202,Voda!$B$3:$AC$15,3,0)))/3600000","v":0},0,{"$f":"IF(U202=0,0,IF(Z202>0,IF(Z202/1000<U202,IF(Z202/1000<=Vypocet!$D$15,IF(U202<Vypocet!$D$15,U202-Z202/1000,Vypocet!$D$15-Z202/1000),Vypocet!$D$15),0),IF(U202>Vypocet!$D$15,Vypocet!$D$15,U202)))","v":0},0,{"$f":"HLOOKUP(Vypocet!$D$11,TDDData!$E:$S,2+TDDData!D202,0)","v":{"$error":"#N/A"}},0,0,{"$error":"#N/A"},{"$error":"#N/A"},{"$f":"IF(AA202<0,IF(AC201>-AA202,AC201+AA202,0),IF(AA202+AC201<=Vypocet!$D$18,AA202+AC201,Vypocet!$D$18))","v":{"$error":"#N/A"}},{"$error":"#N/A"},{"$f":"IF(AND(AC202<AC201,AC202<>0),AE201,IF(OR(AND(AC201=0,AA202<0),AC201<-AA202),IF(AC201=0,IF(AE201>-AA202,AE201+AA202,0),IF(AC201+AE201>-AA202,AC201+AE201+AA202,0)),IF(AC201=Vypocet!$D$18,AE201+AA202,AE201+AA202-AC202+AC201)))","v":{"$error":"#N/A"}},{"$error":"#N/A"},{"$error":"#N/A"},{"$f":"SUM($AF$3:AF202)","v":{"$error":"#N/A"}},{"$error":"#N/A"},{"$error":"#N/A"},{"$error":"#N/A"},{"$f":"SUM($AJ$3:AJ202)","v":{"$error":"#N/A"}},{"$error":"#N/A"},{"$error":"#N/A"},{"$error":"#N/A"},{"$f":"IF(AN202<0,IF(AP201>-AN202,AP201+AN202,0),IF(AN202+AP201<=Vypocet!$D$18,AN202+AP201,Vypocet!$D$18))","v":{"$error":"#N/A"}},{"$error":"#N/A"},{"$f":"IF(AND(AP202<AP201,AP202<>0),AR201,IF(OR(AND(AP201=0,AN202<0),AP201<-AN202),IF(AP201=0,IF(AR201>-AN202,AR201+AN202,0),IF(AP201+AR201>-AN202,AP201+AR201+AN202,0)),IF(AP201=Vypocet!$D$18,AR201+AN202,AR201+AN202-AP202+AP201)))","v":{"$error":"#N/A"}},{"$error":"#N/A"},{"$error":"#N/A"},{"$f":"SUM($AS$3:AS202)","v":{"$error":"#N/A"}},{"$error":"#N/A"},{"$error":"#N/A"},{"$error":"#N/A"},{"$f":"SUM($AW$3:AW202)","v":{"$error":"#N/A"}},{"$f":"IF(V202=0,IF(U202=0,IF(AZ201+Z202/1000>Vypocet!$D$18,Vypocet!$D$18,AZ201+Z202/1000),IF(Z202/1000+AZ201-U202>Vypocet!$D$18,Vypocet!$D$18,Z202/1000+AZ201-U202)),IF(AZ201=0,0,IF(AZ201>V202,AZ201-V202,0)))","v":0},0,null,null,null,null,null,null,null,null,null,null,null,null,null,null,null,null,null,null,null,null,null,null,null,null,null,null,null,null,null,null,null,null,null,null,null,null,null,null,null,null,null,null,null,null,null,null,null,null,null,null,null,null,null,null,null,null,null,null,null,null,null,null,null,null,null,null,null,null,null,null,null,null,null,null,null,null,null,null,null,null,null,null,null,null,null,null,null,null,null,null,null,null,null,null,null,null,null,null,null,null,null,null,null,0.80313000000000001,0.76983999999999997,0.78447,0.44352999999999998,0.33090999999999998,0.29962,0.34783999999999998,0.29110999999999998,0.35099999999999998,0.27923999999999999,0.25891999999999998,0.29110000000000003,0.44364999999999999,0.68032000000000004,0.6]
[1,43839,9,201,{"$f":"(FA203*Vypocet!$D$24)/$FA$2","v":0},{"$f":"(FB203*Vypocet!$D$24)/$FB$2","v":0},{"$f":"(FC203*Vypocet!$D$24)/$FC$2","v":0},{"$f":"(FD203*Vypocet!$D$24)/$FD$2","v":0},{"$f":"(FE203*Vypocet!$D$24)/$FE$2","v":0},{"$f":"(FF203*Vypocet!$D$24)/$FF$2","v":0},{"$f":"(FG203*Vypocet!$D$24)/$FG$2","v":0},{"$f":"(FH203*Vypocet!$D$24)/$FH$2","v":0},{"$f":"(FI203*Vypocet!$D$24)/$FI$2","v":0},{"$f":"(FJ203*Vypocet!$D$24)/$FJ$2","v":0},{"$f":"(FK203*Vypocet!$D$24)/$FK$2","v":0},{"$f":"(FL203*Vypocet!$D$24)/$FL$2","v":0},{"$f":"(FM203*Vypocet!$D$24)/$FM$2","v":0},{"$f":"(FN203*Vypocet!$D$24)/$FN$2","v":0},{"$f":"(FO203*Vypocet!$D$24)/$FO$2","v":0},{"$f":"(VLOOKUP(A203,Voda!$B$3:$AC$15,TDDData!C203+4,0)*4180*(VLOOKUP(A203,Voda!$B$3:$AC$15,4,0)-VLOOKUP(A203,Voda!$B$3:$AC$15,3,0)))/3600000","v":0},0,{"$f":"IF(U203=0,0,IF(Z203>0,IF(Z203/1000<U203,IF(Z203/1000<=Vypocet!$D$15,IF(U203<Vypocet!$D$15,U203-Z203/1000,Vypocet!$D$15-Z203/1000),Vypocet!$D$15),0),IF(U203>Vypocet!$D$15,Vypocet!$D$15,U203)))","v":0},0,{"$f":"HLOOKUP(Vypocet!$D$11,TDDData!$E:$S,2+TDDData!D203,0)","v":{"$error":"#N/A"}},92.32,73.855999999999995,{"$error":"#N/A"},{"$error":"#N/A"},{"$f":"IF(AA203<0,IF(AC202>-AA203,AC202+AA203,0),IF(AA203+AC202<=Vypocet!$D$18,AA203+AC202,Vypocet!$D$18))","v":{"$error":"#N/A"}},{"$error":"#N/A"},{"$f":"IF(AND(AC203<AC202,AC203<>0),AE202,IF(OR(AND(AC202=0,AA203<0),AC202<-AA203),IF(AC202=0,IF(AE202>-AA203,AE202+AA203,0),IF(AC202+AE202>-AA203,AC202+AE202+AA203,0)),IF(AC202=Vypocet!$D$18,AE202+AA203,AE202+AA203-AC203+AC202)))","v":{"$error":"#N/A"}},{"$error":"#N/A"},{"$error":"#N/A"},{"$f":"SUM($AF$3:AF203)","v":{"$error":"#N/A"}},{"$error":"#N/A"},{"$error":"#N/A"},{"$error":"#N/A"},{"$f":"SUM($AJ$3:AJ203)","v":{"$error":"#N/A"}},{"$error":"#N/A"},{"$error":"#N/A"},{"$error":"#N/A"},{"$f":"IF(AN203<0,IF(AP202>-AN203,AP202+AN203,0),IF(AN203+AP202<=Vypocet!$D$18,AN203+AP202,Vypocet!$D$18))","v":{"$error":"#N/A"}},{"$error":"#N/A"},{"$f":"IF(AND(AP203<AP202,AP203<>0),AR202,IF(OR(AND(AP202=0,AN203<0),AP202<-AN203),IF(AP202=0,IF(AR202>-AN203,AR202+AN203,0),IF(AP202+AR202>-AN203,AP202+AR202+AN203,0)),IF(AP202=Vypocet!$D$18,AR202+AN203,AR202+AN203-AP203+AP202)))","v":{"$error":"#N/A"}},{"$error":"#N/A"},{"$error":"#N/A"},{"$f":"SUM($AS$3:AS203)","v":{"$error":"#N/A"}},{"$error":"#N/A"},{"$error":"#N/A"},{"$error":"#N/A"},{"$f":"SUM($AW$3:AW203)","v":{"$error":"#N/A"}},{"$f":"IF(V203=0,IF(U203=0,IF(AZ202+Z203/1000>Vypocet!$D$18,Vypocet!$D$18,AZ202+Z203/1000),IF(Z203/1000+AZ202-U203>Vypocet!$D$18,Vypocet!$D$18,Z203/1000+AZ202-U203)),IF(AZ202=0,0,IF(AZ202>V203,AZ202-V203,0)))","v":0},0,null,null,null,null,null,null,null,null,null,null,null,null,null,null,null,null,null,null,null,null,null,null,null,null,null,null,null,null,null,null,null,null,null,null,null,null,null,null,null,null,null,null,null,null,null,null,null,null,null,null,null,null,null,null,null,null,null,null,null,null,null,null,null,null,null,null,null,null,null,null,null,null,null,null,null,null,null,null,null,null,null,null,null,null,null,null,null,null,null,null,null,null,null,null,null,null,null,null,null,null,null,null,null,0.93203999999999998,0.84913000000000005,0.87114000000000003,0.4546,0.37037999999999999,0.34916000000000003,0.34222000000000002,0.22708999999999999,0.36203000000000002,0.30742000000000003,0.25194,0.29787000000000002,0.43801000000000001,0.69301000000000001,0]
[1,43839,10,202,{"$f":"(FA204*Vypocet!$D$24)/$FA$2","v":0},{"$f":"(FB204*Vypocet!$D$24)/$FB$2","v":0},{"$f":"(FC204*Vypocet!$D$24)/$FC$2","v":0},{"$f":"(FD204*Vypocet!$D$24)/$FD$2","v":0},{"$f":"(FE204*Vypocet!$D$24)/$FE$2","v":0},{"$f":"(FF204*Vypocet!$D$24)/$FF$2","v":0},{"$f":"(FG204*Vypocet!$D$24)/$FG$2","v":0},{"$f":"(FH204*Vypocet!$D$24)/$FH$2","v":0},{"$f":"(FI204*Vypocet!$D$24)/$FI$2","v":0},{"$f":"(FJ204*Vypocet!$D$24)/$FJ$2","v":0},{"$f":"(FK204*Vypocet!$D$24)/$FK$2","v":0},{"$f":"(FL204*Vypocet!$D$24)/$FL$2","v":0},{"$f":"(FM204*Vypocet!$D$24)/$FM$2","v":0},{"$f":"(FN204*Vypocet!$D$24)/$FN$2","v":0},{"$f":"(FO204*Vypocet!$D$24)/$FO$2","v":0},{"$f":"(VLOOKUP(A204,Voda!$B$3:$AC$15,TDDData!C204+4,0)*4180*(VLOOKUP(A204,Voda!$B$3:$AC$15,4,0)-VLOOKUP(A204,Voda!$B$3:$AC$15,3,0)))/3600000","v":0},0,{"$f":"IF(U204=0,0,IF(Z204>0,IF(Z204/1000<U204,IF(Z204/1000<=Vypocet!$D$15,IF(U204<Vypocet!$D$15,U204-Z204/1000,Vypocet!$D$15-Z204/1000),Vypocet!$D$15),0),IF(U204>Vypocet!$D$15,Vypocet!$D$15,U204)))","v":0},0,{"$f":"HLOOKUP(Vypocet!$D$11,TDDData!$E:$S,2+TDDData!D204,0)","v":{"$error":"#N/A"}},240.02,192.01600000000002,{"$error":"#N/A"},{"$error":"#N/A"},{"$f":"IF(AA204<0,IF(AC203>-AA204,AC203+AA204,0),IF(AA204+AC203<=Vypocet!$D$18,AA204+AC203,Vypocet!$D$18))","v":{"$error":"#N/A"}},{"$error":"#N/A"},{"$f":"IF(AND(AC204<AC203,AC204<>0),AE203,IF(OR(AND(AC203=0,AA204<0),AC203<-AA204),IF(AC203=0,IF(AE203>-AA204,AE203+AA204,0),IF(AC203+AE203>-AA204,AC203+AE203+AA204,0)),IF(AC203=Vypocet!$D$18,AE203+AA204,AE203+AA204-AC204+AC203)))","v":{"$error":"#N/A"}},{"$error":"#N/A"},{"$error":"#N/A"},{"$f":"SUM($AF$3:AF204)","v":{"$error":"#N/A"}},{"$error":"#N/A"},{"$error":"#N/A"},{"$error":"#N/A"},{"$f":"SUM($AJ$3:AJ204)","v":{"$error":"#N/A"}},{"$error":"#N/A"},{"$error":"#N/A"},{"$error":"#N/A"},{"$f":"IF(AN204<0,IF(AP203>-AN204,AP203+AN204,0),IF(AN204+AP203<=Vypocet!$D$18,AN204+AP203,Vypocet!$D$18))","v":{"$error":"#N/A"}},{"$error":"#N/A"},{"$f":"IF(AND(AP204<AP203,AP204<>0),AR203,IF(OR(AND(AP203=0,AN204<0),AP203<-AN204),IF(AP203=0,IF(AR203>-AN204,AR203+AN204,0),IF(AP203+AR203>-AN204,AP203+AR203+AN204,0)),IF(AP203=Vypocet!$D$18,AR203+AN204,AR203+AN204-AP204+AP203)))","v":{"$error":"#N/A"}},{"$error":"#N/A"},{"$error":"#N/A"},{"$f":"SUM($AS$3:AS204)","v":{"$error":"#N/A"}},{"$error":"#N/A"},{"$error":"#N/A"},{"$error":"#N/A"},{"$f":"SUM($AW$3:AW204)","v":{"$error":"#N/A"}},{"$f":"IF(V204=0,IF(U204=0,IF(AZ203+Z204/1000>Vypocet!$D$18,Vypocet!$D$18,AZ203+Z204/1000),IF(Z204/1000+AZ203-U204>Vypocet!$D$18,Vypocet!$D$18,Z204/1000+AZ203-U204)),IF(AZ203=0,0,IF(AZ203>V204,AZ203-V204,0)))","v":0},{"$f":"IF(AZ203=0,IF(Z204=0,V204,IF(V204<Z204,0,V204-Z204)),IF(AZ203>V204,0,V204-AZ203))","v":0},null,null,null,null,null,null,null,null,null,null,null,null,null,null,null,null,null,null,null,null,null,null,null,null,null,null,null,null,null,null,null,null,null,null,null,null,null,null,null,null,null,null,null,null,null,null,null,null,null,null,null,null,null,null,null,null,null,null,null,null,null,null,null,null,null,null,null,null,null,null,null,null,null,null,null,null,null,null,null,null,null,null,null,null,null,null,null,null,null,null,null,null,null,null,null,null,null,null,null,null,null,null,null,0.95887999999999995,0.87189000000000005,0.91374999999999995,0.44629000000000002,0.37789,0.39176,0.35099000000000002,0.255,0.39641999999999999,0.24998000000000001,0.28983999999999999,0.32486999999999999,0.40753,0.74092000000000002,0]
[1,43839,11,203,{"$f":"(FA205*Vypocet!$D$24)/$FA$2","v":0},{"$f":"(FB205*Vypocet!$D$24)/$FB$2","v":0},{"$f":"(FC205*Vypocet!$D$24)/$FC$2","v":0},{"$f":"(FD205*Vypocet!$D$24)/$FD$2","v":0},{"$f":"(FE205*Vypocet!$D$24)/$FE$2","v":0},{"$f":"(FF205*Vypocet!$D$24)/$FF$2","v":0},{"$f":"(FG205*Vypocet!$D$24)/$FG$2","v":0},{"$f":"(FH205*Vypocet!$D$24)/$FH$2","v":0},{"$f":"(FI205*Vypocet!$D$24)/$FI$2","v":0},{"$f":"(FJ205*Vypocet!$D$24)/$FJ$2","v":0},{"$f":"(FK205*Vypocet!$D$24)/$FK$2","v":0},{"$f":"(FL205*Vypocet!$D$24)/$FL$2","v":0},{"$f":"(FM205*Vypocet!$D$24)/$FM$2","v":0},{"$f":"(FN205*Vypocet!$D$24)/$FN$2","v":0},{"$f":"(FO205*Vypocet!$D$24)/$FO$2","v":0},{"$f":"(VLOOKUP(A205,Voda!$B$3:$AC$15,TDDData!C205+4,0)*4180*(VLOOKUP(A205,Voda!$B$3:$AC$15,4,0)-VLOOKUP(A205,Voda!$B$3:$AC$15,3,0)))/3600000","v":0},0,{"$f":"IF(U205=0,0,IF(Z205>0,IF(Z205/1000<U205,IF(Z205/1000<=Vypocet!$D$15,IF(U205<Vypocet!$D$15,U205-Z205/1000,Vypocet!$D$15-Z205/1000),Vypocet!$D$15),0),IF(U205>Vypocet!$D$15,Vypocet!$D$15,U205)))","v":0},0,{"$f":"HLOOKUP(Vypocet!$D$11,TDDData!$E:$S,2+TDDData!D205,0)","v":{"$error":"#N/A"}},323.18,258.54400000000004,{"$error":"#N/A"},{"$error":"#N/A"},{"$f":"IF(AA205<0,IF(AC204>-AA205,AC204+AA205,0),IF(AA205+AC204<=Vypocet!$D$18,AA205+AC204,Vypocet!$D$18))","v":{"$error":"#N/A"}},{"$error":"#N/A"},{"$f":"IF(AND(AC205<AC204,AC205<>0),AE204,IF(OR(AND(AC204=0,AA205<0),AC204<-AA205),IF(AC204=0,IF(AE204>-AA205,AE204+AA205,0),IF(AC204+AE204>-AA205,AC204+AE204+AA205,0)),IF(AC204=Vypocet!$D$18,AE204+AA205,AE204+AA205-AC205+AC204)))","v":{"$error":"#N/A"}},{"$error":"#N/A"},{"$f":"IF(AE205+AC205>-AA205,0,IF(AND(AE205=0,AC205=0),-AA205,-AA205-AE205-AC205))","v":{"$error":"#N/A"}},{"$f":"SUM($AF$3:AF205)","v":{"$error":"#N/A"}},{"$error":"#N/A"},{"$error":"#N/A"},{"$error":"#N/A"},{"$f":"SUM($AJ$3:AJ205)","v":{"$error":"#N/A"}},{"$error":"#N/A"},{"$error":"#N/A"},{"$error":"#N/A"},{"$f":"IF(AN205<0,IF(AP204>-AN205,AP204+AN205,0),IF(AN205+AP204<=Vypocet!$D$18,AN205+AP204,Vypocet!$D$18))","v":{"$error":"#N/A"}},{"$error":"#N/A"},{"$f":"IF(AND(AP205<AP204,AP205<>0),AR204,IF(OR(AND(AP204=0,AN205<0),AP204<-AN205),IF(AP204=0,IF(AR204>-AN205,AR204+AN205,0),IF(AP204+AR204>-AN205,AP204+AR204+AN205,0)),IF(AP204=Vypocet!$D$18,AR204+AN205,AR204+AN205-AP205+AP204)))","v":{"$error":"#N/A"}},{"$error":"#N/A"},{"$f":"IF(AR205+AP205>-AN205,0,IF(AND(AR205=0,AP205=0),-AN205,-AN205-AR205-AP205))","v":{"$error":"#N/A"}},{"$f":"SUM($AS$3:AS205)","v":{"$error":"#N/A"}},{"$error":"#N/A"},{"$error":"#N/A"},{"$error":"#N/A"},{"$f":"SUM($AW$3:AW205)","v":{"$error":"#N/A"}},{"$f":"IF(V205=0,IF(U205=0,IF(AZ204+Z205/1000>Vypocet!$D$18,Vypocet!$D$18,AZ204+Z205/1000),IF(Z205/1000+AZ204-U205>Vypocet!$D$18,Vypocet!$D$18,Z205/1000+AZ204-U205)),IF(AZ204=0,0,IF(AZ204>V205,AZ204-V205,0)))","v":0},0,null,null,null,null,null,null,null,null,null,null,null,null,null,null,null,null,null,null,null,null,null,null,null,null,null,null,null,null,null,null,null,null,null,null,null,null,null,null,null,null,null,null,null,null,null,null,null,null,null,null,null,null,null,null,null,null,null,null,null,null,null,null,null,null,null,null,null,null,null,null,null,null,null,null,null,null,null,null,null,null,null,null,null,null,null,null,null,null,null,null,null,null,null,null,null,null,null,null,null,null,null,null,null,0.97835000000000005,0.93181000000000003,1,0.46478000000000003,0.44330000000000003,0.56127000000000005,0.35132000000000002,0.28116000000000002,0.36952000000000002,0.32462999999999997,0.36712,0.31330999999999998,0.65368000000000004,0.80232000000000003,0]
[1,43839,12,204,{"$f":"(FA206*Vypocet!$D$24)/$FA$2","v":0},{"$f":"(FB206*Vypocet!$D$24)/$FB$2","v":0},{"$f":"(FC206*Vypocet!$D$24)/$FC$2","v":0},{"$f":"(FD206*Vypocet!$D$24)/$FD$2","v":0},{"$f":"(FE206*Vypocet!$D$24)/$FE$2","v":0},{"$f":"(FF206*Vypocet!$D$24)/$FF$2","v":0},{"$f":"(FG206*Vypocet!$D$24)/$FG$2","v":0},{"$f":"(FH206*Vypocet!$D$24)/$FH$2","v":0},{"$f":"(FI206*Vypocet!$D$24)/$FI$2","v":0},{"$f":"(FJ206*Vypocet!$D$24)/$FJ$2","v":0},{"$f":"(FK206*Vypocet!$D$24)/$FK$2","v":0},{"$f":"(FL206*Vypocet!$D$24)/$FL$2","v":0},{"$f":"(FM206*Vypocet!$D$24)/$FM$2","v":0},{"$f":"(FN206*Vypocet!$D$24)/$FN$2","v":0},{"$f":"(FO206*Vypocet!$D$24)/$FO$2","v":0},{"$f":"(VLOOKUP(A206,Voda!$B$3:$AC$15,TDDData!C206+4,0)*4180*(VLOOKUP(A206,Voda!$B$3:$AC$15,4,0)-VLOOKUP(A206,Voda!$B$3:$AC$15,3,0)))/3600000","v":0},0,{"$f":"IF(U206=0,0,IF(Z206>0,IF(Z206/1000<U206,IF(Z206/1000<=Vypocet!$D$15,IF(U206<Vypocet!$D$15,U206-Z206/1000,Vypocet!$D$15-Z206/1000),Vypocet!$D$15),0),IF(U206>Vypocet!$D$15,Vypocet!$D$15,U206)))","v":0},0,{"$f":"HLOOKUP(Vypocet!$D$11,TDDData!$E:$S,2+TDDData!D206,0)","v":{"$error":"#N/A"}},218.18,174.54400000000001,{"$error":"#N/A"},{"$error":"#N/A"},{"$f":"IF(AA206<0,IF(AC205>-AA206,AC205+AA206,0),IF(AA206+AC205<=Vypocet!$D$18,AA206+AC205,Vypocet!$D$18))","v":{"$error":"#N/A"}},{"$error":"#N/A"},{"$f":"IF(AND(AC206<AC205,AC206<>0),AE205,IF(OR(AND(AC205=0,AA206<0),AC205<-AA206),IF(AC205=0,IF(AE205>-AA206,AE205+AA206,0),IF(AC205+AE205>-AA206,AC205+AE205+AA206,0)),IF(AC205=Vypocet!$D$18,AE205+AA206,AE205+AA206-AC206+AC205)))","v":{"$error":"#N/A"}},{"$error":"#N/A"},{"$error":"#N/A"},{"$f":"SUM($AF$3:AF206)","v":{"$error":"#N/A"}},{"$error":"#N/A"},{"$error":"#N/A"},{"$error":"#N/A"},{"$f":"SUM($AJ$3:AJ206)","v":{"$error":"#N/A"}},{"$error":"#N/A"},{"$error":"#N/A"},{"$error":"#N/A"},{"$f":"IF(AN206<0,IF(AP205>-AN206,AP205+AN206,0),IF(AN206+AP205<=Vypocet!$D$18,AN206+AP205,Vypocet!$D$18))","v":{"$error":"#N/A"}},{"$error":"#N/A"},{"$f":"IF(AND(AP206<AP205,AP206<>0),AR205,IF(OR(AND(AP205=0,AN206<0),AP205<-AN206),IF(AP205=0,IF(AR205>-AN206,AR205+AN206,0),IF(AP205+AR205>-AN206,AP205+AR205+AN206,0)),IF(AP205=Vypocet!$D$18,AR205+AN206,AR205+AN206-AP206+AP205)))","v":{"$error":"#N/A"}},{"$error":"#N/A"},{"$error":"#N/A"},{"$f":"SUM($AS$3:AS206)","v":{"$error":"#N/A"}},{"$error":"#N/A"},{"$error":"#N/A"},{"$error":"#N/A"},{"$f":"SUM($AW$3:AW206)","v":{"$error":"#N/A"}},{"$f":"IF(V206=0,IF(U206=0,IF(AZ205+Z206/1000>Vypocet!$D$18,Vypocet!$D$18,AZ205+Z206/1000),IF(Z206/1000+AZ205-U206>Vypocet!$D$18,Vypocet!$D$18,Z206/1000+AZ205-U206)),IF(AZ205=0,0,IF(AZ205>V206,AZ205-V206,0)))","v":0},0,null,null,null,null,null,null,null,null,null,null,null,null,null,null,null,null,null,null,null,null,null,null,null,null,null,null,null,null,null,null,null,null,null,null,null,null,null,null,null,null,null,null,null,null,null,null,null,null,null,null,null,null,null,null,null,null,null,null,null,null,null,null,null,null,null,null,null,null,null,null,null,null,null,null,null,null,null,null,null,null,null,null,null,null,null,null,null,null,null,null,null,null,null,null,null,null,null,null,null,null,null,null,null,0.96380999999999994,0.92966000000000004,0.97214999999999996,0.51761000000000001,0.52581,0.50461,0.34461000000000003,0.27353,0.34309000000000001,0.33968999999999999,0.35066000000000003,0.33707999999999999,0.72674000000000005,0.70443999999999996,0]
[1,43839,13,205,{"$f":"(FA207*Vypocet!$D$24)/$FA$2","v":0},{"$f":"(FB207*Vypocet!$D$24)/$FB$2","v":0},{"$f":"(FC207*Vypocet!$D$24)/$FC$2","v":0},{"$f":"(FD207*Vypocet!$D$24)/$FD$2","v":0},{"$f":"(FE207*Vypocet!$D$24)/$FE$2","v":0},{"$f":"(FF207*Vypocet!$D$24)/$FF$2","v":0},{"$f":"(FG207*Vypocet!$D$24)/$FG$2","v":0},{"$f":"(FH207*Vypocet!$D$24)/$FH$2","v":0},{"$f":"(FI207*Vypocet!$D$24)/$FI$2","v":0},{"$f":"(FJ207*Vypocet!$D$24)/$FJ$2","v":0},{"$f":"(FK207*Vypocet!$D$24)/$FK$2","v":0},{"$f":"(FL207*Vypocet!$D$24)/$FL$2","v":0},{"$f":"(FM207*Vypocet!$D$24)/$FM$2","v":0},{"$f":"(FN207*Vypocet!$D$24)/$FN$2","v":0},{"$f":"(FO207*Vypocet!$D$24)/$FO$2","v":0},{"$f":"(VLOOKUP(A207,Voda!$B$3:$AC$15,TDDData!C207+4,0)*4180*(VLOOKUP(A207,Voda!$B$3:$AC$15,4,0)-VLOOKUP(A207,Voda!$B$3:$AC$15,3,0)))/3600000","v":0},0,{"$f":"IF(U207=0,0,IF(Z207>0,IF(Z207/1000<U207,IF(Z207/1000<=Vypocet!$D$15,IF(U207<Vypocet!$D$15,U207-Z207/1000,Vypocet!$D$15-Z207/1000),Vypocet!$D$15),0),IF(U207>Vypocet!$D$15,Vypocet!$D$15,U207)))","v":0},0,{"$f":"HLOOKUP(Vypocet!$D$11,TDDData!$E:$S,2+TDDData!D207,0)","v":{"$error":"#N/A"}},226.88,181.50400000000002,{"$error":"#N/A"},{"$error":"#N/A"},{"$f":"IF(AA207<0,IF(AC206>-AA207,AC206+AA207,0),IF(AA207+AC206<=Vypocet!$D$18,AA207+AC206,Vypocet!$D$18))","v":{"$error":"#N/A"}},{"$error":"#N/A"},{"$f":"IF(AND(AC207<AC206,AC207<>0),AE206,IF(OR(AND(AC206=0,AA207<0),AC206<-AA207),IF(AC206=0,IF(AE206>-AA207,AE206+AA207,0),IF(AC206+AE206>-AA207,AC206+AE206+AA207,0)),IF(AC206=Vypocet!$D$18,AE206+AA207,AE206+AA207-AC207+AC206)))","v":{"$error":"#N/A"}},{"$error":"#N/A"},{"$error":"#N/A"},{"$f":"SUM($AF$3:AF207)","v":{"$error":"#N/A"}},{"$error":"#N/A"},{"$error":"#N/A"},{"$error":"#N/A"},{"$f":"SUM($AJ$3:AJ207)","v":{"$error":"#N/A"}},{"$error":"#N/A"},{"$error":"#N/A"},{"$error":"#N/A"},{"$f":"IF(AN207<0,IF(AP206>-AN207,AP206+AN207,0),IF(AN207+AP206<=Vypocet!$D$18,AN207+AP206,Vypocet!$D$18))","v":{"$error":"#N/A"}},{"$error":"#N/A"},{"$f":"IF(AND(AP207<AP206,AP207<>0),AR206,IF(OR(AND(AP206=0,AN207<0),AP206<-AN207),IF(AP206=0,IF(AR206>-AN207,AR206+AN207,0),IF(AP206+AR206>-AN207,AP206+AR206+AN207,0)),IF(AP206=Vypocet!$D$18,AR206+AN207,AR206+AN207-AP207+AP206)))","v":{"$error":"#N/A"}},{"$error":"#N/A"},{"$error":"#N/A"},{"$f":"SUM($AS$3:AS207)","v":{"$error":"#N/A"}},{"$error":"#N/A"},{"$error":"#N/A"},{"$error":"#N/A"},{"$f":"SUM($AW$3:AW207)","v":{"$error":"#N/A"}},{"$f":"IF(V207=0,IF(U207=0,IF(AZ206+Z207/1000>Vypocet!$D$18,Vypocet!$D$18,AZ206+Z207/1000),IF(Z207/1000+AZ206-U207>Vypocet!$D$18,Vypocet!$D$18,Z207/1000+AZ206-U207)),IF(AZ206=0,0,IF(AZ206>V207,AZ206-V207,0)))","v":0},0,null,null,null,null,null,null,null,null,null,null,null,null,null,null,null,null,null,null,null,null,null,null,null,null,null,null,null,null,null,null,null,null,null,null,null,null,null,null,null,null,null,null,null,null,null,null,null,null,null,null,null,null,null,null,null,null,null,null,null,null,null,null,null,null,null,null,null,null,null,null,null,null,null,null,null,null,null,null,null,null,null,null,null,null,null,null,null,null,null,null,null,null,null,null,null,null,null,null,null,null,null,null,null,0.91888999999999998,0.93186000000000002,0.96611000000000002,0.46932000000000001,0.56759000000000004,0.46204000000000001,0.46850999999999998,0.28292,0.36087000000000002,0.47275,0.41176000000000001,0.36691000000000001,0.62746000000000002,0.72311999999999999,0]
[1,43839,14,206,{"$f":"(FA208*Vypocet!$D$24)/$FA$2","v":0},{"$f":"(FB208*Vypocet!$D$24)/$FB$2","v":0},{"$f":"(FC208*Vypocet!$D$24)/$FC$2","v":0},{"$f":"(FD208*Vypocet!$D$24)/$FD$2","v":0},{"$f":"(FE208*Vypocet!$D$24)/$FE$2","v":0},{"$f":"(FF208*Vypocet!$D$24)/$FF$2","v":0},{"$f":"(FG208*Vypocet!$D$24)/$FG$2","v":0},{"$f":"(FH208*Vypocet!$D$24)/$FH$2","v":0},{"$f":"(FI208*Vypocet!$D$24)/$FI$2","v":0},{"$f":"(FJ208*Vypocet!$D$24)/$FJ$2","v":0},{"$f":"(FK208*Vypocet!$D$24)/$FK$2","v":0},{"$f":"(FL208*Vypocet!$D$24)/$FL$2","v":0},{"$f":"(FM208*Vypocet!$D$24)/$FM$2","v":0},{"$f":"(FN208*Vypocet!$D$24)/$FN$2","v":0},{"$f":"(FO208*Vypocet!$D$24)/$FO$2","v":0},{"$f":"(VLOOKUP(A208,Voda!$B$3:$AC$15,TDDData!C208+4,0)*4180*(VLOOKUP(A208,Voda!$B$3:$AC$15,4,0)-VLOOKUP(A208,Voda!$B$3:$AC$15,3,0)))/3600000","v":0},0,{"$f":"IF(U208=0,0,IF(Z208>0,IF(Z208/1000<U208,IF(Z208/1000<=Vypocet!$D$15,IF(U208<Vypocet!$D$15,U208-Z208/1000,Vypocet!$D$15-Z208/1000),Vypocet!$D$15),0),IF(U208>Vypocet!$D$15,Vypocet!$D$15,U208)))","v":0},0,{"$f":"HLOOKUP(Vypocet!$D$11,TDDData!$E:$S,2+TDDData!D208,0)","v":{"$error":"#N/A"}},92.44,73.951999999999998,{"$error":"#N/A"},{"$error":"#N/A"},{"$f":"IF(AA208<0,IF(AC207>-AA208,AC207+AA208,0),IF(AA208+AC207<=Vypocet!$D$18,AA208+AC207,Vypocet!$D$18))","v":{"$error":"#N/A"}},{"$error":"#N/A"},{"$f":"IF(AND(AC208<AC207,AC208<>0),AE207,IF(OR(AND(AC207=0,AA208<0),AC207<-AA208),IF(AC207=0,IF(AE207>-AA208,AE207+AA208,0),IF(AC207+AE207>-AA208,AC207+AE207+AA208,0)),IF(AC207=Vypocet!$D$18,AE207+AA208,AE207+AA208-AC208+AC207)))","v":{"$error":"#N/A"}},{"$error":"#N/A"},{"$error":"#N/A"},{"$f":"SUM($AF$3:AF208)","v":{"$error":"#N/A"}},{"$error":"#N/A"},{"$error":"#N/A"},{"$error":"#N/A"},{"$f":"SUM($AJ$3:AJ208)","v":{"$error":"#N/A"}},{"$error":"#N/A"},{"$error":"#N/A"},{"$error":"#N/A"},{"$f":"IF(AN208<0,IF(AP207>-AN208,AP207+AN208,0),IF(AN208+AP207<=Vypocet!$D$18,AN208+AP207,Vypocet!$D$18))","v":{"$error":"#N/A"}},{"$error":"#N/A"},{"$f":"IF(AND(AP208<AP207,AP208<>0),AR207,IF(OR(AND(AP207=0,AN208<0),AP207<-AN208),IF(AP207=0,IF(AR207>-AN208,AR207+AN208,0),IF(AP207+AR207>-AN208,AP207+AR207+AN208,0)),IF(AP207=Vypocet!$D$18,AR207+AN208,AR207+AN208-AP208+AP207)))","v":{"$error":"#N/A"}},{"$error":"#N/A"},{"$error":"#N/A"},{"$f":"SUM($AS$3:AS208)","v":{"$error":"#N/A"}},{"$error":"#N/A"},{"$error":"#N/A"},{"$error":"#N/A"},{"$f":"SUM($AW$3:AW208)","v":{"$error":"#N/A"}},{"$f":"IF(V208=0,IF(U208=0,IF(AZ207+Z208/1000>Vypocet!$D$18,Vypocet!$D$18,AZ207+Z208/1000),IF(Z208/1000+AZ207-U208>Vypocet!$D$18,Vypocet!$D$18,Z208/1000+AZ207-U208)),IF(AZ207=0,0,IF(AZ207>V208,AZ207-V208,0)))","v":0},0,null,null,null,null,null,null,null,null,null,null,null,null,null,null,null,null,null,null,null,null,null,null,null,null,null,null,null,null,null,null,null,null,null,null,null,null,null,null,null,null,null,null,null,null,null,null,null,null,null,null,null,null,null,null,null,null,null,null,null,null,null,null,null,null,null,null,null,null,null,null,null,null,null,null,null,null,null,null,null,null,null,null,null,null,null,null,null,null,null,null,null,null,null,null,null,null,null,null,null,null,null,null,null,0.90880000000000005,0.98431000000000002,0.90337000000000001,0.46243000000000001,0.68715000000000004,0.65344000000000002,0.90759000000000001,0.39695999999999998,0.44907000000000002,0.62297000000000002,0.44627,0.52975000000000005,0.75805,0.75168000000000001,0]
[1,43839,15,207,{"$f":"(FA209*Vypocet!$D$24)/$FA$2","v":0},{"$f":"(FB209*Vypocet!$D$24)/$FB$2","v":0},{"$f":"(FC209*Vypocet!$D$24)/$FC$2","v":0},{"$f":"(FD209*Vypocet!$D$24)/$FD$2","v":0},{"$f":"(FE209*Vypocet!$D$24)/$FE$2","v":0},{"$f":"(FF209*Vypocet!$D$24)/$FF$2","v":0},{"$f":"(FG209*Vypocet!$D$24)/$FG$2","v":0},{"$f":"(FH209*Vypocet!$D$24)/$FH$2","v":0},{"$f":"(FI209*Vypocet!$D$24)/$FI$2","v":0},{"$f":"(FJ209*Vypocet!$D$24)/$FJ$2","v":0},{"$f":"(FK209*Vypocet!$D$24)/$FK$2","v":0},{"$f":"(FL209*Vypocet!$D$24)/$FL$2","v":0},{"$f":"(FM209*Vypocet!$D$24)/$FM$2","v":0},{"$f":"(FN209*Vypocet!$D$24)/$FN$2","v":0},{"$f":"(FO209*Vypocet!$D$24)/$FO$2","v":0},{"$f":"(VLOOKUP(A209,Voda!$B$3:$AC$15,TDDData!C209+4,0)*4180*(VLOOKUP(A209,Voda!$B$3:$AC$15,4,0)-VLOOKUP(A209,Voda!$B$3:$AC$15,3,0)))/3600000","v":0},0,{"$f":"IF(U209=0,0,IF(Z209>0,IF(Z209/1000<U209,IF(Z209/1000<=Vypocet!$D$15,IF(U209<Vypocet!$D$15,U209-Z209/1000,Vypocet!$D$15-Z209/1000),Vypocet!$D$15),0),IF(U209>Vypocet!$D$15,Vypocet!$D$15,U209)))","v":0},0,{"$f":"HLOOKUP(Vypocet!$D$11,TDDData!$E:$S,2+TDDData!D209,0)","v":{"$error":"#N/A"}},23.9,19.12,{"$error":"#N/A"},{"$error":"#N/A"},{"$f":"IF(AA209<0,IF(AC208>-AA209,AC208+AA209,0),IF(AA209+AC208<=Vypocet!$D$18,AA209+AC208,Vypocet!$D$18))","v":{"$error":"#N/A"}},{"$error":"#N/A"},{"$f":"IF(AND(AC209<AC208,AC209<>0),AE208,IF(OR(AND(AC208=0,AA209<0),AC208<-AA209),IF(AC208=0,IF(AE208>-AA209,AE208+AA209,0),IF(AC208+AE208>-AA209,AC208+AE208+AA209,0)),IF(AC208=Vypocet!$D$18,AE208+AA209,AE208+AA209-AC209+AC208)))","v":{"$error":"#N/A"}},{"$error":"#N/A"},{"$error":"#N/A"},{"$f":"SUM($AF$3:AF209)","v":{"$error":"#N/A"}},{"$error":"#N/A"},{"$error":"#N/A"},{"$error":"#N/A"},{"$f":"SUM($AJ$3:AJ209)","v":{"$error":"#N/A"}},{"$error":"#N/A"},{"$error":"#N/A"},{"$error":"#N/A"},{"$f":"IF(AN209<0,IF(AP208>-AN209,AP208+AN209,0),IF(AN209+AP208<=Vypocet!$D$18,AN209+AP208,Vypocet!$D$18))","v":{"$error":"#N/A"}},{"$error":"#N/A"},{"$f":"IF(AND(AP209<AP208,AP209<>0),AR208,IF(OR(AND(AP208=0,AN209<0),AP208<-AN209),IF(AP208=0,IF(AR208>-AN209,AR208+AN209,0),IF(AP208+AR208>-AN209,AP208+AR208+AN209,0)),IF(AP208=Vypocet!$D$18,AR208+AN209,AR208+AN209-AP209+AP208)))","v":{"$error":"#N/A"}},{"$error":"#N/A"},{"$error":"#N/A"},{"$f":"SUM($AS$3:AS209)","v":{"$error":"#N/A"}},{"$error":"#N/A"},{"$error":"#N/A"},{"$error":"#N/A"},{"$f":"SUM($AW$3:AW209)","v":{"$error":"#N/A"}},{"$f":"IF(V209=0,IF(U209=0,IF(AZ208+Z209/1000>Vypocet!$D$18,Vypocet!$D$18,AZ208+Z209/1000),IF(Z209/1000+AZ208-U209>Vypocet!$D$18,Vypocet!$D$18,Z209/1000+AZ208-U209)),IF(AZ208=0,0,IF(AZ208>V209,AZ208-V209,0)))","v":0},0,null,null,null,null,null,null,null,null,null,null,null,null,null,null,null,null,null,null,null,null,null,null,null,null,null,null,null,null,null,null,null,null,null,null,null,null,null,null,null,null,null,null,null,null,null,null,null,null,null,null,null,null,null,null,null,null,null,null,null,null,null,null,null,null,null,null,null,null,null,null,null,null,null,null,null,null,null,null,null,null,null,null,null,null,null,null,null,null,null,null,null,null,null,null,null,null,null,null,null,null,null,null,null,0.87546000000000002,0.91169,0.91710999999999998,0.50114999999999998,0.72214999999999996,0.73063999999999996,0.67701,0.60199999999999998,0.53549999999999998,0.73250999999999999,0.68591999999999997,0.69840999999999998,0.69689000000000001,0.71279999999999999,0]
[1,43839,16,208,{"$f":"(FA210*Vypocet!$D$24)/$FA$2","v":0},{"$f":"(FB210*Vypocet!$D$24)/$FB$2","v":0},{"$f":"(FC210*Vypocet!$D$24)/$FC$2","v":0},{"$f":"(FD210*Vypocet!$D$24)/$FD$2","v":0},{"$f":"(FE210*Vypocet!$D$24)/$FE$2","v":0},{"$f":"(FF210*Vypocet!$D$24)/$FF$2","v":0},{"$f":"(FG210*Vypocet!$D$24)/$FG$2","v":0},{"$f":"(FH210*Vypocet!$D$24)/$FH$2","v":0},{"$f":"(FI210*Vypocet!$D$24)/$FI$2","v":0},{"$f":"(FJ210*Vypocet!$D$24)/$FJ$2","v":0},{"$f":"(FK210*Vypocet!$D$24)/$FK$2","v":0},{"$f":"(FL210*Vypocet!$D$24)/$FL$2","v":0},{"$f":"(FM210*Vypocet!$D$24)/$FM$2","v":0},{"$f":"(FN210*Vypocet!$D$24)/$FN$2","v":0},{"$f":"(FO210*Vypocet!$D$24)/$FO$2","v":0},{"$f":"(VLOOKUP(A210,Voda!$B$3:$AC$15,TDDData!C210+4,0)*4180*(VLOOKUP(A210,Voda!$B$3:$AC$15,4,0)-VLOOKUP(A210,Voda!$B$3:$AC$15,3,0)))/3600000","v":0},0,{"$f":"IF(U210=0,0,IF(Z210>0,IF(Z210/1000<U210,IF(Z210/1000<=Vypocet!$D$15,IF(U210<Vypocet!$D$15,U210-Z210/1000,Vypocet!$D$15-Z210/1000),Vypocet!$D$15),0),IF(U210>Vypocet!$D$15,Vypocet!$D$15,U210)))","v":0},0,{"$f":"HLOOKUP(Vypocet!$D$11,TDDData!$E:$S,2+TDDData!D210,0)","v":{"$error":"#N/A"}},0,0,{"$error":"#N/A"},{"$error":"#N/A"},{"$f":"IF(AA210<0,IF(AC209>-AA210,AC209+AA210,0),IF(AA210+AC209<=Vypocet!$D$18,AA210+AC209,Vypocet!$D$18))","v":{"$error":"#N/A"}},{"$error":"#N/A"},{"$f":"IF(AND(AC210<AC209,AC210<>0),AE209,IF(OR(AND(AC209=0,AA210<0),AC209<-AA210),IF(AC209=0,IF(AE209>-AA210,AE209+AA210,0),IF(AC209+AE209>-AA210,AC209+AE209+AA210,0)),IF(AC209=Vypocet!$D$18,AE209+AA210,AE209+AA210-AC210+AC209)))","v":{"$error":"#N/A"}},{"$error":"#N/A"},{"$error":"#N/A"},{"$f":"SUM($AF$3:AF210)","v":{"$error":"#N/A"}},{"$error":"#N/A"},{"$error":"#N/A"},{"$error":"#N/A"},{"$f":"SUM($AJ$3:AJ210)","v":{"$error":"#N/A"}},{"$error":"#N/A"},{"$error":"#N/A"},{"$error":"#N/A"},{"$f":"IF(AN210<0,IF(AP209>-AN210,AP209+AN210,0),IF(AN210+AP209<=Vypocet!$D$18,AN210+AP209,Vypocet!$D$18))","v":{"$error":"#N/A"}},{"$error":"#N/A"},{"$f":"IF(AND(AP210<AP209,AP210<>0),AR209,IF(OR(AND(AP209=0,AN210<0),AP209<-AN210),IF(AP209=0,IF(AR209>-AN210,AR209+AN210,0),IF(AP209+AR209>-AN210,AP209+AR209+AN210,0)),IF(AP209=Vypocet!$D$18,AR209+AN210,AR209+AN210-AP210+AP209)))","v":{"$error":"#N/A"}},{"$error":"#N/A"},{"$error":"#N/A"},{"$f":"SUM($AS$3:AS210)","v":{"$error":"#N/A"}},{"$error":"#N/A"},{"$error":"#N/A"},{"$error":"#N/A"},{"$f":"SUM($AW$3:AW210)","v":{"$error":"#N/A"}},{"$f":"IF(V210=0,IF(U210=0,IF(AZ209+Z210/1000>Vypocet!$D$18,Vypocet!$D$18,AZ209+Z210/1000),IF(Z210/1000+AZ209-U210>Vypocet!$D$18,Vypocet!$D$18,Z210/1000+AZ209-U210)),IF(AZ209=0,0,IF(AZ209>V210,AZ209-V210,0)))","v":0},0,null,null,null,null,null,null,null,null,null,null,null,null,null,null,null,null,null,null,null,null,null,null,null,null,null,null,null,null,null,null,null,null,null,null,null,null,null,null,null,null,null,null,null,null,null,null,null,null,null,null,null,null,null,null,null,null,null,null,null,null,null,null,null,null,null,null,null,null,null,null,null,null,null,null,null,null,null,null,null,null,null,null,null,null,null,null,null,null,null,null,null,null,null,null,null,null,null,null,null,null,null,null,null,0.86697999999999997,0.84021999999999997,0.89961999999999998,0.52122999999999997,0.76636000000000004,0.51490999999999998,0.49809999999999999,0.51088,0.87519000000000002,0.69023000000000001,0.74709000000000003,0.62629000000000001,0.64651000000000003,0.84963999999999995,0]
[1,43839,17,209,{"$f":"(FA211*Vypocet!$D$24)/$FA$2","v":0},{"$f":"(FB211*Vypocet!$D$24)/$FB$2","v":0},{"$f":"(FC211*Vypocet!$D$24)/$FC$2","v":0},{"$f":"(FD211*Vypocet!$D$24)/$FD$2","v":0},{"$f":"(FE211*Vypocet!$D$24)/$FE$2","v":0},{"$f":"(FF211*Vypocet!$D$24)/$FF$2","v":0},{"$f":"(FG211*Vypocet!$D$24)/$FG$2","v":0},{"$f":"(FH211*Vypocet!$D$24)/$FH$2","v":0},{"$f":"(FI211*Vypocet!$D$24)/$FI$2","v":0},{"$f":"(FJ211*Vypocet!$D$24)/$FJ$2","v":0},{"$f":"(FK211*Vypocet!$D$24)/$FK$2","v":0},{"$f":"(FL211*Vypocet!$D$24)/$FL$2","v":0},{"$f":"(FM211*Vypocet!$D$24)/$FM$2","v":0},{"$f":"(FN211*Vypocet!$D$24)/$FN$2","v":0},{"$f":"(FO211*Vypocet!$D$24)/$FO$2","v":0},{"$f":"(VLOOKUP(A211,Voda!$B$3:$AC$15,TDDData!C211+4,0)*4180*(VLOOKUP(A211,Voda!$B$3:$AC$15,4,0)-VLOOKUP(A211,Voda!$B$3:$AC$15,3,0)))/3600000","v":0},0,{"$f":"IF(U211=0,0,IF(Z211>0,IF(Z211/1000<U211,IF(Z211/1000<=Vypocet!$D$15,IF(U211<Vypocet!$D$15,U211-Z211/1000,Vypocet!$D$15-Z211/1000),Vypocet!$D$15),0),IF(U211>Vypocet!$D$15,Vypocet!$D$15,U211)))","v":0},0,{"$f":"HLOOKUP(Vypocet!$D$11,TDDData!$E:$S,2+TDDData!D211,0)","v":{"$error":"#N/A"}},0,0,{"$error":"#N/A"},{"$error":"#N/A"},{"$f":"IF(AA211<0,IF(AC210>-AA211,AC210+AA211,0),IF(AA211+AC210<=Vypocet!$D$18,AA211+AC210,Vypocet!$D$18))","v":{"$error":"#N/A"}},{"$error":"#N/A"},{"$f":"IF(AND(AC211<AC210,AC211<>0),AE210,IF(OR(AND(AC210=0,AA211<0),AC210<-AA211),IF(AC210=0,IF(AE210>-AA211,AE210+AA211,0),IF(AC210+AE210>-AA211,AC210+AE210+AA211,0)),IF(AC210=Vypocet!$D$18,AE210+AA211,AE210+AA211-AC211+AC210)))","v":{"$error":"#N/A"}},{"$error":"#N/A"},{"$error":"#N/A"},{"$f":"SUM($AF$3:AF211)","v":{"$error":"#N/A"}},{"$error":"#N/A"},{"$error":"#N/A"},{"$error":"#N/A"},{"$f":"SUM($AJ$3:AJ211)","v":{"$error":"#N/A"}},{"$error":"#N/A"},{"$error":"#N/A"},{"$error":"#N/A"},{"$f":"IF(AN211<0,IF(AP210>-AN211,AP210+AN211,0),IF(AN211+AP210<=Vypocet!$D$18,AN211+AP210,Vypocet!$D$18))","v":{"$error":"#N/A"}},{"$error":"#N/A"},{"$f":"IF(AND(AP211<AP210,AP211<>0),AR210,IF(OR(AND(AP210=0,AN211<0),AP210<-AN211),IF(AP210=0,IF(AR210>-AN211,AR210+AN211,0),IF(AP210+AR210>-AN211,AP210+AR210+AN211,0)),IF(AP210=Vypocet!$D$18,AR210+AN211,AR210+AN211-AP211+AP210)))","v":{"$error":"#N/A"}},{"$error":"#N/A"},{"$error":"#N/A"},{"$f":"SUM($AS$3:AS211)","v":{"$error":"#N/A"}},{"$error":"#N/A"},{"$error":"#N/A"},{"$error":"#N/A"},{"$f":"SUM($AW$3:AW211)","v":{"$error":"#N/A"}},{"$f":"IF(V211=0,IF(U211=0,IF(AZ210+Z211/1000>Vypocet!$D$18,Vypocet!$D$18,AZ210+Z211/1000),IF(Z211/1000+AZ210-U211>Vypocet!$D$18,Vypocet!$D$18,Z211/1000+AZ210-U211)),IF(AZ210=0,0,IF(AZ210>V211,AZ210-V211,0)))","v":0},0,null,null,null,null,null,null,null,null,null,null,null,null,null,null,null,null,null,null,null,null,null,null,null,null,null,null,null,null,null,null,null,null,null,null,null,null,null,null,null,null,null,null,null,null,null,null,null,null,null,null,null,null,null,null,null,null,null,null,null,null,null,null,null,null,null,null,null,null,null,null,null,null,null,null,null,null,null,null,null,null,null,null,null,null,null,null,null,null,null,null,null,null,null,null,null,null,null,null,null,null,null,null,null,0.89705000000000001,0.75273999999999996,0.82596000000000003,0.65339999999999998,0.63961999999999997,0.48287000000000002,0.43142000000000003,0.58421000000000001,0.68274999999999997,0.57759000000000005,0.83516000000000001,0.73909000000000002,0.73633999999999999,0.86048999999999998,0.35]
[1,43839,18,210,{"$f":"(FA212*Vypocet!$D$24)/$FA$2","v":0},{"$f":"(FB212*Vypocet!$D$24)/$FB$2","v":0},{"$f":"(FC212*Vypocet!$D$24)/$FC$2","v":0},{"$f":"(FD212*Vypocet!$D$24)/$FD$2","v":0},{"$f":"(FE212*Vypocet!$D$24)/$FE$2","v":0},{"$f":"(FF212*Vypocet!$D$24)/$FF$2","v":0},{"$f":"(FG212*Vypocet!$D$24)/$FG$2","v":0},{"$f":"(FH212*Vypocet!$D$24)/$FH$2","v":0},{"$f":"(FI212*Vypocet!$D$24)/$FI$2","v":0},{"$f":"(FJ212*Vypocet!$D$24)/$FJ$2","v":0},{"$f":"(FK212*Vypocet!$D$24)/$FK$2","v":0},{"$f":"(FL212*Vypocet!$D$24)/$FL$2","v":0},{"$f":"(FM212*Vypocet!$D$24)/$FM$2","v":0},{"$f":"(FN212*Vypocet!$D$24)/$FN$2","v":0},{"$f":"(FO212*Vypocet!$D$24)/$FO$2","v":0},{"$f":"(VLOOKUP(A212,Voda!$B$3:$AC$15,TDDData!C212+4,0)*4180*(VLOOKUP(A212,Voda!$B$3:$AC$15,4,0)-VLOOKUP(A212,Voda!$B$3:$AC$15,3,0)))/3600000","v":0},0,{"$f":"IF(U212=0,0,IF(Z212>0,IF(Z212/1000<U212,IF(Z212/1000<=Vypocet!$D$15,IF(U212<Vypocet!$D$15,U212-Z212/1000,Vypocet!$D$15-Z212/1000),Vypocet!$D$15),0),IF(U212>Vypocet!$D$15,Vypocet!$D$15,U212)))","v":0},0,{"$f":"HLOOKUP(Vypocet!$D$11,TDDData!$E:$S,2+TDDData!D212,0)","v":{"$error":"#N/A"}},0,0,{"$error":"#N/A"},{"$error":"#N/A"},{"$f":"IF(AA212<0,IF(AC211>-AA212,AC211+AA212,0),IF(AA212+AC211<=Vypocet!$D$18,AA212+AC211,Vypocet!$D$18))","v":{"$error":"#N/A"}},{"$error":"#N/A"},{"$f":"IF(AND(AC212<AC211,AC212<>0),AE211,IF(OR(AND(AC211=0,AA212<0),AC211<-AA212),IF(AC211=0,IF(AE211>-AA212,AE211+AA212,0),IF(AC211+AE211>-AA212,AC211+AE211+AA212,0)),IF(AC211=Vypocet!$D$18,AE211+AA212,AE211+AA212-AC212+AC211)))","v":{"$error":"#N/A"}},{"$error":"#N/A"},{"$error":"#N/A"},{"$f":"SUM($AF$3:AF212)","v":{"$error":"#N/A"}},{"$error":"#N/A"},{"$error":"#N/A"},{"$error":"#N/A"},{"$f":"SUM($AJ$3:AJ212)","v":{"$error":"#N/A"}},{"$error":"#N/A"},{"$error":"#N/A"},{"$error":"#N/A"},{"$f":"IF(AN212<0,IF(AP211>-AN212,AP211+AN212,0),IF(AN212+AP211<=Vypocet!$D$18,AN212+AP211,Vypocet!$D$18))","v":{"$error":"#N/A"}},{"$error":"#N/A"},{"$f":"IF(AND(AP212<AP211,AP212<>0),AR211,IF(OR(AND(AP211=0,AN212<0),AP211<-AN212),IF(AP211=0,IF(AR211>-AN212,AR211+AN212,0),IF(AP211+AR211>-AN212,AP211+AR211+AN212,0)),IF(AP211=Vypocet!$D$18,AR211+AN212,AR211+AN212-AP212+AP211)))","v":{"$error":"#N/A"}},{"$error":"#N/A"},{"$error":"#N/A"},{"$f":"SUM($AS$3:AS212)","v":{"$error":"#N/A"}},{"$error":"#N/A"},{"$error":"#N/A"},{"$error":"#N/A"},{"$f":"SUM($AW$3:AW212)","v":{"$error":"#N/A"}},{"$f":"IF(V212=0,IF(U212=0,IF(AZ211+Z212/1000>Vypocet!$D$18,Vypocet!$D$18,AZ211+Z212/1000),IF(Z212/1000+AZ211-U212>Vypocet!$D$18,Vypocet!$D$18,Z212/1000+AZ211-U212)),IF(AZ211=0,0,IF(AZ211>V212,AZ211-V212,0)))","v":0},0,null,null,null,null,null,null,null,null,null,null,null,null,null,null,null,null,null,null,null,null,null,null,null,null,null,null,null,null,null,null,null,null,null,null,null,null,null,null,null,null,null,null,null,null,null,null,null,null,null,null,null,null,null,null,null,null,null,null,null,null,null,null,null,null,null,null,null,null,null,null,null,null,null,null,null,null,null,null,null,null,null,null,null,null,null,null,null,null,null,null,null,null,null,null,null,null,null,null,null,null,null,null,null,0.86953999999999998,0.65103,0.79605000000000004,0.76919999999999999,0.50336000000000003,0.51158000000000003,0.42266999999999999,0.56420000000000003,0.69069999999999998,0.57923000000000002,0.72252000000000005,0.62714000000000003,0.57494000000000001,0.92223999999999995,1]
[1,43839,19,211,{"$f":"(FA213*Vypocet!$D$24)/$FA$2","v":0},{"$f":"(FB213*Vypocet!$D$24)/$FB$2","v":0},{"$f":"(FC213*Vypocet!$D$24)/$FC$2","v":0},{"$f":"(FD213*Vypocet!$D$24)/$FD$2","v":0},{"$f":"(FE213*Vypocet!$D$24)/$FE$2","v":0},{"$f":"(FF213*Vypocet!$D$24)/$FF$2","v":0},{"$f":"(FG213*Vypocet!$D$24)/$FG$2","v":0},{"$f":"(FH213*Vypocet!$D$24)/$FH$2","v":0},{"$f":"(FI213*Vypocet!$D$24)/$FI$2","v":0},{"$f":"(FJ213*Vypocet!$D$24)/$FJ$2","v":0},{"$f":"(FK213*Vypocet!$D$24)/$FK$2","v":0},{"$f":"(FL213*Vypocet!$D$24)/$FL$2","v":0},{"$f":"(FM213*Vypocet!$D$24)/$FM$2","v":0},{"$f":"(FN213*Vypocet!$D$24)/$FN$2","v":0},{"$f":"(FO213*Vypocet!$D$24)/$FO$2","v":0},{"$f":"(VLOOKUP(A213,Voda!$B$3:$AC$15,TDDData!C213+4,0)*4180*(VLOOKUP(A213,Voda!$B$3:$AC$15,4,0)-VLOOKUP(A213,Voda!$B$3:$AC$15,3,0)))/3600000","v":0},0,{"$f":"IF(U213=0,0,IF(Z213>0,IF(Z213/1000<U213,IF(Z213/1000<=Vypocet!$D$15,IF(U213<Vypocet!$D$15,U213-Z213/1000,Vypocet!$D$15-Z213/1000),Vypocet!$D$15),0),IF(U213>Vypocet!$D$15,Vypocet!$D$15,U213)))","v":0},0,{"$f":"HLOOKUP(Vypocet!$D$11,TDDData!$E:$S,2+TDDData!D213,0)","v":{"$error":"#N/A"}},0,0,{"$error":"#N/A"},{"$error":"#N/A"},{"$f":"IF(AA213<0,IF(AC212>-AA213,AC212+AA213,0),IF(AA213+AC212<=Vypocet!$D$18,AA213+AC212,Vypocet!$D$18))","v":{"$error":"#N/A"}},{"$error":"#N/A"},{"$f":"IF(AND(AC213<AC212,AC213<>0),AE212,IF(OR(AND(AC212=0,AA213<0),AC212<-AA213),IF(AC212=0,IF(AE212>-AA213,AE212+AA213,0),IF(AC212+AE212>-AA213,AC212+AE212+AA213,0)),IF(AC212=Vypocet!$D$18,AE212+AA213,AE212+AA213-AC213+AC212)))","v":{"$error":"#N/A"}},{"$error":"#N/A"},{"$error":"#N/A"},{"$f":"SUM($AF$3:AF213)","v":{"$error":"#N/A"}},{"$error":"#N/A"},{"$error":"#N/A"},{"$error":"#N/A"},{"$f":"SUM($AJ$3:AJ213)","v":{"$error":"#N/A"}},{"$error":"#N/A"},{"$error":"#N/A"},{"$error":"#N/A"},{"$f":"IF(AN213<0,IF(AP212>-AN213,AP212+AN213,0),IF(AN213+AP212<=Vypocet!$D$18,AN213+AP212,Vypocet!$D$18))","v":{"$error":"#N/A"}},{"$error":"#N/A"},{"$f":"IF(AND(AP213<AP212,AP213<>0),AR212,IF(OR(AND(AP212=0,AN213<0),AP212<-AN213),IF(AP212=0,IF(AR212>-AN213,AR212+AN213,0),IF(AP212+AR212>-AN213,AP212+AR212+AN213,0)),IF(AP212=Vypocet!$D$18,AR212+AN213,AR212+AN213-AP213+AP212)))","v":{"$error":"#N/A"}},{"$error":"#N/A"},{"$error":"#N/A"},{"$f":"SUM($AS$3:AS213)","v":{"$error":"#N/A"}},{"$error":"#N/A"},{"$error":"#N/A"},{"$error":"#N/A"},{"$f":"SUM($AW$3:AW213)","v":{"$error":"#N/A"}},{"$f":"IF(V213=0,IF(U213=0,IF(AZ212+Z213/1000>Vypocet!$D$18,Vypocet!$D$18,AZ212+Z213/1000),IF(Z213/1000+AZ212-U213>Vypocet!$D$18,Vypocet!$D$18,Z213/1000+AZ212-U213)),IF(AZ212=0,0,IF(AZ212>V213,AZ212-V213,0)))","v":0},0,null,null,null,null,null,null,null,null,null,null,null,null,null,null,null,null,null,null,null,null,null,null,null,null,null,null,null,null,null,null,null,null,null,null,null,null,null,null,null,null,null,null,null,null,null,null,null,null,null,null,null,null,null,null,null,null,null,null,null,null,null,null,null,null,null,null,null,null,null,null,null,null,null,null,null,null,null,null,null,null,null,null,null,null,null,null,null,null,null,null,null,null,null,null,null,null,null,null,null,null,null,null,null,0.77707000000000004,0.60268999999999995,0.77171000000000001,0.83738999999999997,0.60565999999999998,0.47621999999999998,0.43829000000000001,0.52207999999999999,0.54371000000000003,0.60267999999999999,0.60029999999999994,0.50702999999999998,0.56713999999999998,0.94116,1]
[1,43839,20,212,{"$f":"(FA214*Vypocet!$D$24)/$FA$2","v":0},{"$f":"(FB214*Vypocet!$D$24)/$FB$2","v":0},{"$f":"(FC214*Vypocet!$D$24)/$FC$2","v":0},{"$f":"(FD214*Vypocet!$D$24)/$FD$2","v":0},{"$f":"(FE214*Vypocet!$D$24)/$FE$2","v":0},{"$f":"(FF214*Vypocet!$D$24)/$FF$2","v":0},{"$f":"(FG214*Vypocet!$D$24)/$FG$2","v":0},{"$f":"(FH214*Vypocet!$D$24)/$FH$2","v":0},{"$f":"(FI214*Vypocet!$D$24)/$FI$2","v":0},{"$f":"(FJ214*Vypocet!$D$24)/$FJ$2","v":0},{"$f":"(FK214*Vypocet!$D$24)/$FK$2","v":0},{"$f":"(FL214*Vypocet!$D$24)/$FL$2","v":0},{"$f":"(FM214*Vypocet!$D$24)/$FM$2","v":0},{"$f":"(FN214*Vypocet!$D$24)/$FN$2","v":0},{"$f":"(FO214*Vypocet!$D$24)/$FO$2","v":0},{"$f":"(VLOOKUP(A214,Voda!$B$3:$AC$15,TDDData!C214+4,0)*4180*(VLOOKUP(A214,Voda!$B$3:$AC$15,4,0)-VLOOKUP(A214,Voda!$B$3:$AC$15,3,0)))/3600000","v":0},0,{"$f":"IF(U214=0,0,IF(Z214>0,IF(Z214/1000<U214,IF(Z214/1000<=Vypocet!$D$15,IF(U214<Vypocet!$D$15,U214-Z214/1000,Vypocet!$D$15-Z214/1000),Vypocet!$D$15),0),IF(U214>Vypocet!$D$15,Vypocet!$D$15,U214)))","v":0},0,{"$f":"HLOOKUP(Vypocet!$D$11,TDDData!$E:$S,2+TDDData!D214,0)","v":{"$error":"#N/A"}},0,0,{"$error":"#N/A"},{"$error":"#N/A"},{"$f":"IF(AA214<0,IF(AC213>-AA214,AC213+AA214,0),IF(AA214+AC213<=Vypocet!$D$18,AA214+AC213,Vypocet!$D$18))","v":{"$error":"#N/A"}},{"$error":"#N/A"},{"$f":"IF(AND(AC214<AC213,AC214<>0),AE213,IF(OR(AND(AC213=0,AA214<0),AC213<-AA214),IF(AC213=0,IF(AE213>-AA214,AE213+AA214,0),IF(AC213+AE213>-AA214,AC213+AE213+AA214,0)),IF(AC213=Vypocet!$D$18,AE213+AA214,AE213+AA214-AC214+AC213)))","v":{"$error":"#N/A"}},{"$error":"#N/A"},{"$error":"#N/A"},{"$f":"SUM($AF$3:AF214)","v":{"$error":"#N/A"}},{"$error":"#N/A"},{"$error":"#N/A"},{"$error":"#N/A"},{"$f":"SUM($AJ$3:AJ214)","v":{"$error":"#N/A"}},{"$error":"#N/A"},{"$error":"#N/A"},{"$error":"#N/A"},{"$f":"IF(AN214<0,IF(AP213>-AN214,AP213+AN214,0),IF(AN214+AP213<=Vypocet!$D$18,AN214+AP213,Vypocet!$D$18))","v":{"$error":"#N/A"}},{"$error":"#N/A"},{"$f":"IF(AND(AP214<AP213,AP214<>0),AR213,IF(OR(AND(AP213=0,AN214<0),AP213<-AN214),IF(AP213=0,IF(AR213>-AN214,AR213+AN214,0),IF(AP213+AR213>-AN214,AP213+AR213+AN214,0)),IF(AP213=Vypocet!$D$18,AR213+AN214,AR213+AN214-AP214+AP213)))","v":{"$error":"#N/A"}},{"$error":"#N/A"},{"$error":"#N/A"},{"$f":"SUM($AS$3:AS214)","v":{"$error":"#N/A"}},{"$error":"#N/A"},{"$error":"#N/A"},{"$error":"#N/A"},{"$f":"SUM($AW$3:AW214)","v":{"$error":"#N/A"}},{"$f":"IF(V214=0,IF(U214=0,IF(AZ213+Z214/1000>Vypocet!$D$18,Vypocet!$D$18,AZ213+Z214/1000),IF(Z214/1000+AZ213-U214>Vypocet!$D$18,Vypocet!$D$18,Z214/1000+AZ213-U214)),IF(AZ213=0,0,IF(AZ213>V214,AZ213-V214,0)))","v":0},0,null,null,null,null,null,null,null,null,null,null,null,null,null,null,null,null,null,null,null,null,null,null,null,null,null,null,null,null,null,null,null,null,null,null,null,null,null,null,null,null,null,null,null,null,null,null,null,null,null,null,null,null,null,null,null,null,null,null,null,null,null,null,null,null,null,null,null,null,null,null,null,null,null,null,null,null,null,null,null,null,null,null,null,null,null,null,null,null,null,null,null,null,null,null,null,null,null,null,null,null,null,null,null,0.65820000000000001,0.59150000000000003,0.71743000000000001,0.79354999999999998,0.85453000000000001,0.49165999999999999,0.40973999999999999,0.47294999999999998,0.51622999999999997,0.55722000000000005,0.50161,0.47636000000000001,0.63438000000000005,0.92888999999999999,1]
[1,43839,21,213,{"$f":"(FA215*Vypocet!$D$24)/$FA$2","v":0},{"$f":"(FB215*Vypocet!$D$24)/$FB$2","v":0},{"$f":"(FC215*Vypocet!$D$24)/$FC$2","v":0},{"$f":"(FD215*Vypocet!$D$24)/$FD$2","v":0},{"$f":"(FE215*Vypocet!$D$24)/$FE$2","v":0},{"$f":"(FF215*Vypocet!$D$24)/$FF$2","v":0},{"$f":"(FG215*Vypocet!$D$24)/$FG$2","v":0},{"$f":"(FH215*Vypocet!$D$24)/$FH$2","v":0},{"$f":"(FI215*Vypocet!$D$24)/$FI$2","v":0},{"$f":"(FJ215*Vypocet!$D$24)/$FJ$2","v":0},{"$f":"(FK215*Vypocet!$D$24)/$FK$2","v":0},{"$f":"(FL215*Vypocet!$D$24)/$FL$2","v":0},{"$f":"(FM215*Vypocet!$D$24)/$FM$2","v":0},{"$f":"(FN215*Vypocet!$D$24)/$FN$2","v":0},{"$f":"(FO215*Vypocet!$D$24)/$FO$2","v":0},{"$f":"(VLOOKUP(A215,Voda!$B$3:$AC$15,TDDData!C215+4,0)*4180*(VLOOKUP(A215,Voda!$B$3:$AC$15,4,0)-VLOOKUP(A215,Voda!$B$3:$AC$15,3,0)))/3600000","v":0},0,{"$f":"IF(U215=0,0,IF(Z215>0,IF(Z215/1000<U215,IF(Z215/1000<=Vypocet!$D$15,IF(U215<Vypocet!$D$15,U215-Z215/1000,Vypocet!$D$15-Z215/1000),Vypocet!$D$15),0),IF(U215>Vypocet!$D$15,Vypocet!$D$15,U215)))","v":0},0,{"$f":"HLOOKUP(Vypocet!$D$11,TDDData!$E:$S,2+TDDData!D215,0)","v":{"$error":"#N/A"}},0,0,{"$error":"#N/A"},{"$error":"#N/A"},{"$f":"IF(AA215<0,IF(AC214>-AA215,AC214+AA215,0),IF(AA215+AC214<=Vypocet!$D$18,AA215+AC214,Vypocet!$D$18))","v":{"$error":"#N/A"}},{"$error":"#N/A"},{"$f":"IF(AND(AC215<AC214,AC215<>0),AE214,IF(OR(AND(AC214=0,AA215<0),AC214<-AA215),IF(AC214=0,IF(AE214>-AA215,AE214+AA215,0),IF(AC214+AE214>-AA215,AC214+AE214+AA215,0)),IF(AC214=Vypocet!$D$18,AE214+AA215,AE214+AA215-AC215+AC214)))","v":{"$error":"#N/A"}},{"$error":"#N/A"},{"$error":"#N/A"},{"$f":"SUM($AF$3:AF215)","v":{"$error":"#N/A"}},{"$error":"#N/A"},{"$error":"#N/A"},{"$error":"#N/A"},{"$f":"SUM($AJ$3:AJ215)","v":{"$error":"#N/A"}},{"$error":"#N/A"},{"$error":"#N/A"},{"$error":"#N/A"},{"$f":"IF(AN215<0,IF(AP214>-AN215,AP214+AN215,0),IF(AN215+AP214<=Vypocet!$D$18,AN215+AP214,Vypocet!$D$18))","v":{"$error":"#N/A"}},{"$error":"#N/A"},{"$f":"IF(AND(AP215<AP214,AP215<>0),AR214,IF(OR(AND(AP214=0,AN215<0),AP214<-AN215),IF(AP214=0,IF(AR214>-AN215,AR214+AN215,0),IF(AP214+AR214>-AN215,AP214+AR214+AN215,0)),IF(AP214=Vypocet!$D$18,AR214+AN215,AR214+AN215-AP215+AP214)))","v":{"$error":"#N/A"}},{"$error":"#N/A"},{"$error":"#N/A"},{"$f":"SUM($AS$3:AS215)","v":{"$error":"#N/A"}},{"$error":"#N/A"},{"$error":"#N/A"},{"$error":"#N/A"},{"$f":"SUM($AW$3:AW215)","v":{"$error":"#N/A"}},{"$f":"IF(V215=0,IF(U215=0,IF(AZ214+Z215/1000>Vypocet!$D$18,Vypocet!$D$18,AZ214+Z215/1000),IF(Z215/1000+AZ214-U215>Vypocet!$D$18,Vypocet!$D$18,Z215/1000+AZ214-U215)),IF(AZ214=0,0,IF(AZ214>V215,AZ214-V215,0)))","v":0},0,null,null,null,null,null,null,null,null,null,null,null,null,null,null,null,null,null,null,null,null,null,null,null,null,null,null,null,null,null,null,null,null,null,null,null,null,null,null,null,null,null,null,null,null,null,null,null,null,null,null,null,null,null,null,null,null,null,null,null,null,null,null,null,null,null,null,null,null,null,null,null,null,null,null,null,null,null,null,null,null,null,null,null,null,null,null,null,null,null,null,null,null,null,null,null,null,null,null,null,null,null,null,null,0.58113000000000004,0.63402999999999998,0.66454000000000002,0.71716000000000002,0.75429000000000002,0.71533999999999998,0.38932,0.40916999999999998,0.46766999999999997,0.51160000000000005,0.43996000000000002,0.52217000000000002,0.65546000000000004,0.88356000000000001,1]
[1,43839,22,214,{"$f":"(FA216*Vypocet!$D$24)/$FA$2","v":0},{"$f":"(FB216*Vypocet!$D$24)/$FB$2","v":0},{"$f":"(FC216*Vypocet!$D$24)/$FC$2","v":0},{"$f":"(FD216*Vypocet!$D$24)/$FD$2","v":0},{"$f":"(FE216*Vypocet!$D$24)/$FE$2","v":0},{"$f":"(FF216*Vypocet!$D$24)/$FF$2","v":0},{"$f":"(FG216*Vypocet!$D$24)/$FG$2","v":0},{"$f":"(FH216*Vypocet!$D$24)/$FH$2","v":0},{"$f":"(FI216*Vypocet!$D$24)/$FI$2","v":0},{"$f":"(FJ216*Vypocet!$D$24)/$FJ$2","v":0},{"$f":"(FK216*Vypocet!$D$24)/$FK$2","v":0},{"$f":"(FL216*Vypocet!$D$24)/$FL$2","v":0},{"$f":"(FM216*Vypocet!$D$24)/$FM$2","v":0},{"$f":"(FN216*Vypocet!$D$24)/$FN$2","v":0},{"$f":"(FO216*Vypocet!$D$24)/$FO$2","v":0},{"$f":"(VLOOKUP(A216,Voda!$B$3:$AC$15,TDDData!C216+4,0)*4180*(VLOOKUP(A216,Voda!$B$3:$AC$15,4,0)-VLOOKUP(A216,Voda!$B$3:$AC$15,3,0)))/3600000","v":0},0,{"$f":"IF(U216=0,0,IF(Z216>0,IF(Z216/1000<U216,IF(Z216/1000<=Vypocet!$D$15,IF(U216<Vypocet!$D$15,U216-Z216/1000,Vypocet!$D$15-Z216/1000),Vypocet!$D$15),0),IF(U216>Vypocet!$D$15,Vypocet!$D$15,U216)))","v":0},0,{"$f":"HLOOKUP(Vypocet!$D$11,TDDData!$E:$S,2+TDDData!D216,0)","v":{"$error":"#N/A"}},0,0,{"$error":"#N/A"},{"$error":"#N/A"},{"$f":"IF(AA216<0,IF(AC215>-AA216,AC215+AA216,0),IF(AA216+AC215<=Vypocet!$D$18,AA216+AC215,Vypocet!$D$18))","v":{"$error":"#N/A"}},{"$error":"#N/A"},{"$f":"IF(AND(AC216<AC215,AC216<>0),AE215,IF(OR(AND(AC215=0,AA216<0),AC215<-AA216),IF(AC215=0,IF(AE215>-AA216,AE215+AA216,0),IF(AC215+AE215>-AA216,AC215+AE215+AA216,0)),IF(AC215=Vypocet!$D$18,AE215+AA216,AE215+AA216-AC216+AC215)))","v":{"$error":"#N/A"}},{"$error":"#N/A"},{"$error":"#N/A"},{"$f":"SUM($AF$3:AF216)","v":{"$error":"#N/A"}},{"$error":"#N/A"},{"$error":"#N/A"},{"$error":"#N/A"},{"$f":"SUM($AJ$3:AJ216)","v":{"$error":"#N/A"}},{"$error":"#N/A"},{"$error":"#N/A"},{"$error":"#N/A"},{"$f":"IF(AN216<0,IF(AP215>-AN216,AP215+AN216,0),IF(AN216+AP215<=Vypocet!$D$18,AN216+AP215,Vypocet!$D$18))","v":{"$error":"#N/A"}},{"$error":"#N/A"},{"$f":"IF(AND(AP216<AP215,AP216<>0),AR215,IF(OR(AND(AP215=0,AN216<0),AP215<-AN216),IF(AP215=0,IF(AR215>-AN216,AR215+AN216,0),IF(AP215+AR215>-AN216,AP215+AR215+AN216,0)),IF(AP215=Vypocet!$D$18,AR215+AN216,AR215+AN216-AP216+AP215)))","v":{"$error":"#N/A"}},{"$error":"#N/A"},{"$error":"#N/A"},{"$f":"SUM($AS$3:AS216)","v":{"$error":"#N/A"}},{"$error":"#N/A"},{"$error":"#N/A"},{"$error":"#N/A"},{"$f":"SUM($AW$3:AW216)","v":{"$error":"#N/A"}},{"$f":"IF(V216=0,IF(U216=0,IF(AZ215+Z216/1000>Vypocet!$D$18,Vypocet!$D$18,AZ215+Z216/1000),IF(Z216/1000+AZ215-U216>Vypocet!$D$18,Vypocet!$D$18,Z216/1000+AZ215-U216)),IF(AZ215=0,0,IF(AZ215>V216,AZ215-V216,0)))","v":0},0,null,null,null,null,null,null,null,null,null,null,null,null,null,null,null,null,null,null,null,null,null,null,null,null,null,null,null,null,null,null,null,null,null,null,null,null,null,null,null,null,null,null,null,null,null,null,null,null,null,null,null,null,null,null,null,null,null,null,null,null,null,null,null,null,null,null,null,null,null,null,null,null,null,null,null,null,null,null,null,null,null,null,null,null,null,null,null,null,null,null,null,null,null,null,null,null,null,null,null,null,null,null,null,0.51295999999999997,0.63160000000000005,0.62592999999999999,0.62941999999999998,0.85477000000000003,0.89112000000000002,0.37018000000000001,0.44213999999999998,0.43697000000000003,0.47908000000000001,0.42474000000000001,0.51492000000000004,0.99650000000000005,0.85036,1]
[1,43839,23,215,{"$f":"(FA217*Vypocet!$D$24)/$FA$2","v":0},{"$f":"(FB217*Vypocet!$D$24)/$FB$2","v":0},{"$f":"(FC217*Vypocet!$D$24)/$FC$2","v":0},{"$f":"(FD217*Vypocet!$D$24)/$FD$2","v":0},{"$f":"(FE217*Vypocet!$D$24)/$FE$2","v":0},{"$f":"(FF217*Vypocet!$D$24)/$FF$2","v":0},{"$f":"(FG217*Vypocet!$D$24)/$FG$2","v":0},{"$f":"(FH217*Vypocet!$D$24)/$FH$2","v":0},{"$f":"(FI217*Vypocet!$D$24)/$FI$2","v":0},{"$f":"(FJ217*Vypocet!$D$24)/$FJ$2","v":0},{"$f":"(FK217*Vypocet!$D$24)/$FK$2","v":0},{"$f":"(FL217*Vypocet!$D$24)/$FL$2","v":0},{"$f":"(FM217*Vypocet!$D$24)/$FM$2","v":0},{"$f":"(FN217*Vypocet!$D$24)/$FN$2","v":0},{"$f":"(FO217*Vypocet!$D$24)/$FO$2","v":0},{"$f":"(VLOOKUP(A217,Voda!$B$3:$AC$15,TDDData!C217+4,0)*4180*(VLOOKUP(A217,Voda!$B$3:$AC$15,4,0)-VLOOKUP(A217,Voda!$B$3:$AC$15,3,0)))/3600000","v":0},0,{"$f":"IF(U217=0,0,IF(Z217>0,IF(Z217/1000<U217,IF(Z217/1000<=Vypocet!$D$15,IF(U217<Vypocet!$D$15,U217-Z217/1000,Vypocet!$D$15-Z217/1000),Vypocet!$D$15),0),IF(U217>Vypocet!$D$15,Vypocet!$D$15,U217)))","v":0},0,{"$f":"HLOOKUP(Vypocet!$D$11,TDDData!$E:$S,2+TDDData!D217,0)","v":{"$error":"#N/A"}},0,0,{"$error":"#N/A"},{"$error":"#N/A"},{"$f":"IF(AA217<0,IF(AC216>-AA217,AC216+AA217,0),IF(AA217+AC216<=Vypocet!$D$18,AA217+AC216,Vypocet!$D$18))","v":{"$error":"#N/A"}},{"$error":"#N/A"},{"$f":"IF(AND(AC217<AC216,AC217<>0),AE216,IF(OR(AND(AC216=0,AA217<0),AC216<-AA217),IF(AC216=0,IF(AE216>-AA217,AE216+AA217,0),IF(AC216+AE216>-AA217,AC216+AE216+AA217,0)),IF(AC216=Vypocet!$D$18,AE216+AA217,AE216+AA217-AC217+AC216)))","v":{"$error":"#N/A"}},{"$error":"#N/A"},{"$error":"#N/A"},{"$f":"SUM($AF$3:AF217)","v":{"$error":"#N/A"}},{"$error":"#N/A"},{"$error":"#N/A"},{"$error":"#N/A"},{"$f":"SUM($AJ$3:AJ217)","v":{"$error":"#N/A"}},{"$error":"#N/A"},{"$error":"#N/A"},{"$error":"#N/A"},{"$f":"IF(AN217<0,IF(AP216>-AN217,AP216+AN217,0),IF(AN217+AP216<=Vypocet!$D$18,AN217+AP216,Vypocet!$D$18))","v":{"$error":"#N/A"}},{"$error":"#N/A"},{"$f":"IF(AND(AP217<AP216,AP217<>0),AR216,IF(OR(AND(AP216=0,AN217<0),AP216<-AN217),IF(AP216=0,IF(AR216>-AN217,AR216+AN217,0),IF(AP216+AR216>-AN217,AP216+AR216+AN217,0)),IF(AP216=Vypocet!$D$18,AR216+AN217,AR216+AN217-AP217+AP216)))","v":{"$error":"#N/A"}},{"$error":"#N/A"},{"$error":"#N/A"},{"$f":"SUM($AS$3:AS217)","v":{"$error":"#N/A"}},{"$error":"#N/A"},{"$error":"#N/A"},{"$error":"#N/A"},{"$f":"SUM($AW$3:AW217)","v":{"$error":"#N/A"}},{"$f":"IF(V217=0,IF(U217=0,IF(AZ216+Z217/1000>Vypocet!$D$18,Vypocet!$D$18,AZ216+Z217/1000),IF(Z217/1000+AZ216-U217>Vypocet!$D$18,Vypocet!$D$18,Z217/1000+AZ216-U217)),IF(AZ216=0,0,IF(AZ216>V217,AZ216-V217,0)))","v":0},0,null,null,null,null,null,null,null,null,null,null,null,null,null,null,null,null,null,null,null,null,null,null,null,null,null,null,null,null,null,null,null,null,null,null,null,null,null,null,null,null,null,null,null,null,null,null,null,null,null,null,null,null,null,null,null,null,null,null,null,null,null,null,null,null,null,null,null,null,null,null,null,null,null,null,null,null,null,null,null,null,null,null,null,null,null,null,null,null,null,null,null,null,null,null,null,null,null,null,null,null,null,null,null,0.44320999999999999,0.56655,0.58684999999999998,0.50624000000000002,0.76034000000000002,0.40793000000000001,0.34081,0.47403000000000001,0.37905,0.56450999999999996,0.55279,0.60241999999999996,0.84802999999999995,0.77061000000000002,1]
[1,43839,24,216,{"$f":"(FA218*Vypocet!$D$24)/$FA$2","v":0},{"$f":"(FB218*Vypocet!$D$24)/$FB$2","v":0},{"$f":"(FC218*Vypocet!$D$24)/$FC$2","v":0},{"$f":"(FD218*Vypocet!$D$24)/$FD$2","v":0},{"$f":"(FE218*Vypocet!$D$24)/$FE$2","v":0},{"$f":"(FF218*Vypocet!$D$24)/$FF$2","v":0},{"$f":"(FG218*Vypocet!$D$24)/$FG$2","v":0},{"$f":"(FH218*Vypocet!$D$24)/$FH$2","v":0},{"$f":"(FI218*Vypocet!$D$24)/$FI$2","v":0},{"$f":"(FJ218*Vypocet!$D$24)/$FJ$2","v":0},{"$f":"(FK218*Vypocet!$D$24)/$FK$2","v":0},{"$f":"(FL218*Vypocet!$D$24)/$FL$2","v":0},{"$f":"(FM218*Vypocet!$D$24)/$FM$2","v":0},{"$f":"(FN218*Vypocet!$D$24)/$FN$2","v":0},{"$f":"(FO218*Vypocet!$D$24)/$FO$2","v":0},{"$f":"(VLOOKUP(A218,Voda!$B$3:$AC$15,TDDData!C218+4,0)*4180*(VLOOKUP(A218,Voda!$B$3:$AC$15,4,0)-VLOOKUP(A218,Voda!$B$3:$AC$15,3,0)))/3600000","v":0},0,{"$f":"IF(U218=0,0,IF(Z218>0,IF(Z218/1000<U218,IF(Z218/1000<=Vypocet!$D$15,IF(U218<Vypocet!$D$15,U218-Z218/1000,Vypocet!$D$15-Z218/1000),Vypocet!$D$15),0),IF(U218>Vypocet!$D$15,Vypocet!$D$15,U218)))","v":0},0,{"$f":"HLOOKUP(Vypocet!$D$11,TDDData!$E:$S,2+TDDData!D218,0)","v":{"$error":"#N/A"}},0,0,{"$error":"#N/A"},{"$error":"#N/A"},{"$f":"IF(AA218<0,IF(AC217>-AA218,AC217+AA218,0),IF(AA218+AC217<=Vypocet!$D$18,AA218+AC217,Vypocet!$D$18))","v":{"$error":"#N/A"}},{"$error":"#N/A"},{"$f":"IF(AND(AC218<AC217,AC218<>0),AE217,IF(OR(AND(AC217=0,AA218<0),AC217<-AA218),IF(AC217=0,IF(AE217>-AA218,AE217+AA218,0),IF(AC217+AE217>-AA218,AC217+AE217+AA218,0)),IF(AC217=Vypocet!$D$18,AE217+AA218,AE217+AA218-AC218+AC217)))","v":{"$error":"#N/A"}},{"$error":"#N/A"},{"$error":"#N/A"},{"$f":"SUM($AF$3:AF218)","v":{"$error":"#N/A"}},{"$error":"#N/A"},{"$error":"#N/A"},{"$error":"#N/A"},{"$f":"SUM($AJ$3:AJ218)","v":{"$error":"#N/A"}},{"$error":"#N/A"},{"$error":"#N/A"},{"$error":"#N/A"},{"$f":"IF(AN218<0,IF(AP217>-AN218,AP217+AN218,0),IF(AN218+AP217<=Vypocet!$D$18,AN218+AP217,Vypocet!$D$18))","v":{"$error":"#N/A"}},{"$error":"#N/A"},{"$f":"IF(AND(AP218<AP217,AP218<>0),AR217,IF(OR(AND(AP217=0,AN218<0),AP217<-AN218),IF(AP217=0,IF(AR217>-AN218,AR217+AN218,0),IF(AP217+AR217>-AN218,AP217+AR217+AN218,0)),IF(AP217=Vypocet!$D$18,AR217+AN218,AR217+AN218-AP218+AP217)))","v":{"$error":"#N/A"}},{"$error":"#N/A"},{"$error":"#N/A"},{"$f":"SUM($AS$3:AS218)","v":{"$error":"#N/A"}},{"$error":"#N/A"},{"$error":"#N/A"},{"$error":"#N/A"},{"$f":"SUM($AW$3:AW218)","v":{"$error":"#N/A"}},{"$f":"IF(V218=0,IF(U218=0,IF(AZ217+Z218/1000>Vypocet!$D$18,Vypocet!$D$18,AZ217+Z218/1000),IF(Z218/1000+AZ217-U218>Vypocet!$D$18,Vypocet!$D$18,Z218/1000+AZ217-U218)),IF(AZ217=0,0,IF(AZ217>V218,AZ217-V218,0)))","v":0},0,null,null,null,null,null,null,null,null,null,null,null,null,null,null,null,null,null,null,null,null,null,null,null,null,null,null,null,null,null,null,null,null,null,null,null,null,null,null,null,null,null,null,null,null,null,null,null,null,null,null,null,null,null,null,null,null,null,null,null,null,null,null,null,null,null,null,null,null,null,null,null,null,null,null,null,null,null,null,null,null,null,null,null,null,null,null,null,null,null,null,null,null,null,null,null,null,null,null,null,null,null,null,null,0.39385999999999999,0.56542000000000003,0.56562000000000001,0.36164000000000002,0.43097000000000002,0.40298,0.29866999999999999,0.47970000000000002,0.28593000000000002,0.61104999999999998,0.41032999999999997,0.66017999999999999,0.67025000000000001,0.70496999999999999,1]
[1,43840,1,217,{"$f":"(FA219*Vypocet!$D$24)/$FA$2","v":0},{"$f":"(FB219*Vypocet!$D$24)/$FB$2","v":0},{"$f":"(FC219*Vypocet!$D$24)/$FC$2","v":0},{"$f":"(FD219*Vypocet!$D$24)/$FD$2","v":0},{"$f":"(FE219*Vypocet!$D$24)/$FE$2","v":0},{"$f":"(FF219*Vypocet!$D$24)/$FF$2","v":0},{"$f":"(FG219*Vypocet!$D$24)/$FG$2","v":0},{"$f":"(FH219*Vypocet!$D$24)/$FH$2","v":0},{"$f":"(FI219*Vypocet!$D$24)/$FI$2","v":0},{"$f":"(FJ219*Vypocet!$D$24)/$FJ$2","v":0},{"$f":"(FK219*Vypocet!$D$24)/$FK$2","v":0},{"$f":"(FL219*Vypocet!$D$24)/$FL$2","v":0},{"$f":"(FM219*Vypocet!$D$24)/$FM$2","v":0},{"$f":"(FN219*Vypocet!$D$24)/$FN$2","v":0},{"$f":"(FO219*Vypocet!$D$24)/$FO$2","v":0},{"$f":"(VLOOKUP(A219,Voda!$B$3:$AC$15,TDDData!C219+4,0)*4180*(VLOOKUP(A219,Voda!$B$3:$AC$15,4,0)-VLOOKUP(A219,Voda!$B$3:$AC$15,3,0)))/3600000","v":0},0,{"$f":"IF(U219=0,0,IF(Z219>0,IF(Z219/1000<U219,IF(Z219/1000<=Vypocet!$D$15,IF(U219<Vypocet!$D$15,U219-Z219/1000,Vypocet!$D$15-Z219/1000),Vypocet!$D$15),0),IF(U219>Vypocet!$D$15,Vypocet!$D$15,U219)))","v":0},0,{"$f":"HLOOKUP(Vypocet!$D$11,TDDData!$E:$S,2+TDDData!D219,0)","v":{"$error":"#N/A"}},0,0,{"$error":"#N/A"},{"$error":"#N/A"},{"$f":"IF(AA219<0,IF(AC218>-AA219,AC218+AA219,0),IF(AA219+AC218<=Vypocet!$D$18,AA219+AC218,Vypocet!$D$18))","v":{"$error":"#N/A"}},{"$error":"#N/A"},{"$f":"IF(AND(AC219<AC218,AC219<>0),AE218,IF(OR(AND(AC218=0,AA219<0),AC218<-AA219),IF(AC218=0,IF(AE218>-AA219,AE218+AA219,0),IF(AC218+AE218>-AA219,AC218+AE218+AA219,0)),IF(AC218=Vypocet!$D$18,AE218+AA219,AE218+AA219-AC219+AC218)))","v":{"$error":"#N/A"}},{"$error":"#N/A"},{"$error":"#N/A"},{"$f":"SUM($AF$3:AF219)","v":{"$error":"#N/A"}},{"$error":"#N/A"},{"$error":"#N/A"},{"$error":"#N/A"},{"$f":"SUM($AJ$3:AJ219)","v":{"$error":"#N/A"}},{"$error":"#N/A"},{"$error":"#N/A"},{"$error":"#N/A"},{"$f":"IF(AN219<0,IF(AP218>-AN219,AP218+AN219,0),IF(AN219+AP218<=Vypocet!$D$18,AN219+AP218,Vypocet!$D$18))","v":{"$error":"#N/A"}},{"$error":"#N/A"},{"$f":"IF(AND(AP219<AP218,AP219<>0),AR218,IF(OR(AND(AP218=0,AN219<0),AP218<-AN219),IF(AP218=0,IF(AR218>-AN219,AR218+AN219,0),IF(AP218+AR218>-AN219,AP218+AR218+AN219,0)),IF(AP218=Vypocet!$D$18,AR218+AN219,AR218+AN219-AP219+AP218)))","v":{"$error":"#N/A"}},{"$error":"#N/A"},{"$error":"#N/A"},{"$f":"SUM($AS$3:AS219)","v":{"$error":"#N/A"}},{"$error":"#N/A"},{"$error":"#N/A"},{"$error":"#N/A"},{"$f":"SUM($AW$3:AW219)","v":{"$error":"#N/A"}},{"$f":"IF(V219=0,IF(U219=0,IF(AZ218+Z219/1000>Vypocet!$D$18,Vypocet!$D$18,AZ218+Z219/1000),IF(Z219/1000+AZ218-U219>Vypocet!$D$18,Vypocet!$D$18,Z219/1000+AZ218-U219)),IF(AZ218=0,0,IF(AZ218>V219,AZ218-V219,0)))","v":0},0,null,null,null,null,null,null,null,null,null,null,null,null,null,null,null,null,null,null,null,null,null,null,null,null,null,null,null,null,null,null,null,null,null,null,null,null,null,null,null,null,null,null,null,null,null,null,null,null,null,null,null,null,null,null,null,null,null,null,null,null,null,null,null,null,null,null,null,null,null,null,null,null,null,null,null,null,null,null,null,null,null,null,null,null,null,null,null,null,null,null,null,null,null,null,null,null,null,null,null,null,null,null,null,0.37075000000000002,0.57796999999999998,0.54098000000000002,0.29391,0.26651999999999998,0.41639999999999999,0.40311000000000002,0.45748,0.44535999999999998,0.65349999999999997,0.33967999999999998,0.51893,0.53869,0.58891000000000004,1]
[1,43840,2,218,{"$f":"(FA220*Vypocet!$D$24)/$FA$2","v":0},{"$f":"(FB220*Vypocet!$D$24)/$FB$2","v":0},{"$f":"(FC220*Vypocet!$D$24)/$FC$2","v":0},{"$f":"(FD220*Vypocet!$D$24)/$FD$2","v":0},{"$f":"(FE220*Vypocet!$D$24)/$FE$2","v":0},{"$f":"(FF220*Vypocet!$D$24)/$FF$2","v":0},{"$f":"(FG220*Vypocet!$D$24)/$FG$2","v":0},{"$f":"(FH220*Vypocet!$D$24)/$FH$2","v":0},{"$f":"(FI220*Vypocet!$D$24)/$FI$2","v":0},{"$f":"(FJ220*Vypocet!$D$24)/$FJ$2","v":0},{"$f":"(FK220*Vypocet!$D$24)/$FK$2","v":0},{"$f":"(FL220*Vypocet!$D$24)/$FL$2","v":0},{"$f":"(FM220*Vypocet!$D$24)/$FM$2","v":0},{"$f":"(FN220*Vypocet!$D$24)/$FN$2","v":0},{"$f":"(FO220*Vypocet!$D$24)/$FO$2","v":0},{"$f":"(VLOOKUP(A220,Voda!$B$3:$AC$15,TDDData!C220+4,0)*4180*(VLOOKUP(A220,Voda!$B$3:$AC$15,4,0)-VLOOKUP(A220,Voda!$B$3:$AC$15,3,0)))/3600000","v":0},0,{"$f":"IF(U220=0,0,IF(Z220>0,IF(Z220/1000<U220,IF(Z220/1000<=Vypocet!$D$15,IF(U220<Vypocet!$D$15,U220-Z220/1000,Vypocet!$D$15-Z220/1000),Vypocet!$D$15),0),IF(U220>Vypocet!$D$15,Vypocet!$D$15,U220)))","v":0},0,{"$f":"HLOOKUP(Vypocet!$D$11,TDDData!$E:$S,2+TDDData!D220,0)","v":{"$error":"#N/A"}},0,0,{"$error":"#N/A"},{"$error":"#N/A"},{"$f":"IF(AA220<0,IF(AC219>-AA220,AC219+AA220,0),IF(AA220+AC219<=Vypocet!$D$18,AA220+AC219,Vypocet!$D$18))","v":{"$error":"#N/A"}},{"$error":"#N/A"},{"$f":"IF(AND(AC220<AC219,AC220<>0),AE219,IF(OR(AND(AC219=0,AA220<0),AC219<-AA220),IF(AC219=0,IF(AE219>-AA220,AE219+AA220,0),IF(AC219+AE219>-AA220,AC219+AE219+AA220,0)),IF(AC219=Vypocet!$D$18,AE219+AA220,AE219+AA220-AC220+AC219)))","v":{"$error":"#N/A"}},{"$error":"#N/A"},{"$error":"#N/A"},{"$f":"SUM($AF$3:AF220)","v":{"$error":"#N/A"}},{"$error":"#N/A"},{"$error":"#N/A"},{"$error":"#N/A"},{"$f":"SUM($AJ$3:AJ220)","v":{"$error":"#N/A"}},{"$error":"#N/A"},{"$error":"#N/A"},{"$error":"#N/A"},{"$f":"IF(AN220<0,IF(AP219>-AN220,AP219+AN220,0),IF(AN220+AP219<=Vypocet!$D$18,AN220+AP219,Vypocet!$D$18))","v":{"$error":"#N/A"}},{"$error":"#N/A"},{"$f":"IF(AND(AP220<AP219,AP220<>0),AR219,IF(OR(AND(AP219=0,AN220<0),AP219<-AN220),IF(AP219=0,IF(AR219>-AN220,AR219+AN220,0),IF(AP219+AR219>-AN220,AP219+AR219+AN220,0)),IF(AP219=Vypocet!$D$18,AR219+AN220,AR219+AN220-AP220+AP219)))","v":{"$error":"#N/A"}},{"$error":"#N/A"},{"$error":"#N/A"},{"$f":"SUM($AS$3:AS220)","v":{"$error":"#N/A"}},{"$error":"#N/A"},{"$error":"#N/A"},{"$error":"#N/A"},{"$f":"SUM($AW$3:AW220)","v":{"$error":"#N/A"}},{"$f":"IF(V220=0,IF(U220=0,IF(AZ219+Z220/1000>Vypocet!$D$18,Vypocet!$D$18,AZ219+Z220/1000),IF(Z220/1000+AZ219-U220>Vypocet!$D$18,Vypocet!$D$18,Z220/1000+AZ219-U220)),IF(AZ219=0,0,IF(AZ219>V220,AZ219-V220,0)))","v":0},0,null,null,null,null,null,null,null,null,null,null,null,null,null,null,null,null,null,null,null,null,null,null,null,null,null,null,null,null,null,null,null,null,null,null,null,null,null,null,null,null,null,null,null,null,null,null,null,null,null,null,null,null,null,null,null,null,null,null,null,null,null,null,null,null,null,null,null,null,null,null,null,null,null,null,null,null,null,null,null,null,null,null,null,null,null,null,null,null,null,null,null,null,null,null,null,null,null,null,null,null,null,null,null,0.34971999999999998,0.70745999999999998,0.53641000000000005,0.25503999999999999,0.44836999999999999,0.56774999999999998,0.86109000000000002,0.66130999999999995,0.35149000000000002,0.77068000000000003,0.82272000000000001,0.51571,0.51397000000000004,0.54781999999999997,1]
[1,43840,3,219,{"$f":"(FA221*Vypocet!$D$24)/$FA$2","v":0},{"$f":"(FB221*Vypocet!$D$24)/$FB$2","v":0},{"$f":"(FC221*Vypocet!$D$24)/$FC$2","v":0},{"$f":"(FD221*Vypocet!$D$24)/$FD$2","v":0},{"$f":"(FE221*Vypocet!$D$24)/$FE$2","v":0},{"$f":"(FF221*Vypocet!$D$24)/$FF$2","v":0},{"$f":"(FG221*Vypocet!$D$24)/$FG$2","v":0},{"$f":"(FH221*Vypocet!$D$24)/$FH$2","v":0},{"$f":"(FI221*Vypocet!$D$24)/$FI$2","v":0},{"$f":"(FJ221*Vypocet!$D$24)/$FJ$2","v":0},{"$f":"(FK221*Vypocet!$D$24)/$FK$2","v":0},{"$f":"(FL221*Vypocet!$D$24)/$FL$2","v":0},{"$f":"(FM221*Vypocet!$D$24)/$FM$2","v":0},{"$f":"(FN221*Vypocet!$D$24)/$FN$2","v":0},{"$f":"(FO221*Vypocet!$D$24)/$FO$2","v":0},{"$f":"(VLOOKUP(A221,Voda!$B$3:$AC$15,TDDData!C221+4,0)*4180*(VLOOKUP(A221,Voda!$B$3:$AC$15,4,0)-VLOOKUP(A221,Voda!$B$3:$AC$15,3,0)))/3600000","v":0},0,{"$f":"IF(U221=0,0,IF(Z221>0,IF(Z221/1000<U221,IF(Z221/1000<=Vypocet!$D$15,IF(U221<Vypocet!$D$15,U221-Z221/1000,Vypocet!$D$15-Z221/1000),Vypocet!$D$15),0),IF(U221>Vypocet!$D$15,Vypocet!$D$15,U221)))","v":0},0,{"$f":"HLOOKUP(Vypocet!$D$11,TDDData!$E:$S,2+TDDData!D221,0)","v":{"$error":"#N/A"}},0,0,{"$error":"#N/A"},{"$error":"#N/A"},{"$f":"IF(AA221<0,IF(AC220>-AA221,AC220+AA221,0),IF(AA221+AC220<=Vypocet!$D$18,AA221+AC220,Vypocet!$D$18))","v":{"$error":"#N/A"}},{"$error":"#N/A"},{"$f":"IF(AND(AC221<AC220,AC221<>0),AE220,IF(OR(AND(AC220=0,AA221<0),AC220<-AA221),IF(AC220=0,IF(AE220>-AA221,AE220+AA221,0),IF(AC220+AE220>-AA221,AC220+AE220+AA221,0)),IF(AC220=Vypocet!$D$18,AE220+AA221,AE220+AA221-AC221+AC220)))","v":{"$error":"#N/A"}},{"$error":"#N/A"},{"$error":"#N/A"},{"$f":"SUM($AF$3:AF221)","v":{"$error":"#N/A"}},{"$error":"#N/A"},{"$error":"#N/A"},{"$error":"#N/A"},{"$f":"SUM($AJ$3:AJ221)","v":{"$error":"#N/A"}},{"$error":"#N/A"},{"$error":"#N/A"},{"$error":"#N/A"},{"$f":"IF(AN221<0,IF(AP220>-AN221,AP220+AN221,0),IF(AN221+AP220<=Vypocet!$D$18,AN221+AP220,Vypocet!$D$18))","v":{"$error":"#N/A"}},{"$error":"#N/A"},{"$f":"IF(AND(AP221<AP220,AP221<>0),AR220,IF(OR(AND(AP220=0,AN221<0),AP220<-AN221),IF(AP220=0,IF(AR220>-AN221,AR220+AN221,0),IF(AP220+AR220>-AN221,AP220+AR220+AN221,0)),IF(AP220=Vypocet!$D$18,AR220+AN221,AR220+AN221-AP221+AP220)))","v":{"$error":"#N/A"}},{"$error":"#N/A"},{"$error":"#N/A"},{"$f":"SUM($AS$3:AS221)","v":{"$error":"#N/A"}},{"$error":"#N/A"},{"$error":"#N/A"},{"$error":"#N/A"},{"$f":"SUM($AW$3:AW221)","v":{"$error":"#N/A"}},{"$f":"IF(V221=0,IF(U221=0,IF(AZ220+Z221/1000>Vypocet!$D$18,Vypocet!$D$18,AZ220+Z221/1000),IF(Z221/1000+AZ220-U221>Vypocet!$D$18,Vypocet!$D$18,Z221/1000+AZ220-U221)),IF(AZ220=0,0,IF(AZ220>V221,AZ220-V221,0)))","v":0},0,null,null,null,null,null,null,null,null,null,null,null,null,null,null,null,null,null,null,null,null,null,null,null,null,null,null,null,null,null,null,null,null,null,null,null,null,null,null,null,null,null,null,null,null,null,null,null,null,null,null,null,null,null,null,null,null,null,null,null,null,null,null,null,null,null,null,null,null,null,null,null,null,null,null,null,null,null,null,null,null,null,null,null,null,null,null,null,null,null,null,null,null,null,null,null,null,null,null,null,null,null,null,null,0.34462999999999999,0.68755999999999995,0.54315000000000002,0.24837000000000001,0.58191000000000004,0.53464,0.66725999999999996,0.64563999999999999,0.41769000000000001,0.60550000000000004,0.69633,0.38838,0.4783,0.61168,1]
[1,43840,4,220,{"$f":"(FA222*Vypocet!$D$24)/$FA$2","v":0},{"$f":"(FB222*Vypocet!$D$24)/$FB$2","v":0},{"$f":"(FC222*Vypocet!$D$24)/$FC$2","v":0},{"$f":"(FD222*Vypocet!$D$24)/$FD$2","v":0},{"$f":"(FE222*Vypocet!$D$24)/$FE$2","v":0},{"$f":"(FF222*Vypocet!$D$24)/$FF$2","v":0},{"$f":"(FG222*Vypocet!$D$24)/$FG$2","v":0},{"$f":"(FH222*Vypocet!$D$24)/$FH$2","v":0},{"$f":"(FI222*Vypocet!$D$24)/$FI$2","v":0},{"$f":"(FJ222*Vypocet!$D$24)/$FJ$2","v":0},{"$f":"(FK222*Vypocet!$D$24)/$FK$2","v":0},{"$f":"(FL222*Vypocet!$D$24)/$FL$2","v":0},{"$f":"(FM222*Vypocet!$D$24)/$FM$2","v":0},{"$f":"(FN222*Vypocet!$D$24)/$FN$2","v":0},{"$f":"(FO222*Vypocet!$D$24)/$FO$2","v":0},{"$f":"(VLOOKUP(A222,Voda!$B$3:$AC$15,TDDData!C222+4,0)*4180*(VLOOKUP(A222,Voda!$B$3:$AC$15,4,0)-VLOOKUP(A222,Voda!$B$3:$AC$15,3,0)))/3600000","v":0},0,{"$f":"IF(U222=0,0,IF(Z222>0,IF(Z222/1000<U222,IF(Z222/1000<=Vypocet!$D$15,IF(U222<Vypocet!$D$15,U222-Z222/1000,Vypocet!$D$15-Z222/1000),Vypocet!$D$15),0),IF(U222>Vypocet!$D$15,Vypocet!$D$15,U222)))","v":0},0,{"$f":"HLOOKUP(Vypocet!$D$11,TDDData!$E:$S,2+TDDData!D222,0)","v":{"$error":"#N/A"}},0,0,{"$error":"#N/A"},{"$error":"#N/A"},{"$f":"IF(AA222<0,IF(AC221>-AA222,AC221+AA222,0),IF(AA222+AC221<=Vypocet!$D$18,AA222+AC221,Vypocet!$D$18))","v":{"$error":"#N/A"}},{"$error":"#N/A"},{"$f":"IF(AND(AC222<AC221,AC222<>0),AE221,IF(OR(AND(AC221=0,AA222<0),AC221<-AA222),IF(AC221=0,IF(AE221>-AA222,AE221+AA222,0),IF(AC221+AE221>-AA222,AC221+AE221+AA222,0)),IF(AC221=Vypocet!$D$18,AE221+AA222,AE221+AA222-AC222+AC221)))","v":{"$error":"#N/A"}},{"$error":"#N/A"},{"$error":"#N/A"},{"$f":"SUM($AF$3:AF222)","v":{"$error":"#N/A"}},{"$error":"#N/A"},{"$error":"#N/A"},{"$error":"#N/A"},{"$f":"SUM($AJ$3:AJ222)","v":{"$error":"#N/A"}},{"$error":"#N/A"},{"$error":"#N/A"},{"$error":"#N/A"},{"$f":"IF(AN222<0,IF(AP221>-AN222,AP221+AN222,0),IF(AN222+AP221<=Vypocet!$D$18,AN222+AP221,Vypocet!$D$18))","v":{"$error":"#N/A"}},{"$error":"#N/A"},{"$f":"IF(AND(AP222<AP221,AP222<>0),AR221,IF(OR(AND(AP221=0,AN222<0),AP221<-AN222),IF(AP221=0,IF(AR221>-AN222,AR221+AN222,0),IF(AP221+AR221>-AN222,AP221+AR221+AN222,0)),IF(AP221=Vypocet!$D$18,AR221+AN222,AR221+AN222-AP222+AP221)))","v":{"$error":"#N/A"}},{"$error":"#N/A"},{"$error":"#N/A"},{"$f":"SUM($AS$3:AS222)","v":{"$error":"#N/A"}},{"$error":"#N/A"},{"$error":"#N/A"},{"$error":"#N/A"},{"$f":"SUM($AW$3:AW222)","v":{"$error":"#N/A"}},{"$f":"IF(V222=0,IF(U222=0,IF(AZ221+Z222/1000>Vypocet!$D$18,Vypocet!$D$18,AZ221+Z222/1000),IF(Z222/1000+AZ221-U222>Vypocet!$D$18,Vypocet!$D$18,Z222/1000+AZ221-U222)),IF(AZ221=0,0,IF(AZ221>V222,AZ221-V222,0)))","v":0},0,null,null,null,null,null,null,null,null,null,null,null,null,null,null,null,null,null,null,null,null,null,null,null,null,null,null,null,null,null,null,null,null,null,null,null,null,null,null,null,null,null,null,null,null,null,null,null,null,null,null,null,null,null,null,null,null,null,null,null,null,null,null,null,null,null,null,null,null,null,null,null,null,null,null,null,null,null,null,null,null,null,null,null,null,null,null,null,null,null,null,null,null,null,null,null,null,null,null,null,null,null,null,null,0.34705999999999998,0.64170000000000005,0.56474000000000002,0.24553,0.46304000000000001,0.42675000000000002,0.49764999999999998,0.42148999999999998,0.40921999999999997,0.55508999999999997,0.57426999999999995,0.31036999999999998,0.49853999999999998,0.55554999999999999,1]
[1,43840,5,221,{"$f":"(FA223*Vypocet!$D$24)/$FA$2","v":0},{"$f":"(FB223*Vypocet!$D$24)/$FB$2","v":0},{"$f":"(FC223*Vypocet!$D$24)/$FC$2","v":0},{"$f":"(FD223*Vypocet!$D$24)/$FD$2","v":0},{"$f":"(FE223*Vypocet!$D$24)/$FE$2","v":0},{"$f":"(FF223*Vypocet!$D$24)/$FF$2","v":0},{"$f":"(FG223*Vypocet!$D$24)/$FG$2","v":0},{"$f":"(FH223*Vypocet!$D$24)/$FH$2","v":0},{"$f":"(FI223*Vypocet!$D$24)/$FI$2","v":0},{"$f":"(FJ223*Vypocet!$D$24)/$FJ$2","v":0},{"$f":"(FK223*Vypocet!$D$24)/$FK$2","v":0},{"$f":"(FL223*Vypocet!$D$24)/$FL$2","v":0},{"$f":"(FM223*Vypocet!$D$24)/$FM$2","v":0},{"$f":"(FN223*Vypocet!$D$24)/$FN$2","v":0},{"$f":"(FO223*Vypocet!$D$24)/$FO$2","v":0},{"$f":"(VLOOKUP(A223,Voda!$B$3:$AC$15,TDDData!C223+4,0)*4180*(VLOOKUP(A223,Voda!$B$3:$AC$15,4,0)-VLOOKUP(A223,Voda!$B$3:$AC$15,3,0)))/3600000","v":0},0,{"$f":"IF(U223=0,0,IF(Z223>0,IF(Z223/1000<U223,IF(Z223/1000<=Vypocet!$D$15,IF(U223<Vypocet!$D$15,U223-Z223/1000,Vypocet!$D$15-Z223/1000),Vypocet!$D$15),0),IF(U223>Vypocet!$D$15,Vypocet!$D$15,U223)))","v":0},0,{"$f":"HLOOKUP(Vypocet!$D$11,TDDData!$E:$S,2+TDDData!D223,0)","v":{"$error":"#N/A"}},0,0,{"$error":"#N/A"},{"$error":"#N/A"},{"$f":"IF(AA223<0,IF(AC222>-AA223,AC222+AA223,0),IF(AA223+AC222<=Vypocet!$D$18,AA223+AC222,Vypocet!$D$18))","v":{"$error":"#N/A"}},{"$error":"#N/A"},{"$f":"IF(AND(AC223<AC222,AC223<>0),AE222,IF(OR(AND(AC222=0,AA223<0),AC222<-AA223),IF(AC222=0,IF(AE222>-AA223,AE222+AA223,0),IF(AC222+AE222>-AA223,AC222+AE222+AA223,0)),IF(AC222=Vypocet!$D$18,AE222+AA223,AE222+AA223-AC223+AC222)))","v":{"$error":"#N/A"}},{"$error":"#N/A"},{"$error":"#N/A"},{"$f":"SUM($AF$3:AF223)","v":{"$error":"#N/A"}},{"$error":"#N/A"},{"$error":"#N/A"},{"$error":"#N/A"},{"$f":"SUM($AJ$3:AJ223)","v":{"$error":"#N/A"}},{"$error":"#N/A"},{"$error":"#N/A"},{"$error":"#N/A"},{"$f":"IF(AN223<0,IF(AP222>-AN223,AP222+AN223,0),IF(AN223+AP222<=Vypocet!$D$18,AN223+AP222,Vypocet!$D$18))","v":{"$error":"#N/A"}},{"$error":"#N/A"},{"$f":"IF(AND(AP223<AP222,AP223<>0),AR222,IF(OR(AND(AP222=0,AN223<0),AP222<-AN223),IF(AP222=0,IF(AR222>-AN223,AR222+AN223,0),IF(AP222+AR222>-AN223,AP222+AR222+AN223,0)),IF(AP222=Vypocet!$D$18,AR222+AN223,AR222+AN223-AP223+AP222)))","v":{"$error":"#N/A"}},{"$error":"#N/A"},{"$error":"#N/A"},{"$f":"SUM($AS$3:AS223)","v":{"$error":"#N/A"}},{"$error":"#N/A"},{"$error":"#N/A"},{"$error":"#N/A"},{"$f":"SUM($AW$3:AW223)","v":{"$error":"#N/A"}},{"$f":"IF(V223=0,IF(U223=0,IF(AZ222+Z223/1000>Vypocet!$D$18,Vypocet!$D$18,AZ222+Z223/1000),IF(Z223/1000+AZ222-U223>Vypocet!$D$18,Vypocet!$D$18,Z223/1000+AZ222-U223)),IF(AZ222=0,0,IF(AZ222>V223,AZ222-V223,0)))","v":0},0,null,null,null,null,null,null,null,null,null,null,null,null,null,null,null,null,null,null,null,null,null,null,null,null,null,null,null,null,null,null,null,null,null,null,null,null,null,null,null,null,null,null,null,null,null,null,null,null,null,null,null,null,null,null,null,null,null,null,null,null,null,null,null,null,null,null,null,null,null,null,null,null,null,null,null,null,null,null,null,null,null,null,null,null,null,null,null,null,null,null,null,null,null,null,null,null,null,null,null,null,null,null,null,0.36198999999999998,0.59243000000000001,0.56642000000000003,0.25385999999999997,0.44044,0.33894999999999997,0.39416000000000001,0.31701000000000001,0.35065000000000002,0.42704999999999999,0.44419999999999998,0.28681000000000001,0.51707999999999998,0.58250000000000002,1]
[1,43840,6,222,{"$f":"(FA224*Vypocet!$D$24)/$FA$2","v":0},{"$f":"(FB224*Vypocet!$D$24)/$FB$2","v":0},{"$f":"(FC224*Vypocet!$D$24)/$FC$2","v":0},{"$f":"(FD224*Vypocet!$D$24)/$FD$2","v":0},{"$f":"(FE224*Vypocet!$D$24)/$FE$2","v":0},{"$f":"(FF224*Vypocet!$D$24)/$FF$2","v":0},{"$f":"(FG224*Vypocet!$D$24)/$FG$2","v":0},{"$f":"(FH224*Vypocet!$D$24)/$FH$2","v":0},{"$f":"(FI224*Vypocet!$D$24)/$FI$2","v":0},{"$f":"(FJ224*Vypocet!$D$24)/$FJ$2","v":0},{"$f":"(FK224*Vypocet!$D$24)/$FK$2","v":0},{"$f":"(FL224*Vypocet!$D$24)/$FL$2","v":0},{"$f":"(FM224*Vypocet!$D$24)/$FM$2","v":0},{"$f":"(FN224*Vypocet!$D$24)/$FN$2","v":0},{"$f":"(FO224*Vypocet!$D$24)/$FO$2","v":0},{"$f":"(VLOOKUP(A224,Voda!$B$3:$AC$15,TDDData!C224+4,0)*4180*(VLOOKUP(A224,Voda!$B$3:$AC$15,4,0)-VLOOKUP(A224,Voda!$B$3:$AC$15,3,0)))/3600000","v":0},0,{"$f":"IF(U224=0,0,IF(Z224>0,IF(Z224/1000<U224,IF(Z224/1000<=Vypocet!$D$15,IF(U224<Vypocet!$D$15,U224-Z224/1000,Vypocet!$D$15-Z224/1000),Vypocet!$D$15),0),IF(U224>Vypocet!$D$15,Vypocet!$D$15,U224)))","v":0},0,{"$f":"HLOOKUP(Vypocet!$D$11,TDDData!$E:$S,2+TDDData!D224,0)","v":{"$error":"#N/A"}},0,0,{"$error":"#N/A"},{"$error":"#N/A"},{"$f":"IF(AA224<0,IF(AC223>-AA224,AC223+AA224,0),IF(AA224+AC223<=Vypocet!$D$18,AA224+AC223,Vypocet!$D$18))","v":{"$error":"#N/A"}},{"$error":"#N/A"},{"$f":"IF(AND(AC224<AC223,AC224<>0),AE223,IF(OR(AND(AC223=0,AA224<0),AC223<-AA224),IF(AC223=0,IF(AE223>-AA224,AE223+AA224,0),IF(AC223+AE223>-AA224,AC223+AE223+AA224,0)),IF(AC223=Vypocet!$D$18,AE223+AA224,AE223+AA224-AC224+AC223)))","v":{"$error":"#N/A"}},{"$error":"#N/A"},{"$error":"#N/A"},{"$f":"SUM($AF$3:AF224)","v":{"$error":"#N/A"}},{"$error":"#N/A"},{"$error":"#N/A"},{"$error":"#N/A"},{"$f":"SUM($AJ$3:AJ224)","v":{"$error":"#N/A"}},{"$error":"#N/A"},{"$error":"#N/A"},{"$error":"#N/A"},{"$f":"IF(AN224<0,IF(AP223>-AN224,AP223+AN224,0),IF(AN224+AP223<=Vypocet!$D$18,AN224+AP223,Vypocet!$D$18))","v":{"$error":"#N/A"}},{"$error":"#N/A"},{"$f":"IF(AND(AP224<AP223,AP224<>0),AR223,IF(OR(AND(AP223=0,AN224<0),AP223<-AN224),IF(AP223=0,IF(AR223>-AN224,AR223+AN224,0),IF(AP223+AR223>-AN224,AP223+AR223+AN224,0)),IF(AP223=Vypocet!$D$18,AR223+AN224,AR223+AN224-AP224+AP223)))","v":{"$error":"#N/A"}},{"$error":"#N/A"},{"$error":"#N/A"},{"$f":"SUM($AS$3:AS224)","v":{"$error":"#N/A"}},{"$error":"#N/A"},{"$error":"#N/A"},{"$error":"#N/A"},{"$f":"SUM($AW$3:AW224)","v":{"$error":"#N/A"}},{"$f":"IF(V224=0,IF(U224=0,IF(AZ223+Z224/1000>Vypocet!$D$18,Vypocet!$D$18,AZ223+Z224/1000),IF(Z224/1000+AZ223-U224>Vypocet!$D$18,Vypocet!$D$18,Z224/1000+AZ223-U224)),IF(AZ223=0,0,IF(AZ223>V224,AZ223-V224,0)))","v":0},0,null,null,null,null,null,null,null,null,null,null,null,null,null,null,null,null,null,null,null,null,null,null,null,null,null,null,null,null,null,null,null,null,null,null,null,null,null,null,null,null,null,null,null,null,null,null,null,null,null,null,null,null,null,null,null,null,null,null,null,null,null,null,null,null,null,null,null,null,null,null,null,null,null,null,null,null,null,null,null,null,null,null,null,null,null,null,null,null,null,null,null,null,null,null,null,null,null,null,null,null,null,null,null,0.42457,0.61765000000000003,0.63561999999999996,0.30828,0.35093999999999997,0.37187999999999999,0.40505000000000002,0.34827000000000002,0.28309000000000001,0.45421,0.43086999999999998,0.28087000000000001,0.56950999999999996,0.68332999999999999,1]
[1,43840,7,223,{"$f":"(FA225*Vypocet!$D$24)/$FA$2","v":0},{"$f":"(FB225*Vypocet!$D$24)/$FB$2","v":0},{"$f":"(FC225*Vypocet!$D$24)/$FC$2","v":0},{"$f":"(FD225*Vypocet!$D$24)/$FD$2","v":0},{"$f":"(FE225*Vypocet!$D$24)/$FE$2","v":0},{"$f":"(FF225*Vypocet!$D$24)/$FF$2","v":0},{"$f":"(FG225*Vypocet!$D$24)/$FG$2","v":0},{"$f":"(FH225*Vypocet!$D$24)/$FH$2","v":0},{"$f":"(FI225*Vypocet!$D$24)/$FI$2","v":0},{"$f":"(FJ225*Vypocet!$D$24)/$FJ$2","v":0},{"$f":"(FK225*Vypocet!$D$24)/$FK$2","v":0},{"$f":"(FL225*Vypocet!$D$24)/$FL$2","v":0},{"$f":"(FM225*Vypocet!$D$24)/$FM$2","v":0},{"$f":"(FN225*Vypocet!$D$24)/$FN$2","v":0},{"$f":"(FO225*Vypocet!$D$24)/$FO$2","v":0},{"$f":"(VLOOKUP(A225,Voda!$B$3:$AC$15,TDDData!C225+4,0)*4180*(VLOOKUP(A225,Voda!$B$3:$AC$15,4,0)-VLOOKUP(A225,Voda!$B$3:$AC$15,3,0)))/3600000","v":0},0,{"$f":"IF(U225=0,0,IF(Z225>0,IF(Z225/1000<U225,IF(Z225/1000<=Vypocet!$D$15,IF(U225<Vypocet!$D$15,U225-Z225/1000,Vypocet!$D$15-Z225/1000),Vypocet!$D$15),0),IF(U225>Vypocet!$D$15,Vypocet!$D$15,U225)))","v":0},0,{"$f":"HLOOKUP(Vypocet!$D$11,TDDData!$E:$S,2+TDDData!D225,0)","v":{"$error":"#N/A"}},0,0,{"$error":"#N/A"},{"$error":"#N/A"},{"$f":"IF(AA225<0,IF(AC224>-AA225,AC224+AA225,0),IF(AA225+AC224<=Vypocet!$D$18,AA225+AC224,Vypocet!$D$18))","v":{"$error":"#N/A"}},{"$error":"#N/A"},{"$f":"IF(AND(AC225<AC224,AC225<>0),AE224,IF(OR(AND(AC224=0,AA225<0),AC224<-AA225),IF(AC224=0,IF(AE224>-AA225,AE224+AA225,0),IF(AC224+AE224>-AA225,AC224+AE224+AA225,0)),IF(AC224=Vypocet!$D$18,AE224+AA225,AE224+AA225-AC225+AC224)))","v":{"$error":"#N/A"}},{"$error":"#N/A"},{"$error":"#N/A"},{"$f":"SUM($AF$3:AF225)","v":{"$error":"#N/A"}},{"$error":"#N/A"},{"$error":"#N/A"},{"$error":"#N/A"},{"$f":"SUM($AJ$3:AJ225)","v":{"$error":"#N/A"}},{"$error":"#N/A"},{"$error":"#N/A"},{"$error":"#N/A"},{"$f":"IF(AN225<0,IF(AP224>-AN225,AP224+AN225,0),IF(AN225+AP224<=Vypocet!$D$18,AN225+AP224,Vypocet!$D$18))","v":{"$error":"#N/A"}},{"$error":"#N/A"},{"$f":"IF(AND(AP225<AP224,AP225<>0),AR224,IF(OR(AND(AP224=0,AN225<0),AP224<-AN225),IF(AP224=0,IF(AR224>-AN225,AR224+AN225,0),IF(AP224+AR224>-AN225,AP224+AR224+AN225,0)),IF(AP224=Vypocet!$D$18,AR224+AN225,AR224+AN225-AP225+AP224)))","v":{"$error":"#N/A"}},{"$error":"#N/A"},{"$error":"#N/A"},{"$f":"SUM($AS$3:AS225)","v":{"$error":"#N/A"}},{"$error":"#N/A"},{"$error":"#N/A"},{"$error":"#N/A"},{"$f":"SUM($AW$3:AW225)","v":{"$error":"#N/A"}},{"$f":"IF(V225=0,IF(U225=0,IF(AZ224+Z225/1000>Vypocet!$D$18,Vypocet!$D$18,AZ224+Z225/1000),IF(Z225/1000+AZ224-U225>Vypocet!$D$18,Vypocet!$D$18,Z225/1000+AZ224-U225)),IF(AZ224=0,0,IF(AZ224>V225,AZ224-V225,0)))","v":0},0,null,null,null,null,null,null,null,null,null,null,null,null,null,null,null,null,null,null,null,null,null,null,null,null,null,null,null,null,null,null,null,null,null,null,null,null,null,null,null,null,null,null,null,null,null,null,null,null,null,null,null,null,null,null,null,null,null,null,null,null,null,null,null,null,null,null,null,null,null,null,null,null,null,null,null,null,null,null,null,null,null,null,null,null,null,null,null,null,null,null,null,null,null,null,null,null,null,null,null,null,null,null,null,0.58465999999999996,0.64907999999999999,0.71870999999999996,0.42393999999999998,0.3236,0.27544999999999997,0.33718999999999999,0.33962999999999999,0.39162000000000002,0.34211000000000003,0.38489000000000001,0.25957000000000002,0.45655000000000001,0.76765000000000005,1]
[1,43840,8,224,{"$f":"(FA226*Vypocet!$D$24)/$FA$2","v":0},{"$f":"(FB226*Vypocet!$D$24)/$FB$2","v":0},{"$f":"(FC226*Vypocet!$D$24)/$FC$2","v":0},{"$f":"(FD226*Vypocet!$D$24)/$FD$2","v":0},{"$f":"(FE226*Vypocet!$D$24)/$FE$2","v":0},{"$f":"(FF226*Vypocet!$D$24)/$FF$2","v":0},{"$f":"(FG226*Vypocet!$D$24)/$FG$2","v":0},{"$f":"(FH226*Vypocet!$D$24)/$FH$2","v":0},{"$f":"(FI226*Vypocet!$D$24)/$FI$2","v":0},{"$f":"(FJ226*Vypocet!$D$24)/$FJ$2","v":0},{"$f":"(FK226*Vypocet!$D$24)/$FK$2","v":0},{"$f":"(FL226*Vypocet!$D$24)/$FL$2","v":0},{"$f":"(FM226*Vypocet!$D$24)/$FM$2","v":0},{"$f":"(FN226*Vypocet!$D$24)/$FN$2","v":0},{"$f":"(FO226*Vypocet!$D$24)/$FO$2","v":0},{"$f":"(VLOOKUP(A226,Voda!$B$3:$AC$15,TDDData!C226+4,0)*4180*(VLOOKUP(A226,Voda!$B$3:$AC$15,4,0)-VLOOKUP(A226,Voda!$B$3:$AC$15,3,0)))/3600000","v":0},0,{"$f":"IF(U226=0,0,IF(Z226>0,IF(Z226/1000<U226,IF(Z226/1000<=Vypocet!$D$15,IF(U226<Vypocet!$D$15,U226-Z226/1000,Vypocet!$D$15-Z226/1000),Vypocet!$D$15),0),IF(U226>Vypocet!$D$15,Vypocet!$D$15,U226)))","v":0},0,{"$f":"HLOOKUP(Vypocet!$D$11,TDDData!$E:$S,2+TDDData!D226,0)","v":{"$error":"#N/A"}},0,0,{"$error":"#N/A"},{"$error":"#N/A"},{"$f":"IF(AA226<0,IF(AC225>-AA226,AC225+AA226,0),IF(AA226+AC225<=Vypocet!$D$18,AA226+AC225,Vypocet!$D$18))","v":{"$error":"#N/A"}},{"$error":"#N/A"},{"$f":"IF(AND(AC226<AC225,AC226<>0),AE225,IF(OR(AND(AC225=0,AA226<0),AC225<-AA226),IF(AC225=0,IF(AE225>-AA226,AE225+AA226,0),IF(AC225+AE225>-AA226,AC225+AE225+AA226,0)),IF(AC225=Vypocet!$D$18,AE225+AA226,AE225+AA226-AC226+AC225)))","v":{"$error":"#N/A"}},{"$error":"#N/A"},{"$error":"#N/A"},{"$f":"SUM($AF$3:AF226)","v":{"$error":"#N/A"}},{"$error":"#N/A"},{"$error":"#N/A"},{"$error":"#N/A"},{"$f":"SUM($AJ$3:AJ226)","v":{"$error":"#N/A"}},{"$error":"#N/A"},{"$error":"#N/A"},{"$error":"#N/A"},{"$f":"IF(AN226<0,IF(AP225>-AN226,AP225+AN226,0),IF(AN226+AP225<=Vypocet!$D$18,AN226+AP225,Vypocet!$D$18))","v":{"$error":"#N/A"}},{"$error":"#N/A"},{"$f":"IF(AND(AP226<AP225,AP226<>0),AR225,IF(OR(AND(AP225=0,AN226<0),AP225<-AN226),IF(AP225=0,IF(AR225>-AN226,AR225+AN226,0),IF(AP225+AR225>-AN226,AP225+AR225+AN226,0)),IF(AP225=Vypocet!$D$18,AR225+AN226,AR225+AN226-AP226+AP225)))","v":{"$error":"#N/A"}},{"$error":"#N/A"},{"$error":"#N/A"},{"$f":"SUM($AS$3:AS226)","v":{"$error":"#N/A"}},{"$error":"#N/A"},{"$error":"#N/A"},{"$error":"#N/A"},{"$f":"SUM($AW$3:AW226)","v":{"$error":"#N/A"}},{"$f":"IF(V226=0,IF(U226=0,IF(AZ225+Z226/1000>Vypocet!$D$18,Vypocet!$D$18,AZ225+Z226/1000),IF(Z226/1000+AZ225-U226>Vypocet!$D$18,Vypocet!$D$18,Z226/1000+AZ225-U226)),IF(AZ225=0,0,IF(AZ225>V226,AZ225-V226,0)))","v":0},0,null,null,null,null,null,null,null,null,null,null,null,null,null,null,null,null,null,null,null,null,null,null,null,null,null,null,null,null,null,null,null,null,null,null,null,null,null,null,null,null,null,null,null,null,null,null,null,null,null,null,null,null,null,null,null,null,null,null,null,null,null,null,null,null,null,null,null,null,null,null,null,null,null,null,null,null,null,null,null,null,null,null,null,null,null,null,null,null,null,null,null,null,null,null,null,null,null,null,null,null,null,null,null,0.82259000000000004,0.76475000000000004,0.77995000000000003,0.45355000000000001,0.34533999999999998,0.31136999999999998,0.32944000000000001,0.28764000000000001,0.36238999999999999,0.33378999999999998,0.30582999999999999,0.30013000000000001,0.45312999999999998,0.70945000000000003,0.6]
[1,43840,9,225,{"$f":"(FA227*Vypocet!$D$24)/$FA$2","v":0},{"$f":"(FB227*Vypocet!$D$24)/$FB$2","v":0},{"$f":"(FC227*Vypocet!$D$24)/$FC$2","v":0},{"$f":"(FD227*Vypocet!$D$24)/$FD$2","v":0},{"$f":"(FE227*Vypocet!$D$24)/$FE$2","v":0},{"$f":"(FF227*Vypocet!$D$24)/$FF$2","v":0},{"$f":"(FG227*Vypocet!$D$24)/$FG$2","v":0},{"$f":"(FH227*Vypocet!$D$24)/$FH$2","v":0},{"$f":"(FI227*Vypocet!$D$24)/$FI$2","v":0},{"$f":"(FJ227*Vypocet!$D$24)/$FJ$2","v":0},{"$f":"(FK227*Vypocet!$D$24)/$FK$2","v":0},{"$f":"(FL227*Vypocet!$D$24)/$FL$2","v":0},{"$f":"(FM227*Vypocet!$D$24)/$FM$2","v":0},{"$f":"(FN227*Vypocet!$D$24)/$FN$2","v":0},{"$f":"(FO227*Vypocet!$D$24)/$FO$2","v":0},{"$f":"(VLOOKUP(A227,Voda!$B$3:$AC$15,TDDData!C227+4,0)*4180*(VLOOKUP(A227,Voda!$B$3:$AC$15,4,0)-VLOOKUP(A227,Voda!$B$3:$AC$15,3,0)))/3600000","v":0},0,{"$f":"IF(U227=0,0,IF(Z227>0,IF(Z227/1000<U227,IF(Z227/1000<=Vypocet!$D$15,IF(U227<Vypocet!$D$15,U227-Z227/1000,Vypocet!$D$15-Z227/1000),Vypocet!$D$15),0),IF(U227>Vypocet!$D$15,Vypocet!$D$15,U227)))","v":0},0,{"$f":"HLOOKUP(Vypocet!$D$11,TDDData!$E:$S,2+TDDData!D227,0)","v":{"$error":"#N/A"}},47.44,37.951999999999998,{"$error":"#N/A"},{"$error":"#N/A"},{"$f":"IF(AA227<0,IF(AC226>-AA227,AC226+AA227,0),IF(AA227+AC226<=Vypocet!$D$18,AA227+AC226,Vypocet!$D$18))","v":{"$error":"#N/A"}},{"$error":"#N/A"},{"$f":"IF(AND(AC227<AC226,AC227<>0),AE226,IF(OR(AND(AC226=0,AA227<0),AC226<-AA227),IF(AC226=0,IF(AE226>-AA227,AE226+AA227,0),IF(AC226+AE226>-AA227,AC226+AE226+AA227,0)),IF(AC226=Vypocet!$D$18,AE226+AA227,AE226+AA227-AC227+AC226)))","v":{"$error":"#N/A"}},{"$error":"#N/A"},{"$error":"#N/A"},{"$f":"SUM($AF$3:AF227)","v":{"$error":"#N/A"}},{"$error":"#N/A"},{"$error":"#N/A"},{"$error":"#N/A"},{"$f":"SUM($AJ$3:AJ227)","v":{"$error":"#N/A"}},{"$error":"#N/A"},{"$error":"#N/A"},{"$error":"#N/A"},{"$f":"IF(AN227<0,IF(AP226>-AN227,AP226+AN227,0),IF(AN227+AP226<=Vypocet!$D$18,AN227+AP226,Vypocet!$D$18))","v":{"$error":"#N/A"}},{"$error":"#N/A"},{"$f":"IF(AND(AP227<AP226,AP227<>0),AR226,IF(OR(AND(AP226=0,AN227<0),AP226<-AN227),IF(AP226=0,IF(AR226>-AN227,AR226+AN227,0),IF(AP226+AR226>-AN227,AP226+AR226+AN227,0)),IF(AP226=Vypocet!$D$18,AR226+AN227,AR226+AN227-AP227+AP226)))","v":{"$error":"#N/A"}},{"$error":"#N/A"},{"$error":"#N/A"},{"$f":"SUM($AS$3:AS227)","v":{"$error":"#N/A"}},{"$error":"#N/A"},{"$error":"#N/A"},{"$error":"#N/A"},{"$f":"SUM($AW$3:AW227)","v":{"$error":"#N/A"}},{"$f":"IF(V227=0,IF(U227=0,IF(AZ226+Z227/1000>Vypocet!$D$18,Vypocet!$D$18,AZ226+Z227/1000),IF(Z227/1000+AZ226-U227>Vypocet!$D$18,Vypocet!$D$18,Z227/1000+AZ226-U227)),IF(AZ226=0,0,IF(AZ226>V227,AZ226-V227,0)))","v":0},0,null,null,null,null,null,null,null,null,null,null,null,null,null,null,null,null,null,null,null,null,null,null,null,null,null,null,null,null,null,null,null,null,null,null,null,null,null,null,null,null,null,null,null,null,null,null,null,null,null,null,null,null,null,null,null,null,null,null,null,null,null,null,null,null,null,null,null,null,null,null,null,null,null,null,null,null,null,null,null,null,null,null,null,null,null,null,null,null,null,null,null,null,null,null,null,null,null,null,null,null,null,null,null,0.94857000000000002,0.83667000000000002,0.87497000000000003,0.45717999999999998,0.37132999999999999,0.35679,0.31279000000000001,0.24757000000000001,0.36266999999999999,0.35577999999999999,0.26504,0.32532,0.43260999999999999,0.69849000000000006,0]
[1,43840,10,226,{"$f":"(FA228*Vypocet!$D$24)/$FA$2","v":0},{"$f":"(FB228*Vypocet!$D$24)/$FB$2","v":0},{"$f":"(FC228*Vypocet!$D$24)/$FC$2","v":0},{"$f":"(FD228*Vypocet!$D$24)/$FD$2","v":0},{"$f":"(FE228*Vypocet!$D$24)/$FE$2","v":0},{"$f":"(FF228*Vypocet!$D$24)/$FF$2","v":0},{"$f":"(FG228*Vypocet!$D$24)/$FG$2","v":0},{"$f":"(FH228*Vypocet!$D$24)/$FH$2","v":0},{"$f":"(FI228*Vypocet!$D$24)/$FI$2","v":0},{"$f":"(FJ228*Vypocet!$D$24)/$FJ$2","v":0},{"$f":"(FK228*Vypocet!$D$24)/$FK$2","v":0},{"$f":"(FL228*Vypocet!$D$24)/$FL$2","v":0},{"$f":"(FM228*Vypocet!$D$24)/$FM$2","v":0},{"$f":"(FN228*Vypocet!$D$24)/$FN$2","v":0},{"$f":"(FO228*Vypocet!$D$24)/$FO$2","v":0},{"$f":"(VLOOKUP(A228,Voda!$B$3:$AC$15,TDDData!C228+4,0)*4180*(VLOOKUP(A228,Voda!$B$3:$AC$15,4,0)-VLOOKUP(A228,Voda!$B$3:$AC$15,3,0)))/3600000","v":0},0,{"$f":"IF(U228=0,0,IF(Z228>0,IF(Z228/1000<U228,IF(Z228/1000<=Vypocet!$D$15,IF(U228<Vypocet!$D$15,U228-Z228/1000,Vypocet!$D$15-Z228/1000),Vypocet!$D$15),0),IF(U228>Vypocet!$D$15,Vypocet!$D$15,U228)))","v":0},0,{"$f":"HLOOKUP(Vypocet!$D$11,TDDData!$E:$S,2+TDDData!D228,0)","v":{"$error":"#N/A"}},194.08,155.26400000000001,{"$error":"#N/A"},{"$error":"#N/A"},{"$f":"IF(AA228<0,IF(AC227>-AA228,AC227+AA228,0),IF(AA228+AC227<=Vypocet!$D$18,AA228+AC227,Vypocet!$D$18))","v":{"$error":"#N/A"}},{"$error":"#N/A"},{"$f":"IF(AND(AC228<AC227,AC228<>0),AE227,IF(OR(AND(AC227=0,AA228<0),AC227<-AA228),IF(AC227=0,IF(AE227>-AA228,AE227+AA228,0),IF(AC227+AE227>-AA228,AC227+AE227+AA228,0)),IF(AC227=Vypocet!$D$18,AE227+AA228,AE227+AA228-AC228+AC227)))","v":{"$error":"#N/A"}},{"$error":"#N/A"},{"$error":"#N/A"},{"$f":"SUM($AF$3:AF228)","v":{"$error":"#N/A"}},{"$error":"#N/A"},{"$error":"#N/A"},{"$error":"#N/A"},{"$f":"SUM($AJ$3:AJ228)","v":{"$error":"#N/A"}},{"$error":"#N/A"},{"$error":"#N/A"},{"$error":"#N/A"},{"$f":"IF(AN228<0,IF(AP227>-AN228,AP227+AN228,0),IF(AN228+AP227<=Vypocet!$D$18,AN228+AP227,Vypocet!$D$18))","v":{"$error":"#N/A"}},{"$error":"#N/A"},{"$f":"IF(AND(AP228<AP227,AP228<>0),AR227,IF(OR(AND(AP227=0,AN228<0),AP227<-AN228),IF(AP227=0,IF(AR227>-AN228,AR227+AN228,0),IF(AP227+AR227>-AN228,AP227+AR227+AN228,0)),IF(AP227=Vypocet!$D$18,AR227+AN228,AR227+AN228-AP228+AP227)))","v":{"$error":"#N/A"}},{"$error":"#N/A"},{"$error":"#N/A"},{"$f":"SUM($AS$3:AS228)","v":{"$error":"#N/A"}},{"$error":"#N/A"},{"$error":"#N/A"},{"$error":"#N/A"},{"$f":"SUM($AW$3:AW228)","v":{"$error":"#N/A"}},{"$f":"IF(V228=0,IF(U228=0,IF(AZ227+Z228/1000>Vypocet!$D$18,Vypocet!$D$18,AZ227+Z228/1000),IF(Z228/1000+AZ227-U228>Vypocet!$D$18,Vypocet!$D$18,Z228/1000+AZ227-U228)),IF(AZ227=0,0,IF(AZ227>V228,AZ227-V228,0)))","v":0},0,null,null,null,null,null,null,null,null,null,null,null,null,null,null,null,null,null,null,null,null,null,null,null,null,null,null,null,null,null,null,null,null,null,null,null,null,null,null,null,null,null,null,null,null,null,null,null,null,null,null,null,null,null,null,null,null,null,null,null,null,null,null,null,null,null,null,null,null,null,null,null,null,null,null,null,null,null,null,null,null,null,null,null,null,null,null,null,null,null,null,null,null,null,null,null,null,null,null,null,null,null,null,null,0.99736999999999998,0.85667000000000004,0.92144999999999999,0.46556999999999998,0.37969000000000003,0.40194000000000002,0.32893,0.24690999999999999,0.34523999999999999,0.29403000000000001,0.27523999999999998,0.35127999999999998,0.40111000000000002,0.73372000000000004,0]
[1,43840,11,227,{"$f":"(FA229*Vypocet!$D$24)/$FA$2","v":0},{"$f":"(FB229*Vypocet!$D$24)/$FB$2","v":0},{"$f":"(FC229*Vypocet!$D$24)/$FC$2","v":0},{"$f":"(FD229*Vypocet!$D$24)/$FD$2","v":0},{"$f":"(FE229*Vypocet!$D$24)/$FE$2","v":0},{"$f":"(FF229*Vypocet!$D$24)/$FF$2","v":0},{"$f":"(FG229*Vypocet!$D$24)/$FG$2","v":0},{"$f":"(FH229*Vypocet!$D$24)/$FH$2","v":0},{"$f":"(FI229*Vypocet!$D$24)/$FI$2","v":0},{"$f":"(FJ229*Vypocet!$D$24)/$FJ$2","v":0},{"$f":"(FK229*Vypocet!$D$24)/$FK$2","v":0},{"$f":"(FL229*Vypocet!$D$24)/$FL$2","v":0},{"$f":"(FM229*Vypocet!$D$24)/$FM$2","v":0},{"$f":"(FN229*Vypocet!$D$24)/$FN$2","v":0},{"$f":"(FO229*Vypocet!$D$24)/$FO$2","v":0},{"$f":"(VLOOKUP(A229,Voda!$B$3:$AC$15,TDDData!C229+4,0)*4180*(VLOOKUP(A229,Voda!$B$3:$AC$15,4,0)-VLOOKUP(A229,Voda!$B$3:$AC$15,3,0)))/3600000","v":0},0,{"$f":"IF(U229=0,0,IF(Z229>0,IF(Z229/1000<U229,IF(Z229/1000<=Vypocet!$D$15,IF(U229<Vypocet!$D$15,U229-Z229/1000,Vypocet!$D$15-Z229/1000),Vypocet!$D$15),0),IF(U229>Vypocet!$D$15,Vypocet!$D$15,U229)))","v":0},0,{"$f":"HLOOKUP(Vypocet!$D$11,TDDData!$E:$S,2+TDDData!D229,0)","v":{"$error":"#N/A"}},263.56,210.84800000000001,{"$error":"#N/A"},{"$error":"#N/A"},{"$f":"IF(AA229<0,IF(AC228>-AA229,AC228+AA229,0),IF(AA229+AC228<=Vypocet!$D$18,AA229+AC228,Vypocet!$D$18))","v":{"$error":"#N/A"}},{"$error":"#N/A"},{"$f":"IF(AND(AC229<AC228,AC229<>0),AE228,IF(OR(AND(AC228=0,AA229<0),AC228<-AA229),IF(AC228=0,IF(AE228>-AA229,AE228+AA229,0),IF(AC228+AE228>-AA229,AC228+AE228+AA229,0)),IF(AC228=Vypocet!$D$18,AE228+AA229,AE228+AA229-AC229+AC228)))","v":{"$error":"#N/A"}},{"$error":"#N/A"},{"$error":"#N/A"},{"$f":"SUM($AF$3:AF229)","v":{"$error":"#N/A"}},{"$error":"#N/A"},{"$error":"#N/A"},{"$error":"#N/A"},{"$f":"SUM($AJ$3:AJ229)","v":{"$error":"#N/A"}},{"$error":"#N/A"},{"$error":"#N/A"},{"$error":"#N/A"},{"$f":"IF(AN229<0,IF(AP228>-AN229,AP228+AN229,0),IF(AN229+AP228<=Vypocet!$D$18,AN229+AP228,Vypocet!$D$18))","v":{"$error":"#N/A"}},{"$error":"#N/A"},{"$f":"IF(AND(AP229<AP228,AP229<>0),AR228,IF(OR(AND(AP228=0,AN229<0),AP228<-AN229),IF(AP228=0,IF(AR228>-AN229,AR228+AN229,0),IF(AP228+AR228>-AN229,AP228+AR228+AN229,0)),IF(AP228=Vypocet!$D$18,AR228+AN229,AR228+AN229-AP229+AP228)))","v":{"$error":"#N/A"}},{"$error":"#N/A"},{"$error":"#N/A"},{"$f":"SUM($AS$3:AS229)","v":{"$error":"#N/A"}},{"$error":"#N/A"},{"$error":"#N/A"},{"$error":"#N/A"},{"$f":"SUM($AW$3:AW229)","v":{"$error":"#N/A"}},{"$f":"IF(V229=0,IF(U229=0,IF(AZ228+Z229/1000>Vypocet!$D$18,Vypocet!$D$18,AZ228+Z229/1000),IF(Z229/1000+AZ228-U229>Vypocet!$D$18,Vypocet!$D$18,Z229/1000+AZ228-U229)),IF(AZ228=0,0,IF(AZ228>V229,AZ228-V229,0)))","v":0},0,null,null,null,null,null,null,null,null,null,null,null,null,null,null,null,null,null,null,null,null,null,null,null,null,null,null,null,null,null,null,null,null,null,null,null,null,null,null,null,null,null,null,null,null,null,null,null,null,null,null,null,null,null,null,null,null,null,null,null,null,null,null,null,null,null,null,null,null,null,null,null,null,null,null,null,null,null,null,null,null,null,null,null,null,null,null,null,null,null,null,null,null,null,null,null,null,null,null,null,null,null,null,null,0.99360999999999999,0.90956999999999999,0.98646999999999996,0.47403000000000001,0.43989,0.52386999999999995,0.33781,0.28127999999999997,0.33657999999999999,0.32485999999999998,0.31936999999999999,0.36663000000000001,0.69826999999999995,0.77822000000000002,0]
[1,43840,12,228,{"$f":"(FA230*Vypocet!$D$24)/$FA$2","v":0},{"$f":"(FB230*Vypocet!$D$24)/$FB$2","v":0},{"$f":"(FC230*Vypocet!$D$24)/$FC$2","v":0},{"$f":"(FD230*Vypocet!$D$24)/$FD$2","v":0},{"$f":"(FE230*Vypocet!$D$24)/$FE$2","v":0},{"$f":"(FF230*Vypocet!$D$24)/$FF$2","v":0},{"$f":"(FG230*Vypocet!$D$24)/$FG$2","v":0},{"$f":"(FH230*Vypocet!$D$24)/$FH$2","v":0},{"$f":"(FI230*Vypocet!$D$24)/$FI$2","v":0},{"$f":"(FJ230*Vypocet!$D$24)/$FJ$2","v":0},{"$f":"(FK230*Vypocet!$D$24)/$FK$2","v":0},{"$f":"(FL230*Vypocet!$D$24)/$FL$2","v":0},{"$f":"(FM230*Vypocet!$D$24)/$FM$2","v":0},{"$f":"(FN230*Vypocet!$D$24)/$FN$2","v":0},{"$f":"(FO230*Vypocet!$D$24)/$FO$2","v":0},{"$f":"(VLOOKUP(A230,Voda!$B$3:$AC$15,TDDData!C230+4,0)*4180*(VLOOKUP(A230,Voda!$B$3:$AC$15,4,0)-VLOOKUP(A230,Voda!$B$3:$AC$15,3,0)))/3600000","v":0},0,{"$f":"IF(U230=0,0,IF(Z230>0,IF(Z230/1000<U230,IF(Z230/1000<=Vypocet!$D$15,IF(U230<Vypocet!$D$15,U230-Z230/1000,Vypocet!$D$15-Z230/1000),Vypocet!$D$15),0),IF(U230>Vypocet!$D$15,Vypocet!$D$15,U230)))","v":0},0,{"$f":"HLOOKUP(Vypocet!$D$11,TDDData!$E:$S,2+TDDData!D230,0)","v":{"$error":"#N/A"}},211.06,168.84800000000001,{"$error":"#N/A"},{"$error":"#N/A"},{"$f":"IF(AA230<0,IF(AC229>-AA230,AC229+AA230,0),IF(AA230+AC229<=Vypocet!$D$18,AA230+AC229,Vypocet!$D$18))","v":{"$error":"#N/A"}},{"$error":"#N/A"},{"$f":"IF(AND(AC230<AC229,AC230<>0),AE229,IF(OR(AND(AC229=0,AA230<0),AC229<-AA230),IF(AC229=0,IF(AE229>-AA230,AE229+AA230,0),IF(AC229+AE229>-AA230,AC229+AE229+AA230,0)),IF(AC229=Vypocet!$D$18,AE229+AA230,AE229+AA230-AC230+AC229)))","v":{"$error":"#N/A"}},{"$error":"#N/A"},{"$error":"#N/A"},{"$f":"SUM($AF$3:AF230)","v":{"$error":"#N/A"}},{"$error":"#N/A"},{"$error":"#N/A"},{"$error":"#N/A"},{"$f":"SUM($AJ$3:AJ230)","v":{"$error":"#N/A"}},{"$error":"#N/A"},{"$error":"#N/A"},{"$error":"#N/A"},{"$f":"IF(AN230<0,IF(AP229>-AN230,AP229+AN230,0),IF(AN230+AP229<=Vypocet!$D$18,AN230+AP229,Vypocet!$D$18))","v":{"$error":"#N/A"}},{"$error":"#N/A"},{"$f":"IF(AND(AP230<AP229,AP230<>0),AR229,IF(OR(AND(AP229=0,AN230<0),AP229<-AN230),IF(AP229=0,IF(AR229>-AN230,AR229+AN230,0),IF(AP229+AR229>-AN230,AP229+AR229+AN230,0)),IF(AP229=Vypocet!$D$18,AR229+AN230,AR229+AN230-AP230+AP229)))","v":{"$error":"#N/A"}},{"$error":"#N/A"},{"$error":"#N/A"},{"$f":"SUM($AS$3:AS230)","v":{"$error":"#N/A"}},{"$error":"#N/A"},{"$error":"#N/A"},{"$error":"#N/A"},{"$f":"SUM($AW$3:AW230)","v":{"$error":"#N/A"}},{"$f":"IF(V230=0,IF(U230=0,IF(AZ229+Z230/1000>Vypocet!$D$18,Vypocet!$D$18,AZ229+Z230/1000),IF(Z230/1000+AZ229-U230>Vypocet!$D$18,Vypocet!$D$18,Z230/1000+AZ229-U230)),IF(AZ229=0,0,IF(AZ229>V230,AZ229-V230,0)))","v":0},0,null,null,null,null,null,null,null,null,null,null,null,null,null,null,null,null,null,null,null,null,null,null,null,null,null,null,null,null,null,null,null,null,null,null,null,null,null,null,null,null,null,null,null,null,null,null,null,null,null,null,null,null,null,null,null,null,null,null,null,null,null,null,null,null,null,null,null,null,null,null,null,null,null,null,null,null,null,null,null,null,null,null,null,null,null,null,null,null,null,null,null,null,null,null,null,null,null,null,null,null,null,null,null,0.97011999999999998,0.94906999999999997,0.98785000000000001,0.50477000000000005,0.50995000000000001,0.54034000000000004,0.33935999999999999,0.33490999999999999,0.40096999999999999,0.36842000000000003,0.37825999999999999,0.37651000000000001,0.78095000000000003,0.68242000000000003,0]
[1,43840,13,229,{"$f":"(FA231*Vypocet!$D$24)/$FA$2","v":0},{"$f":"(FB231*Vypocet!$D$24)/$FB$2","v":0},{"$f":"(FC231*Vypocet!$D$24)/$FC$2","v":0},{"$f":"(FD231*Vypocet!$D$24)/$FD$2","v":0},{"$f":"(FE231*Vypocet!$D$24)/$FE$2","v":0},{"$f":"(FF231*Vypocet!$D$24)/$FF$2","v":0},{"$f":"(FG231*Vypocet!$D$24)/$FG$2","v":0},{"$f":"(FH231*Vypocet!$D$24)/$FH$2","v":0},{"$f":"(FI231*Vypocet!$D$24)/$FI$2","v":0},{"$f":"(FJ231*Vypocet!$D$24)/$FJ$2","v":0},{"$f":"(FK231*Vypocet!$D$24)/$FK$2","v":0},{"$f":"(FL231*Vypocet!$D$24)/$FL$2","v":0},{"$f":"(FM231*Vypocet!$D$24)/$FM$2","v":0},{"$f":"(FN231*Vypocet!$D$24)/$FN$2","v":0},{"$f":"(FO231*Vypocet!$D$24)/$FO$2","v":0},{"$f":"(VLOOKUP(A231,Voda!$B$3:$AC$15,TDDData!C231+4,0)*4180*(VLOOKUP(A231,Voda!$B$3:$AC$15,4,0)-VLOOKUP(A231,Voda!$B$3:$AC$15,3,0)))/3600000","v":0},0,{"$f":"IF(U231=0,0,IF(Z231>0,IF(Z231/1000<U231,IF(Z231/1000<=Vypocet!$D$15,IF(U231<Vypocet!$D$15,U231-Z231/1000,Vypocet!$D$15-Z231/1000),Vypocet!$D$15),0),IF(U231>Vypocet!$D$15,Vypocet!$D$15,U231)))","v":0},0,{"$f":"HLOOKUP(Vypocet!$D$11,TDDData!$E:$S,2+TDDData!D231,0)","v":{"$error":"#N/A"}},162.78,130.22400000000002,{"$error":"#N/A"},{"$error":"#N/A"},{"$f":"IF(AA231<0,IF(AC230>-AA231,AC230+AA231,0),IF(AA231+AC230<=Vypocet!$D$18,AA231+AC230,Vypocet!$D$18))","v":{"$error":"#N/A"}},{"$error":"#N/A"},{"$f":"IF(AND(AC231<AC230,AC231<>0),AE230,IF(OR(AND(AC230=0,AA231<0),AC230<-AA231),IF(AC230=0,IF(AE230>-AA231,AE230+AA231,0),IF(AC230+AE230>-AA231,AC230+AE230+AA231,0)),IF(AC230=Vypocet!$D$18,AE230+AA231,AE230+AA231-AC231+AC230)))","v":{"$error":"#N/A"}},{"$error":"#N/A"},{"$error":"#N/A"},{"$f":"SUM($AF$3:AF231)","v":{"$error":"#N/A"}},{"$error":"#N/A"},{"$error":"#N/A"},{"$error":"#N/A"},{"$f":"SUM($AJ$3:AJ231)","v":{"$error":"#N/A"}},{"$error":"#N/A"},{"$error":"#N/A"},{"$error":"#N/A"},{"$f":"IF(AN231<0,IF(AP230>-AN231,AP230+AN231,0),IF(AN231+AP230<=Vypocet!$D$18,AN231+AP230,Vypocet!$D$18))","v":{"$error":"#N/A"}},{"$error":"#N/A"},{"$f":"IF(AND(AP231<AP230,AP231<>0),AR230,IF(OR(AND(AP230=0,AN231<0),AP230<-AN231),IF(AP230=0,IF(AR230>-AN231,AR230+AN231,0),IF(AP230+AR230>-AN231,AP230+AR230+AN231,0)),IF(AP230=Vypocet!$D$18,AR230+AN231,AR230+AN231-AP231+AP230)))","v":{"$error":"#N/A"}},{"$error":"#N/A"},{"$error":"#N/A"},{"$f":"SUM($AS$3:AS231)","v":{"$error":"#N/A"}},{"$error":"#N/A"},{"$error":"#N/A"},{"$error":"#N/A"},{"$f":"SUM($AW$3:AW231)","v":{"$error":"#N/A"}},{"$f":"IF(V231=0,IF(U231=0,IF(AZ230+Z231/1000>Vypocet!$D$18,Vypocet!$D$18,AZ230+Z231/1000),IF(Z231/1000+AZ230-U231>Vypocet!$D$18,Vypocet!$D$18,Z231/1000+AZ230-U231)),IF(AZ230=0,0,IF(AZ230>V231,AZ230-V231,0)))","v":0},0,null,null,null,null,null,null,null,null,null,null,null,null,null,null,null,null,null,null,null,null,null,null,null,null,null,null,null,null,null,null,null,null,null,null,null,null,null,null,null,null,null,null,null,null,null,null,null,null,null,null,null,null,null,null,null,null,null,null,null,null,null,null,null,null,null,null,null,null,null,null,null,null,null,null,null,null,null,null,null,null,null,null,null,null,null,null,null,null,null,null,null,null,null,null,null,null,null,null,null,null,null,null,null,0.93486000000000002,0.90944999999999998,0.97924,0.51454999999999995,0.53212000000000004,0.48296,0.41125,0.28699999999999998,0.37795000000000001,0.47947000000000001,0.39524999999999999,0.37595000000000001,0.63199000000000005,0.74546000000000001,0]
[1,43840,14,230,{"$f":"(FA232*Vypocet!$D$24)/$FA$2","v":0},{"$f":"(FB232*Vypocet!$D$24)/$FB$2","v":0},{"$f":"(FC232*Vypocet!$D$24)/$FC$2","v":0},{"$f":"(FD232*Vypocet!$D$24)/$FD$2","v":0},{"$f":"(FE232*Vypocet!$D$24)/$FE$2","v":0},{"$f":"(FF232*Vypocet!$D$24)/$FF$2","v":0},{"$f":"(FG232*Vypocet!$D$24)/$FG$2","v":0},{"$f":"(FH232*Vypocet!$D$24)/$FH$2","v":0},{"$f":"(FI232*Vypocet!$D$24)/$FI$2","v":0},{"$f":"(FJ232*Vypocet!$D$24)/$FJ$2","v":0},{"$f":"(FK232*Vypocet!$D$24)/$FK$2","v":0},{"$f":"(FL232*Vypocet!$D$24)/$FL$2","v":0},{"$f":"(FM232*Vypocet!$D$24)/$FM$2","v":0},{"$f":"(FN232*Vypocet!$D$24)/$FN$2","v":0},{"$f":"(FO232*Vypocet!$D$24)/$FO$2","v":0},{"$f":"(VLOOKUP(A232,Voda!$B$3:$AC$15,TDDData!C232+4,0)*4180*(VLOOKUP(A232,Voda!$B$3:$AC$15,4,0)-VLOOKUP(A232,Voda!$B$3:$AC$15,3,0)))/3600000","v":0},0,{"$f":"IF(U232=0,0,IF(Z232>0,IF(Z232/1000<U232,IF(Z232/1000<=Vypocet!$D$15,IF(U232<Vypocet!$D$15,U232-Z232/1000,Vypocet!$D$15-Z232/1000),Vypocet!$D$15),0),IF(U232>Vypocet!$D$15,Vypocet!$D$15,U232)))","v":0},0,{"$f":"HLOOKUP(Vypocet!$D$11,TDDData!$E:$S,2+TDDData!D232,0)","v":{"$error":"#N/A"}},79.06,63.248000000000005,{"$error":"#N/A"},{"$error":"#N/A"},{"$f":"IF(AA232<0,IF(AC231>-AA232,AC231+AA232,0),IF(AA232+AC231<=Vypocet!$D$18,AA232+AC231,Vypocet!$D$18))","v":{"$error":"#N/A"}},{"$error":"#N/A"},{"$f":"IF(AND(AC232<AC231,AC232<>0),AE231,IF(OR(AND(AC231=0,AA232<0),AC231<-AA232),IF(AC231=0,IF(AE231>-AA232,AE231+AA232,0),IF(AC231+AE231>-AA232,AC231+AE231+AA232,0)),IF(AC231=Vypocet!$D$18,AE231+AA232,AE231+AA232-AC232+AC231)))","v":{"$error":"#N/A"}},{"$error":"#N/A"},{"$error":"#N/A"},{"$f":"SUM($AF$3:AF232)","v":{"$error":"#N/A"}},{"$error":"#N/A"},{"$error":"#N/A"},{"$error":"#N/A"},{"$f":"SUM($AJ$3:AJ232)","v":{"$error":"#N/A"}},{"$error":"#N/A"},{"$error":"#N/A"},{"$error":"#N/A"},{"$f":"IF(AN232<0,IF(AP231>-AN232,AP231+AN232,0),IF(AN232+AP231<=Vypocet!$D$18,AN232+AP231,Vypocet!$D$18))","v":{"$error":"#N/A"}},{"$error":"#N/A"},{"$f":"IF(AND(AP232<AP231,AP232<>0),AR231,IF(OR(AND(AP231=0,AN232<0),AP231<-AN232),IF(AP231=0,IF(AR231>-AN232,AR231+AN232,0),IF(AP231+AR231>-AN232,AP231+AR231+AN232,0)),IF(AP231=Vypocet!$D$18,AR231+AN232,AR231+AN232-AP232+AP231)))","v":{"$error":"#N/A"}},{"$error":"#N/A"},{"$error":"#N/A"},{"$f":"SUM($AS$3:AS232)","v":{"$error":"#N/A"}},{"$error":"#N/A"},{"$error":"#N/A"},{"$error":"#N/A"},{"$f":"SUM($AW$3:AW232)","v":{"$error":"#N/A"}},{"$f":"IF(V232=0,IF(U232=0,IF(AZ231+Z232/1000>Vypocet!$D$18,Vypocet!$D$18,AZ231+Z232/1000),IF(Z232/1000+AZ231-U232>Vypocet!$D$18,Vypocet!$D$18,Z232/1000+AZ231-U232)),IF(AZ231=0,0,IF(AZ231>V232,AZ231-V232,0)))","v":0},0,null,null,null,null,null,null,null,null,null,null,null,null,null,null,null,null,null,null,null,null,null,null,null,null,null,null,null,null,null,null,null,null,null,null,null,null,null,null,null,null,null,null,null,null,null,null,null,null,null,null,null,null,null,null,null,null,null,null,null,null,null,null,null,null,null,null,null,null,null,null,null,null,null,null,null,null,null,null,null,null,null,null,null,null,null,null,null,null,null,null,null,null,null,null,null,null,null,null,null,null,null,null,null,0.90124000000000004,0.95523999999999998,0.91300000000000003,0.51180000000000003,0.66110000000000002,0.65980000000000005,0.97821000000000002,0.43914999999999998,0.47789999999999999,0.59494000000000002,0.45257999999999998,0.54874000000000001,0.75732999999999995,0.82365999999999995,0]
[1,43840,15,231,{"$f":"(FA233*Vypocet!$D$24)/$FA$2","v":0},{"$f":"(FB233*Vypocet!$D$24)/$FB$2","v":0},{"$f":"(FC233*Vypocet!$D$24)/$FC$2","v":0},{"$f":"(FD233*Vypocet!$D$24)/$FD$2","v":0},{"$f":"(FE233*Vypocet!$D$24)/$FE$2","v":0},{"$f":"(FF233*Vypocet!$D$24)/$FF$2","v":0},{"$f":"(FG233*Vypocet!$D$24)/$FG$2","v":0},{"$f":"(FH233*Vypocet!$D$24)/$FH$2","v":0},{"$f":"(FI233*Vypocet!$D$24)/$FI$2","v":0},{"$f":"(FJ233*Vypocet!$D$24)/$FJ$2","v":0},{"$f":"(FK233*Vypocet!$D$24)/$FK$2","v":0},{"$f":"(FL233*Vypocet!$D$24)/$FL$2","v":0},{"$f":"(FM233*Vypocet!$D$24)/$FM$2","v":0},{"$f":"(FN233*Vypocet!$D$24)/$FN$2","v":0},{"$f":"(FO233*Vypocet!$D$24)/$FO$2","v":0},{"$f":"(VLOOKUP(A233,Voda!$B$3:$AC$15,TDDData!C233+4,0)*4180*(VLOOKUP(A233,Voda!$B$3:$AC$15,4,0)-VLOOKUP(A233,Voda!$B$3:$AC$15,3,0)))/3600000","v":0},0,{"$f":"IF(U233=0,0,IF(Z233>0,IF(Z233/1000<U233,IF(Z233/1000<=Vypocet!$D$15,IF(U233<Vypocet!$D$15,U233-Z233/1000,Vypocet!$D$15-Z233/1000),Vypocet!$D$15),0),IF(U233>Vypocet!$D$15,Vypocet!$D$15,U233)))","v":0},0,{"$f":"HLOOKUP(Vypocet!$D$11,TDDData!$E:$S,2+TDDData!D233,0)","v":{"$error":"#N/A"}},1.98,1.5840000000000001,{"$error":"#N/A"},{"$error":"#N/A"},{"$f":"IF(AA233<0,IF(AC232>-AA233,AC232+AA233,0),IF(AA233+AC232<=Vypocet!$D$18,AA233+AC232,Vypocet!$D$18))","v":{"$error":"#N/A"}},{"$error":"#N/A"},{"$f":"IF(AND(AC233<AC232,AC233<>0),AE232,IF(OR(AND(AC232=0,AA233<0),AC232<-AA233),IF(AC232=0,IF(AE232>-AA233,AE232+AA233,0),IF(AC232+AE232>-AA233,AC232+AE232+AA233,0)),IF(AC232=Vypocet!$D$18,AE232+AA233,AE232+AA233-AC233+AC232)))","v":{"$error":"#N/A"}},{"$error":"#N/A"},{"$error":"#N/A"},{"$f":"SUM($AF$3:AF233)","v":{"$error":"#N/A"}},{"$error":"#N/A"},{"$error":"#N/A"},{"$error":"#N/A"},{"$f":"SUM($AJ$3:AJ233)","v":{"$error":"#N/A"}},{"$error":"#N/A"},{"$error":"#N/A"},{"$error":"#N/A"},{"$f":"IF(AN233<0,IF(AP232>-AN233,AP232+AN233,0),IF(AN233+AP232<=Vypocet!$D$18,AN233+AP232,Vypocet!$D$18))","v":{"$error":"#N/A"}},{"$error":"#N/A"},{"$f":"IF(AND(AP233<AP232,AP233<>0),AR232,IF(OR(AND(AP232=0,AN233<0),AP232<-AN233),IF(AP232=0,IF(AR232>-AN233,AR232+AN233,0),IF(AP232+AR232>-AN233,AP232+AR232+AN233,0)),IF(AP232=Vypocet!$D$18,AR232+AN233,AR232+AN233-AP233+AP232)))","v":{"$error":"#N/A"}},{"$error":"#N/A"},{"$error":"#N/A"},{"$f":"SUM($AS$3:AS233)","v":{"$error":"#N/A"}},{"$error":"#N/A"},{"$error":"#N/A"},{"$error":"#N/A"},{"$f":"SUM($AW$3:AW233)","v":{"$error":"#N/A"}},{"$f":"IF(V233=0,IF(U233=0,IF(AZ232+Z233/1000>Vypocet!$D$18,Vypocet!$D$18,AZ232+Z233/1000),IF(Z233/1000+AZ232-U233>Vypocet!$D$18,Vypocet!$D$18,Z233/1000+AZ232-U233)),IF(AZ232=0,0,IF(AZ232>V233,AZ232-V233,0)))","v":0},0,null,null,null,null,null,null,null,null,null,null,null,null,null,null,null,null,null,null,null,null,null,null,null,null,null,null,null,null,null,null,null,null,null,null,null,null,null,null,null,null,null,null,null,null,null,null,null,null,null,null,null,null,null,null,null,null,null,null,null,null,null,null,null,null,null,null,null,null,null,null,null,null,null,null,null,null,null,null,null,null,null,null,null,null,null,null,null,null,null,null,null,null,null,null,null,null,null,null,null,null,null,null,null,0.90273999999999999,0.89144999999999996,0.94911999999999996,0.52888000000000002,0.76121000000000005,0.76815999999999995,0.77341000000000004,0.57801999999999998,0.55493000000000003,0.76783999999999997,0.70781000000000005,0.65985000000000005,0.72275999999999996,0.79259999999999997,0]
[1,43840,16,232,{"$f":"(FA234*Vypocet!$D$24)/$FA$2","v":0},{"$f":"(FB234*Vypocet!$D$24)/$FB$2","v":0},{"$f":"(FC234*Vypocet!$D$24)/$FC$2","v":0},{"$f":"(FD234*Vypocet!$D$24)/$FD$2","v":0},{"$f":"(FE234*Vypocet!$D$24)/$FE$2","v":0},{"$f":"(FF234*Vypocet!$D$24)/$FF$2","v":0},{"$f":"(FG234*Vypocet!$D$24)/$FG$2","v":0},{"$f":"(FH234*Vypocet!$D$24)/$FH$2","v":0},{"$f":"(FI234*Vypocet!$D$24)/$FI$2","v":0},{"$f":"(FJ234*Vypocet!$D$24)/$FJ$2","v":0},{"$f":"(FK234*Vypocet!$D$24)/$FK$2","v":0},{"$f":"(FL234*Vypocet!$D$24)/$FL$2","v":0},{"$f":"(FM234*Vypocet!$D$24)/$FM$2","v":0},{"$f":"(FN234*Vypocet!$D$24)/$FN$2","v":0},{"$f":"(FO234*Vypocet!$D$24)/$FO$2","v":0},{"$f":"(VLOOKUP(A234,Voda!$B$3:$AC$15,TDDData!C234+4,0)*4180*(VLOOKUP(A234,Voda!$B$3:$AC$15,4,0)-VLOOKUP(A234,Voda!$B$3:$AC$15,3,0)))/3600000","v":0},0,{"$f":"IF(U234=0,0,IF(Z234>0,IF(Z234/1000<U234,IF(Z234/1000<=Vypocet!$D$15,IF(U234<Vypocet!$D$15,U234-Z234/1000,Vypocet!$D$15-Z234/1000),Vypocet!$D$15),0),IF(U234>Vypocet!$D$15,Vypocet!$D$15,U234)))","v":0},0,{"$f":"HLOOKUP(Vypocet!$D$11,TDDData!$E:$S,2+TDDData!D234,0)","v":{"$error":"#N/A"}},0,0,{"$error":"#N/A"},{"$error":"#N/A"},{"$f":"IF(AA234<0,IF(AC233>-AA234,AC233+AA234,0),IF(AA234+AC233<=Vypocet!$D$18,AA234+AC233,Vypocet!$D$18))","v":{"$error":"#N/A"}},{"$error":"#N/A"},{"$f":"IF(AND(AC234<AC233,AC234<>0),AE233,IF(OR(AND(AC233=0,AA234<0),AC233<-AA234),IF(AC233=0,IF(AE233>-AA234,AE233+AA234,0),IF(AC233+AE233>-AA234,AC233+AE233+AA234,0)),IF(AC233=Vypocet!$D$18,AE233+AA234,AE233+AA234-AC234+AC233)))","v":{"$error":"#N/A"}},{"$error":"#N/A"},{"$error":"#N/A"},{"$f":"SUM($AF$3:AF234)","v":{"$error":"#N/A"}},{"$error":"#N/A"},{"$error":"#N/A"},{"$error":"#N/A"},{"$f":"SUM($AJ$3:AJ234)","v":{"$error":"#N/A"}},{"$error":"#N/A"},{"$error":"#N/A"},{"$error":"#N/A"},{"$f":"IF(AN234<0,IF(AP233>-AN234,AP233+AN234,0),IF(AN234+AP233<=Vypocet!$D$18,AN234+AP233,Vypocet!$D$18))","v":{"$error":"#N/A"}},{"$error":"#N/A"},{"$f":"IF(AND(AP234<AP233,AP234<>0),AR233,IF(OR(AND(AP233=0,AN234<0),AP233<-AN234),IF(AP233=0,IF(AR233>-AN234,AR233+AN234,0),IF(AP233+AR233>-AN234,AP233+AR233+AN234,0)),IF(AP233=Vypocet!$D$18,AR233+AN234,AR233+AN234-AP234+AP233)))","v":{"$error":"#N/A"}},{"$error":"#N/A"},{"$error":"#N/A"},{"$f":"SUM($AS$3:AS234)","v":{"$error":"#N/A"}},{"$error":"#N/A"},{"$error":"#N/A"},{"$error":"#N/A"},{"$f":"SUM($AW$3:AW234)","v":{"$error":"#N/A"}},{"$f":"IF(V234=0,IF(U234=0,IF(AZ233+Z234/1000>Vypocet!$D$18,Vypocet!$D$18,AZ233+Z234/1000),IF(Z234/1000+AZ233-U234>Vypocet!$D$18,Vypocet!$D$18,Z234/1000+AZ233-U234)),IF(AZ233=0,0,IF(AZ233>V234,AZ233-V234,0)))","v":0},0,null,null,null,null,null,null,null,null,null,null,null,null,null,null,null,null,null,null,null,null,null,null,null,null,null,null,null,null,null,null,null,null,null,null,null,null,null,null,null,null,null,null,null,null,null,null,null,null,null,null,null,null,null,null,null,null,null,null,null,null,null,null,null,null,null,null,null,null,null,null,null,null,null,null,null,null,null,null,null,null,null,null,null,null,null,null,null,null,null,null,null,null,null,null,null,null,null,null,null,null,null,null,null,0.85121999999999998,0.81913000000000002,0.90959000000000001,0.55891000000000002,0.80920000000000003,0.48443999999999998,0.66188999999999998,0.52681999999999995,0.85558000000000001,0.73419000000000001,0.74295,0.66027000000000002,0.71514,0.91781000000000001,0]
[1,43840,17,233,{"$f":"(FA235*Vypocet!$D$24)/$FA$2","v":0},{"$f":"(FB235*Vypocet!$D$24)/$FB$2","v":0},{"$f":"(FC235*Vypocet!$D$24)/$FC$2","v":0},{"$f":"(FD235*Vypocet!$D$24)/$FD$2","v":0},{"$f":"(FE235*Vypocet!$D$24)/$FE$2","v":0},{"$f":"(FF235*Vypocet!$D$24)/$FF$2","v":0},{"$f":"(FG235*Vypocet!$D$24)/$FG$2","v":0},{"$f":"(FH235*Vypocet!$D$24)/$FH$2","v":0},{"$f":"(FI235*Vypocet!$D$24)/$FI$2","v":0},{"$f":"(FJ235*Vypocet!$D$24)/$FJ$2","v":0},{"$f":"(FK235*Vypocet!$D$24)/$FK$2","v":0},{"$f":"(FL235*Vypocet!$D$24)/$FL$2","v":0},{"$f":"(FM235*Vypocet!$D$24)/$FM$2","v":0},{"$f":"(FN235*Vypocet!$D$24)/$FN$2","v":0},{"$f":"(FO235*Vypocet!$D$24)/$FO$2","v":0},{"$f":"(VLOOKUP(A235,Voda!$B$3:$AC$15,TDDData!C235+4,0)*4180*(VLOOKUP(A235,Voda!$B$3:$AC$15,4,0)-VLOOKUP(A235,Voda!$B$3:$AC$15,3,0)))/3600000","v":0},0,{"$f":"IF(U235=0,0,IF(Z235>0,IF(Z235/1000<U235,IF(Z235/1000<=Vypocet!$D$15,IF(U235<Vypocet!$D$15,U235-Z235/1000,Vypocet!$D$15-Z235/1000),Vypocet!$D$15),0),IF(U235>Vypocet!$D$15,Vypocet!$D$15,U235)))","v":0},0,{"$f":"HLOOKUP(Vypocet!$D$11,TDDData!$E:$S,2+TDDData!D235,0)","v":{"$error":"#N/A"}},0,0,{"$error":"#N/A"},{"$error":"#N/A"},{"$f":"IF(AA235<0,IF(AC234>-AA235,AC234+AA235,0),IF(AA235+AC234<=Vypocet!$D$18,AA235+AC234,Vypocet!$D$18))","v":{"$error":"#N/A"}},{"$error":"#N/A"},{"$f":"IF(AND(AC235<AC234,AC235<>0),AE234,IF(OR(AND(AC234=0,AA235<0),AC234<-AA235),IF(AC234=0,IF(AE234>-AA235,AE234+AA235,0),IF(AC234+AE234>-AA235,AC234+AE234+AA235,0)),IF(AC234=Vypocet!$D$18,AE234+AA235,AE234+AA235-AC235+AC234)))","v":{"$error":"#N/A"}},{"$error":"#N/A"},{"$error":"#N/A"},{"$f":"SUM($AF$3:AF235)","v":{"$error":"#N/A"}},{"$error":"#N/A"},{"$error":"#N/A"},{"$error":"#N/A"},{"$f":"SUM($AJ$3:AJ235)","v":{"$error":"#N/A"}},{"$error":"#N/A"},{"$error":"#N/A"},{"$error":"#N/A"},{"$f":"IF(AN235<0,IF(AP234>-AN235,AP234+AN235,0),IF(AN235+AP234<=Vypocet!$D$18,AN235+AP234,Vypocet!$D$18))","v":{"$error":"#N/A"}},{"$error":"#N/A"},{"$f":"IF(AND(AP235<AP234,AP235<>0),AR234,IF(OR(AND(AP234=0,AN235<0),AP234<-AN235),IF(AP234=0,IF(AR234>-AN235,AR234+AN235,0),IF(AP234+AR234>-AN235,AP234+AR234+AN235,0)),IF(AP234=Vypocet!$D$18,AR234+AN235,AR234+AN235-AP235+AP234)))","v":{"$error":"#N/A"}},{"$error":"#N/A"},{"$error":"#N/A"},{"$f":"SUM($AS$3:AS235)","v":{"$error":"#N/A"}},{"$error":"#N/A"},{"$error":"#N/A"},{"$error":"#N/A"},{"$f":"SUM($AW$3:AW235)","v":{"$error":"#N/A"}},{"$f":"IF(V235=0,IF(U235=0,IF(AZ234+Z235/1000>Vypocet!$D$18,Vypocet!$D$18,AZ234+Z235/1000),IF(Z235/1000+AZ234-U235>Vypocet!$D$18,Vypocet!$D$18,Z235/1000+AZ234-U235)),IF(AZ234=0,0,IF(AZ234>V235,AZ234-V235,0)))","v":0},0,null,null,null,null,null,null,null,null,null,null,null,null,null,null,null,null,null,null,null,null,null,null,null,null,null,null,null,null,null,null,null,null,null,null,null,null,null,null,null,null,null,null,null,null,null,null,null,null,null,null,null,null,null,null,null,null,null,null,null,null,null,null,null,null,null,null,null,null,null,null,null,null,null,null,null,null,null,null,null,null,null,null,null,null,null,null,null,null,null,null,null,null,null,null,null,null,null,null,null,null,null,null,null,0.84462000000000004,0.73763000000000001,0.81628000000000001,0.66120000000000001,0.64680000000000004,0.48479,0.45234999999999997,0.56337999999999999,0.76612000000000002,0.49397000000000002,0.74826000000000004,0.79185000000000005,0.78939000000000004,0.88356999999999997,0.33333000000000002]
[1,43840,18,234,{"$f":"(FA236*Vypocet!$D$24)/$FA$2","v":0},{"$f":"(FB236*Vypocet!$D$24)/$FB$2","v":0},{"$f":"(FC236*Vypocet!$D$24)/$FC$2","v":0},{"$f":"(FD236*Vypocet!$D$24)/$FD$2","v":0},{"$f":"(FE236*Vypocet!$D$24)/$FE$2","v":0},{"$f":"(FF236*Vypocet!$D$24)/$FF$2","v":0},{"$f":"(FG236*Vypocet!$D$24)/$FG$2","v":0},{"$f":"(FH236*Vypocet!$D$24)/$FH$2","v":0},{"$f":"(FI236*Vypocet!$D$24)/$FI$2","v":0},{"$f":"(FJ236*Vypocet!$D$24)/$FJ$2","v":0},{"$f":"(FK236*Vypocet!$D$24)/$FK$2","v":0},{"$f":"(FL236*Vypocet!$D$24)/$FL$2","v":0},{"$f":"(FM236*Vypocet!$D$24)/$FM$2","v":0},{"$f":"(FN236*Vypocet!$D$24)/$FN$2","v":0},{"$f":"(FO236*Vypocet!$D$24)/$FO$2","v":0},{"$f":"(VLOOKUP(A236,Voda!$B$3:$AC$15,TDDData!C236+4,0)*4180*(VLOOKUP(A236,Voda!$B$3:$AC$15,4,0)-VLOOKUP(A236,Voda!$B$3:$AC$15,3,0)))/3600000","v":0},0,{"$f":"IF(U236=0,0,IF(Z236>0,IF(Z236/1000<U236,IF(Z236/1000<=Vypocet!$D$15,IF(U236<Vypocet!$D$15,U236-Z236/1000,Vypocet!$D$15-Z236/1000),Vypocet!$D$15),0),IF(U236>Vypocet!$D$15,Vypocet!$D$15,U236)))","v":0},0,{"$f":"HLOOKUP(Vypocet!$D$11,TDDData!$E:$S,2+TDDData!D236,0)","v":{"$error":"#N/A"}},0,0,{"$error":"#N/A"},{"$error":"#N/A"},{"$f":"IF(AA236<0,IF(AC235>-AA236,AC235+AA236,0),IF(AA236+AC235<=Vypocet!$D$18,AA236+AC235,Vypocet!$D$18))","v":{"$error":"#N/A"}},{"$error":"#N/A"},{"$f":"IF(AND(AC236<AC235,AC236<>0),AE235,IF(OR(AND(AC235=0,AA236<0),AC235<-AA236),IF(AC235=0,IF(AE235>-AA236,AE235+AA236,0),IF(AC235+AE235>-AA236,AC235+AE235+AA236,0)),IF(AC235=Vypocet!$D$18,AE235+AA236,AE235+AA236-AC236+AC235)))","v":{"$error":"#N/A"}},{"$error":"#N/A"},{"$error":"#N/A"},{"$f":"SUM($AF$3:AF236)","v":{"$error":"#N/A"}},{"$error":"#N/A"},{"$error":"#N/A"},{"$error":"#N/A"},{"$f":"SUM($AJ$3:AJ236)","v":{"$error":"#N/A"}},{"$error":"#N/A"},{"$error":"#N/A"},{"$error":"#N/A"},{"$f":"IF(AN236<0,IF(AP235>-AN236,AP235+AN236,0),IF(AN236+AP235<=Vypocet!$D$18,AN236+AP235,Vypocet!$D$18))","v":{"$error":"#N/A"}},{"$error":"#N/A"},{"$f":"IF(AND(AP236<AP235,AP236<>0),AR235,IF(OR(AND(AP235=0,AN236<0),AP235<-AN236),IF(AP235=0,IF(AR235>-AN236,AR235+AN236,0),IF(AP235+AR235>-AN236,AP235+AR235+AN236,0)),IF(AP235=Vypocet!$D$18,AR235+AN236,AR235+AN236-AP236+AP235)))","v":{"$error":"#N/A"}},{"$error":"#N/A"},{"$error":"#N/A"},{"$f":"SUM($AS$3:AS236)","v":{"$error":"#N/A"}},{"$error":"#N/A"},{"$error":"#N/A"},{"$error":"#N/A"},{"$f":"SUM($AW$3:AW236)","v":{"$error":"#N/A"}},{"$f":"IF(V236=0,IF(U236=0,IF(AZ235+Z236/1000>Vypocet!$D$18,Vypocet!$D$18,AZ235+Z236/1000),IF(Z236/1000+AZ235-U236>Vypocet!$D$18,Vypocet!$D$18,Z236/1000+AZ235-U236)),IF(AZ235=0,0,IF(AZ235>V236,AZ235-V236,0)))","v":0},0,null,null,null,null,null,null,null,null,null,null,null,null,null,null,null,null,null,null,null,null,null,null,null,null,null,null,null,null,null,null,null,null,null,null,null,null,null,null,null,null,null,null,null,null,null,null,null,null,null,null,null,null,null,null,null,null,null,null,null,null,null,null,null,null,null,null,null,null,null,null,null,null,null,null,null,null,null,null,null,null,null,null,null,null,null,null,null,null,null,null,null,null,null,null,null,null,null,null,null,null,null,null,null,0.78127999999999997,0.65976000000000001,0.80278000000000005,0.74482000000000004,0.50577000000000005,0.50141999999999998,0.41460999999999998,0.47977999999999998,0.63444999999999996,0.52803,0.70172999999999996,0.66415000000000002,0.58694999999999997,0.93305000000000005,1]
[1,43840,19,235,{"$f":"(FA237*Vypocet!$D$24)/$FA$2","v":0},{"$f":"(FB237*Vypocet!$D$24)/$FB$2","v":0},{"$f":"(FC237*Vypocet!$D$24)/$FC$2","v":0},{"$f":"(FD237*Vypocet!$D$24)/$FD$2","v":0},{"$f":"(FE237*Vypocet!$D$24)/$FE$2","v":0},{"$f":"(FF237*Vypocet!$D$24)/$FF$2","v":0},{"$f":"(FG237*Vypocet!$D$24)/$FG$2","v":0},{"$f":"(FH237*Vypocet!$D$24)/$FH$2","v":0},{"$f":"(FI237*Vypocet!$D$24)/$FI$2","v":0},{"$f":"(FJ237*Vypocet!$D$24)/$FJ$2","v":0},{"$f":"(FK237*Vypocet!$D$24)/$FK$2","v":0},{"$f":"(FL237*Vypocet!$D$24)/$FL$2","v":0},{"$f":"(FM237*Vypocet!$D$24)/$FM$2","v":0},{"$f":"(FN237*Vypocet!$D$24)/$FN$2","v":0},{"$f":"(FO237*Vypocet!$D$24)/$FO$2","v":0},{"$f":"(VLOOKUP(A237,Voda!$B$3:$AC$15,TDDData!C237+4,0)*4180*(VLOOKUP(A237,Voda!$B$3:$AC$15,4,0)-VLOOKUP(A237,Voda!$B$3:$AC$15,3,0)))/3600000","v":0},0,{"$f":"IF(U237=0,0,IF(Z237>0,IF(Z237/1000<U237,IF(Z237/1000<=Vypocet!$D$15,IF(U237<Vypocet!$D$15,U237-Z237/1000,Vypocet!$D$15-Z237/1000),Vypocet!$D$15),0),IF(U237>Vypocet!$D$15,Vypocet!$D$15,U237)))","v":0},0,{"$f":"HLOOKUP(Vypocet!$D$11,TDDData!$E:$S,2+TDDData!D237,0)","v":{"$error":"#N/A"}},0,0,{"$error":"#N/A"},{"$error":"#N/A"},{"$f":"IF(AA237<0,IF(AC236>-AA237,AC236+AA237,0),IF(AA237+AC236<=Vypocet!$D$18,AA237+AC236,Vypocet!$D$18))","v":{"$error":"#N/A"}},{"$error":"#N/A"},{"$f":"IF(AND(AC237<AC236,AC237<>0),AE236,IF(OR(AND(AC236=0,AA237<0),AC236<-AA237),IF(AC236=0,IF(AE236>-AA237,AE236+AA237,0),IF(AC236+AE236>-AA237,AC236+AE236+AA237,0)),IF(AC236=Vypocet!$D$18,AE236+AA237,AE236+AA237-AC237+AC236)))","v":{"$error":"#N/A"}},{"$error":"#N/A"},{"$error":"#N/A"},{"$f":"SUM($AF$3:AF237)","v":{"$error":"#N/A"}},{"$error":"#N/A"},{"$error":"#N/A"},{"$error":"#N/A"},{"$f":"SUM($AJ$3:AJ237)","v":{"$error":"#N/A"}},{"$error":"#N/A"},{"$error":"#N/A"},{"$error":"#N/A"},{"$f":"IF(AN237<0,IF(AP236>-AN237,AP236+AN237,0),IF(AN237+AP236<=Vypocet!$D$18,AN237+AP236,Vypocet!$D$18))","v":{"$error":"#N/A"}},{"$error":"#N/A"},{"$f":"IF(AND(AP237<AP236,AP237<>0),AR236,IF(OR(AND(AP236=0,AN237<0),AP236<-AN237),IF(AP236=0,IF(AR236>-AN237,AR236+AN237,0),IF(AP236+AR236>-AN237,AP236+AR236+AN237,0)),IF(AP236=Vypocet!$D$18,AR236+AN237,AR236+AN237-AP237+AP236)))","v":{"$error":"#N/A"}},{"$error":"#N/A"},{"$error":"#N/A"},{"$f":"SUM($AS$3:AS237)","v":{"$error":"#N/A"}},{"$error":"#N/A"},{"$error":"#N/A"},{"$error":"#N/A"},{"$f":"SUM($AW$3:AW237)","v":{"$error":"#N/A"}},{"$f":"IF(V237=0,IF(U237=0,IF(AZ236+Z237/1000>Vypocet!$D$18,Vypocet!$D$18,AZ236+Z237/1000),IF(Z237/1000+AZ236-U237>Vypocet!$D$18,Vypocet!$D$18,Z237/1000+AZ236-U237)),IF(AZ236=0,0,IF(AZ236>V237,AZ236-V237,0)))","v":0},0,null,null,null,null,null,null,null,null,null,null,null,null,null,null,null,null,null,null,null,null,null,null,null,null,null,null,null,null,null,null,null,null,null,null,null,null,null,null,null,null,null,null,null,null,null,null,null,null,null,null,null,null,null,null,null,null,null,null,null,null,null,null,null,null,null,null,null,null,null,null,null,null,null,null,null,null,null,null,null,null,null,null,null,null,null,null,null,null,null,null,null,null,null,null,null,null,null,null,null,null,null,null,null,0.71084999999999998,0.61294000000000004,0.80191999999999997,0.81945000000000001,0.58850000000000002,0.48157,0.40472000000000002,0.47866999999999998,0.56369999999999998,0.56754000000000004,0.54769999999999996,0.45671,0.54710000000000003,0.92617000000000005,1]
[1,43840,20,236,{"$f":"(FA238*Vypocet!$D$24)/$FA$2","v":0},{"$f":"(FB238*Vypocet!$D$24)/$FB$2","v":0},{"$f":"(FC238*Vypocet!$D$24)/$FC$2","v":0},{"$f":"(FD238*Vypocet!$D$24)/$FD$2","v":0},{"$f":"(FE238*Vypocet!$D$24)/$FE$2","v":0},{"$f":"(FF238*Vypocet!$D$24)/$FF$2","v":0},{"$f":"(FG238*Vypocet!$D$24)/$FG$2","v":0},{"$f":"(FH238*Vypocet!$D$24)/$FH$2","v":0},{"$f":"(FI238*Vypocet!$D$24)/$FI$2","v":0},{"$f":"(FJ238*Vypocet!$D$24)/$FJ$2","v":0},{"$f":"(FK238*Vypocet!$D$24)/$FK$2","v":0},{"$f":"(FL238*Vypocet!$D$24)/$FL$2","v":0},{"$f":"(FM238*Vypocet!$D$24)/$FM$2","v":0},{"$f":"(FN238*Vypocet!$D$24)/$FN$2","v":0},{"$f":"(FO238*Vypocet!$D$24)/$FO$2","v":0},{"$f":"(VLOOKUP(A238,Voda!$B$3:$AC$15,TDDData!C238+4,0)*4180*(VLOOKUP(A238,Voda!$B$3:$AC$15,4,0)-VLOOKUP(A238,Voda!$B$3:$AC$15,3,0)))/3600000","v":0},0,{"$f":"IF(U238=0,0,IF(Z238>0,IF(Z238/1000<U238,IF(Z238/1000<=Vypocet!$D$15,IF(U238<Vypocet!$D$15,U238-Z238/1000,Vypocet!$D$15-Z238/1000),Vypocet!$D$15),0),IF(U238>Vypocet!$D$15,Vypocet!$D$15,U238)))","v":0},0,{"$f":"HLOOKUP(Vypocet!$D$11,TDDData!$E:$S,2+TDDData!D238,0)","v":{"$error":"#N/A"}},0,0,{"$error":"#N/A"},{"$error":"#N/A"},{"$f":"IF(AA238<0,IF(AC237>-AA238,AC237+AA238,0),IF(AA238+AC237<=Vypocet!$D$18,AA238+AC237,Vypocet!$D$18))","v":{"$error":"#N/A"}},{"$error":"#N/A"},{"$f":"IF(AND(AC238<AC237,AC238<>0),AE237,IF(OR(AND(AC237=0,AA238<0),AC237<-AA238),IF(AC237=0,IF(AE237>-AA238,AE237+AA238,0),IF(AC237+AE237>-AA238,AC237+AE237+AA238,0)),IF(AC237=Vypocet!$D$18,AE237+AA238,AE237+AA238-AC238+AC237)))","v":{"$error":"#N/A"}},{"$error":"#N/A"},{"$error":"#N/A"},{"$f":"SUM($AF$3:AF238)","v":{"$error":"#N/A"}},{"$error":"#N/A"},{"$error":"#N/A"},{"$error":"#N/A"},{"$f":"SUM($AJ$3:AJ238)","v":{"$error":"#N/A"}},{"$error":"#N/A"},{"$error":"#N/A"},{"$error":"#N/A"},{"$f":"IF(AN238<0,IF(AP237>-AN238,AP237+AN238,0),IF(AN238+AP237<=Vypocet!$D$18,AN238+AP237,Vypocet!$D$18))","v":{"$error":"#N/A"}},{"$error":"#N/A"},{"$f":"IF(AND(AP238<AP237,AP238<>0),AR237,IF(OR(AND(AP237=0,AN238<0),AP237<-AN238),IF(AP237=0,IF(AR237>-AN238,AR237+AN238,0),IF(AP237+AR237>-AN238,AP237+AR237+AN238,0)),IF(AP237=Vypocet!$D$18,AR237+AN238,AR237+AN238-AP238+AP237)))","v":{"$error":"#N/A"}},{"$error":"#N/A"},{"$error":"#N/A"},{"$f":"SUM($AS$3:AS238)","v":{"$error":"#N/A"}},{"$error":"#N/A"},{"$error":"#N/A"},{"$error":"#N/A"},{"$f":"SUM($AW$3:AW238)","v":{"$error":"#N/A"}},{"$f":"IF(V238=0,IF(U238=0,IF(AZ237+Z238/1000>Vypocet!$D$18,Vypocet!$D$18,AZ237+Z238/1000),IF(Z238/1000+AZ237-U238>Vypocet!$D$18,Vypocet!$D$18,Z238/1000+AZ237-U238)),IF(AZ237=0,0,IF(AZ237>V238,AZ237-V238,0)))","v":0},0,null,null,null,null,null,null,null,null,null,null,null,null,null,null,null,null,null,null,null,null,null,null,null,null,null,null,null,null,null,null,null,null,null,null,null,null,null,null,null,null,null,null,null,null,null,null,null,null,null,null,null,null,null,null,null,null,null,null,null,null,null,null,null,null,null,null,null,null,null,null,null,null,null,null,null,null,null,null,null,null,null,null,null,null,null,null,null,null,null,null,null,null,null,null,null,null,null,null,null,null,null,null,null,0.64861000000000002,0.60848000000000002,0.75133000000000005,0.74965000000000004,0.85253000000000001,0.50619999999999998,0.40495999999999999,0.47038000000000002,0.54507000000000005,0.52371999999999996,0.47739999999999999,0.39401999999999998,0.60124,0.90598999999999996,1]
[1,43840,21,237,{"$f":"(FA239*Vypocet!$D$24)/$FA$2","v":0},{"$f":"(FB239*Vypocet!$D$24)/$FB$2","v":0},{"$f":"(FC239*Vypocet!$D$24)/$FC$2","v":0},{"$f":"(FD239*Vypocet!$D$24)/$FD$2","v":0},{"$f":"(FE239*Vypocet!$D$24)/$FE$2","v":0},{"$f":"(FF239*Vypocet!$D$24)/$FF$2","v":0},{"$f":"(FG239*Vypocet!$D$24)/$FG$2","v":0},{"$f":"(FH239*Vypocet!$D$24)/$FH$2","v":0},{"$f":"(FI239*Vypocet!$D$24)/$FI$2","v":0},{"$f":"(FJ239*Vypocet!$D$24)/$FJ$2","v":0},{"$f":"(FK239*Vypocet!$D$24)/$FK$2","v":0},{"$f":"(FL239*Vypocet!$D$24)/$FL$2","v":0},{"$f":"(FM239*Vypocet!$D$24)/$FM$2","v":0},{"$f":"(FN239*Vypocet!$D$24)/$FN$2","v":0},{"$f":"(FO239*Vypocet!$D$24)/$FO$2","v":0},{"$f":"(VLOOKUP(A239,Voda!$B$3:$AC$15,TDDData!C239+4,0)*4180*(VLOOKUP(A239,Voda!$B$3:$AC$15,4,0)-VLOOKUP(A239,Voda!$B$3:$AC$15,3,0)))/3600000","v":0},0,{"$f":"IF(U239=0,0,IF(Z239>0,IF(Z239/1000<U239,IF(Z239/1000<=Vypocet!$D$15,IF(U239<Vypocet!$D$15,U239-Z239/1000,Vypocet!$D$15-Z239/1000),Vypocet!$D$15),0),IF(U239>Vypocet!$D$15,Vypocet!$D$15,U239)))","v":0},0,{"$f":"HLOOKUP(Vypocet!$D$11,TDDData!$E:$S,2+TDDData!D239,0)","v":{"$error":"#N/A"}},0,0,{"$error":"#N/A"},{"$error":"#N/A"},{"$f":"IF(AA239<0,IF(AC238>-AA239,AC238+AA239,0),IF(AA239+AC238<=Vypocet!$D$18,AA239+AC238,Vypocet!$D$18))","v":{"$error":"#N/A"}},{"$error":"#N/A"},{"$f":"IF(AND(AC239<AC238,AC239<>0),AE238,IF(OR(AND(AC238=0,AA239<0),AC238<-AA239),IF(AC238=0,IF(AE238>-AA239,AE238+AA239,0),IF(AC238+AE238>-AA239,AC238+AE238+AA239,0)),IF(AC238=Vypocet!$D$18,AE238+AA239,AE238+AA239-AC239+AC238)))","v":{"$error":"#N/A"}},{"$error":"#N/A"},{"$error":"#N/A"},{"$f":"SUM($AF$3:AF239)","v":{"$error":"#N/A"}},{"$error":"#N/A"},{"$error":"#N/A"},{"$error":"#N/A"},{"$f":"SUM($AJ$3:AJ239)","v":{"$error":"#N/A"}},{"$error":"#N/A"},{"$error":"#N/A"},{"$error":"#N/A"},{"$f":"IF(AN239<0,IF(AP238>-AN239,AP238+AN239,0),IF(AN239+AP238<=Vypocet!$D$18,AN239+AP238,Vypocet!$D$18))","v":{"$error":"#N/A"}},{"$error":"#N/A"},{"$f":"IF(AND(AP239<AP238,AP239<>0),AR238,IF(OR(AND(AP238=0,AN239<0),AP238<-AN239),IF(AP238=0,IF(AR238>-AN239,AR238+AN239,0),IF(AP238+AR238>-AN239,AP238+AR238+AN239,0)),IF(AP238=Vypocet!$D$18,AR238+AN239,AR238+AN239-AP239+AP238)))","v":{"$error":"#N/A"}},{"$error":"#N/A"},{"$error":"#N/A"},{"$f":"SUM($AS$3:AS239)","v":{"$error":"#N/A"}},{"$error":"#N/A"},{"$error":"#N/A"},{"$error":"#N/A"},{"$f":"SUM($AW$3:AW239)","v":{"$error":"#N/A"}},{"$f":"IF(V239=0,IF(U239=0,IF(AZ238+Z239/1000>Vypocet!$D$18,Vypocet!$D$18,AZ238+Z239/1000),IF(Z239/1000+AZ238-U239>Vypocet!$D$18,Vypocet!$D$18,Z239/1000+AZ238-U239)),IF(AZ238=0,0,IF(AZ238>V239,AZ238-V239,0)))","v":0},0,null,null,null,null,null,null,null,null,null,null,null,null,null,null,null,null,null,null,null,null,null,null,null,null,null,null,null,null,null,null,null,null,null,null,null,null,null,null,null,null,null,null,null,null,null,null,null,null,null,null,null,null,null,null,null,null,null,null,null,null,null,null,null,null,null,null,null,null,null,null,null,null,null,null,null,null,null,null,null,null,null,null,null,null,null,null,null,null,null,null,null,null,null,null,null,null,null,null,null,null,null,null,null,0.59467000000000003,0.63939999999999997,0.69664999999999999,0.70116999999999996,0.77692000000000005,0.77617999999999998,0.36863000000000001,0.43035000000000001,0.45043,0.50112000000000001,0.40422999999999998,0.50788,0.64080999999999999,0.82999000000000001,1]
[1,43840,22,238,{"$f":"(FA240*Vypocet!$D$24)/$FA$2","v":0},{"$f":"(FB240*Vypocet!$D$24)/$FB$2","v":0},{"$f":"(FC240*Vypocet!$D$24)/$FC$2","v":0},{"$f":"(FD240*Vypocet!$D$24)/$FD$2","v":0},{"$f":"(FE240*Vypocet!$D$24)/$FE$2","v":0},{"$f":"(FF240*Vypocet!$D$24)/$FF$2","v":0},{"$f":"(FG240*Vypocet!$D$24)/$FG$2","v":0},{"$f":"(FH240*Vypocet!$D$24)/$FH$2","v":0},{"$f":"(FI240*Vypocet!$D$24)/$FI$2","v":0},{"$f":"(FJ240*Vypocet!$D$24)/$FJ$2","v":0},{"$f":"(FK240*Vypocet!$D$24)/$FK$2","v":0},{"$f":"(FL240*Vypocet!$D$24)/$FL$2","v":0},{"$f":"(FM240*Vypocet!$D$24)/$FM$2","v":0},{"$f":"(FN240*Vypocet!$D$24)/$FN$2","v":0},{"$f":"(FO240*Vypocet!$D$24)/$FO$2","v":0},{"$f":"(VLOOKUP(A240,Voda!$B$3:$AC$15,TDDData!C240+4,0)*4180*(VLOOKUP(A240,Voda!$B$3:$AC$15,4,0)-VLOOKUP(A240,Voda!$B$3:$AC$15,3,0)))/3600000","v":0},0,{"$f":"IF(U240=0,0,IF(Z240>0,IF(Z240/1000<U240,IF(Z240/1000<=Vypocet!$D$15,IF(U240<Vypocet!$D$15,U240-Z240/1000,Vypocet!$D$15-Z240/1000),Vypocet!$D$15),0),IF(U240>Vypocet!$D$15,Vypocet!$D$15,U240)))","v":0},0,{"$f":"HLOOKUP(Vypocet!$D$11,TDDData!$E:$S,2+TDDData!D240,0)","v":{"$error":"#N/A"}},0,0,{"$error":"#N/A"},{"$error":"#N/A"},{"$f":"IF(AA240<0,IF(AC239>-AA240,AC239+AA240,0),IF(AA240+AC239<=Vypocet!$D$18,AA240+AC239,Vypocet!$D$18))","v":{"$error":"#N/A"}},{"$error":"#N/A"},{"$f":"IF(AND(AC240<AC239,AC240<>0),AE239,IF(OR(AND(AC239=0,AA240<0),AC239<-AA240),IF(AC239=0,IF(AE239>-AA240,AE239+AA240,0),IF(AC239+AE239>-AA240,AC239+AE239+AA240,0)),IF(AC239=Vypocet!$D$18,AE239+AA240,AE239+AA240-AC240+AC239)))","v":{"$error":"#N/A"}},{"$error":"#N/A"},{"$error":"#N/A"},{"$f":"SUM($AF$3:AF240)","v":{"$error":"#N/A"}},{"$error":"#N/A"},{"$error":"#N/A"},{"$error":"#N/A"},{"$f":"SUM($AJ$3:AJ240)","v":{"$error":"#N/A"}},{"$error":"#N/A"},{"$error":"#N/A"},{"$error":"#N/A"},{"$f":"IF(AN240<0,IF(AP239>-AN240,AP239+AN240,0),IF(AN240+AP239<=Vypocet!$D$18,AN240+AP239,Vypocet!$D$18))","v":{"$error":"#N/A"}},{"$error":"#N/A"},{"$f":"IF(AND(AP240<AP239,AP240<>0),AR239,IF(OR(AND(AP239=0,AN240<0),AP239<-AN240),IF(AP239=0,IF(AR239>-AN240,AR239+AN240,0),IF(AP239+AR239>-AN240,AP239+AR239+AN240,0)),IF(AP239=Vypocet!$D$18,AR239+AN240,AR239+AN240-AP240+AP239)))","v":{"$error":"#N/A"}},{"$error":"#N/A"},{"$error":"#N/A"},{"$f":"SUM($AS$3:AS240)","v":{"$error":"#N/A"}},{"$error":"#N/A"},{"$error":"#N/A"},{"$error":"#N/A"},{"$f":"SUM($AW$3:AW240)","v":{"$error":"#N/A"}},{"$f":"IF(V240=0,IF(U240=0,IF(AZ239+Z240/1000>Vypocet!$D$18,Vypocet!$D$18,AZ239+Z240/1000),IF(Z240/1000+AZ239-U240>Vypocet!$D$18,Vypocet!$D$18,Z240/1000+AZ239-U240)),IF(AZ239=0,0,IF(AZ239>V240,AZ239-V240,0)))","v":0},0,null,null,null,null,null,null,null,null,null,null,null,null,null,null,null,null,null,null,null,null,null,null,null,null,null,null,null,null,null,null,null,null,null,null,null,null,null,null,null,null,null,null,null,null,null,null,null,null,null,null,null,null,null,null,null,null,null,null,null,null,null,null,null,null,null,null,null,null,null,null,null,null,null,null,null,null,null,null,null,null,null,null,null,null,null,null,null,null,null,null,null,null,null,null,null,null,null,null,null,null,null,null,null,0.53339000000000003,0.64309000000000005,0.65329999999999999,0.59584999999999999,0.83199000000000001,0.89934000000000003,0.34650999999999998,0.48027999999999998,0.41737999999999997,0.48363,0.50138000000000005,0.47536,0.96318000000000004,0.85641,1]
[1,43840,23,239,{"$f":"(FA241*Vypocet!$D$24)/$FA$2","v":0},{"$f":"(FB241*Vypocet!$D$24)/$FB$2","v":0},{"$f":"(FC241*Vypocet!$D$24)/$FC$2","v":0},{"$f":"(FD241*Vypocet!$D$24)/$FD$2","v":0},{"$f":"(FE241*Vypocet!$D$24)/$FE$2","v":0},{"$f":"(FF241*Vypocet!$D$24)/$FF$2","v":0},{"$f":"(FG241*Vypocet!$D$24)/$FG$2","v":0},{"$f":"(FH241*Vypocet!$D$24)/$FH$2","v":0},{"$f":"(FI241*Vypocet!$D$24)/$FI$2","v":0},{"$f":"(FJ241*Vypocet!$D$24)/$FJ$2","v":0},{"$f":"(FK241*Vypocet!$D$24)/$FK$2","v":0},{"$f":"(FL241*Vypocet!$D$24)/$FL$2","v":0},{"$f":"(FM241*Vypocet!$D$24)/$FM$2","v":0},{"$f":"(FN241*Vypocet!$D$24)/$FN$2","v":0},{"$f":"(FO241*Vypocet!$D$24)/$FO$2","v":0},{"$f":"(VLOOKUP(A241,Voda!$B$3:$AC$15,TDDData!C241+4,0)*4180*(VLOOKUP(A241,Voda!$B$3:$AC$15,4,0)-VLOOKUP(A241,Voda!$B$3:$AC$15,3,0)))/3600000","v":0},0,{"$f":"IF(U241=0,0,IF(Z241>0,IF(Z241/1000<U241,IF(Z241/1000<=Vypocet!$D$15,IF(U241<Vypocet!$D$15,U241-Z241/1000,Vypocet!$D$15-Z241/1000),Vypocet!$D$15),0),IF(U241>Vypocet!$D$15,Vypocet!$D$15,U241)))","v":0},0,{"$f":"HLOOKUP(Vypocet!$D$11,TDDData!$E:$S,2+TDDData!D241,0)","v":{"$error":"#N/A"}},0,0,{"$error":"#N/A"},{"$error":"#N/A"},{"$f":"IF(AA241<0,IF(AC240>-AA241,AC240+AA241,0),IF(AA241+AC240<=Vypocet!$D$18,AA241+AC240,Vypocet!$D$18))","v":{"$error":"#N/A"}},{"$error":"#N/A"},{"$f":"IF(AND(AC241<AC240,AC241<>0),AE240,IF(OR(AND(AC240=0,AA241<0),AC240<-AA241),IF(AC240=0,IF(AE240>-AA241,AE240+AA241,0),IF(AC240+AE240>-AA241,AC240+AE240+AA241,0)),IF(AC240=Vypocet!$D$18,AE240+AA241,AE240+AA241-AC241+AC240)))","v":{"$error":"#N/A"}},{"$error":"#N/A"},{"$error":"#N/A"},{"$f":"SUM($AF$3:AF241)","v":{"$error":"#N/A"}},{"$error":"#N/A"},{"$error":"#N/A"},{"$error":"#N/A"},{"$f":"SUM($AJ$3:AJ241)","v":{"$error":"#N/A"}},{"$error":"#N/A"},{"$error":"#N/A"},{"$error":"#N/A"},{"$f":"IF(AN241<0,IF(AP240>-AN241,AP240+AN241,0),IF(AN241+AP240<=Vypocet!$D$18,AN241+AP240,Vypocet!$D$18))","v":{"$error":"#N/A"}},{"$error":"#N/A"},{"$f":"IF(AND(AP241<AP240,AP241<>0),AR240,IF(OR(AND(AP240=0,AN241<0),AP240<-AN241),IF(AP240=0,IF(AR240>-AN241,AR240+AN241,0),IF(AP240+AR240>-AN241,AP240+AR240+AN241,0)),IF(AP240=Vypocet!$D$18,AR240+AN241,AR240+AN241-AP241+AP240)))","v":{"$error":"#N/A"}},{"$error":"#N/A"},{"$error":"#N/A"},{"$f":"SUM($AS$3:AS241)","v":{"$error":"#N/A"}},{"$error":"#N/A"},{"$error":"#N/A"},{"$error":"#N/A"},{"$f":"SUM($AW$3:AW241)","v":{"$error":"#N/A"}},{"$f":"IF(V241=0,IF(U241=0,IF(AZ240+Z241/1000>Vypocet!$D$18,Vypocet!$D$18,AZ240+Z241/1000),IF(Z241/1000+AZ240-U241>Vypocet!$D$18,Vypocet!$D$18,Z241/1000+AZ240-U241)),IF(AZ240=0,0,IF(AZ240>V241,AZ240-V241,0)))","v":0},0,null,null,null,null,null,null,null,null,null,null,null,null,null,null,null,null,null,null,null,null,null,null,null,null,null,null,null,null,null,null,null,null,null,null,null,null,null,null,null,null,null,null,null,null,null,null,null,null,null,null,null,null,null,null,null,null,null,null,null,null,null,null,null,null,null,null,null,null,null,null,null,null,null,null,null,null,null,null,null,null,null,null,null,null,null,null,null,null,null,null,null,null,null,null,null,null,null,null,null,null,null,null,null,0.46411000000000002,0.59421000000000002,0.61177999999999999,0.52339000000000002,0.75902999999999998,0.44805,0.32329999999999998,0.50573000000000001,0.38805000000000001,0.55447999999999997,0.64220999999999995,0.59633000000000003,0.88400000000000001,0.78515999999999997,1]
[1,43840,24,240,{"$f":"(FA242*Vypocet!$D$24)/$FA$2","v":0},{"$f":"(FB242*Vypocet!$D$24)/$FB$2","v":0},{"$f":"(FC242*Vypocet!$D$24)/$FC$2","v":0},{"$f":"(FD242*Vypocet!$D$24)/$FD$2","v":0},{"$f":"(FE242*Vypocet!$D$24)/$FE$2","v":0},{"$f":"(FF242*Vypocet!$D$24)/$FF$2","v":0},{"$f":"(FG242*Vypocet!$D$24)/$FG$2","v":0},{"$f":"(FH242*Vypocet!$D$24)/$FH$2","v":0},{"$f":"(FI242*Vypocet!$D$24)/$FI$2","v":0},{"$f":"(FJ242*Vypocet!$D$24)/$FJ$2","v":0},{"$f":"(FK242*Vypocet!$D$24)/$FK$2","v":0},{"$f":"(FL242*Vypocet!$D$24)/$FL$2","v":0},{"$f":"(FM242*Vypocet!$D$24)/$FM$2","v":0},{"$f":"(FN242*Vypocet!$D$24)/$FN$2","v":0},{"$f":"(FO242*Vypocet!$D$24)/$FO$2","v":0},{"$f":"(VLOOKUP(A242,Voda!$B$3:$AC$15,TDDData!C242+4,0)*4180*(VLOOKUP(A242,Voda!$B$3:$AC$15,4,0)-VLOOKUP(A242,Voda!$B$3:$AC$15,3,0)))/3600000","v":0},0,{"$f":"IF(U242=0,0,IF(Z242>0,IF(Z242/1000<U242,IF(Z242/1000<=Vypocet!$D$15,IF(U242<Vypocet!$D$15,U242-Z242/1000,Vypocet!$D$15-Z242/1000),Vypocet!$D$15),0),IF(U242>Vypocet!$D$15,Vypocet!$D$15,U242)))","v":0},0,{"$f":"HLOOKUP(Vypocet!$D$11,TDDData!$E:$S,2+TDDData!D242,0)","v":{"$error":"#N/A"}},0,0,{"$error":"#N/A"},{"$error":"#N/A"},{"$f":"IF(AA242<0,IF(AC241>-AA242,AC241+AA242,0),IF(AA242+AC241<=Vypocet!$D$18,AA242+AC241,Vypocet!$D$18))","v":{"$error":"#N/A"}},{"$error":"#N/A"},{"$f":"IF(AND(AC242<AC241,AC242<>0),AE241,IF(OR(AND(AC241=0,AA242<0),AC241<-AA242),IF(AC241=0,IF(AE241>-AA242,AE241+AA242,0),IF(AC241+AE241>-AA242,AC241+AE241+AA242,0)),IF(AC241=Vypocet!$D$18,AE241+AA242,AE241+AA242-AC242+AC241)))","v":{"$error":"#N/A"}},{"$error":"#N/A"},{"$error":"#N/A"},{"$f":"SUM($AF$3:AF242)","v":{"$error":"#N/A"}},{"$error":"#N/A"},{"$error":"#N/A"},{"$error":"#N/A"},{"$f":"SUM($AJ$3:AJ242)","v":{"$error":"#N/A"}},{"$error":"#N/A"},{"$error":"#N/A"},{"$error":"#N/A"},{"$f":"IF(AN242<0,IF(AP241>-AN242,AP241+AN242,0),IF(AN242+AP241<=Vypocet!$D$18,AN242+AP241,Vypocet!$D$18))","v":{"$error":"#N/A"}},{"$error":"#N/A"},{"$f":"IF(AND(AP242<AP241,AP242<>0),AR241,IF(OR(AND(AP241=0,AN242<0),AP241<-AN242),IF(AP241=0,IF(AR241>-AN242,AR241+AN242,0),IF(AP241+AR241>-AN242,AP241+AR241+AN242,0)),IF(AP241=Vypocet!$D$18,AR241+AN242,AR241+AN242-AP242+AP241)))","v":{"$error":"#N/A"}},{"$error":"#N/A"},{"$error":"#N/A"},{"$f":"SUM($AS$3:AS242)","v":{"$error":"#N/A"}},{"$error":"#N/A"},{"$error":"#N/A"},{"$error":"#N/A"},{"$f":"SUM($AW$3:AW242)","v":{"$error":"#N/A"}},{"$f":"IF(V242=0,IF(U242=0,IF(AZ241+Z242/1000>Vypocet!$D$18,Vypocet!$D$18,AZ241+Z242/1000),IF(Z242/1000+AZ241-U242>Vypocet!$D$18,Vypocet!$D$18,Z242/1000+AZ241-U242)),IF(AZ241=0,0,IF(AZ241>V242,AZ241-V242,0)))","v":0},0,null,null,null,null,null,null,null,null,null,null,null,null,null,null,null,null,null,null,null,null,null,null,null,null,null,null,null,null,null,null,null,null,null,null,null,null,null,null,null,null,null,null,null,null,null,null,null,null,null,null,null,null,null,null,null,null,null,null,null,null,null,null,null,null,null,null,null,null,null,null,null,null,null,null,null,null,null,null,null,null,null,null,null,null,null,null,null,null,null,null,null,null,null,null,null,null,null,null,null,null,null,null,null,0.41081000000000001,0.58977000000000002,0.56215999999999999,0.41438000000000003,0.46878999999999998,0.43038999999999999,0.29338999999999998,0.46897,0.30037000000000003,0.61573999999999995,0.46842,0.64209000000000005,0.67659999999999998,0.71628000000000003,1]
[1,43841,1,241,{"$f":"(FA243*Vypocet!$D$24)/$FA$2","v":0},{"$f":"(FB243*Vypocet!$D$24)/$FB$2","v":0},{"$f":"(FC243*Vypocet!$D$24)/$FC$2","v":0},{"$f":"(FD243*Vypocet!$D$24)/$FD$2","v":0},{"$f":"(FE243*Vypocet!$D$24)/$FE$2","v":0},{"$f":"(FF243*Vypocet!$D$24)/$FF$2","v":0},{"$f":"(FG243*Vypocet!$D$24)/$FG$2","v":0},{"$f":"(FH243*Vypocet!$D$24)/$FH$2","v":0},{"$f":"(FI243*Vypocet!$D$24)/$FI$2","v":0},{"$f":"(FJ243*Vypocet!$D$24)/$FJ$2","v":0},{"$f":"(FK243*Vypocet!$D$24)/$FK$2","v":0},{"$f":"(FL243*Vypocet!$D$24)/$FL$2","v":0},{"$f":"(FM243*Vypocet!$D$24)/$FM$2","v":0},{"$f":"(FN243*Vypocet!$D$24)/$FN$2","v":0},{"$f":"(FO243*Vypocet!$D$24)/$FO$2","v":0},{"$f":"(VLOOKUP(A243,Voda!$B$3:$AC$15,TDDData!C243+4,0)*4180*(VLOOKUP(A243,Voda!$B$3:$AC$15,4,0)-VLOOKUP(A243,Voda!$B$3:$AC$15,3,0)))/3600000","v":0},0,{"$f":"IF(U243=0,0,IF(Z243>0,IF(Z243/1000<U243,IF(Z243/1000<=Vypocet!$D$15,IF(U243<Vypocet!$D$15,U243-Z243/1000,Vypocet!$D$15-Z243/1000),Vypocet!$D$15),0),IF(U243>Vypocet!$D$15,Vypocet!$D$15,U243)))","v":0},0,{"$f":"HLOOKUP(Vypocet!$D$11,TDDData!$E:$S,2+TDDData!D243,0)","v":{"$error":"#N/A"}},0,0,{"$error":"#N/A"},{"$error":"#N/A"},{"$f":"IF(AA243<0,IF(AC242>-AA243,AC242+AA243,0),IF(AA243+AC242<=Vypocet!$D$18,AA243+AC242,Vypocet!$D$18))","v":{"$error":"#N/A"}},{"$error":"#N/A"},{"$f":"IF(AND(AC243<AC242,AC243<>0),AE242,IF(OR(AND(AC242=0,AA243<0),AC242<-AA243),IF(AC242=0,IF(AE242>-AA243,AE242+AA243,0),IF(AC242+AE242>-AA243,AC242+AE242+AA243,0)),IF(AC242=Vypocet!$D$18,AE242+AA243,AE242+AA243-AC243+AC242)))","v":{"$error":"#N/A"}},{"$error":"#N/A"},{"$error":"#N/A"},{"$f":"SUM($AF$3:AF243)","v":{"$error":"#N/A"}},{"$error":"#N/A"},{"$error":"#N/A"},{"$error":"#N/A"},{"$f":"SUM($AJ$3:AJ243)","v":{"$error":"#N/A"}},{"$error":"#N/A"},{"$error":"#N/A"},{"$error":"#N/A"},{"$f":"IF(AN243<0,IF(AP242>-AN243,AP242+AN243,0),IF(AN243+AP242<=Vypocet!$D$18,AN243+AP242,Vypocet!$D$18))","v":{"$error":"#N/A"}},{"$error":"#N/A"},{"$f":"IF(AND(AP243<AP242,AP243<>0),AR242,IF(OR(AND(AP242=0,AN243<0),AP242<-AN243),IF(AP242=0,IF(AR242>-AN243,AR242+AN243,0),IF(AP242+AR242>-AN243,AP242+AR242+AN243,0)),IF(AP242=Vypocet!$D$18,AR242+AN243,AR242+AN243-AP243+AP242)))","v":{"$error":"#N/A"}},{"$error":"#N/A"},{"$error":"#N/A"},{"$f":"SUM($AS$3:AS243)","v":{"$error":"#N/A"}},{"$error":"#N/A"},{"$error":"#N/A"},{"$error":"#N/A"},{"$f":"SUM($AW$3:AW243)","v":{"$error":"#N/A"}},{"$f":"IF(V243=0,IF(U243=0,IF(AZ242+Z243/1000>Vypocet!$D$18,Vypocet!$D$18,AZ242+Z243/1000),IF(Z243/1000+AZ242-U243>Vypocet!$D$18,Vypocet!$D$18,Z243/1000+AZ242-U243)),IF(AZ242=0,0,IF(AZ242>V243,AZ242-V243,0)))","v":0},0,null,null,null,null,null,null,null,null,null,null,null,null,null,null,null,null,null,null,null,null,null,null,null,null,null,null,null,null,null,null,null,null,null,null,null,null,null,null,null,null,null,null,null,null,null,null,null,null,null,null,null,null,null,null,null,null,null,null,null,null,null,null,null,null,null,null,null,null,null,null,null,null,null,null,null,null,null,null,null,null,null,null,null,null,null,null,null,null,null,null,null,null,null,null,null,null,null,null,null,null,null,null,null,0.39056999999999997,0.65107000000000004,0.53610999999999998,0.33502999999999999,0.27679999999999999,0.37447000000000003,0.29987000000000003,0.41349999999999998,0.40723999999999999,0.43131999999999998,0.31363000000000002,0.45261000000000001,0.54871999999999999,0.57010000000000005,1]
[1,43841,2,242,{"$f":"(FA244*Vypocet!$D$24)/$FA$2","v":0},{"$f":"(FB244*Vypocet!$D$24)/$FB$2","v":0},{"$f":"(FC244*Vypocet!$D$24)/$FC$2","v":0},{"$f":"(FD244*Vypocet!$D$24)/$FD$2","v":0},{"$f":"(FE244*Vypocet!$D$24)/$FE$2","v":0},{"$f":"(FF244*Vypocet!$D$24)/$FF$2","v":0},{"$f":"(FG244*Vypocet!$D$24)/$FG$2","v":0},{"$f":"(FH244*Vypocet!$D$24)/$FH$2","v":0},{"$f":"(FI244*Vypocet!$D$24)/$FI$2","v":0},{"$f":"(FJ244*Vypocet!$D$24)/$FJ$2","v":0},{"$f":"(FK244*Vypocet!$D$24)/$FK$2","v":0},{"$f":"(FL244*Vypocet!$D$24)/$FL$2","v":0},{"$f":"(FM244*Vypocet!$D$24)/$FM$2","v":0},{"$f":"(FN244*Vypocet!$D$24)/$FN$2","v":0},{"$f":"(FO244*Vypocet!$D$24)/$FO$2","v":0},{"$f":"(VLOOKUP(A244,Voda!$B$3:$AC$15,TDDData!C244+4,0)*4180*(VLOOKUP(A244,Voda!$B$3:$AC$15,4,0)-VLOOKUP(A244,Voda!$B$3:$AC$15,3,0)))/3600000","v":0},0,{"$f":"IF(U244=0,0,IF(Z244>0,IF(Z244/1000<U244,IF(Z244/1000<=Vypocet!$D$15,IF(U244<Vypocet!$D$15,U244-Z244/1000,Vypocet!$D$15-Z244/1000),Vypocet!$D$15),0),IF(U244>Vypocet!$D$15,Vypocet!$D$15,U244)))","v":0},0,{"$f":"HLOOKUP(Vypocet!$D$11,TDDData!$E:$S,2+TDDData!D244,0)","v":{"$error":"#N/A"}},0,0,{"$error":"#N/A"},{"$error":"#N/A"},{"$f":"IF(AA244<0,IF(AC243>-AA244,AC243+AA244,0),IF(AA244+AC243<=Vypocet!$D$18,AA244+AC243,Vypocet!$D$18))","v":{"$error":"#N/A"}},{"$error":"#N/A"},{"$f":"IF(AND(AC244<AC243,AC244<>0),AE243,IF(OR(AND(AC243=0,AA244<0),AC243<-AA244),IF(AC243=0,IF(AE243>-AA244,AE243+AA244,0),IF(AC243+AE243>-AA244,AC243+AE243+AA244,0)),IF(AC243=Vypocet!$D$18,AE243+AA244,AE243+AA244-AC244+AC243)))","v":{"$error":"#N/A"}},{"$error":"#N/A"},{"$error":"#N/A"},{"$f":"SUM($AF$3:AF244)","v":{"$error":"#N/A"}},{"$error":"#N/A"},{"$error":"#N/A"},{"$error":"#N/A"},{"$f":"SUM($AJ$3:AJ244)","v":{"$error":"#N/A"}},{"$error":"#N/A"},{"$error":"#N/A"},{"$error":"#N/A"},{"$f":"IF(AN244<0,IF(AP243>-AN244,AP243+AN244,0),IF(AN244+AP243<=Vypocet!$D$18,AN244+AP243,Vypocet!$D$18))","v":{"$error":"#N/A"}},{"$error":"#N/A"},{"$f":"IF(AND(AP244<AP243,AP244<>0),AR243,IF(OR(AND(AP243=0,AN244<0),AP243<-AN244),IF(AP243=0,IF(AR243>-AN244,AR243+AN244,0),IF(AP243+AR243>-AN244,AP243+AR243+AN244,0)),IF(AP243=Vypocet!$D$18,AR243+AN244,AR243+AN244-AP244+AP243)))","v":{"$error":"#N/A"}},{"$error":"#N/A"},{"$error":"#N/A"},{"$f":"SUM($AS$3:AS244)","v":{"$error":"#N/A"}},{"$error":"#N/A"},{"$error":"#N/A"},{"$error":"#N/A"},{"$f":"SUM($AW$3:AW244)","v":{"$error":"#N/A"}},{"$f":"IF(V244=0,IF(U244=0,IF(AZ243+Z244/1000>Vypocet!$D$18,Vypocet!$D$18,AZ243+Z244/1000),IF(Z244/1000+AZ243-U244>Vypocet!$D$18,Vypocet!$D$18,Z244/1000+AZ243-U244)),IF(AZ243=0,0,IF(AZ243>V244,AZ243-V244,0)))","v":0},0,null,null,null,null,null,null,null,null,null,null,null,null,null,null,null,null,null,null,null,null,null,null,null,null,null,null,null,null,null,null,null,null,null,null,null,null,null,null,null,null,null,null,null,null,null,null,null,null,null,null,null,null,null,null,null,null,null,null,null,null,null,null,null,null,null,null,null,null,null,null,null,null,null,null,null,null,null,null,null,null,null,null,null,null,null,null,null,null,null,null,null,null,null,null,null,null,null,null,null,null,null,null,null,0.36487000000000003,0.65420999999999996,0.51795000000000002,0.28727000000000003,0.27111000000000002,0.49225000000000002,0.37348999999999999,0.41206999999999999,0.32512999999999997,0.63156999999999996,0.37389,0.36303000000000002,0.50888999999999995,0.53691,1]
[1,43841,3,243,{"$f":"(FA245*Vypocet!$D$24)/$FA$2","v":0},{"$f":"(FB245*Vypocet!$D$24)/$FB$2","v":0},{"$f":"(FC245*Vypocet!$D$24)/$FC$2","v":0},{"$f":"(FD245*Vypocet!$D$24)/$FD$2","v":0},{"$f":"(FE245*Vypocet!$D$24)/$FE$2","v":0},{"$f":"(FF245*Vypocet!$D$24)/$FF$2","v":0},{"$f":"(FG245*Vypocet!$D$24)/$FG$2","v":0},{"$f":"(FH245*Vypocet!$D$24)/$FH$2","v":0},{"$f":"(FI245*Vypocet!$D$24)/$FI$2","v":0},{"$f":"(FJ245*Vypocet!$D$24)/$FJ$2","v":0},{"$f":"(FK245*Vypocet!$D$24)/$FK$2","v":0},{"$f":"(FL245*Vypocet!$D$24)/$FL$2","v":0},{"$f":"(FM245*Vypocet!$D$24)/$FM$2","v":0},{"$f":"(FN245*Vypocet!$D$24)/$FN$2","v":0},{"$f":"(FO245*Vypocet!$D$24)/$FO$2","v":0},{"$f":"(VLOOKUP(A245,Voda!$B$3:$AC$15,TDDData!C245+4,0)*4180*(VLOOKUP(A245,Voda!$B$3:$AC$15,4,0)-VLOOKUP(A245,Voda!$B$3:$AC$15,3,0)))/3600000","v":0},0,{"$f":"IF(U245=0,0,IF(Z245>0,IF(Z245/1000<U245,IF(Z245/1000<=Vypocet!$D$15,IF(U245<Vypocet!$D$15,U245-Z245/1000,Vypocet!$D$15-Z245/1000),Vypocet!$D$15),0),IF(U245>Vypocet!$D$15,Vypocet!$D$15,U245)))","v":0},0,{"$f":"HLOOKUP(Vypocet!$D$11,TDDData!$E:$S,2+TDDData!D245,0)","v":{"$error":"#N/A"}},0,0,{"$error":"#N/A"},{"$error":"#N/A"},{"$f":"IF(AA245<0,IF(AC244>-AA245,AC244+AA245,0),IF(AA245+AC244<=Vypocet!$D$18,AA245+AC244,Vypocet!$D$18))","v":{"$error":"#N/A"}},{"$error":"#N/A"},{"$f":"IF(AND(AC245<AC244,AC245<>0),AE244,IF(OR(AND(AC244=0,AA245<0),AC244<-AA245),IF(AC244=0,IF(AE244>-AA245,AE244+AA245,0),IF(AC244+AE244>-AA245,AC244+AE244+AA245,0)),IF(AC244=Vypocet!$D$18,AE244+AA245,AE244+AA245-AC245+AC244)))","v":{"$error":"#N/A"}},{"$error":"#N/A"},{"$error":"#N/A"},{"$f":"SUM($AF$3:AF245)","v":{"$error":"#N/A"}},{"$error":"#N/A"},{"$error":"#N/A"},{"$error":"#N/A"},{"$f":"SUM($AJ$3:AJ245)","v":{"$error":"#N/A"}},{"$error":"#N/A"},{"$error":"#N/A"},{"$error":"#N/A"},{"$f":"IF(AN245<0,IF(AP244>-AN245,AP244+AN245,0),IF(AN245+AP244<=Vypocet!$D$18,AN245+AP244,Vypocet!$D$18))","v":{"$error":"#N/A"}},{"$error":"#N/A"},{"$f":"IF(AND(AP245<AP244,AP245<>0),AR244,IF(OR(AND(AP244=0,AN245<0),AP244<-AN245),IF(AP244=0,IF(AR244>-AN245,AR244+AN245,0),IF(AP244+AR244>-AN245,AP244+AR244+AN245,0)),IF(AP244=Vypocet!$D$18,AR244+AN245,AR244+AN245-AP245+AP244)))","v":{"$error":"#N/A"}},{"$error":"#N/A"},{"$error":"#N/A"},{"$f":"SUM($AS$3:AS245)","v":{"$error":"#N/A"}},{"$error":"#N/A"},{"$error":"#N/A"},{"$error":"#N/A"},{"$f":"SUM($AW$3:AW245)","v":{"$error":"#N/A"}},{"$f":"IF(V245=0,IF(U245=0,IF(AZ244+Z245/1000>Vypocet!$D$18,Vypocet!$D$18,AZ244+Z245/1000),IF(Z245/1000+AZ244-U245>Vypocet!$D$18,Vypocet!$D$18,Z245/1000+AZ244-U245)),IF(AZ244=0,0,IF(AZ244>V245,AZ244-V245,0)))","v":0},0,null,null,null,null,null,null,null,null,null,null,null,null,null,null,null,null,null,null,null,null,null,null,null,null,null,null,null,null,null,null,null,null,null,null,null,null,null,null,null,null,null,null,null,null,null,null,null,null,null,null,null,null,null,null,null,null,null,null,null,null,null,null,null,null,null,null,null,null,null,null,null,null,null,null,null,null,null,null,null,null,null,null,null,null,null,null,null,null,null,null,null,null,null,null,null,null,null,null,null,null,null,null,null,0.35471999999999998,0.63927999999999996,0.51453000000000004,0.24778,0.50224999999999997,0.59226999999999996,0.79266999999999999,0.39646999999999999,0.36741000000000001,0.71286000000000005,0.62302000000000002,0.33793000000000001,0.46267999999999998,0.55617000000000005,1]
[1,43841,4,244,{"$f":"(FA246*Vypocet!$D$24)/$FA$2","v":0},{"$f":"(FB246*Vypocet!$D$24)/$FB$2","v":0},{"$f":"(FC246*Vypocet!$D$24)/$FC$2","v":0},{"$f":"(FD246*Vypocet!$D$24)/$FD$2","v":0},{"$f":"(FE246*Vypocet!$D$24)/$FE$2","v":0},{"$f":"(FF246*Vypocet!$D$24)/$FF$2","v":0},{"$f":"(FG246*Vypocet!$D$24)/$FG$2","v":0},{"$f":"(FH246*Vypocet!$D$24)/$FH$2","v":0},{"$f":"(FI246*Vypocet!$D$24)/$FI$2","v":0},{"$f":"(FJ246*Vypocet!$D$24)/$FJ$2","v":0},{"$f":"(FK246*Vypocet!$D$24)/$FK$2","v":0},{"$f":"(FL246*Vypocet!$D$24)/$FL$2","v":0},{"$f":"(FM246*Vypocet!$D$24)/$FM$2","v":0},{"$f":"(FN246*Vypocet!$D$24)/$FN$2","v":0},{"$f":"(FO246*Vypocet!$D$24)/$FO$2","v":0},{"$f":"(VLOOKUP(A246,Voda!$B$3:$AC$15,TDDData!C246+4,0)*4180*(VLOOKUP(A246,Voda!$B$3:$AC$15,4,0)-VLOOKUP(A246,Voda!$B$3:$AC$15,3,0)))/3600000","v":0},0,{"$f":"IF(U246=0,0,IF(Z246>0,IF(Z246/1000<U246,IF(Z246/1000<=Vypocet!$D$15,IF(U246<Vypocet!$D$15,U246-Z246/1000,Vypocet!$D$15-Z246/1000),Vypocet!$D$15),0),IF(U246>Vypocet!$D$15,Vypocet!$D$15,U246)))","v":0},0,{"$f":"HLOOKUP(Vypocet!$D$11,TDDData!$E:$S,2+TDDData!D246,0)","v":{"$error":"#N/A"}},0,0,{"$error":"#N/A"},{"$error":"#N/A"},{"$f":"IF(AA246<0,IF(AC245>-AA246,AC245+AA246,0),IF(AA246+AC245<=Vypocet!$D$18,AA246+AC245,Vypocet!$D$18))","v":{"$error":"#N/A"}},{"$error":"#N/A"},{"$f":"IF(AND(AC246<AC245,AC246<>0),AE245,IF(OR(AND(AC245=0,AA246<0),AC245<-AA246),IF(AC245=0,IF(AE245>-AA246,AE245+AA246,0),IF(AC245+AE245>-AA246,AC245+AE245+AA246,0)),IF(AC245=Vypocet!$D$18,AE245+AA246,AE245+AA246-AC246+AC245)))","v":{"$error":"#N/A"}},{"$error":"#N/A"},{"$error":"#N/A"},{"$f":"SUM($AF$3:AF246)","v":{"$error":"#N/A"}},{"$error":"#N/A"},{"$error":"#N/A"},{"$error":"#N/A"},{"$f":"SUM($AJ$3:AJ246)","v":{"$error":"#N/A"}},{"$error":"#N/A"},{"$error":"#N/A"},{"$error":"#N/A"},{"$f":"IF(AN246<0,IF(AP245>-AN246,AP245+AN246,0),IF(AN246+AP245<=Vypocet!$D$18,AN246+AP245,Vypocet!$D$18))","v":{"$error":"#N/A"}},{"$error":"#N/A"},{"$f":"IF(AND(AP246<AP245,AP246<>0),AR245,IF(OR(AND(AP245=0,AN246<0),AP245<-AN246),IF(AP245=0,IF(AR245>-AN246,AR245+AN246,0),IF(AP245+AR245>-AN246,AP245+AR245+AN246,0)),IF(AP245=Vypocet!$D$18,AR245+AN246,AR245+AN246-AP246+AP245)))","v":{"$error":"#N/A"}},{"$error":"#N/A"},{"$error":"#N/A"},{"$f":"SUM($AS$3:AS246)","v":{"$error":"#N/A"}},{"$error":"#N/A"},{"$error":"#N/A"},{"$error":"#N/A"},{"$f":"SUM($AW$3:AW246)","v":{"$error":"#N/A"}},{"$f":"IF(V246=0,IF(U246=0,IF(AZ245+Z246/1000>Vypocet!$D$18,Vypocet!$D$18,AZ245+Z246/1000),IF(Z246/1000+AZ245-U246>Vypocet!$D$18,Vypocet!$D$18,Z246/1000+AZ245-U246)),IF(AZ245=0,0,IF(AZ245>V246,AZ245-V246,0)))","v":0},0,null,null,null,null,null,null,null,null,null,null,null,null,null,null,null,null,null,null,null,null,null,null,null,null,null,null,null,null,null,null,null,null,null,null,null,null,null,null,null,null,null,null,null,null,null,null,null,null,null,null,null,null,null,null,null,null,null,null,null,null,null,null,null,null,null,null,null,null,null,null,null,null,null,null,null,null,null,null,null,null,null,null,null,null,null,null,null,null,null,null,null,null,null,null,null,null,null,null,null,null,null,null,null,0.34587000000000001,0.58911000000000002,0.52524000000000004,0.25034000000000001,0.42776999999999998,0.49130000000000001,0.73551999999999995,0.45272000000000001,0.43592999999999998,0.55062999999999995,0.60999000000000003,0.31081999999999999,0.47371999999999997,0.57103999999999999,1]
[1,43841,5,245,{"$f":"(FA247*Vypocet!$D$24)/$FA$2","v":0},{"$f":"(FB247*Vypocet!$D$24)/$FB$2","v":0},{"$f":"(FC247*Vypocet!$D$24)/$FC$2","v":0},{"$f":"(FD247*Vypocet!$D$24)/$FD$2","v":0},{"$f":"(FE247*Vypocet!$D$24)/$FE$2","v":0},{"$f":"(FF247*Vypocet!$D$24)/$FF$2","v":0},{"$f":"(FG247*Vypocet!$D$24)/$FG$2","v":0},{"$f":"(FH247*Vypocet!$D$24)/$FH$2","v":0},{"$f":"(FI247*Vypocet!$D$24)/$FI$2","v":0},{"$f":"(FJ247*Vypocet!$D$24)/$FJ$2","v":0},{"$f":"(FK247*Vypocet!$D$24)/$FK$2","v":0},{"$f":"(FL247*Vypocet!$D$24)/$FL$2","v":0},{"$f":"(FM247*Vypocet!$D$24)/$FM$2","v":0},{"$f":"(FN247*Vypocet!$D$24)/$FN$2","v":0},{"$f":"(FO247*Vypocet!$D$24)/$FO$2","v":0},{"$f":"(VLOOKUP(A247,Voda!$B$3:$AC$15,TDDData!C247+4,0)*4180*(VLOOKUP(A247,Voda!$B$3:$AC$15,4,0)-VLOOKUP(A247,Voda!$B$3:$AC$15,3,0)))/3600000","v":0},0,{"$f":"IF(U247=0,0,IF(Z247>0,IF(Z247/1000<U247,IF(Z247/1000<=Vypocet!$D$15,IF(U247<Vypocet!$D$15,U247-Z247/1000,Vypocet!$D$15-Z247/1000),Vypocet!$D$15),0),IF(U247>Vypocet!$D$15,Vypocet!$D$15,U247)))","v":0},0,{"$f":"HLOOKUP(Vypocet!$D$11,TDDData!$E:$S,2+TDDData!D247,0)","v":{"$error":"#N/A"}},0,0,{"$error":"#N/A"},{"$error":"#N/A"},{"$f":"IF(AA247<0,IF(AC246>-AA247,AC246+AA247,0),IF(AA247+AC246<=Vypocet!$D$18,AA247+AC246,Vypocet!$D$18))","v":{"$error":"#N/A"}},{"$error":"#N/A"},{"$f":"IF(AND(AC247<AC246,AC247<>0),AE246,IF(OR(AND(AC246=0,AA247<0),AC246<-AA247),IF(AC246=0,IF(AE246>-AA247,AE246+AA247,0),IF(AC246+AE246>-AA247,AC246+AE246+AA247,0)),IF(AC246=Vypocet!$D$18,AE246+AA247,AE246+AA247-AC247+AC246)))","v":{"$error":"#N/A"}},{"$error":"#N/A"},{"$error":"#N/A"},{"$f":"SUM($AF$3:AF247)","v":{"$error":"#N/A"}},{"$error":"#N/A"},{"$error":"#N/A"},{"$error":"#N/A"},{"$f":"SUM($AJ$3:AJ247)","v":{"$error":"#N/A"}},{"$error":"#N/A"},{"$error":"#N/A"},{"$error":"#N/A"},{"$f":"IF(AN247<0,IF(AP246>-AN247,AP246+AN247,0),IF(AN247+AP246<=Vypocet!$D$18,AN247+AP246,Vypocet!$D$18))","v":{"$error":"#N/A"}},{"$error":"#N/A"},{"$f":"IF(AND(AP247<AP246,AP247<>0),AR246,IF(OR(AND(AP246=0,AN247<0),AP246<-AN247),IF(AP246=0,IF(AR246>-AN247,AR246+AN247,0),IF(AP246+AR246>-AN247,AP246+AR246+AN247,0)),IF(AP246=Vypocet!$D$18,AR246+AN247,AR246+AN247-AP247+AP246)))","v":{"$error":"#N/A"}},{"$error":"#N/A"},{"$error":"#N/A"},{"$f":"SUM($AS$3:AS247)","v":{"$error":"#N/A"}},{"$error":"#N/A"},{"$error":"#N/A"},{"$error":"#N/A"},{"$f":"SUM($AW$3:AW247)","v":{"$error":"#N/A"}},{"$f":"IF(V247=0,IF(U247=0,IF(AZ246+Z247/1000>Vypocet!$D$18,Vypocet!$D$18,AZ246+Z247/1000),IF(Z247/1000+AZ246-U247>Vypocet!$D$18,Vypocet!$D$18,Z247/1000+AZ246-U247)),IF(AZ246=0,0,IF(AZ246>V247,AZ246-V247,0)))","v":0},0,null,null,null,null,null,null,null,null,null,null,null,null,null,null,null,null,null,null,null,null,null,null,null,null,null,null,null,null,null,null,null,null,null,null,null,null,null,null,null,null,null,null,null,null,null,null,null,null,null,null,null,null,null,null,null,null,null,null,null,null,null,null,null,null,null,null,null,null,null,null,null,null,null,null,null,null,null,null,null,null,null,null,null,null,null,null,null,null,null,null,null,null,null,null,null,null,null,null,null,null,null,null,null,0.34587000000000001,0.57172999999999996,0.53134000000000003,0.25325999999999999,0.40103,0.42814999999999998,0.5736,0.52371999999999996,0.39480999999999999,0.46870000000000001,0.54462999999999995,0.32823999999999998,0.5292,0.59450000000000003,1]
[1,43841,6,246,{"$f":"(FA248*Vypocet!$D$24)/$FA$2","v":0},{"$f":"(FB248*Vypocet!$D$24)/$FB$2","v":0},{"$f":"(FC248*Vypocet!$D$24)/$FC$2","v":0},{"$f":"(FD248*Vypocet!$D$24)/$FD$2","v":0},{"$f":"(FE248*Vypocet!$D$24)/$FE$2","v":0},{"$f":"(FF248*Vypocet!$D$24)/$FF$2","v":0},{"$f":"(FG248*Vypocet!$D$24)/$FG$2","v":0},{"$f":"(FH248*Vypocet!$D$24)/$FH$2","v":0},{"$f":"(FI248*Vypocet!$D$24)/$FI$2","v":0},{"$f":"(FJ248*Vypocet!$D$24)/$FJ$2","v":0},{"$f":"(FK248*Vypocet!$D$24)/$FK$2","v":0},{"$f":"(FL248*Vypocet!$D$24)/$FL$2","v":0},{"$f":"(FM248*Vypocet!$D$24)/$FM$2","v":0},{"$f":"(FN248*Vypocet!$D$24)/$FN$2","v":0},{"$f":"(FO248*Vypocet!$D$24)/$FO$2","v":0},{"$f":"(VLOOKUP(A248,Voda!$B$3:$AC$15,TDDData!C248+4,0)*4180*(VLOOKUP(A248,Voda!$B$3:$AC$15,4,0)-VLOOKUP(A248,Voda!$B$3:$AC$15,3,0)))/3600000","v":0},0,{"$f":"IF(U248=0,0,IF(Z248>0,IF(Z248/1000<U248,IF(Z248/1000<=Vypocet!$D$15,IF(U248<Vypocet!$D$15,U248-Z248/1000,Vypocet!$D$15-Z248/1000),Vypocet!$D$15),0),IF(U248>Vypocet!$D$15,Vypocet!$D$15,U248)))","v":0},0,{"$f":"HLOOKUP(Vypocet!$D$11,TDDData!$E:$S,2+TDDData!D248,0)","v":{"$error":"#N/A"}},0,0,{"$error":"#N/A"},{"$error":"#N/A"},{"$f":"IF(AA248<0,IF(AC247>-AA248,AC247+AA248,0),IF(AA248+AC247<=Vypocet!$D$18,AA248+AC247,Vypocet!$D$18))","v":{"$error":"#N/A"}},{"$error":"#N/A"},{"$f":"IF(AND(AC248<AC247,AC248<>0),AE247,IF(OR(AND(AC247=0,AA248<0),AC247<-AA248),IF(AC247=0,IF(AE247>-AA248,AE247+AA248,0),IF(AC247+AE247>-AA248,AC247+AE247+AA248,0)),IF(AC247=Vypocet!$D$18,AE247+AA248,AE247+AA248-AC248+AC247)))","v":{"$error":"#N/A"}},{"$error":"#N/A"},{"$error":"#N/A"},{"$f":"SUM($AF$3:AF248)","v":{"$error":"#N/A"}},{"$error":"#N/A"},{"$error":"#N/A"},{"$error":"#N/A"},{"$f":"SUM($AJ$3:AJ248)","v":{"$error":"#N/A"}},{"$error":"#N/A"},{"$error":"#N/A"},{"$error":"#N/A"},{"$f":"IF(AN248<0,IF(AP247>-AN248,AP247+AN248,0),IF(AN248+AP247<=Vypocet!$D$18,AN248+AP247,Vypocet!$D$18))","v":{"$error":"#N/A"}},{"$error":"#N/A"},{"$f":"IF(AND(AP248<AP247,AP248<>0),AR247,IF(OR(AND(AP247=0,AN248<0),AP247<-AN248),IF(AP247=0,IF(AR247>-AN248,AR247+AN248,0),IF(AP247+AR247>-AN248,AP247+AR247+AN248,0)),IF(AP247=Vypocet!$D$18,AR247+AN248,AR247+AN248-AP248+AP247)))","v":{"$error":"#N/A"}},{"$error":"#N/A"},{"$error":"#N/A"},{"$f":"SUM($AS$3:AS248)","v":{"$error":"#N/A"}},{"$error":"#N/A"},{"$error":"#N/A"},{"$error":"#N/A"},{"$f":"SUM($AW$3:AW248)","v":{"$error":"#N/A"}},{"$f":"IF(V248=0,IF(U248=0,IF(AZ247+Z248/1000>Vypocet!$D$18,Vypocet!$D$18,AZ247+Z248/1000),IF(Z248/1000+AZ247-U248>Vypocet!$D$18,Vypocet!$D$18,Z248/1000+AZ247-U248)),IF(AZ247=0,0,IF(AZ247>V248,AZ247-V248,0)))","v":0},0,null,null,null,null,null,null,null,null,null,null,null,null,null,null,null,null,null,null,null,null,null,null,null,null,null,null,null,null,null,null,null,null,null,null,null,null,null,null,null,null,null,null,null,null,null,null,null,null,null,null,null,null,null,null,null,null,null,null,null,null,null,null,null,null,null,null,null,null,null,null,null,null,null,null,null,null,null,null,null,null,null,null,null,null,null,null,null,null,null,null,null,null,null,null,null,null,null,null,null,null,null,null,null,0.36851,0.58672000000000002,0.58323999999999998,0.26090999999999998,0.56174000000000002,0.42524000000000001,0.50583,0.34555000000000002,0.31545000000000001,0.45894000000000001,0.49673,0.32062000000000002,0.52134000000000003,0.68291000000000002,1]
[1,43841,7,247,{"$f":"(FA249*Vypocet!$D$24)/$FA$2","v":0},{"$f":"(FB249*Vypocet!$D$24)/$FB$2","v":0},{"$f":"(FC249*Vypocet!$D$24)/$FC$2","v":0},{"$f":"(FD249*Vypocet!$D$24)/$FD$2","v":0},{"$f":"(FE249*Vypocet!$D$24)/$FE$2","v":0},{"$f":"(FF249*Vypocet!$D$24)/$FF$2","v":0},{"$f":"(FG249*Vypocet!$D$24)/$FG$2","v":0},{"$f":"(FH249*Vypocet!$D$24)/$FH$2","v":0},{"$f":"(FI249*Vypocet!$D$24)/$FI$2","v":0},{"$f":"(FJ249*Vypocet!$D$24)/$FJ$2","v":0},{"$f":"(FK249*Vypocet!$D$24)/$FK$2","v":0},{"$f":"(FL249*Vypocet!$D$24)/$FL$2","v":0},{"$f":"(FM249*Vypocet!$D$24)/$FM$2","v":0},{"$f":"(FN249*Vypocet!$D$24)/$FN$2","v":0},{"$f":"(FO249*Vypocet!$D$24)/$FO$2","v":0},{"$f":"(VLOOKUP(A249,Voda!$B$3:$AC$15,TDDData!C249+4,0)*4180*(VLOOKUP(A249,Voda!$B$3:$AC$15,4,0)-VLOOKUP(A249,Voda!$B$3:$AC$15,3,0)))/3600000","v":0},0,{"$f":"IF(U249=0,0,IF(Z249>0,IF(Z249/1000<U249,IF(Z249/1000<=Vypocet!$D$15,IF(U249<Vypocet!$D$15,U249-Z249/1000,Vypocet!$D$15-Z249/1000),Vypocet!$D$15),0),IF(U249>Vypocet!$D$15,Vypocet!$D$15,U249)))","v":0},0,{"$f":"HLOOKUP(Vypocet!$D$11,TDDData!$E:$S,2+TDDData!D249,0)","v":{"$error":"#N/A"}},0,0,{"$error":"#N/A"},{"$error":"#N/A"},{"$f":"IF(AA249<0,IF(AC248>-AA249,AC248+AA249,0),IF(AA249+AC248<=Vypocet!$D$18,AA249+AC248,Vypocet!$D$18))","v":{"$error":"#N/A"}},{"$error":"#N/A"},{"$f":"IF(AND(AC249<AC248,AC249<>0),AE248,IF(OR(AND(AC248=0,AA249<0),AC248<-AA249),IF(AC248=0,IF(AE248>-AA249,AE248+AA249,0),IF(AC248+AE248>-AA249,AC248+AE248+AA249,0)),IF(AC248=Vypocet!$D$18,AE248+AA249,AE248+AA249-AC249+AC248)))","v":{"$error":"#N/A"}},{"$error":"#N/A"},{"$error":"#N/A"},{"$f":"SUM($AF$3:AF249)","v":{"$error":"#N/A"}},{"$error":"#N/A"},{"$error":"#N/A"},{"$error":"#N/A"},{"$f":"SUM($AJ$3:AJ249)","v":{"$error":"#N/A"}},{"$error":"#N/A"},{"$error":"#N/A"},{"$error":"#N/A"},{"$f":"IF(AN249<0,IF(AP248>-AN249,AP248+AN249,0),IF(AN249+AP248<=Vypocet!$D$18,AN249+AP248,Vypocet!$D$18))","v":{"$error":"#N/A"}},{"$error":"#N/A"},{"$f":"IF(AND(AP249<AP248,AP249<>0),AR248,IF(OR(AND(AP248=0,AN249<0),AP248<-AN249),IF(AP248=0,IF(AR248>-AN249,AR248+AN249,0),IF(AP248+AR248>-AN249,AP248+AR248+AN249,0)),IF(AP248=Vypocet!$D$18,AR248+AN249,AR248+AN249-AP249+AP248)))","v":{"$error":"#N/A"}},{"$error":"#N/A"},{"$error":"#N/A"},{"$f":"SUM($AS$3:AS249)","v":{"$error":"#N/A"}},{"$error":"#N/A"},{"$error":"#N/A"},{"$error":"#N/A"},{"$f":"SUM($AW$3:AW249)","v":{"$error":"#N/A"}},{"$f":"IF(V249=0,IF(U249=0,IF(AZ248+Z249/1000>Vypocet!$D$18,Vypocet!$D$18,AZ248+Z249/1000),IF(Z249/1000+AZ248-U249>Vypocet!$D$18,Vypocet!$D$18,Z249/1000+AZ248-U249)),IF(AZ248=0,0,IF(AZ248>V249,AZ248-V249,0)))","v":0},0,null,null,null,null,null,null,null,null,null,null,null,null,null,null,null,null,null,null,null,null,null,null,null,null,null,null,null,null,null,null,null,null,null,null,null,null,null,null,null,null,null,null,null,null,null,null,null,null,null,null,null,null,null,null,null,null,null,null,null,null,null,null,null,null,null,null,null,null,null,null,null,null,null,null,null,null,null,null,null,null,null,null,null,null,null,null,null,null,null,null,null,null,null,null,null,null,null,null,null,null,null,null,null,0.40917999999999999,0.55542000000000002,0.60862000000000005,0.31485999999999997,0.38275999999999999,0.38945000000000002,0.46849000000000002,0.27703,0.32984999999999998,0.35930000000000001,0.34560000000000002,0.32723000000000002,0.43537999999999999,0.73621999999999999,1]
[1,43841,8,248,{"$f":"(FA250*Vypocet!$D$24)/$FA$2","v":0},{"$f":"(FB250*Vypocet!$D$24)/$FB$2","v":0},{"$f":"(FC250*Vypocet!$D$24)/$FC$2","v":0},{"$f":"(FD250*Vypocet!$D$24)/$FD$2","v":0},{"$f":"(FE250*Vypocet!$D$24)/$FE$2","v":0},{"$f":"(FF250*Vypocet!$D$24)/$FF$2","v":0},{"$f":"(FG250*Vypocet!$D$24)/$FG$2","v":0},{"$f":"(FH250*Vypocet!$D$24)/$FH$2","v":0},{"$f":"(FI250*Vypocet!$D$24)/$FI$2","v":0},{"$f":"(FJ250*Vypocet!$D$24)/$FJ$2","v":0},{"$f":"(FK250*Vypocet!$D$24)/$FK$2","v":0},{"$f":"(FL250*Vypocet!$D$24)/$FL$2","v":0},{"$f":"(FM250*Vypocet!$D$24)/$FM$2","v":0},{"$f":"(FN250*Vypocet!$D$24)/$FN$2","v":0},{"$f":"(FO250*Vypocet!$D$24)/$FO$2","v":0},{"$f":"(VLOOKUP(A250,Voda!$B$3:$AC$15,TDDData!C250+4,0)*4180*(VLOOKUP(A250,Voda!$B$3:$AC$15,4,0)-VLOOKUP(A250,Voda!$B$3:$AC$15,3,0)))/3600000","v":0},0,{"$f":"IF(U250=0,0,IF(Z250>0,IF(Z250/1000<U250,IF(Z250/1000<=Vypocet!$D$15,IF(U250<Vypocet!$D$15,U250-Z250/1000,Vypocet!$D$15-Z250/1000),Vypocet!$D$15),0),IF(U250>Vypocet!$D$15,Vypocet!$D$15,U250)))","v":0},0,{"$f":"HLOOKUP(Vypocet!$D$11,TDDData!$E:$S,2+TDDData!D250,0)","v":{"$error":"#N/A"}},0,0,{"$error":"#N/A"},{"$error":"#N/A"},{"$f":"IF(AA250<0,IF(AC249>-AA250,AC249+AA250,0),IF(AA250+AC249<=Vypocet!$D$18,AA250+AC249,Vypocet!$D$18))","v":{"$error":"#N/A"}},{"$error":"#N/A"},{"$f":"IF(AND(AC250<AC249,AC250<>0),AE249,IF(OR(AND(AC249=0,AA250<0),AC249<-AA250),IF(AC249=0,IF(AE249>-AA250,AE249+AA250,0),IF(AC249+AE249>-AA250,AC249+AE249+AA250,0)),IF(AC249=Vypocet!$D$18,AE249+AA250,AE249+AA250-AC250+AC249)))","v":{"$error":"#N/A"}},{"$error":"#N/A"},{"$error":"#N/A"},{"$f":"SUM($AF$3:AF250)","v":{"$error":"#N/A"}},{"$error":"#N/A"},{"$error":"#N/A"},{"$error":"#N/A"},{"$f":"SUM($AJ$3:AJ250)","v":{"$error":"#N/A"}},{"$error":"#N/A"},{"$error":"#N/A"},{"$error":"#N/A"},{"$f":"IF(AN250<0,IF(AP249>-AN250,AP249+AN250,0),IF(AN250+AP249<=Vypocet!$D$18,AN250+AP249,Vypocet!$D$18))","v":{"$error":"#N/A"}},{"$error":"#N/A"},{"$f":"IF(AND(AP250<AP249,AP250<>0),AR249,IF(OR(AND(AP249=0,AN250<0),AP249<-AN250),IF(AP249=0,IF(AR249>-AN250,AR249+AN250,0),IF(AP249+AR249>-AN250,AP249+AR249+AN250,0)),IF(AP249=Vypocet!$D$18,AR249+AN250,AR249+AN250-AP250+AP249)))","v":{"$error":"#N/A"}},{"$error":"#N/A"},{"$error":"#N/A"},{"$f":"SUM($AS$3:AS250)","v":{"$error":"#N/A"}},{"$error":"#N/A"},{"$error":"#N/A"},{"$error":"#N/A"},{"$f":"SUM($AW$3:AW250)","v":{"$error":"#N/A"}},{"$f":"IF(V250=0,IF(U250=0,IF(AZ249+Z250/1000>Vypocet!$D$18,Vypocet!$D$18,AZ249+Z250/1000),IF(Z250/1000+AZ249-U250>Vypocet!$D$18,Vypocet!$D$18,Z250/1000+AZ249-U250)),IF(AZ249=0,0,IF(AZ249>V250,AZ249-V250,0)))","v":0},0,null,null,null,null,null,null,null,null,null,null,null,null,null,null,null,null,null,null,null,null,null,null,null,null,null,null,null,null,null,null,null,null,null,null,null,null,null,null,null,null,null,null,null,null,null,null,null,null,null,null,null,null,null,null,null,null,null,null,null,null,null,null,null,null,null,null,null,null,null,null,null,null,null,null,null,null,null,null,null,null,null,null,null,null,null,null,null,null,null,null,null,null,null,null,null,null,null,null,null,null,null,null,null,0.44784000000000002,0.54647999999999997,0.65930999999999995,0.39219999999999999,0.47126000000000001,0.34583999999999998,0.38357999999999998,0.33189000000000002,0.38278000000000001,0.30074000000000001,0.30936999999999998,0.31198999999999999,0.46378999999999998,0.76107999999999998,0.58333000000000002]
[1,43841,12,252,{"$f":"(FA254*Vypocet!$D$24)/$FA$2","v":0},{"$f":"(FB254*Vypocet!$D$24)/$FB$2","v":0},{"$f":"(FC254*Vypocet!$D$24)/$FC$2","v":0},{"$f":"(FD254*Vypocet!$D$24)/$FD$2","v":0},{"$f":"(FE254*Vypocet!$D$24)/$FE$2","v":0},{"$f":"(FF254*Vypocet!$D$24)/$FF$2","v":0},{"$f":"(FG254*Vypocet!$D$24)/$FG$2","v":0},{"$f":"(FH254*Vypocet!$D$24)/$FH$2","v":0},{"$f":"(FI254*Vypocet!$D$24)/$FI$2","v":0},{"$f":"(FJ254*Vypocet!$D$24)/$FJ$2","v":0},{"$f":"(FK254*Vypocet!$D$24)/$FK$2","v":0},{"$f":"(FL254*Vypocet!$D$24)/$FL$2","v":0},{"$f":"(FM254*Vypocet!$D$24)/$FM$2","v":0},{"$f":"(FN254*Vypocet!$D$24)/$FN$2","v":0},{"$f":"(FO254*Vypocet!$D$24)/$FO$2","v":0},{"$f":"(VLOOKUP(A254,Voda!$B$3:$AC$15,TDDData!C254+4,0)*4180*(VLOOKUP(A254,Voda!$B$3:$AC$15,4,0)-VLOOKUP(A254,Voda!$B$3:$AC$15,3,0)))/3600000","v":0},0,{"$f":"IF(U254=0,0,IF(Z254>0,IF(Z254/1000<U254,IF(Z254/1000<=Vypocet!$D$15,IF(U254<Vypocet!$D$15,U254-Z254/1000,Vypocet!$D$15-Z254/1000),Vypocet!$D$15),0),IF(U254>Vypocet!$D$15,Vypocet!$D$15,U254)))","v":0},0,{"$f":"HLOOKUP(Vypocet!$D$11,TDDData!$E:$S,2+TDDData!D254,0)","v":{"$error":"#N/A"}},200.78,160.62400000000002,{"$error":"#N/A"},{"$error":"#N/A"},{"$f":"IF(AA254<0,IF(AC253>-AA254,AC253+AA254,0),IF(AA254+AC253<=Vypocet!$D$18,AA254+AC253,Vypocet!$D$18))","v":{"$error":"#N/A"}},{"$error":"#N/A"},{"$f":"IF(AND(AC254<AC253,AC254<>0),AE253,IF(OR(AND(AC253=0,AA254<0),AC253<-AA254),IF(AC253=0,IF(AE253>-AA254,AE253+AA254,0),IF(AC253+AE253>-AA254,AC253+AE253+AA254,0)),IF(AC253=Vypocet!$D$18,AE253+AA254,AE253+AA254-AC254+AC253)))","v":{"$error":"#N/A"}},{"$error":"#N/A"},{"$error":"#N/A"},{"$f":"SUM($AF$3:AF254)","v":{"$error":"#N/A"}},{"$error":"#N/A"},{"$error":"#N/A"},{"$error":"#N/A"},{"$f":"SUM($AJ$3:AJ254)","v":{"$error":"#N/A"}},{"$error":"#N/A"},{"$error":"#N/A"},{"$error":"#N/A"},{"$f":"IF(AN254<0,IF(AP253>-AN254,AP253+AN254,0),IF(AN254+AP253<=Vypocet!$D$18,AN254+AP253,Vypocet!$D$18))","v":{"$error":"#N/A"}},{"$error":"#N/A"},{"$f":"IF(AND(AP254<AP253,AP254<>0),AR253,IF(OR(AND(AP253=0,AN254<0),AP253<-AN254),IF(AP253=0,IF(AR253>-AN254,AR253+AN254,0),IF(AP253+AR253>-AN254,AP253+AR253+AN254,0)),IF(AP253=Vypocet!$D$18,AR253+AN254,AR253+AN254-AP254+AP253)))","v":{"$error":"#N/A"}},{"$error":"#N/A"},{"$error":"#N/A"},{"$f":"SUM($AS$3:AS254)","v":{"$error":"#N/A"}},{"$error":"#N/A"},{"$error":"#N/A"},{"$error":"#N/A"},{"$f":"SUM($AW$3:AW254)","v":{"$error":"#N/A"}},{"$f":"IF(V254=0,IF(U254=0,IF(AZ253+Z254/1000>Vypocet!$D$18,Vypocet!$D$18,AZ253+Z254/1000),IF(Z254/1000+AZ253-U254>Vypocet!$D$18,Vypocet!$D$18,Z254/1000+AZ253-U254)),IF(AZ253=0,0,IF(AZ253>V254,AZ253-V254,0)))","v":0},0,null,null,null,null,null,null,null,null,null,null,null,null,null,null,null,null,null,null,null,null,null,null,null,null,null,null,null,null,null,null,null,null,null,null,null,null,null,null,null,null,null,null,null,null,null,null,null,null,null,null,null,null,null,null,null,null,null,null,null,null,null,null,null,null,null,null,null,null,null,null,null,null,null,null,null,null,null,null,null,null,null,null,null,null,null,null,null,null,null,null,null,null,null,null,null,null,null,null,null,null,null,null,null,0.65602000000000005,0.55744000000000005,0.74245000000000005,0.96379000000000004,0.70852000000000004,0.59604999999999997,0.45573000000000002,0.61563999999999997,0.72499000000000002,0.67822000000000005,0.69003000000000003,0.57855000000000001,0.90790000000000004,0.8528,0]
[1,43842,22,286,{"$f":"(FA288*Vypocet!$D$24)/$FA$2","v":0},{"$f":"(FB288*Vypocet!$D$24)/$FB$2","v":0},{"$f":"(FC288*Vypocet!$D$24)/$FC$2","v":0},{"$f":"(FD288*Vypocet!$D$24)/$FD$2","v":0},{"$f":"(FE288*Vypocet!$D$24)/$FE$2","v":0},{"$f":"(FF288*Vypocet!$D$24)/$FF$2","v":0},{"$f":"(FG288*Vypocet!$D$24)/$FG$2","v":0},{"$f":"(FH288*Vypocet!$D$24)/$FH$2","v":0},{"$f":"(FI288*Vypocet!$D$24)/$FI$2","v":0},{"$f":"(FJ288*Vypocet!$D$24)/$FJ$2","v":0},{"$f":"(FK288*Vypocet!$D$24)/$FK$2","v":0},{"$f":"(FL288*Vypocet!$D$24)/$FL$2","v":0},{"$f":"(FM288*Vypocet!$D$24)/$FM$2","v":0},{"$f":"(FN288*Vypocet!$D$24)/$FN$2","v":0},{"$f":"(FO288*Vypocet!$D$24)/$FO$2","v":0},{"$f":"(VLOOKUP(A288,Voda!$B$3:$AC$15,TDDData!C288+4,0)*4180*(VLOOKUP(A288,Voda!$B$3:$AC$15,4,0)-VLOOKUP(A288,Voda!$B$3:$AC$15,3,0)))/3600000","v":0},0,{"$f":"IF(U288=0,0,IF(Z288>0,IF(Z288/1000<U288,IF(Z288/1000<=Vypocet!$D$15,IF(U288<Vypocet!$D$15,U288-Z288/1000,Vypocet!$D$15-Z288/1000),Vypocet!$D$15),0),IF(U288>Vypocet!$D$15,Vypocet!$D$15,U288)))","v":0},0,{"$f":"HLOOKUP(Vypocet!$D$11,TDDData!$E:$S,2+TDDData!D288,0)","v":{"$error":"#N/A"}},0,0,{"$error":"#N/A"},{"$error":"#N/A"},{"$f":"IF(AA288<0,IF(AC287>-AA288,AC287+AA288,0),IF(AA288+AC287<=Vypocet!$D$18,AA288+AC287,Vypocet!$D$18))","v":{"$error":"#N/A"}},{"$error":"#N/A"},{"$f":"IF(AND(AC288<AC287,AC288<>0),AE287,IF(OR(AND(AC287=0,AA288<0),AC287<-AA288),IF(AC287=0,IF(AE287>-AA288,AE287+AA288,0),IF(AC287+AE287>-AA288,AC287+AE287+AA288,0)),IF(AC287=Vypocet!$D$18,AE287+AA288,AE287+AA288-AC288+AC287)))","v":{"$error":"#N/A"}},{"$error":"#N/A"},{"$error":"#N/A"},{"$f":"SUM($AF$3:AF288)","v":{"$error":"#N/A"}},{"$error":"#N/A"},{"$error":"#N/A"},{"$error":"#N/A"},{"$f":"SUM($AJ$3:AJ288)","v":{"$error":"#N/A"}},{"$error":"#N/A"},{"$error":"#N/A"},{"$error":"#N/A"},{"$f":"IF(AN288<0,IF(AP287>-AN288,AP287+AN288,0),IF(AN288+AP287<=Vypocet!$D$18,AN288+AP287,Vypocet!$D$18))","v":{"$error":"#N/A"}},{"$error":"#N/A"},{"$f":"IF(AND(AP288<AP287,AP288<>0),AR287,IF(OR(AND(AP287=0,AN288<0),AP287<-AN288),IF(AP287=0,IF(AR287>-AN288,AR287+AN288,0),IF(AP287+AR287>-AN288,AP287+AR287+AN288,0)),IF(AP287=Vypocet!$D$18,AR287+AN288,AR287+AN288-AP288+AP287)))","v":{"$error":"#N/A"}},{"$error":"#N/A"},{"$error":"#N/A"},{"$f":"SUM($AS$3:AS288)","v":{"$error":"#N/A"}},{"$error":"#N/A"},{"$error":"#N/A"},{"$error":"#N/A"},{"$f":"SUM($AW$3:AW288)","v":{"$error":"#N/A"}},{"$f":"IF(V288=0,IF(U288=0,IF(AZ287+Z288/1000>Vypocet!$D$18,Vypocet!$D$18,AZ287+Z288/1000),IF(Z288/1000+AZ287-U288>Vypocet!$D$18,Vypocet!$D$18,Z288/1000+AZ287-U288)),IF(AZ287=0,0,IF(AZ287>V288,AZ287-V288,0)))","v":0},0,null,null,null,null,null,null,null,null,null,null,null,null,null,null,null,null,null,null,null,null,null,null,null,null,null,null,null,null,null,null,null,null,null,null,null,null,null,null,null,null,null,null,null,null,null,null,null,null,null,null,null,null,null,null,null,null,null,null,null,null,null,null,null,null,null,null,null,null,null,null,null,null,null,null,null,null,null,null,null,null,null,null,null,null,null,null,null,null,null,null,null,null,null,null,null,null,null,null,null,null,null,null,null,0.49181000000000002,0.49453000000000003,0.64912000000000003,0.61414999999999997,0.71482000000000001,0.44074999999999998,0.38756000000000002,0.47854000000000002,0.41163,0.45668999999999998,0.41161999999999999,0.42782999999999999,0.94249000000000005,0.79729000000000005,1]
[1,43845,1,337,{"$f":"(FA339*Vypocet!$D$24)/$FA$2","v":0},{"$f":"(FB339*Vypocet!$D$24)/$FB$2","v":0},{"$f":"(FC339*Vypocet!$D$24)/$FC$2","v":0},{"$f":"(FD339*Vypocet!$D$24)/$FD$2","v":0},{"$f":"(FE339*Vypocet!$D$24)/$FE$2","v":0},{"$f":"(FF339*Vypocet!$D$24)/$FF$2","v":0},{"$f":"(FG339*Vypocet!$D$24)/$FG$2","v":0},{"$f":"(FH339*Vypocet!$D$24)/$FH$2","v":0},{"$f":"(FI339*Vypocet!$D$24)/$FI$2","v":0},{"$f":"(FJ339*Vypocet!$D$24)/$FJ$2","v":0},{"$f":"(FK339*Vypocet!$D$24)/$FK$2","v":0},{"$f":"(FL339*Vypocet!$D$24)/$FL$2","v":0},{"$f":"(FM339*Vypocet!$D$24)/$FM$2","v":0},{"$f":"(FN339*Vypocet!$D$24)/$FN$2","v":0},{"$f":"(FO339*Vypocet!$D$24)/$FO$2","v":0},{"$f":"(VLOOKUP(A339,Voda!$B$3:$AC$15,TDDData!C339+4,0)*4180*(VLOOKUP(A339,Voda!$B$3:$AC$15,4,0)-VLOOKUP(A339,Voda!$B$3:$AC$15,3,0)))/3600000","v":0},0,{"$f":"IF(U339=0,0,IF(Z339>0,IF(Z339/1000<U339,IF(Z339/1000<=Vypocet!$D$15,IF(U339<Vypocet!$D$15,U339-Z339/1000,Vypocet!$D$15-Z339/1000),Vypocet!$D$15),0),IF(U339>Vypocet!$D$15,Vypocet!$D$15,U339)))","v":0},0,{"$f":"HLOOKUP(Vypocet!$D$11,TDDData!$E:$S,2+TDDData!D339,0)","v":{"$error":"#N/A"}},0,0,{"$error":"#N/A"},{"$error":"#N/A"},{"$f":"IF(AA339<0,IF(AC338>-AA339,AC338+AA339,0),IF(AA339+AC338<=Vypocet!$D$18,AA339+AC338,Vypocet!$D$18))","v":{"$error":"#N/A"}},{"$error":"#N/A"},{"$f":"IF(AND(AC339<AC338,AC339<>0),AE338,IF(OR(AND(AC338=0,AA339<0),AC338<-AA339),IF(AC338=0,IF(AE338>-AA339,AE338+AA339,0),IF(AC338+AE338>-AA339,AC338+AE338+AA339,0)),IF(AC338=Vypocet!$D$18,AE338+AA339,AE338+AA339-AC339+AC338)))","v":{"$error":"#N/A"}},{"$error":"#N/A"},{"$error":"#N/A"},{"$f":"SUM($AF$3:AF339)","v":{"$error":"#N/A"}},{"$error":"#N/A"},{"$error":"#N/A"},{"$error":"#N/A"},{"$f":"SUM($AJ$3:AJ339)","v":{"$error":"#N/A"}},{"$error":"#N/A"},{"$error":"#N/A"},{"$error":"#N/A"},{"$f":"IF(AN339<0,IF(AP338>-AN339,AP338+AN339,0),IF(AN339+AP338<=Vypocet!$D$18,AN339+AP338,Vypocet!$D$18))","v":{"$error":"#N/A"}},{"$error":"#N/A"},{"$f":"IF(AND(AP339<AP338,AP339<>0),AR338,IF(OR(AND(AP338=0,AN339<0),AP338<-AN339),IF(AP338=0,IF(AR338>-AN339,AR338+AN339,0),IF(AP338+AR338>-AN339,AP338+AR338+AN339,0)),IF(AP338=Vypocet!$D$18,AR338+AN339,AR338+AN339-AP339+AP338)))","v":{"$error":"#N/A"}},{"$error":"#N/A"},{"$error":"#N/A"},{"$f":"SUM($AS$3:AS339)","v":{"$error":"#N/A"}},{"$error":"#N/A"},{"$error":"#N/A"},{"$error":"#N/A"},{"$f":"SUM($AW$3:AW339)","v":{"$error":"#N/A"}},{"$f":"IF(V339=0,IF(U339=0,IF(AZ338+Z339/1000>Vypocet!$D$18,Vypocet!$D$18,AZ338+Z339/1000),IF(Z339/1000+AZ338-U339>Vypocet!$D$18,Vypocet!$D$18,Z339/1000+AZ338-U339)),IF(AZ338=0,0,IF(AZ338>V339,AZ338-V339,0)))","v":0},0,null,null,null,null,null,null,null,null,null,null,null,null,null,null,null,null,null,null,null,null,null,null,null,null,null,null,null,null,null,null,null,null,null,null,null,null,null,null,null,null,null,null,null,null,null,null,null,null,null,null,null,null,null,null,null,null,null,null,null,null,null,null,null,null,null,null,null,null,null,null,null,null,null,null,null,null,null,null,null,null,null,null,null,null,null,null,null,null,null,null,null,null,null,null,null,null,null,null,null,null,null,null,null,0.38286999999999999,0.58848999999999996,0.56669999999999998,0.30157,0.30647999999999997,0.45794000000000001,0.38158999999999998,0.43090000000000001,0.42903999999999998,0.58625000000000005,0.35398000000000002,0.46799000000000002,0.54537000000000002,0.60223000000000004,1]
[1,43846,12,372,{"$f":"(FA374*Vypocet!$D$24)/$FA$2","v":0},{"$f":"(FB374*Vypocet!$D$24)/$FB$2","v":0},{"$f":"(FC374*Vypocet!$D$24)/$FC$2","v":0},{"$f":"(FD374*Vypocet!$D$24)/$FD$2","v":0},{"$f":"(FE374*Vypocet!$D$24)/$FE$2","v":0},{"$f":"(FF374*Vypocet!$D$24)/$FF$2","v":0},{"$f":"(FG374*Vypocet!$D$24)/$FG$2","v":0},{"$f":"(FH374*Vypocet!$D$24)/$FH$2","v":0},{"$f":"(FI374*Vypocet!$D$24)/$FI$2","v":0},{"$f":"(FJ374*Vypocet!$D$24)/$FJ$2","v":0},{"$f":"(FK374*Vypocet!$D$24)/$FK$2","v":0},{"$f":"(FL374*Vypocet!$D$24)/$FL$2","v":0},{"$f":"(FM374*Vypocet!$D$24)/$FM$2","v":0},{"$f":"(FN374*Vypocet!$D$24)/$FN$2","v":0},{"$f":"(FO374*Vypocet!$D$24)/$FO$2","v":0},{"$f":"(VLOOKUP(A374,Voda!$B$3:$AC$15,TDDData!C374+4,0)*4180*(VLOOKUP(A374,Voda!$B$3:$AC$15,4,0)-VLOOKUP(A374,Voda!$B$3:$AC$15,3,0)))/3600000","v":0},0,{"$f":"IF(U374=0,0,IF(Z374>0,IF(Z374/1000<U374,IF(Z374/1000<=Vypocet!$D$15,IF(U374<Vypocet!$D$15,U374-Z374/1000,Vypocet!$D$15-Z374/1000),Vypocet!$D$15),0),IF(U374>Vypocet!$D$15,Vypocet!$D$15,U374)))","v":0},0,{"$f":"HLOOKUP(Vypocet!$D$11,TDDData!$E:$S,2+TDDData!D374,0)","v":{"$error":"#N/A"}},42.26,33.808,{"$error":"#N/A"},{"$error":"#N/A"},{"$f":"IF(AA374<0,IF(AC373>-AA374,AC373+AA374,0),IF(AA374+AC373<=Vypocet!$D$18,AA374+AC373,Vypocet!$D$18))","v":{"$error":"#N/A"}},{"$error":"#N/A"},{"$f":"IF(AND(AC374<AC373,AC374<>0),AE373,IF(OR(AND(AC373=0,AA374<0),AC373<-AA374),IF(AC373=0,IF(AE373>-AA374,AE373+AA374,0),IF(AC373+AE373>-AA374,AC373+AE373+AA374,0)),IF(AC373=Vypocet!$D$18,AE373+AA374,AE373+AA374-AC374+AC373)))","v":{"$error":"#N/A"}},{"$error":"#N/A"},{"$error":"#N/A"},{"$f":"SUM($AF$3:AF374)","v":{"$error":"#N/A"}},{"$error":"#N/A"},{"$error":"#N/A"},{"$error":"#N/A"},{"$f":"SUM($AJ$3:AJ374)","v":{"$error":"#N/A"}},{"$error":"#N/A"},{"$error":"#N/A"},{"$error":"#N/A"},{"$f":"IF(AN374<0,IF(AP373>-AN374,AP373+AN374,0),IF(AN374+AP373<=Vypocet!$D$18,AN374+AP373,Vypocet!$D$18))","v":{"$error":"#N/A"}},{"$error":"#N/A"},{"$f":"IF(AND(AP374<AP373,AP374<>0),AR373,IF(OR(AND(AP373=0,AN374<0),AP373<-AN374),IF(AP373=0,IF(AR373>-AN374,AR373+AN374,0),IF(AP373+AR373>-AN374,AP373+AR373+AN374,0)),IF(AP373=Vypocet!$D$18,AR373+AN374,AR373+AN374-AP374+AP373)))","v":{"$error":"#N/A"}},{"$error":"#N/A"},{"$error":"#N/A"},{"$f":"SUM($AS$3:AS374)","v":{"$error":"#N/A"}},{"$error":"#N/A"},{"$error":"#N/A"},{"$error":"#N/A"},{"$f":"SUM($AW$3:AW374)","v":{"$error":"#N/A"}},{"$f":"IF(V374=0,IF(U374=0,IF(AZ373+Z374/1000>Vypocet!$D$18,Vypocet!$D$18,AZ373+Z374/1000),IF(Z374/1000+AZ373-U374>Vypocet!$D$18,Vypocet!$D$18,Z374/1000+AZ373-U374)),IF(AZ373=0,0,IF(AZ373>V374,AZ373-V374,0)))","v":0},0,null,null,null,null,null,null,null,null,null,null,null,null,null,null,null,null,null,null,null,null,null,null,null,null,null,null,null,null,null,null,null,null,null,null,null,null,null,null,null,null,null,null,null,null,null,null,null,null,null,null,null,null,null,null,null,null,null,null,null,null,null,null,null,null,null,null,null,null,null,null,null,null,null,null,null,null,null,null,null,null,null,null,null,null,null,null,null,null,null,null,null,null,null,null,null,null,null,null,null,null,null,null,null,0.93984000000000001,0.92500000000000004,0.97436,0.50700000000000001,0.43004999999999999,0.53046000000000004,0.33772000000000002,0.29715000000000003,0.36223,0.35387999999999997,0.32762999999999998,0.33443000000000001,0.74417,0.67623999999999995,0]
[1,43847,5,389,{"$f":"(FA391*Vypocet!$D$24)/$FA$2","v":0},{"$f":"(FB391*Vypocet!$D$24)/$FB$2","v":0},{"$f":"(FC391*Vypocet!$D$24)/$FC$2","v":0},{"$f":"(FD391*Vypocet!$D$24)/$FD$2","v":0},{"$f":"(FE391*Vypocet!$D$24)/$FE$2","v":0},{"$f":"(FF391*Vypocet!$D$24)/$FF$2","v":0},{"$f":"(FG391*Vypocet!$D$24)/$FG$2","v":0},{"$f":"(FH391*Vypocet!$D$24)/$FH$2","v":0},{"$f":"(FI391*Vypocet!$D$24)/$FI$2","v":0},{"$f":"(FJ391*Vypocet!$D$24)/$FJ$2","v":0},{"$f":"(FK391*Vypocet!$D$24)/$FK$2","v":0},{"$f":"(FL391*Vypocet!$D$24)/$FL$2","v":0},{"$f":"(FM391*Vypocet!$D$24)/$FM$2","v":0},{"$f":"(FN391*Vypocet!$D$24)/$FN$2","v":0},{"$f":"(FO391*Vypocet!$D$24)/$FO$2","v":0},{"$f":"(VLOOKUP(A391,Voda!$B$3:$AC$15,TDDData!C391+4,0)*4180*(VLOOKUP(A391,Voda!$B$3:$AC$15,4,0)-VLOOKUP(A391,Voda!$B$3:$AC$15,3,0)))/3600000","v":0},0,{"$f":"IF(U391=0,0,IF(Z391>0,IF(Z391/1000<U391,IF(Z391/1000<=Vypocet!$D$15,IF(U391<Vypocet!$D$15,U391-Z391/1000,Vypocet!$D$15-Z391/1000),Vypocet!$D$15),0),IF(U391>Vypocet!$D$15,Vypocet!$D$15,U391)))","v":0},0,{"$f":"HLOOKUP(Vypocet!$D$11,TDDData!$E:$S,2+TDDData!D391,0)","v":{"$error":"#N/A"}},0,0,{"$error":"#N/A"},{"$error":"#N/A"},{"$f":"IF(AA391<0,IF(AC390>-AA391,AC390+AA391,0),IF(AA391+AC390<=Vypocet!$D$18,AA391+AC390,Vypocet!$D$18))","v":{"$error":"#N/A"}},{"$error":"#N/A"},{"$f":"IF(AND(AC391<AC390,AC391<>0),AE390,IF(OR(AND(AC390=0,AA391<0),AC390<-AA391),IF(AC390=0,IF(AE390>-AA391,AE390+AA391,0),IF(AC390+AE390>-AA391,AC390+AE390+AA391,0)),IF(AC390=Vypocet!$D$18,AE390+AA391,AE390+AA391-AC391+AC390)))","v":{"$error":"#N/A"}},{"$error":"#N/A"},{"$error":"#N/A"},{"$f":"SUM($AF$3:AF391)","v":{"$error":"#N/A"}},{"$error":"#N/A"},{"$error":"#N/A"},{"$error":"#N/A"},{"$f":"SUM($AJ$3:AJ391)","v":{"$error":"#N/A"}},{"$error":"#N/A"},{"$error":"#N/A"},{"$error":"#N/A"},{"$f":"IF(AN391<0,IF(AP390>-AN391,AP390+AN391,0),IF(AN391+AP390<=Vypocet!$D$18,AN391+AP390,Vypocet!$D$18))","v":{"$error":"#N/A"}},{"$error":"#N/A"},{"$f":"IF(AND(AP391<AP390,AP391<>0),AR390,IF(OR(AND(AP390=0,AN391<0),AP390<-AN391),IF(AP390=0,IF(AR390>-AN391,AR390+AN391,0),IF(AP390+AR390>-AN391,AP390+AR390+AN391,0)),IF(AP390=Vypocet!$D$18,AR390+AN391,AR390+AN391-AP391+AP390)))","v":{"$error":"#N/A"}},{"$error":"#N/A"},{"$error":"#N/A"},{"$f":"SUM($AS$3:AS391)","v":{"$error":"#N/A"}},{"$error":"#N/A"},{"$error":"#N/A"},{"$error":"#N/A"},{"$f":"SUM($AW$3:AW391)","v":{"$error":"#N/A"}},{"$f":"IF(V391=0,IF(U391=0,IF(AZ390+Z391/1000>Vypocet!$D$18,Vypocet!$D$18,AZ390+Z391/1000),IF(Z391/1000+AZ390-U391>Vypocet!$D$18,Vypocet!$D$18,Z391/1000+AZ390-U391)),IF(AZ390=0,0,IF(AZ390>V391,AZ390-V391,0)))","v":0},0,null,null,null,null,null,null,null,null,null,null,null,null,null,null,null,null,null,null,null,null,null,null,null,null,null,null,null,null,null,null,null,null,null,null,null,null,null,null,null,null,null,null,null,null,null,null,null,null,null,null,null,null,null,null,null,null,null,null,null,null,null,null,null,null,null,null,null,null,null,null,null,null,null,null,null,null,null,null,null,null,null,null,null,null,null,null,null,null,null,null,null,null,null,null,null,null,null,null,null,null,null,null,null,0.36103000000000002,0.60665999999999998,0.56781000000000004,0.26125999999999999,0.43415999999999999,0.39574999999999999,0.40743000000000001,0.33332000000000001,0.33617999999999998,0.45246999999999998,0.4219,0.27339000000000002,0.55074000000000001,0.60990999999999995,1]
[1,43849,8,440,{"$f":"(FA442*Vypocet!$D$24)/$FA$2","v":0},{"$f":"(FB442*Vypocet!$D$24)/$FB$2","v":0},{"$f":"(FC442*Vypocet!$D$24)/$FC$2","v":0},{"$f":"(FD442*Vypocet!$D$24)/$FD$2","v":0},{"$f":"(FE442*Vypocet!$D$24)/$FE$2","v":0},{"$f":"(FF442*Vypocet!$D$24)/$FF$2","v":0},{"$f":"(FG442*Vypocet!$D$24)/$FG$2","v":0},{"$f":"(FH442*Vypocet!$D$24)/$FH$2","v":0},{"$f":"(FI442*Vypocet!$D$24)/$FI$2","v":0},{"$f":"(FJ442*Vypocet!$D$24)/$FJ$2","v":0},{"$f":"(FK442*Vypocet!$D$24)/$FK$2","v":0},{"$f":"(FL442*Vypocet!$D$24)/$FL$2","v":0},{"$f":"(FM442*Vypocet!$D$24)/$FM$2","v":0},{"$f":"(FN442*Vypocet!$D$24)/$FN$2","v":0},{"$f":"(FO442*Vypocet!$D$24)/$FO$2","v":0},{"$f":"(VLOOKUP(A442,Voda!$B$3:$AC$15,TDDData!C442+4,0)*4180*(VLOOKUP(A442,Voda!$B$3:$AC$15,4,0)-VLOOKUP(A442,Voda!$B$3:$AC$15,3,0)))/3600000","v":0},0,{"$f":"IF(U442=0,0,IF(Z442>0,IF(Z442/1000<U442,IF(Z442/1000<=Vypocet!$D$15,IF(U442<Vypocet!$D$15,U442-Z442/1000,Vypocet!$D$15-Z442/1000),Vypocet!$D$15),0),IF(U442>Vypocet!$D$15,Vypocet!$D$15,U442)))","v":0},0,{"$f":"HLOOKUP(Vypocet!$D$11,TDDData!$E:$S,2+TDDData!D442,0)","v":{"$error":"#N/A"}},0,0,{"$error":"#N/A"},{"$error":"#N/A"},{"$f":"IF(AA442<0,IF(AC441>-AA442,AC441+AA442,0),IF(AA442+AC441<=Vypocet!$D$18,AA442+AC441,Vypocet!$D$18))","v":{"$error":"#N/A"}},{"$error":"#N/A"},{"$f":"IF(AND(AC442<AC441,AC442<>0),AE441,IF(OR(AND(AC441=0,AA442<0),AC441<-AA442),IF(AC441=0,IF(AE441>-AA442,AE441+AA442,0),IF(AC441+AE441>-AA442,AC441+AE441+AA442,0)),IF(AC441=Vypocet!$D$18,AE441+AA442,AE441+AA442-AC442+AC441)))","v":{"$error":"#N/A"}},{"$error":"#N/A"},{"$error":"#N/A"},{"$f":"SUM($AF$3:AF442)","v":{"$error":"#N/A"}},{"$error":"#N/A"},{"$error":"#N/A"},{"$error":"#N/A"},{"$f":"SUM($AJ$3:AJ442)","v":{"$error":"#N/A"}},{"$error":"#N/A"},{"$error":"#N/A"},{"$error":"#N/A"},{"$f":"IF(AN442<0,IF(AP441>-AN442,AP441+AN442,0),IF(AN442+AP441<=Vypocet!$D$18,AN442+AP441,Vypocet!$D$18))","v":{"$error":"#N/A"}},{"$error":"#N/A"},{"$f":"IF(AND(AP442<AP441,AP442<>0),AR441,IF(OR(AND(AP441=0,AN442<0),AP441<-AN442),IF(AP441=0,IF(AR441>-AN442,AR441+AN442,0),IF(AP441+AR441>-AN442,AP441+AR441+AN442,0)),IF(AP441=Vypocet!$D$18,AR441+AN442,AR441+AN442-AP442+AP441)))","v":{"$error":"#N/A"}},{"$error":"#N/A"},{"$error":"#N/A"},{"$f":"SUM($AS$3:AS442)","v":{"$error":"#N/A"}},{"$error":"#N/A"},{"$error":"#N/A"},{"$error":"#N/A"},{"$f":"SUM($AW$3:AW442)","v":{"$error":"#N/A"}},{"$f":"IF(V442=0,IF(U442=0,IF(AZ441+Z442/1000>Vypocet!$D$18,Vypocet!$D$18,AZ441+Z442/1000),IF(Z442/1000+AZ441-U442>Vypocet!$D$18,Vypocet!$D$18,Z442/1000+AZ441-U442)),IF(AZ441=0,0,IF(AZ441>V442,AZ441-V442,0)))","v":0},0,null,null,null,null,null,null,null,null,null,null,null,null,null,null,null,null,null,null,null,null,null,null,null,null,null,null,null,null,null,null,null,null,null,null,null,null,null,null,null,null,null,null,null,null,null,null,null,null,null,null,null,null,null,null,null,null,null,null,null,null,null,null,null,null,null,null,null,null,null,null,null,null,null,null,null,null,null,null,null,null,null,null,null,null,null,null,null,null,null,null,null,null,null,null,null,null,null,null,null,null,null,null,null,0.38790000000000002,0.47854999999999998,0.61660000000000004,0.38096000000000002,0.45979999999999999,0.32007999999999998,0.43528,0.30684,0.35239999999999999,0.28275,0.34255000000000002,0.33995999999999998,0.43225999999999998,0.72504999999999997,0.5]
[1,43850,19,475,{"$f":"(FA477*Vypocet!$D$24)/$FA$2","v":0},{"$f":"(FB477*Vypocet!$D$24)/$FB$2","v":0},{"$f":"(FC477*Vypocet!$D$24)/$FC$2","v":0},{"$f":"(FD477*Vypocet!$D$24)/$FD$2","v":0},{"$f":"(FE477*Vypocet!$D$24)/$FE$2","v":0},{"$f":"(FF477*Vypocet!$D$24)/$FF$2","v":0},{"$f":"(FG477*Vypocet!$D$24)/$FG$2","v":0},{"$f":"(FH477*Vypocet!$D$24)/$FH$2","v":0},{"$f":"(FI477*Vypocet!$D$24)/$FI$2","v":0},{"$f":"(FJ477*Vypocet!$D$24)/$FJ$2","v":0},{"$f":"(FK477*Vypocet!$D$24)/$FK$2","v":0},{"$f":"(FL477*Vypocet!$D$24)/$FL$2","v":0},{"$f":"(FM477*Vypocet!$D$24)/$FM$2","v":0},{"$f":"(FN477*Vypocet!$D$24)/$FN$2","v":0},{"$f":"(FO477*Vypocet!$D$24)/$FO$2","v":0},{"$f":"(VLOOKUP(A477,Voda!$B$3:$AC$15,TDDData!C477+4,0)*4180*(VLOOKUP(A477,Voda!$B$3:$AC$15,4,0)-VLOOKUP(A477,Voda!$B$3:$AC$15,3,0)))/3600000","v":0},0,{"$f":"IF(U477=0,0,IF(Z477>0,IF(Z477/1000<U477,IF(Z477/1000<=Vypocet!$D$15,IF(U477<Vypocet!$D$15,U477-Z477/1000,Vypocet!$D$15-Z477/1000),Vypocet!$D$15),0),IF(U477>Vypocet!$D$15,Vypocet!$D$15,U477)))","v":0},0,{"$f":"HLOOKUP(Vypocet!$D$11,TDDData!$E:$S,2+TDDData!D477,0)","v":{"$error":"#N/A"}},0,0,{"$error":"#N/A"},{"$error":"#N/A"},{"$f":"IF(AA477<0,IF(AC476>-AA477,AC476+AA477,0),IF(AA477+AC476<=Vypocet!$D$18,AA477+AC476,Vypocet!$D$18))","v":{"$error":"#N/A"}},{"$error":"#N/A"},{"$f":"IF(AND(AC477<AC476,AC477<>0),AE476,IF(OR(AND(AC476=0,AA477<0),AC476<-AA477),IF(AC476=0,IF(AE476>-AA477,AE476+AA477,0),IF(AC476+AE476>-AA477,AC476+AE476+AA477,0)),IF(AC476=Vypocet!$D$18,AE476+AA477,AE476+AA477-AC477+AC476)))","v":{"$error":"#N/A"}},{"$error":"#N/A"},{"$error":"#N/A"},{"$f":"SUM($AF$3:AF477)","v":{"$error":"#N/A"}},{"$error":"#N/A"},{"$error":"#N/A"},{"$error":"#N/A"},{"$f":"SUM($AJ$3:AJ477)","v":{"$error":"#N/A"}},{"$error":"#N/A"},{"$error":"#N/A"},{"$error":"#N/A"},{"$f":"IF(AN477<0,IF(AP476>-AN477,AP476+AN477,0),IF(AN477+AP476<=Vypocet!$D$18,AN477+AP476,Vypocet!$D$18))","v":{"$error":"#N/A"}},{"$error":"#N/A"},{"$f":"IF(AND(AP477<AP476,AP477<>0),AR476,IF(OR(AND(AP476=0,AN477<0),AP476<-AN477),IF(AP476=0,IF(AR476>-AN477,AR476+AN477,0),IF(AP476+AR476>-AN477,AP476+AR476+AN477,0)),IF(AP476=Vypocet!$D$18,AR476+AN477,AR476+AN477-AP477+AP476)))","v":{"$error":"#N/A"}},{"$error":"#N/A"},{"$error":"#N/A"},{"$f":"SUM($AS$3:AS477)","v":{"$error":"#N/A"}},{"$error":"#N/A"},{"$error":"#N/A"},{"$error":"#N/A"},{"$f":"SUM($AW$3:AW477)","v":{"$error":"#N/A"}},{"$f":"IF(V477=0,IF(U477=0,IF(AZ476+Z477/1000>Vypocet!$D$18,Vypocet!$D$18,AZ476+Z477/1000),IF(Z477/1000+AZ476-U477>Vypocet!$D$18,Vypocet!$D$18,Z477/1000+AZ476-U477)),IF(AZ476=0,0,IF(AZ476>V477,AZ476-V477,0)))","v":0},0,null,null,null,null,null,null,null,null,null,null,null,null,null,null,null,null,null,null,null,null,null,null,null,null,null,null,null,null,null,null,null,null,null,null,null,null,null,null,null,null,null,null,null,null,null,null,null,null,null,null,null,null,null,null,null,null,null,null,null,null,null,null,null,null,null,null,null,null,null,null,null,null,null,null,null,null,null,null,null,null,null,null,null,null,null,null,null,null,null,null,null,null,null,null,null,null,null,null,null,null,null,null,null,0.72838000000000003,0.59477999999999998,0.75473000000000001,0.75722,0.55725999999999998,0.49674000000000001,0.43741999999999998,0.62060000000000004,0.58069000000000004,0.55435999999999996,0.53019000000000005,0.54208999999999996,0.56394,0.84624999999999995,1]
[1,43851,12,492,{"$f":"(FA494*Vypocet!$D$24)/$FA$2","v":0},{"$f":"(FB494*Vypocet!$D$24)/$FB$2","v":0},{"$f":"(FC494*Vypocet!$D$24)/$FC$2","v":0},{"$f":"(FD494*Vypocet!$D$24)/$FD$2","v":0},{"$f":"(FE494*Vypocet!$D$24)/$FE$2","v":0},{"$f":"(FF494*Vypocet!$D$24)/$FF$2","v":0},{"$f":"(FG494*Vypocet!$D$24)/$FG$2","v":0},{"$f":"(FH494*Vypocet!$D$24)/$FH$2","v":0},{"$f":"(FI494*Vypocet!$D$24)/$FI$2","v":0},{"$f":"(FJ494*Vypocet!$D$24)/$FJ$2","v":0},{"$f":"(FK494*Vypocet!$D$24)/$FK$2","v":0},{"$f":"(FL494*Vypocet!$D$24)/$FL$2","v":0},{"$f":"(FM494*Vypocet!$D$24)/$FM$2","v":0},{"$f":"(FN494*Vypocet!$D$24)/$FN$2","v":0},{"$f":"(FO494*Vypocet!$D$24)/$FO$2","v":0},{"$f":"(VLOOKUP(A494,Voda!$B$3:$AC$15,TDDData!C494+4,0)*4180*(VLOOKUP(A494,Voda!$B$3:$AC$15,4,0)-VLOOKUP(A494,Voda!$B$3:$AC$15,3,0)))/3600000","v":0},0,{"$f":"IF(U494=0,0,IF(Z494>0,IF(Z494/1000<U494,IF(Z494/1000<=Vypocet!$D$15,IF(U494<Vypocet!$D$15,U494-Z494/1000,Vypocet!$D$15-Z494/1000),Vypocet!$D$15),0),IF(U494>Vypocet!$D$15,Vypocet!$D$15,U494)))","v":0},0,{"$f":"HLOOKUP(Vypocet!$D$11,TDDData!$E:$S,2+TDDData!D494,0)","v":{"$error":"#N/A"}},71.84,57.472000000000008,{"$error":"#N/A"},{"$error":"#N/A"},{"$f":"IF(AA494<0,IF(AC493>-AA494,AC493+AA494,0),IF(AA494+AC493<=Vypocet!$D$18,AA494+AC493,Vypocet!$D$18))","v":{"$error":"#N/A"}},{"$error":"#N/A"},{"$f":"IF(AND(AC494<AC493,AC494<>0),AE493,IF(OR(AND(AC493=0,AA494<0),AC493<-AA494),IF(AC493=0,IF(AE493>-AA494,AE493+AA494,0),IF(AC493+AE493>-AA494,AC493+AE493+AA494,0)),IF(AC493=Vypocet!$D$18,AE493+AA494,AE493+AA494-AC494+AC493)))","v":{"$error":"#N/A"}},{"$error":"#N/A"},{"$error":"#N/A"},{"$f":"SUM($AF$3:AF494)","v":{"$error":"#N/A"}},{"$error":"#N/A"},{"$error":"#N/A"},{"$error":"#N/A"},{"$f":"SUM($AJ$3:AJ494)","v":{"$error":"#N/A"}},{"$error":"#N/A"},{"$error":"#N/A"},{"$error":"#N/A"},{"$f":"IF(AN494<0,IF(AP493>-AN494,AP493+AN494,0),IF(AN494+AP493<=Vypocet!$D$18,AN494+AP493,Vypocet!$D$18))","v":{"$error":"#N/A"}},{"$error":"#N/A"},{"$f":"IF(AND(AP494<AP493,AP494<>0),AR493,IF(OR(AND(AP493=0,AN494<0),AP493<-AN494),IF(AP493=0,IF(AR493>-AN494,AR493+AN494,0),IF(AP493+AR493>-AN494,AP493+AR493+AN494,0)),IF(AP493=Vypocet!$D$18,AR493+AN494,AR493+AN494-AP494+AP493)))","v":{"$error":"#N/A"}},{"$error":"#N/A"},{"$error":"#N/A"},{"$f":"SUM($AS$3:AS494)","v":{"$error":"#N/A"}},{"$error":"#N/A"},{"$error":"#N/A"},{"$error":"#N/A"},{"$f":"SUM($AW$3:AW494)","v":{"$error":"#N/A"}},{"$f":"IF(V494=0,IF(U494=0,IF(AZ493+Z494/1000>Vypocet!$D$18,Vypocet!$D$18,AZ493+Z494/1000),IF(Z494/1000+AZ493-U494>Vypocet!$D$18,Vypocet!$D$18,Z494/1000+AZ493-U494)),IF(AZ493=0,0,IF(AZ493>V494,AZ493-V494,0)))","v":0},0,null,null,null,null,null,null,null,null,null,null,null,null,null,null,null,null,null,null,null,null,null,null,null,null,null,null,null,null,null,null,null,null,null,null,null,null,null,null,null,null,null,null,null,null,null,null,null,null,null,null,null,null,null,null,null,null,null,null,null,null,null,null,null,null,null,null,null,null,null,null,null,null,null,null,null,null,null,null,null,null,null,null,null,null,null,null,null,null,null,null,null,null,null,null,null,null,null,null,null,null,null,null,null,0.95664000000000005,0.93949000000000005,0.91651000000000005,0.48569000000000001,0.45654,0.50117999999999996,0.33083000000000001,0.29510999999999998,0.35754999999999998,0.33443000000000001,0.31692999999999999,0.33415,0.73477000000000003,0.64829000000000003,0]
[1,43852,23,527,{"$f":"(FA529*Vypocet!$D$24)/$FA$2","v":0},{"$f":"(FB529*Vypocet!$D$24)/$FB$2","v":0},{"$f":"(FC529*Vypocet!$D$24)/$FC$2","v":0},{"$f":"(FD529*Vypocet!$D$24)/$FD$2","v":0},{"$f":"(FE529*Vypocet!$D$24)/$FE$2","v":0},{"$f":"(FF529*Vypocet!$D$24)/$FF$2","v":0},{"$f":"(FG529*Vypocet!$D$24)/$FG$2","v":0},{"$f":"(FH529*Vypocet!$D$24)/$FH$2","v":0},{"$f":"(FI529*Vypocet!$D$24)/$FI$2","v":0},{"$f":"(FJ529*Vypocet!$D$24)/$FJ$2","v":0},{"$f":"(FK529*Vypocet!$D$24)/$FK$2","v":0},{"$f":"(FL529*Vypocet!$D$24)/$FL$2","v":0},{"$f":"(FM529*Vypocet!$D$24)/$FM$2","v":0},{"$f":"(FN529*Vypocet!$D$24)/$FN$2","v":0},{"$f":"(FO529*Vypocet!$D$24)/$FO$2","v":0},{"$f":"(VLOOKUP(A529,Voda!$B$3:$AC$15,TDDData!C529+4,0)*4180*(VLOOKUP(A529,Voda!$B$3:$AC$15,4,0)-VLOOKUP(A529,Voda!$B$3:$AC$15,3,0)))/3600000","v":0},0,{"$f":"IF(U529=0,0,IF(Z529>0,IF(Z529/1000<U529,IF(Z529/1000<=Vypocet!$D$15,IF(U529<Vypocet!$D$15,U529-Z529/1000,Vypocet!$D$15-Z529/1000),Vypocet!$D$15),0),IF(U529>Vypocet!$D$15,Vypocet!$D$15,U529)))","v":0},0,{"$f":"HLOOKUP(Vypocet!$D$11,TDDData!$E:$S,2+TDDData!D529,0)","v":{"$error":"#N/A"}},0,0,{"$error":"#N/A"},{"$error":"#N/A"},{"$f":"IF(AA529<0,IF(AC528>-AA529,AC528+AA529,0),IF(AA529+AC528<=Vypocet!$D$18,AA529+AC528,Vypocet!$D$18))","v":{"$error":"#N/A"}},{"$error":"#N/A"},{"$f":"IF(AND(AC529<AC528,AC529<>0),AE528,IF(OR(AND(AC528=0,AA529<0),AC528<-AA529),IF(AC528=0,IF(AE528>-AA529,AE528+AA529,0),IF(AC528+AE528>-AA529,AC528+AE528+AA529,0)),IF(AC528=Vypocet!$D$18,AE528+AA529,AE528+AA529-AC529+AC528)))","v":{"$error":"#N/A"}},{"$error":"#N/A"},{"$error":"#N/A"},{"$f":"SUM($AF$3:AF529)","v":{"$error":"#N/A"}},{"$error":"#N/A"},{"$error":"#N/A"},{"$error":"#N/A"},{"$f":"SUM($AJ$3:AJ529)","v":{"$error":"#N/A"}},{"$error":"#N/A"},{"$error":"#N/A"},{"$error":"#N/A"},{"$f":"IF(AN529<0,IF(AP528>-AN529,AP528+AN529,0),IF(AN529+AP528<=Vypocet!$D$18,AN529+AP528,Vypocet!$D$18))","v":{"$error":"#N/A"}},{"$error":"#N/A"},{"$f":"IF(AND(AP529<AP528,AP529<>0),AR528,IF(OR(AND(AP528=0,AN529<0),AP528<-AN529),IF(AP528=0,IF(AR528>-AN529,AR528+AN529,0),IF(AP528+AR528>-AN529,AP528+AR528+AN529,0)),IF(AP528=Vypocet!$D$18,AR528+AN529,AR528+AN529-AP529+AP528)))","v":{"$error":"#N/A"}},{"$error":"#N/A"},{"$error":"#N/A"},{"$f":"SUM($AS$3:AS529)","v":{"$error":"#N/A"}},{"$error":"#N/A"},{"$error":"#N/A"},{"$error":"#N/A"},{"$f":"SUM($AW$3:AW529)","v":{"$error":"#N/A"}},{"$f":"IF(V529=0,IF(U529=0,IF(AZ528+Z529/1000>Vypocet!$D$18,Vypocet!$D$18,AZ528+Z529/1000),IF(Z529/1000+AZ528-U529>Vypocet!$D$18,Vypocet!$D$18,Z529/1000+AZ528-U529)),IF(AZ528=0,0,IF(AZ528>V529,AZ528-V529,0)))","v":0},0,null,null,null,null,null,null,null,null,null,null,null,null,null,null,null,null,null,null,null,null,null,null,null,null,null,null,null,null,null,null,null,null,null,null,null,null,null,null,null,null,null,null,null,null,null,null,null,null,null,null,null,null,null,null,null,null,null,null,null,null,null,null,null,null,null,null,null,null,null,null,null,null,null,null,null,null,null,null,null,null,null,null,null,null,null,null,null,null,null,null,null,null,null,null,null,null,null,null,null,null,null,null,null,0.45272000000000001,0.55993000000000004,0.57252999999999998,0.46295999999999998,0.67850999999999995,0.37833,0.32252999999999998,0.47549999999999998,0.32283000000000001,0.48613000000000001,0.52761000000000002,0.59336,0.82525000000000004,0.72797000000000001,1]
[1,43854,9,561,{"$f":"(FA563*Vypocet!$D$24)/$FA$2","v":0},{"$f":"(FB563*Vypocet!$D$24)/$FB$2","v":0},{"$f":"(FC563*Vypocet!$D$24)/$FC$2","v":0},{"$f":"(FD563*Vypocet!$D$24)/$FD$2","v":0},{"$f":"(FE563*Vypocet!$D$24)/$FE$2","v":0},{"$f":"(FF563*Vypocet!$D$24)/$FF$2","v":0},{"$f":"(FG563*Vypocet!$D$24)/$FG$2","v":0},{"$f":"(FH563*Vypocet!$D$24)/$FH$2","v":0},{"$f":"(FI563*Vypocet!$D$24)/$FI$2","v":0},{"$f":"(FJ563*Vypocet!$D$24)/$FJ$2","v":0},{"$f":"(FK563*Vypocet!$D$24)/$FK$2","v":0},{"$f":"(FL563*Vypocet!$D$24)/$FL$2","v":0},{"$f":"(FM563*Vypocet!$D$24)/$FM$2","v":0},{"$f":"(FN563*Vypocet!$D$24)/$FN$2","v":0},{"$f":"(FO563*Vypocet!$D$24)/$FO$2","v":0},{"$f":"(VLOOKUP(A563,Voda!$B$3:$AC$15,TDDData!C563+4,0)*4180*(VLOOKUP(A563,Voda!$B$3:$AC$15,4,0)-VLOOKUP(A563,Voda!$B$3:$AC$15,3,0)))/3600000","v":0},0,{"$f":"IF(U563=0,0,IF(Z563>0,IF(Z563/1000<U563,IF(Z563/1000<=Vypocet!$D$15,IF(U563<Vypocet!$D$15,U563-Z563/1000,Vypocet!$D$15-Z563/1000),Vypocet!$D$15),0),IF(U563>Vypocet!$D$15,Vypocet!$D$15,U563)))","v":0},0,{"$f":"HLOOKUP(Vypocet!$D$11,TDDData!$E:$S,2+TDDData!D563,0)","v":{"$error":"#N/A"}},19.760000000000002,15.808000000000002,{"$error":"#N/A"},{"$error":"#N/A"},{"$f":"IF(AA563<0,IF(AC562>-AA563,AC562+AA563,0),IF(AA563+AC562<=Vypocet!$D$18,AA563+AC562,Vypocet!$D$18))","v":{"$error":"#N/A"}},{"$error":"#N/A"},{"$f":"IF(AND(AC563<AC562,AC563<>0),AE562,IF(OR(AND(AC562=0,AA563<0),AC562<-AA563),IF(AC562=0,IF(AE562>-AA563,AE562+AA563,0),IF(AC562+AE562>-AA563,AC562+AE562+AA563,0)),IF(AC562=Vypocet!$D$18,AE562+AA563,AE562+AA563-AC563+AC562)))","v":{"$error":"#N/A"}},{"$error":"#N/A"},{"$error":"#N/A"},{"$f":"SUM($AF$3:AF563)","v":{"$error":"#N/A"}},{"$error":"#N/A"},{"$error":"#N/A"},{"$error":"#N/A"},{"$f":"SUM($AJ$3:AJ563)","v":{"$error":"#N/A"}},{"$error":"#N/A"},{"$error":"#N/A"},{"$error":"#N/A"},{"$f":"IF(AN563<0,IF(AP562>-AN563,AP562+AN563,0),IF(AN563+AP562<=Vypocet!$D$18,AN563+AP562,Vypocet!$D$18))","v":{"$error":"#N/A"}},{"$error":"#N/A"},{"$f":"IF(AND(AP563<AP562,AP563<>0),AR562,IF(OR(AND(AP562=0,AN563<0),AP562<-AN563),IF(AP562=0,IF(AR562>-AN563,AR562+AN563,0),IF(AP562+AR562>-AN563,AP562+AR562+AN563,0)),IF(AP562=Vypocet!$D$18,AR562+AN563,AR562+AN563-AP563+AP562)))","v":{"$error":"#N/A"}},{"$error":"#N/A"},{"$error":"#N/A"},{"$f":"SUM($AS$3:AS563)","v":{"$error":"#N/A"}},{"$error":"#N/A"},{"$error":"#N/A"},{"$error":"#N/A"},{"$f":"SUM($AW$3:AW563)","v":{"$error":"#N/A"}},{"$f":"IF(V563=0,IF(U563=0,IF(AZ562+Z563/1000>Vypocet!$D$18,Vypocet!$D$18,AZ562+Z563/1000),IF(Z563/1000+AZ562-U563>Vypocet!$D$18,Vypocet!$D$18,Z563/1000+AZ562-U563)),IF(AZ562=0,0,IF(AZ562>V563,AZ562-V563,0)))","v":0},0,null,null,null,null,null,null,null,null,null,null,null,null,null,null,null,null,null,null,null,null,null,null,null,null,null,null,null,null,null,null,null,null,null,null,null,null,null,null,null,null,null,null,null,null,null,null,null,null,null,null,null,null,null,null,null,null,null,null,null,null,null,null,null,null,null,null,null,null,null,null,null,null,null,null,null,null,null,null,null,null,null,null,null,null,null,null,null,null,null,null,null,null,null,null,null,null,null,null,null,null,null,null,null,0.88683999999999996,0.80608999999999997,0.83304,0.46266000000000002,0.35641,0.36175000000000002,0.31006,0.25030999999999998,0.29770999999999997,0.26909,0.24847,0.28887000000000002,0.44219999999999998,0.69098999999999999,0]
[1,43855,18,594,{"$f":"(FA596*Vypocet!$D$24)/$FA$2","v":0},{"$f":"(FB596*Vypocet!$D$24)/$FB$2","v":0},{"$f":"(FC596*Vypocet!$D$24)/$FC$2","v":0},{"$f":"(FD596*Vypocet!$D$24)/$FD$2","v":0},{"$f":"(FE596*Vypocet!$D$24)/$FE$2","v":0},{"$f":"(FF596*Vypocet!$D$24)/$FF$2","v":0},{"$f":"(FG596*Vypocet!$D$24)/$FG$2","v":0},{"$f":"(FH596*Vypocet!$D$24)/$FH$2","v":0},{"$f":"(FI596*Vypocet!$D$24)/$FI$2","v":0},{"$f":"(FJ596*Vypocet!$D$24)/$FJ$2","v":0},{"$f":"(FK596*Vypocet!$D$24)/$FK$2","v":0},{"$f":"(FL596*Vypocet!$D$24)/$FL$2","v":0},{"$f":"(FM596*Vypocet!$D$24)/$FM$2","v":0},{"$f":"(FN596*Vypocet!$D$24)/$FN$2","v":0},{"$f":"(FO596*Vypocet!$D$24)/$FO$2","v":0},{"$f":"(VLOOKUP(A596,Voda!$B$3:$AC$15,TDDData!C596+4,0)*4180*(VLOOKUP(A596,Voda!$B$3:$AC$15,4,0)-VLOOKUP(A596,Voda!$B$3:$AC$15,3,0)))/3600000","v":0},0,{"$f":"IF(U596=0,0,IF(Z596>0,IF(Z596/1000<U596,IF(Z596/1000<=Vypocet!$D$15,IF(U596<Vypocet!$D$15,U596-Z596/1000,Vypocet!$D$15-Z596/1000),Vypocet!$D$15),0),IF(U596>Vypocet!$D$15,Vypocet!$D$15,U596)))","v":0},0,{"$f":"HLOOKUP(Vypocet!$D$11,TDDData!$E:$S,2+TDDData!D596,0)","v":{"$error":"#N/A"}},0,0,{"$error":"#N/A"},{"$error":"#N/A"},{"$f":"IF(AA596<0,IF(AC595>-AA596,AC595+AA596,0),IF(AA596+AC595<=Vypocet!$D$18,AA596+AC595,Vypocet!$D$18))","v":{"$error":"#N/A"}},{"$error":"#N/A"},{"$f":"IF(AND(AC596<AC595,AC596<>0),AE595,IF(OR(AND(AC595=0,AA596<0),AC595<-AA596),IF(AC595=0,IF(AE595>-AA596,AE595+AA596,0),IF(AC595+AE595>-AA596,AC595+AE595+AA596,0)),IF(AC595=Vypocet!$D$18,AE595+AA596,AE595+AA596-AC596+AC595)))","v":{"$error":"#N/A"}},{"$error":"#N/A"},{"$error":"#N/A"},{"$f":"SUM($AF$3:AF596)","v":{"$error":"#N/A"}},{"$error":"#N/A"},{"$error":"#N/A"},{"$error":"#N/A"},{"$f":"SUM($AJ$3:AJ596)","v":{"$error":"#N/A"}},{"$error":"#N/A"},{"$error":"#N/A"},{"$error":"#N/A"},{"$f":"IF(AN596<0,IF(AP595>-AN596,AP595+AN596,0),IF(AN596+AP595<=Vypocet!$D$18,AN596+AP595,Vypocet!$D$18))","v":{"$error":"#N/A"}},{"$error":"#N/A"},{"$f":"IF(AND(AP596<AP595,AP596<>0),AR595,IF(OR(AND(AP595=0,AN596<0),AP595<-AN596),IF(AP595=0,IF(AR595>-AN596,AR595+AN596,0),IF(AP595+AR595>-AN596,AP595+AR595+AN596,0)),IF(AP595=Vypocet!$D$18,AR595+AN596,AR595+AN596-AP596+AP595)))","v":{"$error":"#N/A"}},{"$error":"#N/A"},{"$error":"#N/A"},{"$f":"SUM($AS$3:AS596)","v":{"$error":"#N/A"}},{"$error":"#N/A"},{"$error":"#N/A"},{"$error":"#N/A"},{"$f":"SUM($AW$3:AW596)","v":{"$error":"#N/A"}},{"$f":"IF(V596=0,IF(U596=0,IF(AZ595+Z596/1000>Vypocet!$D$18,Vypocet!$D$18,AZ595+Z596/1000),IF(Z596/1000+AZ595-U596>Vypocet!$D$18,Vypocet!$D$18,Z596/1000+AZ595-U596)),IF(AZ595=0,0,IF(AZ595>V596,AZ595-V596,0)))","v":0},0,null,null,null,null,null,null,null,null,null,null,null,null,null,null,null,null,null,null,null,null,null,null,null,null,null,null,null,null,null,null,null,null,null,null,null,null,null,null,null,null,null,null,null,null,null,null,null,null,null,null,null,null,null,null,null,null,null,null,null,null,null,null,null,null,null,null,null,null,null,null,null,null,null,null,null,null,null,null,null,null,null,null,null,null,null,null,null,null,null,null,null,null,null,null,null,null,null,null,null,null,null,null,null,0.61475000000000002,0.53276000000000001,0.71353,0.73558000000000001,0.51981999999999995,0.50622,0.41626999999999997,0.60543000000000002,0.67722000000000004,0.71208000000000005,0.68098999999999998,0.73,0.59945000000000004,0.86883999999999995,0.96667000000000003]
[1,43857,5,629,{"$f":"(FA631*Vypocet!$D$24)/$FA$2","v":0},{"$f":"(FB631*Vypocet!$D$24)/$FB$2","v":0},{"$f":"(FC631*Vypocet!$D$24)/$FC$2","v":0},{"$f":"(FD631*Vypocet!$D$24)/$FD$2","v":0},{"$f":"(FE631*Vypocet!$D$24)/$FE$2","v":0},{"$f":"(FF631*Vypocet!$D$24)/$FF$2","v":0},{"$f":"(FG631*Vypocet!$D$24)/$FG$2","v":0},{"$f":"(FH631*Vypocet!$D$24)/$FH$2","v":0},{"$f":"(FI631*Vypocet!$D$24)/$FI$2","v":0},{"$f":"(FJ631*Vypocet!$D$24)/$FJ$2","v":0},{"$f":"(FK631*Vypocet!$D$24)/$FK$2","v":0},{"$f":"(FL631*Vypocet!$D$24)/$FL$2","v":0},{"$f":"(FM631*Vypocet!$D$24)/$FM$2","v":0},{"$f":"(FN631*Vypocet!$D$24)/$FN$2","v":0},{"$f":"(FO631*Vypocet!$D$24)/$FO$2","v":0},{"$f":"(VLOOKUP(A631,Voda!$B$3:$AC$15,TDDData!C631+4,0)*4180*(VLOOKUP(A631,Voda!$B$3:$AC$15,4,0)-VLOOKUP(A631,Voda!$B$3:$AC$15,3,0)))/3600000","v":0},0,{"$f":"IF(U631=0,0,IF(Z631>0,IF(Z631/1000<U631,IF(Z631/1000<=Vypocet!$D$15,IF(U631<Vypocet!$D$15,U631-Z631/1000,Vypocet!$D$15-Z631/1000),Vypocet!$D$15),0),IF(U631>Vypocet!$D$15,Vypocet!$D$15,U631)))","v":0},0,{"$f":"HLOOKUP(Vypocet!$D$11,TDDData!$E:$S,2+TDDData!D631,0)","v":{"$error":"#N/A"}},0,0,{"$error":"#N/A"},{"$error":"#N/A"},{"$f":"IF(AA631<0,IF(AC630>-AA631,AC630+AA631,0),IF(AA631+AC630<=Vypocet!$D$18,AA631+AC630,Vypocet!$D$18))","v":{"$error":"#N/A"}},{"$error":"#N/A"},{"$f":"IF(AND(AC631<AC630,AC631<>0),AE630,IF(OR(AND(AC630=0,AA631<0),AC630<-AA631),IF(AC630=0,IF(AE630>-AA631,AE630+AA631,0),IF(AC630+AE630>-AA631,AC630+AE630+AA631,0)),IF(AC630=Vypocet!$D$18,AE630+AA631,AE630+AA631-AC631+AC630)))","v":{"$error":"#N/A"}},{"$error":"#N/A"},{"$error":"#N/A"},{"$f":"SUM($AF$3:AF631)","v":{"$error":"#N/A"}},{"$error":"#N/A"},{"$error":"#N/A"},{"$error":"#N/A"},{"$f":"SUM($AJ$3:AJ631)","v":{"$error":"#N/A"}},{"$error":"#N/A"},{"$error":"#N/A"},{"$error":"#N/A"},{"$f":"IF(AN631<0,IF(AP630>-AN631,AP630+AN631,0),IF(AN631+AP630<=Vypocet!$D$18,AN631+AP630,Vypocet!$D$18))","v":{"$error":"#N/A"}},{"$error":"#N/A"},{"$f":"IF(AND(AP631<AP630,AP631<>0),AR630,IF(OR(AND(AP630=0,AN631<0),AP630<-AN631),IF(AP630=0,IF(AR630>-AN631,AR630+AN631,0),IF(AP630+AR630>-AN631,AP630+AR630+AN631,0)),IF(AP630=Vypocet!$D$18,AR630+AN631,AR630+AN631-AP631+AP630)))","v":{"$error":"#N/A"}},{"$error":"#N/A"},{"$error":"#N/A"},{"$f":"SUM($AS$3:AS631)","v":{"$error":"#N/A"}},{"$error":"#N/A"},{"$error":"#N/A"},{"$error":"#N/A"},{"$f":"SUM($AW$3:AW631)","v":{"$error":"#N/A"}},{"$f":"IF(V631=0,IF(U631=0,IF(AZ630+Z631/1000>Vypocet!$D$18,Vypocet!$D$18,AZ630+Z631/1000),IF(Z631/1000+AZ630-U631>Vypocet!$D$18,Vypocet!$D$18,Z631/1000+AZ630-U631)),IF(AZ630=0,0,IF(AZ630>V631,AZ630-V631,0)))","v":0},0,null,null,null,null,null,null,null,null,null,null,null,null,null,null,null,null,null,null,null,null,null,null,null,null,null,null,null,null,null,null,null,null,null,null,null,null,null,null,null,null,null,null,null,null,null,null,null,null,null,null,null,null,null,null,null,null,null,null,null,null,null,null,null,null,null,null,null,null,null,null,null,null,null,null,null,null,null,null,null,null,null,null,null,null,null,null,null,null,null,null,null,null,null,null,null,null,null,null,null,null,null,null,null,0.35654000000000002,0.59482000000000002,0.56777999999999995,0.25982,0.44319999999999998,0.39640999999999998,0.36743999999999999,0.34306999999999999,0.33772000000000002,0.45019999999999999,0.45162999999999998,0.27396999999999999,0.51336000000000004,0.59545000000000003,1]
[1,43859,8,680,{"$f":"(FA682*Vypocet!$D$24)/$FA$2","v":0},{"$f":"(FB682*Vypocet!$D$24)/$FB$2","v":0},{"$f":"(FC682*Vypocet!$D$24)/$FC$2","v":0},{"$f":"(FD682*Vypocet!$D$24)/$FD$2","v":0},{"$f":"(FE682*Vypocet!$D$24)/$FE$2","v":0},{"$f":"(FF682*Vypocet!$D$24)/$FF$2","v":0},{"$f":"(FG682*Vypocet!$D$24)/$FG$2","v":0},{"$f":"(FH682*Vypocet!$D$24)/$FH$2","v":0},{"$f":"(FI682*Vypocet!$D$24)/$FI$2","v":0},{"$f":"(FJ682*Vypocet!$D$24)/$FJ$2","v":0},{"$f":"(FK682*Vypocet!$D$24)/$FK$2","v":0},{"$f":"(FL682*Vypocet!$D$24)/$FL$2","v":0},{"$f":"(FM682*Vypocet!$D$24)/$FM$2","v":0},{"$f":"(FN682*Vypocet!$D$24)/$FN$2","v":0},{"$f":"(FO682*Vypocet!$D$24)/$FO$2","v":0},{"$f":"(VLOOKUP(A682,Voda!$B$3:$AC$15,TDDData!C682+4,0)*4180*(VLOOKUP(A682,Voda!$B$3:$AC$15,4,0)-VLOOKUP(A682,Voda!$B$3:$AC$15,3,0)))/3600000","v":0},0,{"$f":"IF(U682=0,0,IF(Z682>0,IF(Z682/1000<U682,IF(Z682/1000<=Vypocet!$D$15,IF(U682<Vypocet!$D$15,U682-Z682/1000,Vypocet!$D$15-Z682/1000),Vypocet!$D$15),0),IF(U682>Vypocet!$D$15,Vypocet!$D$15,U682)))","v":0},0,{"$f":"HLOOKUP(Vypocet!$D$11,TDDData!$E:$S,2+TDDData!D682,0)","v":{"$error":"#N/A"}},12.88,10.304000000000002,{"$error":"#N/A"},{"$error":"#N/A"},{"$f":"IF(AA682<0,IF(AC681>-AA682,AC681+AA682,0),IF(AA682+AC681<=Vypocet!$D$18,AA682+AC681,Vypocet!$D$18))","v":{"$error":"#N/A"}},{"$error":"#N/A"},{"$f":"IF(AND(AC682<AC681,AC682<>0),AE681,IF(OR(AND(AC681=0,AA682<0),AC681<-AA682),IF(AC681=0,IF(AE681>-AA682,AE681+AA682,0),IF(AC681+AE681>-AA682,AC681+AE681+AA682,0)),IF(AC681=Vypocet!$D$18,AE681+AA682,AE681+AA682-AC682+AC681)))","v":{"$error":"#N/A"}},{"$error":"#N/A"},{"$error":"#N/A"},{"$f":"SUM($AF$3:AF682)","v":{"$error":"#N/A"}},{"$error":"#N/A"},{"$error":"#N/A"},{"$error":"#N/A"},{"$f":"SUM($AJ$3:AJ682)","v":{"$error":"#N/A"}},{"$error":"#N/A"},{"$error":"#N/A"},{"$error":"#N/A"},{"$f":"IF(AN682<0,IF(AP681>-AN682,AP681+AN682,0),IF(AN682+AP681<=Vypocet!$D$18,AN682+AP681,Vypocet!$D$18))","v":{"$error":"#N/A"}},{"$error":"#N/A"},{"$f":"IF(AND(AP682<AP681,AP682<>0),AR681,IF(OR(AND(AP681=0,AN682<0),AP681<-AN682),IF(AP681=0,IF(AR681>-AN682,AR681+AN682,0),IF(AP681+AR681>-AN682,AP681+AR681+AN682,0)),IF(AP681=Vypocet!$D$18,AR681+AN682,AR681+AN682-AP682+AP681)))","v":{"$error":"#N/A"}},{"$error":"#N/A"},{"$error":"#N/A"},{"$f":"SUM($AS$3:AS682)","v":{"$error":"#N/A"}},{"$error":"#N/A"},{"$error":"#N/A"},{"$error":"#N/A"},{"$f":"SUM($AW$3:AW682)","v":{"$error":"#N/A"}},{"$f":"IF(V682=0,IF(U682=0,IF(AZ681+Z682/1000>Vypocet!$D$18,Vypocet!$D$18,AZ681+Z682/1000),IF(Z682/1000+AZ681-U682>Vypocet!$D$18,Vypocet!$D$18,Z682/1000+AZ681-U682)),IF(AZ681=0,0,IF(AZ681>V682,AZ681-V682,0)))","v":0},0,null,null,null,null,null,null,null,null,null,null,null,null,null,null,null,null,null,null,null,null,null,null,null,null,null,null,null,null,null,null,null,null,null,null,null,null,null,null,null,null,null,null,null,null,null,null,null,null,null,null,null,null,null,null,null,null,null,null,null,null,null,null,null,null,null,null,null,null,null,null,null,null,null,null,null,null,null,null,null,null,null,null,null,null,null,null,null,null,null,null,null,null,null,null,null,null,null,null,null,null,null,null,null,0.76012999999999997,0.74812999999999996,0.74080000000000001,0.41983999999999999,0.33774999999999999,0.32390999999999998,0.30062,0.27685999999999999,0.34445999999999999,0.28850999999999999,0.23474,0.28692000000000001,0.39062000000000002,0.63114000000000003,0.28333000000000003]
[1,43860,1,697,{"$f":"(FA699*Vypocet!$D$24)/$FA$2","v":0},{"$f":"(FB699*Vypocet!$D$24)/$FB$2","v":0},{"$f":"(FC699*Vypocet!$D$24)/$FC$2","v":0},{"$f":"(FD699*Vypocet!$D$24)/$FD$2","v":0},{"$f":"(FE699*Vypocet!$D$24)/$FE$2","v":0},{"$f":"(FF699*Vypocet!$D$24)/$FF$2","v":0},{"$f":"(FG699*Vypocet!$D$24)/$FG$2","v":0},{"$f":"(FH699*Vypocet!$D$24)/$FH$2","v":0},{"$f":"(FI699*Vypocet!$D$24)/$FI$2","v":0},{"$f":"(FJ699*Vypocet!$D$24)/$FJ$2","v":0},{"$f":"(FK699*Vypocet!$D$24)/$FK$2","v":0},{"$f":"(FL699*Vypocet!$D$24)/$FL$2","v":0},{"$f":"(FM699*Vypocet!$D$24)/$FM$2","v":0},{"$f":"(FN699*Vypocet!$D$24)/$FN$2","v":0},{"$f":"(FO699*Vypocet!$D$24)/$FO$2","v":0},{"$f":"(VLOOKUP(A699,Voda!$B$3:$AC$15,TDDData!C699+4,0)*4180*(VLOOKUP(A699,Voda!$B$3:$AC$15,4,0)-VLOOKUP(A699,Voda!$B$3:$AC$15,3,0)))/3600000","v":0},0,{"$f":"IF(U699=0,0,IF(Z699>0,IF(Z699/1000<U699,IF(Z699/1000<=Vypocet!$D$15,IF(U699<Vypocet!$D$15,U699-Z699/1000,Vypocet!$D$15-Z699/1000),Vypocet!$D$15),0),IF(U699>Vypocet!$D$15,Vypocet!$D$15,U699)))","v":0},0,{"$f":"HLOOKUP(Vypocet!$D$11,TDDData!$E:$S,2+TDDData!D699,0)","v":{"$error":"#N/A"}},0,0,{"$error":"#N/A"},{"$error":"#N/A"},{"$f":"IF(AA699<0,IF(AC698>-AA699,AC698+AA699,0),IF(AA699+AC698<=Vypocet!$D$18,AA699+AC698,Vypocet!$D$18))","v":{"$error":"#N/A"}},{"$error":"#N/A"},{"$f":"IF(AND(AC699<AC698,AC699<>0),AE698,IF(OR(AND(AC698=0,AA699<0),AC698<-AA699),IF(AC698=0,IF(AE698>-AA699,AE698+AA699,0),IF(AC698+AE698>-AA699,AC698+AE698+AA699,0)),IF(AC698=Vypocet!$D$18,AE698+AA699,AE698+AA699-AC699+AC698)))","v":{"$error":"#N/A"}},{"$error":"#N/A"},{"$error":"#N/A"},{"$f":"SUM($AF$3:AF699)","v":{"$error":"#N/A"}},{"$error":"#N/A"},{"$error":"#N/A"},{"$error":"#N/A"},{"$f":"SUM($AJ$3:AJ699)","v":{"$error":"#N/A"}},{"$error":"#N/A"},{"$error":"#N/A"},{"$error":"#N/A"},{"$f":"IF(AN699<0,IF(AP698>-AN699,AP698+AN699,0),IF(AN699+AP698<=Vypocet!$D$18,AN699+AP698,Vypocet!$D$18))","v":{"$error":"#N/A"}},{"$error":"#N/A"},{"$f":"IF(AND(AP699<AP698,AP699<>0),AR698,IF(OR(AND(AP698=0,AN699<0),AP698<-AN699),IF(AP698=0,IF(AR698>-AN699,AR698+AN699,0),IF(AP698+AR698>-AN699,AP698+AR698+AN699,0)),IF(AP698=Vypocet!$D$18,AR698+AN699,AR698+AN699-AP699+AP698)))","v":{"$error":"#N/A"}},{"$error":"#N/A"},{"$error":"#N/A"},{"$f":"SUM($AS$3:AS699)","v":{"$error":"#N/A"}},{"$error":"#N/A"},{"$error":"#N/A"},{"$error":"#N/A"},{"$f":"SUM($AW$3:AW699)","v":{"$error":"#N/A"}},{"$f":"IF(V699=0,IF(U699=0,IF(AZ698+Z699/1000>Vypocet!$D$18,Vypocet!$D$18,AZ698+Z699/1000),IF(Z699/1000+AZ698-U699>Vypocet!$D$18,Vypocet!$D$18,Z699/1000+AZ698-U699)),IF(AZ698=0,0,IF(AZ698>V699,AZ698-V699,0)))","v":0},0,null,null,null,null,null,null,null,null,null,null,null,null,null,null,null,null,null,null,null,null,null,null,null,null,null,null,null,null,null,null,null,null,null,null,null,null,null,null,null,null,null,null,null,null,null,null,null,null,null,null,null,null,null,null,null,null,null,null,null,null,null,null,null,null,null,null,null,null,null,null,null,null,null,null,null,null,null,null,null,null,null,null,null,null,null,null,null,null,null,null,null,null,null,null,null,null,null,null,null,null,null,null,null,0.37169999999999997,0.59319999999999995,0.52786999999999995,0.28044000000000002,0.28999999999999998,0.38879999999999998,0.36968000000000001,0.36429,0.44409999999999999,0.59575999999999996,0.34428999999999998,0.50348999999999999,0.50517000000000001,0.56528999999999996,1]
[1,43861,12,732,{"$f":"(FA734*Vypocet!$D$24)/$FA$2","v":0},{"$f":"(FB734*Vypocet!$D$24)/$FB$2","v":0},{"$f":"(FC734*Vypocet!$D$24)/$FC$2","v":0},{"$f":"(FD734*Vypocet!$D$24)/$FD$2","v":0},{"$f":"(FE734*Vypocet!$D$24)/$FE$2","v":0},{"$f":"(FF734*Vypocet!$D$24)/$FF$2","v":0},{"$f":"(FG734*Vypocet!$D$24)/$FG$2","v":0},{"$f":"(FH734*Vypocet!$D$24)/$FH$2","v":0},{"$f":"(FI734*Vypocet!$D$24)/$FI$2","v":0},{"$f":"(FJ734*Vypocet!$D$24)/$FJ$2","v":0},{"$f":"(FK734*Vypocet!$D$24)/$FK$2","v":0},{"$f":"(FL734*Vypocet!$D$24)/$FL$2","v":0},{"$f":"(FM734*Vypocet!$D$24)/$FM$2","v":0},{"$f":"(FN734*Vypocet!$D$24)/$FN$2","v":0},{"$f":"(FO734*Vypocet!$D$24)/$FO$2","v":0},{"$f":"(VLOOKUP(A734,Voda!$B$3:$AC$15,TDDData!C734+4,0)*4180*(VLOOKUP(A734,Voda!$B$3:$AC$15,4,0)-VLOOKUP(A734,Voda!$B$3:$AC$15,3,0)))/3600000","v":0},0,{"$f":"IF(U734=0,0,IF(Z734>0,IF(Z734/1000<U734,IF(Z734/1000<=Vypocet!$D$15,IF(U734<Vypocet!$D$15,U734-Z734/1000,Vypocet!$D$15-Z734/1000),Vypocet!$D$15),0),IF(U734>Vypocet!$D$15,Vypocet!$D$15,U734)))","v":0},0,{"$f":"HLOOKUP(Vypocet!$D$11,TDDData!$E:$S,2+TDDData!D734,0)","v":{"$error":"#N/A"}},297.76,238.208,{"$error":"#N/A"},{"$error":"#N/A"},{"$f":"IF(AA734<0,IF(AC733>-AA734,AC733+AA734,0),IF(AA734+AC733<=Vypocet!$D$18,AA734+AC733,Vypocet!$D$18))","v":{"$error":"#N/A"}},{"$error":"#N/A"},{"$f":"IF(AND(AC734<AC733,AC734<>0),AE733,IF(OR(AND(AC733=0,AA734<0),AC733<-AA734),IF(AC733=0,IF(AE733>-AA734,AE733+AA734,0),IF(AC733+AE733>-AA734,AC733+AE733+AA734,0)),IF(AC733=Vypocet!$D$18,AE733+AA734,AE733+AA734-AC734+AC733)))","v":{"$error":"#N/A"}},{"$error":"#N/A"},{"$error":"#N/A"},{"$f":"SUM($AF$3:AF734)","v":{"$error":"#N/A"}},{"$error":"#N/A"},{"$error":"#N/A"},{"$error":"#N/A"},{"$f":"SUM($AJ$3:AJ734)","v":{"$error":"#N/A"}},{"$error":"#N/A"},{"$error":"#N/A"},{"$error":"#N/A"},{"$f":"IF(AN734<0,IF(AP733>-AN734,AP733+AN734,0),IF(AN734+AP733<=Vypocet!$D$18,AN734+AP733,Vypocet!$D$18))","v":{"$error":"#N/A"}},{"$error":"#N/A"},{"$f":"IF(AND(AP734<AP733,AP734<>0),AR733,IF(OR(AND(AP733=0,AN734<0),AP733<-AN734),IF(AP733=0,IF(AR733>-AN734,AR733+AN734,0),IF(AP733+AR733>-AN734,AP733+AR733+AN734,0)),IF(AP733=Vypocet!$D$18,AR733+AN734,AR733+AN734-AP734+AP733)))","v":{"$error":"#N/A"}},{"$error":"#N/A"},{"$error":"#N/A"},{"$f":"SUM($AS$3:AS734)","v":{"$error":"#N/A"}},{"$error":"#N/A"},{"$error":"#N/A"},{"$error":"#N/A"},{"$f":"SUM($AW$3:AW734)","v":{"$error":"#N/A"}},{"$f":"IF(V734=0,IF(U734=0,IF(AZ733+Z734/1000>Vypocet!$D$18,Vypocet!$D$18,AZ733+Z734/1000),IF(Z734/1000+AZ733-U734>Vypocet!$D$18,Vypocet!$D$18,Z734/1000+AZ733-U734)),IF(AZ733=0,0,IF(AZ733>V734,AZ733-V734,0)))","v":0},0,null,null,null,null,null,null,null,null,null,null,null,null,null,null,null,null,null,null,null,null,null,null,null,null,null,null,null,null,null,null,null,null,null,null,null,null,null,null,null,null,null,null,null,null,null,null,null,null,null,null,null,null,null,null,null,null,null,null,null,null,null,null,null,null,null,null,null,null,null,null,null,null,null,null,null,null,null,null,null,null,null,null,null,null,null,null,null,null,null,null,null,null,null,null,null,null,null,null,null,null,null,null,null,0.90752999999999995,0.84065000000000001,0.89473999999999998,0.53056000000000003,0.46378000000000003,0.48353000000000002,0.34422999999999998,0.34471000000000002,0.45517999999999997,0.39739999999999998,0.40028000000000002,0.36812,0.75748000000000004,0.68601000000000001,0]
[2,43863,15,783,{"$f":"(FA785*Vypocet!$D$24)/$FA$2","v":0},{"$f":"(FB785*Vypocet!$D$24)/$FB$2","v":0},{"$f":"(FC785*Vypocet!$D$24)/$FC$2","v":0},{"$f":"(FD785*Vypocet!$D$24)/$FD$2","v":0},{"$f":"(FE785*Vypocet!$D$24)/$FE$2","v":0},{"$f":"(FF785*Vypocet!$D$24)/$FF$2","v":0},{"$f":"(FG785*Vypocet!$D$24)/$FG$2","v":0},{"$f":"(FH785*Vypocet!$D$24)/$FH$2","v":0},{"$f":"(FI785*Vypocet!$D$24)/$FI$2","v":0},{"$f":"(FJ785*Vypocet!$D$24)/$FJ$2","v":0},{"$f":"(FK785*Vypocet!$D$24)/$FK$2","v":0},{"$f":"(FL785*Vypocet!$D$24)/$FL$2","v":0},{"$f":"(FM785*Vypocet!$D$24)/$FM$2","v":0},{"$f":"(FN785*Vypocet!$D$24)/$FN$2","v":0},{"$f":"(FO785*Vypocet!$D$24)/$FO$2","v":0},{"$f":"(VLOOKUP(A785,Voda!$B$3:$AC$15,TDDData!C785+4,0)*4180*(VLOOKUP(A785,Voda!$B$3:$AC$15,4,0)-VLOOKUP(A785,Voda!$B$3:$AC$15,3,0)))/3600000","v":0},0,{"$f":"IF(U785=0,0,IF(Z785>0,IF(Z785/1000<U785,IF(Z785/1000<=Vypocet!$D$15,IF(U785<Vypocet!$D$15,U785-Z785/1000,Vypocet!$D$15-Z785/1000),Vypocet!$D$15),0),IF(U785>Vypocet!$D$15,Vypocet!$D$15,U785)))","v":0},0,{"$f":"HLOOKUP(Vypocet!$D$11,TDDData!$E:$S,2+TDDData!D785,0)","v":{"$error":"#N/A"}},53.2,42.56,{"$error":"#N/A"},{"$error":"#N/A"},{"$f":"IF(AA785<0,IF(AC784>-AA785,AC784+AA785,0),IF(AA785+AC784<=Vypocet!$D$18,AA785+AC784,Vypocet!$D$18))","v":{"$error":"#N/A"}},{"$error":"#N/A"},{"$f":"IF(AND(AC785<AC784,AC785<>0),AE784,IF(OR(AND(AC784=0,AA785<0),AC784<-AA785),IF(AC784=0,IF(AE784>-AA785,AE784+AA785,0),IF(AC784+AE784>-AA785,AC784+AE784+AA785,0)),IF(AC784=Vypocet!$D$18,AE784+AA785,AE784+AA785-AC785+AC784)))","v":{"$error":"#N/A"}},{"$error":"#N/A"},{"$error":"#N/A"},{"$f":"SUM($AF$3:AF785)","v":{"$error":"#N/A"}},{"$error":"#N/A"},{"$error":"#N/A"},{"$error":"#N/A"},{"$f":"SUM($AJ$3:AJ785)","v":{"$error":"#N/A"}},{"$error":"#N/A"},{"$error":"#N/A"},{"$error":"#N/A"},{"$f":"IF(AN785<0,IF(AP784>-AN785,AP784+AN785,0),IF(AN785+AP784<=Vypocet!$D$18,AN785+AP784,Vypocet!$D$18))","v":{"$error":"#N/A"}},{"$error":"#N/A"},{"$f":"IF(AND(AP785<AP784,AP785<>0),AR784,IF(OR(AND(AP784=0,AN785<0),AP784<-AN785),IF(AP784=0,IF(AR784>-AN785,AR784+AN785,0),IF(AP784+AR784>-AN785,AP784+AR784+AN785,0)),IF(AP784=Vypocet!$D$18,AR784+AN785,AR784+AN785-AP785+AP784)))","v":{"$error":"#N/A"}},{"$error":"#N/A"},{"$error":"#N/A"},{"$f":"SUM($AS$3:AS785)","v":{"$error":"#N/A"}},{"$error":"#N/A"},{"$error":"#N/A"},{"$error":"#N/A"},{"$f":"SUM($AW$3:AW785)","v":{"$error":"#N/A"}},{"$f":"IF(V785=0,IF(U785=0,IF(AZ784+Z785/1000>Vypocet!$D$18,Vypocet!$D$18,AZ784+Z785/1000),IF(Z785/1000+AZ784-U785>Vypocet!$D$18,Vypocet!$D$18,Z785/1000+AZ784-U785)),IF(AZ784=0,0,IF(AZ784>V785,AZ784-V785,0)))","v":0},0,null,null,null,null,null,null,null,null,null,null,null,null,null,null,null,null,null,null,null,null,null,null,null,null,null,null,null,null,null,null,null,null,null,null,null,null,null,null,null,null,null,null,null,null,null,null,null,null,null,null,null,null,null,null,null,null,null,null,null,null,null,null,null,null,null,null,null,null,null,null,null,null,null,null,null,null,null,null,null,null,null,null,null,null,null,null,null,null,null,null,null,null,null,null,null,null,null,null,null,null,null,null,null,0.50741999999999998,0.63170999999999999,0.63866999999999996,0.59013000000000004,0.84404000000000001,0.77783999999999998,0.96187999999999996,0.63387000000000004,0.62277000000000005,0.84570000000000001,0.89688000000000001,0.58882000000000001,0.69586000000000003,0.75883999999999996,0]
[2,43865,2,818,{"$f":"(FA820*Vypocet!$D$24)/$FA$2","v":0},{"$f":"(FB820*Vypocet!$D$24)/$FB$2","v":0},{"$f":"(FC820*Vypocet!$D$24)/$FC$2","v":0},{"$f":"(FD820*Vypocet!$D$24)/$FD$2","v":0},{"$f":"(FE820*Vypocet!$D$24)/$FE$2","v":0},{"$f":"(FF820*Vypocet!$D$24)/$FF$2","v":0},{"$f":"(FG820*Vypocet!$D$24)/$FG$2","v":0},{"$f":"(FH820*Vypocet!$D$24)/$FH$2","v":0},{"$f":"(FI820*Vypocet!$D$24)/$FI$2","v":0},{"$f":"(FJ820*Vypocet!$D$24)/$FJ$2","v":0},{"$f":"(FK820*Vypocet!$D$24)/$FK$2","v":0},{"$f":"(FL820*Vypocet!$D$24)/$FL$2","v":0},{"$f":"(FM820*Vypocet!$D$24)/$FM$2","v":0},{"$f":"(FN820*Vypocet!$D$24)/$FN$2","v":0},{"$f":"(FO820*Vypocet!$D$24)/$FO$2","v":0},{"$f":"(VLOOKUP(A820,Voda!$B$3:$AC$15,TDDData!C820+4,0)*4180*(VLOOKUP(A820,Voda!$B$3:$AC$15,4,0)-VLOOKUP(A820,Voda!$B$3:$AC$15,3,0)))/3600000","v":0},0,{"$f":"IF(U820=0,0,IF(Z820>0,IF(Z820/1000<U820,IF(Z820/1000<=Vypocet!$D$15,IF(U820<Vypocet!$D$15,U820-Z820/1000,Vypocet!$D$15-Z820/1000),Vypocet!$D$15),0),IF(U820>Vypocet!$D$15,Vypocet!$D$15,U820)))","v":0},0,{"$f":"HLOOKUP(Vypocet!$D$11,TDDData!$E:$S,2+TDDData!D820,0)","v":{"$error":"#N/A"}},0,0,{"$error":"#N/A"},{"$error":"#N/A"},{"$f":"IF(AA820<0,IF(AC819>-AA820,AC819+AA820,0),IF(AA820+AC819<=Vypocet!$D$18,AA820+AC819,Vypocet!$D$18))","v":{"$error":"#N/A"}},{"$error":"#N/A"},{"$f":"IF(AND(AC820<AC819,AC820<>0),AE819,IF(OR(AND(AC819=0,AA820<0),AC819<-AA820),IF(AC819=0,IF(AE819>-AA820,AE819+AA820,0),IF(AC819+AE819>-AA820,AC819+AE819+AA820,0)),IF(AC819=Vypocet!$D$18,AE819+AA820,AE819+AA820-AC820+AC819)))","v":{"$error":"#N/A"}},{"$error":"#N/A"},{"$error":"#N/A"},{"$f":"SUM($AF$3:AF820)","v":{"$error":"#N/A"}},{"$error":"#N/A"},{"$error":"#N/A"},{"$error":"#N/A"},{"$f":"SUM($AJ$3:AJ820)","v":{"$error":"#N/A"}},{"$error":"#N/A"},{"$error":"#N/A"},{"$error":"#N/A"},{"$f":"IF(AN820<0,IF(AP819>-AN820,AP819+AN820,0),IF(AN820+AP819<=Vypocet!$D$18,AN820+AP819,Vypocet!$D$18))","v":{"$error":"#N/A"}},{"$error":"#N/A"},{"$f":"IF(AND(AP820<AP819,AP820<>0),AR819,IF(OR(AND(AP819=0,AN820<0),AP819<-AN820),IF(AP819=0,IF(AR819>-AN820,AR819+AN820,0),IF(AP819+AR819>-AN820,AP819+AR819+AN820,0)),IF(AP819=Vypocet!$D$18,AR819+AN820,AR819+AN820-AP820+AP819)))","v":{"$error":"#N/A"}},{"$error":"#N/A"},{"$error":"#N/A"},{"$f":"SUM($AS$3:AS820)","v":{"$error":"#N/A"}},{"$error":"#N/A"},{"$error":"#N/A"},{"$error":"#N/A"},{"$f":"SUM($AW$3:AW820)","v":{"$error":"#N/A"}},{"$f":"IF(V820=0,IF(U820=0,IF(AZ819+Z820/1000>Vypocet!$D$18,Vypocet!$D$18,AZ819+Z820/1000),IF(Z820/1000+AZ819-U820>Vypocet!$D$18,Vypocet!$D$18,Z820/1000+AZ819-U820)),IF(AZ819=0,0,IF(AZ819>V820,AZ819-V820,0)))","v":0},0,null,null,null,null,null,null,null,null,null,null,null,null,null,null,null,null,null,null,null,null,null,null,null,null,null,null,null,null,null,null,null,null,null,null,null,null,null,null,null,null,null,null,null,null,null,null,null,null,null,null,null,null,null,null,null,null,null,null,null,null,null,null,null,null,null,null,null,null,null,null,null,null,null,null,null,null,null,null,null,null,null,null,null,null,null,null,null,null,null,null,null,null,null,null,null,null,null,null,null,null,null,null,null,0.32786999999999999,0.67798000000000003,0.50397000000000003,0.23576,0.50261,0.46887000000000001,0.83143999999999996,0.61058000000000001,0.34726000000000001,0.68740000000000001,0.70540999999999998,0.43508000000000002,0.47831000000000001,0.51215999999999995,1]
[2,43865,19,835,{"$f":"(FA837*Vypocet!$D$24)/$FA$2","v":0},{"$f":"(FB837*Vypocet!$D$24)/$FB$2","v":0},{"$f":"(FC837*Vypocet!$D$24)/$FC$2","v":0},{"$f":"(FD837*Vypocet!$D$24)/$FD$2","v":0},{"$f":"(FE837*Vypocet!$D$24)/$FE$2","v":0},{"$f":"(FF837*Vypocet!$D$24)/$FF$2","v":0},{"$f":"(FG837*Vypocet!$D$24)/$FG$2","v":0},{"$f":"(FH837*Vypocet!$D$24)/$FH$2","v":0},{"$f":"(FI837*Vypocet!$D$24)/$FI$2","v":0},{"$f":"(FJ837*Vypocet!$D$24)/$FJ$2","v":0},{"$f":"(FK837*Vypocet!$D$24)/$FK$2","v":0},{"$f":"(FL837*Vypocet!$D$24)/$FL$2","v":0},{"$f":"(FM837*Vypocet!$D$24)/$FM$2","v":0},{"$f":"(FN837*Vypocet!$D$24)/$FN$2","v":0},{"$f":"(FO837*Vypocet!$D$24)/$FO$2","v":0},{"$f":"(VLOOKUP(A837,Voda!$B$3:$AC$15,TDDData!C837+4,0)*4180*(VLOOKUP(A837,Voda!$B$3:$AC$15,4,0)-VLOOKUP(A837,Voda!$B$3:$AC$15,3,0)))/3600000","v":0},{"$f":"W836+T837","v":0},{"$f":"IF(U837=0,0,IF(Z837>0,IF(Z837/1000<U837,IF(Z837/1000<=Vypocet!$D$15,IF(U837<Vypocet!$D$15,U837-Z837/1000,Vypocet!$D$15-Z837/1000),Vypocet!$D$15),0),IF(U837>Vypocet!$D$15,Vypocet!$D$15,U837)))","v":0},0,{"$f":"HLOOKUP(Vypocet!$D$11,TDDData!$E:$S,2+TDDData!D837,0)","v":{"$error":"#N/A"}},0,0,{"$error":"#N/A"},{"$error":"#N/A"},{"$f":"IF(AA837<0,IF(AC836>-AA837,AC836+AA837,0),IF(AA837+AC836<=Vypocet!$D$18,AA837+AC836,Vypocet!$D$18))","v":{"$error":"#N/A"}},{"$error":"#N/A"},{"$f":"IF(AND(AC837<AC836,AC837<>0),AE836,IF(OR(AND(AC836=0,AA837<0),AC836<-AA837),IF(AC836=0,IF(AE836>-AA837,AE836+AA837,0),IF(AC836+AE836>-AA837,AC836+AE836+AA837,0)),IF(AC836=Vypocet!$D$18,AE836+AA837,AE836+AA837-AC837+AC836)))","v":{"$error":"#N/A"}},{"$f":"IF(AE837>AE836,AE837-AE836,0)","v":{"$error":"#N/A"}},{"$error":"#N/A"},{"$f":"SUM($AF$3:AF837)","v":{"$error":"#N/A"}},{"$f":"IF(AA837<0,IF(AI836>-AA837,AI836+AA837,0),AA837+AI836)","v":{"$error":"#N/A"}},{"$f":"IF(AI837>AI836,AI837-AI836,0)","v":{"$error":"#N/A"}},{"$error":"#N/A"},{"$f":"SUM($AJ$3:AJ837)","v":{"$error":"#N/A"}},{"$error":"#N/A"},{"$error":"#N/A"},{"$error":"#N/A"},{"$f":"IF(AN837<0,IF(AP836>-AN837,AP836+AN837,0),IF(AN837+AP836<=Vypocet!$D$18,AN837+AP836,Vypocet!$D$18))","v":{"$error":"#N/A"}},{"$error":"#N/A"},{"$f":"IF(AND(AP837<AP836,AP837<>0),AR836,IF(OR(AND(AP836=0,AN837<0),AP836<-AN837),IF(AP836=0,IF(AR836>-AN837,AR836+AN837,0),IF(AP836+AR836>-AN837,AP836+AR836+AN837,0)),IF(AP836=Vypocet!$D$18,AR836+AN837,AR836+AN837-AP837+AP836)))","v":{"$error":"#N/A"}},{"$error":"#N/A"},{"$error":"#N/A"},{"$f":"SUM($AS$3:AS837)","v":{"$error":"#N/A"}},{"$f":"IF(AN837<0,IF(AV836>-AN837,AV836+AN837,0),AN837+AV836)","v":{"$error":"#N/A"}},{"$error":"#N/A"},{"$error":"#N/A"},{"$f":"SUM($AW$3:AW837)","v":{"$error":"#N/A"}},{"$f":"IF(V837=0,IF(U837=0,IF(AZ836+Z837/1000>Vypocet!$D$18,Vypocet!$D$18,AZ836+Z837/1000),IF(Z837/1000+AZ836-U837>Vypocet!$D$18,Vypocet!$D$18,Z837/1000+AZ836-U837)),IF(AZ836=0,0,IF(AZ836>V837,AZ836-V837,0)))","v":0},0,null,null,null,null,null,null,null,null,null,null,null,null,null,null,null,null,null,null,null,null,null,null,null,null,null,null,null,null,null,null,null,null,null,null,null,null,null,null,null,null,null,null,null,null,null,null,null,null,null,null,null,null,null,null,null,null,null,null,null,null,null,null,null,null,null,null,null,null,null,null,null,null,null,null,null,null,null,null,null,null,null,null,null,null,null,null,null,null,null,null,null,null,null,null,null,null,null,null,null,null,null,null,null,0.71125000000000005,0.59277999999999997,0.71257999999999999,0.76736000000000004,0.50980999999999999,0.47005999999999998,0.40649000000000002,0.56820999999999999,0.50815999999999995,0.53098999999999996,0.61268999999999996,0.47638000000000003,0.53820999999999997,0.76924999999999999,1]
[2,43867,22,886,{"$f":"(FA888*Vypocet!$D$24)/$FA$2","v":0},{"$f":"(FB888*Vypocet!$D$24)/$FB$2","v":0},{"$f":"(FC888*Vypocet!$D$24)/$FC$2","v":0},{"$f":"(FD888*Vypocet!$D$24)/$FD$2","v":0},{"$f":"(FE888*Vypocet!$D$24)/$FE$2","v":0},{"$f":"(FF888*Vypocet!$D$24)/$FF$2","v":0},{"$f":"(FG888*Vypocet!$D$24)/$FG$2","v":0},{"$f":"(FH888*Vypocet!$D$24)/$FH$2","v":0},{"$f":"(FI888*Vypocet!$D$24)/$FI$2","v":0},{"$f":"(FJ888*Vypocet!$D$24)/$FJ$2","v":0},{"$f":"(FK888*Vypocet!$D$24)/$FK$2","v":0},{"$f":"(FL888*Vypocet!$D$24)/$FL$2","v":0},{"$f":"(FM888*Vypocet!$D$24)/$FM$2","v":0},{"$f":"(FN888*Vypocet!$D$24)/$FN$2","v":0},{"$f":"(FO888*Vypocet!$D$24)/$FO$2","v":0},{"$f":"(VLOOKUP(A888,Voda!$B$3:$AC$15,TDDData!C888+4,0)*4180*(VLOOKUP(A888,Voda!$B$3:$AC$15,4,0)-VLOOKUP(A888,Voda!$B$3:$AC$15,3,0)))/3600000","v":0},0,{"$f":"IF(U888=0,0,IF(Z888>0,IF(Z888/1000<U888,IF(Z888/1000<=Vypocet!$D$15,IF(U888<Vypocet!$D$15,U888-Z888/1000,Vypocet!$D$15-Z888/1000),Vypocet!$D$15),0),IF(U888>Vypocet!$D$15,Vypocet!$D$15,U888)))","v":0},0,{"$f":"HLOOKUP(Vypocet!$D$11,TDDData!$E:$S,2+TDDData!D888,0)","v":{"$error":"#N/A"}},0,0,{"$error":"#N/A"},{"$error":"#N/A"},{"$f":"IF(AA888<0,IF(AC887>-AA888,AC887+AA888,0),IF(AA888+AC887<=Vypocet!$D$18,AA888+AC887,Vypocet!$D$18))","v":{"$error":"#N/A"}},{"$error":"#N/A"},{"$f":"IF(AND(AC888<AC887,AC888<>0),AE887,IF(OR(AND(AC887=0,AA888<0),AC887<-AA888),IF(AC887=0,IF(AE887>-AA888,AE887+AA888,0),IF(AC887+AE887>-AA888,AC887+AE887+AA888,0)),IF(AC887=Vypocet!$D$18,AE887+AA888,AE887+AA888-AC888+AC887)))","v":{"$error":"#N/A"}},{"$error":"#N/A"},{"$error":"#N/A"},{"$f":"SUM($AF$3:AF888)","v":{"$error":"#N/A"}},{"$error":"#N/A"},{"$error":"#N/A"},{"$error":"#N/A"},{"$f":"SUM($AJ$3:AJ888)","v":{"$error":"#N/A"}},{"$error":"#N/A"},{"$error":"#N/A"},{"$error":"#N/A"},{"$f":"IF(AN888<0,IF(AP887>-AN888,AP887+AN888,0),IF(AN888+AP887<=Vypocet!$D$18,AN888+AP887,Vypocet!$D$18))","v":{"$error":"#N/A"}},{"$error":"#N/A"},{"$f":"IF(AND(AP888<AP887,AP888<>0),AR887,IF(OR(AND(AP887=0,AN888<0),AP887<-AN888),IF(AP887=0,IF(AR887>-AN888,AR887+AN888,0),IF(AP887+AR887>-AN888,AP887+AR887+AN888,0)),IF(AP887=Vypocet!$D$18,AR887+AN888,AR887+AN888-AP888+AP887)))","v":{"$error":"#N/A"}},{"$error":"#N/A"},{"$error":"#N/A"},{"$f":"SUM($AS$3:AS888)","v":{"$error":"#N/A"}},{"$error":"#N/A"},{"$error":"#N/A"},{"$error":"#N/A"},{"$f":"SUM($AW$3:AW888)","v":{"$error":"#N/A"}},{"$f":"IF(V888=0,IF(U888=0,IF(AZ887+Z888/1000>Vypocet!$D$18,Vypocet!$D$18,AZ887+Z888/1000),IF(Z888/1000+AZ887-U888>Vypocet!$D$18,Vypocet!$D$18,Z888/1000+AZ887-U888)),IF(AZ887=0,0,IF(AZ887>V888,AZ887-V888,0)))","v":0},0,null,null,null,null,null,null,null,null,null,null,null,null,null,null,null,null,null,null,null,null,null,null,null,null,null,null,null,null,null,null,null,null,null,null,null,null,null,null,null,null,null,null,null,null,null,null,null,null,null,null,null,null,null,null,null,null,null,null,null,null,null,null,null,null,null,null,null,null,null,null,null,null,null,null,null,null,null,null,null,null,null,null,null,null,null,null,null,null,null,null,null,null,null,null,null,null,null,null,null,null,null,null,null,0.52563000000000004,0.61736999999999997,0.60824,0.59160999999999997,0.60253999999999996,0.86734,0.34558,0.43465999999999999,0.40068999999999999,0.43918000000000001,0.40783000000000003,0.48524,0.90319000000000005,0.73753000000000002,1]
[2,43868,22,910,{"$f":"(FA912*Vypocet!$D$24)/$FA$2","v":0},{"$f":"(FB912*Vypocet!$D$24)/$FB$2","v":0},{"$f":"(FC912*Vypocet!$D$24)/$FC$2","v":0},{"$f":"(FD912*Vypocet!$D$24)/$FD$2","v":0},{"$f":"(FE912*Vypocet!$D$24)/$FE$2","v":0},{"$f":"(FF912*Vypocet!$D$24)/$FF$2","v":0},{"$f":"(FG912*Vypocet!$D$24)/$FG$2","v":0},{"$f":"(FH912*Vypocet!$D$24)/$FH$2","v":0},{"$f":"(FI912*Vypocet!$D$24)/$FI$2","v":0},{"$f":"(FJ912*Vypocet!$D$24)/$FJ$2","v":0},{"$f":"(FK912*Vypocet!$D$24)/$FK$2","v":0},{"$f":"(FL912*Vypocet!$D$24)/$FL$2","v":0},{"$f":"(FM912*Vypocet!$D$24)/$FM$2","v":0},{"$f":"(FN912*Vypocet!$D$24)/$FN$2","v":0},{"$f":"(FO912*Vypocet!$D$24)/$FO$2","v":0},{"$f":"(VLOOKUP(A912,Voda!$B$3:$AC$15,TDDData!C912+4,0)*4180*(VLOOKUP(A912,Voda!$B$3:$AC$15,4,0)-VLOOKUP(A912,Voda!$B$3:$AC$15,3,0)))/3600000","v":0},0,{"$f":"IF(U912=0,0,IF(Z912>0,IF(Z912/1000<U912,IF(Z912/1000<=Vypocet!$D$15,IF(U912<Vypocet!$D$15,U912-Z912/1000,Vypocet!$D$15-Z912/1000),Vypocet!$D$15),0),IF(U912>Vypocet!$D$15,Vypocet!$D$15,U912)))","v":0},0,{"$f":"HLOOKUP(Vypocet!$D$11,TDDData!$E:$S,2+TDDData!D912,0)","v":{"$error":"#N/A"}},0,0,{"$error":"#N/A"},{"$error":"#N/A"},{"$f":"IF(AA912<0,IF(AC911>-AA912,AC911+AA912,0),IF(AA912+AC911<=Vypocet!$D$18,AA912+AC911,Vypocet!$D$18))","v":{"$error":"#N/A"}},{"$error":"#N/A"},{"$f":"IF(AND(AC912<AC911,AC912<>0),AE911,IF(OR(AND(AC911=0,AA912<0),AC911<-AA912),IF(AC911=0,IF(AE911>-AA912,AE911+AA912,0),IF(AC911+AE911>-AA912,AC911+AE911+AA912,0)),IF(AC911=Vypocet!$D$18,AE911+AA912,AE911+AA912-AC912+AC911)))","v":{"$error":"#N/A"}},{"$error":"#N/A"},{"$error":"#N/A"},{"$f":"SUM($AF$3:AF912)","v":{"$error":"#N/A"}},{"$error":"#N/A"},{"$error":"#N/A"},{"$error":"#N/A"},{"$f":"SUM($AJ$3:AJ912)","v":{"$error":"#N/A"}},{"$error":"#N/A"},{"$error":"#N/A"},{"$error":"#N/A"},{"$f":"IF(AN912<0,IF(AP911>-AN912,AP911+AN912,0),IF(AN912+AP911<=Vypocet!$D$18,AN912+AP911,Vypocet!$D$18))","v":{"$error":"#N/A"}},{"$error":"#N/A"},{"$f":"IF(AND(AP912<AP911,AP912<>0),AR911,IF(OR(AND(AP911=0,AN912<0),AP911<-AN912),IF(AP911=0,IF(AR911>-AN912,AR911+AN912,0),IF(AP911+AR911>-AN912,AP911+AR911+AN912,0)),IF(AP911=Vypocet!$D$18,AR911+AN912,AR911+AN912-AP912+AP911)))","v":{"$error":"#N/A"}},{"$error":"#N/A"},{"$error":"#N/A"},{"$f":"SUM($AS$3:AS912)","v":{"$error":"#N/A"}},{"$error":"#N/A"},{"$error":"#N/A"},{"$error":"#N/A"},{"$f":"SUM($AW$3:AW912)","v":{"$error":"#N/A"}},{"$f":"IF(V912=0,IF(U912=0,IF(AZ911+Z912/1000>Vypocet!$D$18,Vypocet!$D$18,AZ911+Z912/1000),IF(Z912/1000+AZ911-U912>Vypocet!$D$18,Vypocet!$D$18,Z912/1000+AZ911-U912)),IF(AZ911=0,0,IF(AZ911>V912,AZ911-V912,0)))","v":0},0,null,null,null,null,null,null,null,null,null,null,null,null,null,null,null,null,null,null,null,null,null,null,null,null,null,null,null,null,null,null,null,null,null,null,null,null,null,null,null,null,null,null,null,null,null,null,null,null,null,null,null,null,null,null,null,null,null,null,null,null,null,null,null,null,null,null,null,null,null,null,null,null,null,null,null,null,null,null,null,null,null,null,null,null,null,null,null,null,null,null,null,null,null,null,null,null,null,null,null,null,null,null,null,0.51578999999999997,0.63612999999999997,0.62297000000000002,0.57760999999999996,0.62050000000000005,0.78219000000000005,0.32829000000000003,0.43363000000000002,0.37769000000000003,0.43164000000000002,0.44463000000000003,0.46517999999999998,0.87094000000000005,0.74817999999999996,1]
[2,43870,1,937,{"$f":"(FA939*Vypocet!$D$24)/$FA$2","v":0},{"$f":"(FB939*Vypocet!$D$24)/$FB$2","v":0},{"$f":"(FC939*Vypocet!$D$24)/$FC$2","v":0},{"$f":"(FD939*Vypocet!$D$24)/$FD$2","v":0},{"$f":"(FE939*Vypocet!$D$24)/$FE$2","v":0},{"$f":"(FF939*Vypocet!$D$24)/$FF$2","v":0},{"$f":"(FG939*Vypocet!$D$24)/$FG$2","v":0},{"$f":"(FH939*Vypocet!$D$24)/$FH$2","v":0},{"$f":"(FI939*Vypocet!$D$24)/$FI$2","v":0},{"$f":"(FJ939*Vypocet!$D$24)/$FJ$2","v":0},{"$f":"(FK939*Vypocet!$D$24)/$FK$2","v":0},{"$f":"(FL939*Vypocet!$D$24)/$FL$2","v":0},{"$f":"(FM939*Vypocet!$D$24)/$FM$2","v":0},{"$f":"(FN939*Vypocet!$D$24)/$FN$2","v":0},{"$f":"(FO939*Vypocet!$D$24)/$FO$2","v":0},{"$f":"(VLOOKUP(A939,Voda!$B$3:$AC$15,TDDData!C939+4,0)*4180*(VLOOKUP(A939,Voda!$B$3:$AC$15,4,0)-VLOOKUP(A939,Voda!$B$3:$AC$15,3,0)))/3600000","v":0},0,{"$f":"IF(U939=0,0,IF(Z939>0,IF(Z939/1000<U939,IF(Z939/1000<=Vypocet!$D$15,IF(U939<Vypocet!$D$15,U939-Z939/1000,Vypocet!$D$15-Z939/1000),Vypocet!$D$15),0),IF(U939>Vypocet!$D$15,Vypocet!$D$15,U939)))","v":0},0,{"$f":"HLOOKUP(Vypocet!$D$11,TDDData!$E:$S,2+TDDData!D939,0)","v":{"$error":"#N/A"}},0,0,{"$error":"#N/A"},{"$error":"#N/A"},{"$f":"IF(AA939<0,IF(AC938>-AA939,AC938+AA939,0),IF(AA939+AC938<=Vypocet!$D$18,AA939+AC938,Vypocet!$D$18))","v":{"$error":"#N/A"}},{"$error":"#N/A"},{"$f":"IF(AND(AC939<AC938,AC939<>0),AE938,IF(OR(AND(AC938=0,AA939<0),AC938<-AA939),IF(AC938=0,IF(AE938>-AA939,AE938+AA939,0),IF(AC938+AE938>-AA939,AC938+AE938+AA939,0)),IF(AC938=Vypocet!$D$18,AE938+AA939,AE938+AA939-AC939+AC938)))","v":{"$error":"#N/A"}},{"$error":"#N/A"},{"$error":"#N/A"},{"$f":"SUM($AF$3:AF939)","v":{"$error":"#N/A"}},{"$error":"#N/A"},{"$error":"#N/A"},{"$error":"#N/A"},{"$f":"SUM($AJ$3:AJ939)","v":{"$error":"#N/A"}},{"$error":"#N/A"},{"$error":"#N/A"},{"$error":"#N/A"},{"$f":"IF(AN939<0,IF(AP938>-AN939,AP938+AN939,0),IF(AN939+AP938<=Vypocet!$D$18,AN939+AP938,Vypocet!$D$18))","v":{"$error":"#N/A"}},{"$error":"#N/A"},{"$f":"IF(AND(AP939<AP938,AP939<>0),AR938,IF(OR(AND(AP938=0,AN939<0),AP938<-AN939),IF(AP938=0,IF(AR938>-AN939,AR938+AN939,0),IF(AP938+AR938>-AN939,AP938+AR938+AN939,0)),IF(AP938=Vypocet!$D$18,AR938+AN939,AR938+AN939-AP939+AP938)))","v":{"$error":"#N/A"}},{"$error":"#N/A"},{"$error":"#N/A"},{"$f":"SUM($AS$3:AS939)","v":{"$error":"#N/A"}},{"$error":"#N/A"},{"$error":"#N/A"},{"$error":"#N/A"},{"$f":"SUM($AW$3:AW939)","v":{"$error":"#N/A"}},{"$f":"IF(V939=0,IF(U939=0,IF(AZ938+Z939/1000>Vypocet!$D$18,Vypocet!$D$18,AZ938+Z939/1000),IF(Z939/1000+AZ938-U939>Vypocet!$D$18,Vypocet!$D$18,Z939/1000+AZ938-U939)),IF(AZ938=0,0,IF(AZ938>V939,AZ938-V939,0)))","v":0},0,null,null,null,null,null,null,null,null,null,null,null,null,null,null,null,null,null,null,null,null,null,null,null,null,null,null,null,null,null,null,null,null,null,null,null,null,null,null,null,null,null,null,null,null,null,null,null,null,null,null,null,null,null,null,null,null,null,null,null,null,null,null,null,null,null,null,null,null,null,null,null,null,null,null,null,null,null,null,null,null,null,null,null,null,null,null,null,null,null,null,null,null,null,null,null,null,null,null,null,null,null,null,null,0.35832999999999998,0.62426999999999999,0.52573999999999999,0.33387,0.24954000000000001,0.38614999999999999,0.30286999999999997,0.44309999999999999,0.41466999999999998,0.45166000000000001,0.32283000000000001,0.50919999999999999,0.56542999999999999,0.55037000000000003,1]
[2,43871,12,972,{"$f":"(FA974*Vypocet!$D$24)/$FA$2","v":0},{"$f":"(FB974*Vypocet!$D$24)/$FB$2","v":0},{"$f":"(FC974*Vypocet!$D$24)/$FC$2","v":0},{"$f":"(FD974*Vypocet!$D$24)/$FD$2","v":0},{"$f":"(FE974*Vypocet!$D$24)/$FE$2","v":0},{"$f":"(FF974*Vypocet!$D$24)/$FF$2","v":0},{"$f":"(FG974*Vypocet!$D$24)/$FG$2","v":0},{"$f":"(FH974*Vypocet!$D$24)/$FH$2","v":0},{"$f":"(FI974*Vypocet!$D$24)/$FI$2","v":0},{"$f":"(FJ974*Vypocet!$D$24)/$FJ$2","v":0},{"$f":"(FK974*Vypocet!$D$24)/$FK$2","v":0},{"$f":"(FL974*Vypocet!$D$24)/$FL$2","v":0},{"$f":"(FM974*Vypocet!$D$24)/$FM$2","v":0},{"$f":"(FN974*Vypocet!$D$24)/$FN$2","v":0},{"$f":"(FO974*Vypocet!$D$24)/$FO$2","v":0},{"$f":"(VLOOKUP(A974,Voda!$B$3:$AC$15,TDDData!C974+4,0)*4180*(VLOOKUP(A974,Voda!$B$3:$AC$15,4,0)-VLOOKUP(A974,Voda!$B$3:$AC$15,3,0)))/3600000","v":0},0,{"$f":"IF(U974=0,0,IF(Z974>0,IF(Z974/1000<U974,IF(Z974/1000<=Vypocet!$D$15,IF(U974<Vypocet!$D$15,U974-Z974/1000,Vypocet!$D$15-Z974/1000),Vypocet!$D$15),0),IF(U974>Vypocet!$D$15,Vypocet!$D$15,U974)))","v":0},0,{"$f":"HLOOKUP(Vypocet!$D$11,TDDData!$E:$S,2+TDDData!D974,0)","v":{"$error":"#N/A"}},422.16,337.72800000000007,{"$error":"#N/A"},{"$error":"#N/A"},{"$f":"IF(AA974<0,IF(AC973>-AA974,AC973+AA974,0),IF(AA974+AC973<=Vypocet!$D$18,AA974+AC973,Vypocet!$D$18))","v":{"$error":"#N/A"}},{"$error":"#N/A"},{"$f":"IF(AND(AC974<AC973,AC974<>0),AE973,IF(OR(AND(AC973=0,AA974<0),AC973<-AA974),IF(AC973=0,IF(AE973>-AA974,AE973+AA974,0),IF(AC973+AE973>-AA974,AC973+AE973+AA974,0)),IF(AC973=Vypocet!$D$18,AE973+AA974,AE973+AA974-AC974+AC973)))","v":{"$error":"#N/A"}},{"$error":"#N/A"},{"$error":"#N/A"},{"$f":"SUM($AF$3:AF974)","v":{"$error":"#N/A"}},{"$error":"#N/A"},{"$error":"#N/A"},{"$error":"#N/A"},{"$f":"SUM($AJ$3:AJ974)","v":{"$error":"#N/A"}},{"$error":"#N/A"},{"$error":"#N/A"},{"$error":"#N/A"},{"$f":"IF(AN974<0,IF(AP973>-AN974,AP973+AN974,0),IF(AN974+AP973<=Vypocet!$D$18,AN974+AP973,Vypocet!$D$18))","v":{"$error":"#N/A"}},{"$error":"#N/A"},{"$f":"IF(AND(AP974<AP973,AP974<>0),AR973,IF(OR(AND(AP973=0,AN974<0),AP973<-AN974),IF(AP973=0,IF(AR973>-AN974,AR973+AN974,0),IF(AP973+AR973>-AN974,AP973+AR973+AN974,0)),IF(AP973=Vypocet!$D$18,AR973+AN974,AR973+AN974-AP974+AP973)))","v":{"$error":"#N/A"}},{"$error":"#N/A"},{"$error":"#N/A"},{"$f":"SUM($AS$3:AS974)","v":{"$error":"#N/A"}},{"$error":"#N/A"},{"$error":"#N/A"},{"$error":"#N/A"},{"$f":"SUM($AW$3:AW974)","v":{"$error":"#N/A"}},{"$f":"IF(V974=0,IF(U974=0,IF(AZ973+Z974/1000>Vypocet!$D$18,Vypocet!$D$18,AZ973+Z974/1000),IF(Z974/1000+AZ973-U974>Vypocet!$D$18,Vypocet!$D$18,Z974/1000+AZ973-U974)),IF(AZ973=0,0,IF(AZ973>V974,AZ973-V974,0)))","v":0},0,null,null,null,null,null,null,null,null,null,null,null,null,null,null,null,null,null,null,null,null,null,null,null,null,null,null,null,null,null,null,null,null,null,null,null,null,null,null,null,null,null,null,null,null,null,null,null,null,null,null,null,null,null,null,null,null,null,null,null,null,null,null,null,null,null,null,null,null,null,null,null,null,null,null,null,null,null,null,null,null,null,null,null,null,null,null,null,null,null,null,null,null,null,null,null,null,null,null,null,null,null,null,null,0.88546000000000002,0.83723000000000003,0.86828000000000005,0.45266000000000001,0.49976999999999999,0.46932000000000001,0.32976,0.28470000000000001,0.38380999999999998,0.35343999999999998,0.31597999999999998,0.27000999999999997,0.69571000000000005,0.59428000000000003,0]
[2,43873,15,1023,{"$f":"(FA1025*Vypocet!$D$24)/$FA$2","v":0},{"$f":"(FB1025*Vypocet!$D$24)/$FB$2","v":0},{"$f":"(FC1025*Vypocet!$D$24)/$FC$2","v":0},{"$f":"(FD1025*Vypocet!$D$24)/$FD$2","v":0},{"$f":"(FE1025*Vypocet!$D$24)/$FE$2","v":0},{"$f":"(FF1025*Vypocet!$D$24)/$FF$2","v":0},{"$f":"(FG1025*Vypocet!$D$24)/$FG$2","v":0},{"$f":"(FH1025*Vypocet!$D$24)/$FH$2","v":0},{"$f":"(FI1025*Vypocet!$D$24)/$FI$2","v":0},{"$f":"(FJ1025*Vypocet!$D$24)/$FJ$2","v":0},{"$f":"(FK1025*Vypocet!$D$24)/$FK$2","v":0},{"$f":"(FL1025*Vypocet!$D$24)/$FL$2","v":0},{"$f":"(FM1025*Vypocet!$D$24)/$FM$2","v":0},{"$f":"(FN1025*Vypocet!$D$24)/$FN$2","v":0},{"$f":"(FO1025*Vypocet!$D$24)/$FO$2","v":0},{"$f":"(VLOOKUP(A1025,Voda!$B$3:$AC$15,TDDData!C1025+4,0)*4180*(VLOOKUP(A1025,Voda!$B$3:$AC$15,4,0)-VLOOKUP(A1025,Voda!$B$3:$AC$15,3,0)))/3600000","v":0},0,{"$f":"IF(U1025=0,0,IF(Z1025>0,IF(Z1025/1000<U1025,IF(Z1025/1000<=Vypocet!$D$15,IF(U1025<Vypocet!$D$15,U1025-Z1025/1000,Vypocet!$D$15-Z1025/1000),Vypocet!$D$15),0),IF(U1025>Vypocet!$D$15,Vypocet!$D$15,U1025)))","v":0},0,{"$f":"HLOOKUP(Vypocet!$D$11,TDDData!$E:$S,2+TDDData!D1025,0)","v":{"$error":"#N/A"}},139.9,111.92000000000002,{"$error":"#N/A"},{"$error":"#N/A"},{"$f":"IF(AA1025<0,IF(AC1024>-AA1025,AC1024+AA1025,0),IF(AA1025+AC1024<=Vypocet!$D$18,AA1025+AC1024,Vypocet!$D$18))","v":{"$error":"#N/A"}},{"$error":"#N/A"},{"$f":"IF(AND(AC1025<AC1024,AC1025<>0),AE1024,IF(OR(AND(AC1024=0,AA1025<0),AC1024<-AA1025),IF(AC1024=0,IF(AE1024>-AA1025,AE1024+AA1025,0),IF(AC1024+AE1024>-AA1025,AC1024+AE1024+AA1025,0)),IF(AC1024=Vypocet!$D$18,AE1024+AA1025,AE1024+AA1025-AC1025+AC1024)))","v":{"$error":"#N/A"}},{"$error":"#N/A"},{"$error":"#N/A"},{"$f":"SUM($AF$3:AF1025)","v":{"$error":"#N/A"}},{"$error":"#N/A"},{"$error":"#N/A"},{"$error":"#N/A"},{"$f":"SUM($AJ$3:AJ1025)","v":{"$error":"#N/A"}},{"$error":"#N/A"},{"$error":"#N/A"},{"$error":"#N/A"},{"$f":"IF(AN1025<0,IF(AP1024>-AN1025,AP1024+AN1025,0),IF(AN1025+AP1024<=Vypocet!$D$18,AN1025+AP1024,Vypocet!$D$18))","v":{"$error":"#N/A"}},{"$error":"#N/A"},{"$f":"IF(AND(AP1025<AP1024,AP1025<>0),AR1024,IF(OR(AND(AP1024=0,AN1025<0),AP1024<-AN1025),IF(AP1024=0,IF(AR1024>-AN1025,AR1024+AN1025,0),IF(AP1024+AR1024>-AN1025,AP1024+AR1024+AN1025,0)),IF(AP1024=Vypocet!$D$18,AR1024+AN1025,AR1024+AN1025-AP1025+AP1024)))","v":{"$error":"#N/A"}},{"$error":"#N/A"},{"$error":"#N/A"},{"$f":"SUM($AS$3:AS1025)","v":{"$error":"#N/A"}},{"$error":"#N/A"},{"$error":"#N/A"},{"$error":"#N/A"},{"$f":"SUM($AW$3:AW1025)","v":{"$error":"#N/A"}},{"$f":"IF(V1025=0,IF(U1025=0,IF(AZ1024+Z1025/1000>Vypocet!$D$18,Vypocet!$D$18,AZ1024+Z1025/1000),IF(Z1025/1000+AZ1024-U1025>Vypocet!$D$18,Vypocet!$D$18,Z1025/1000+AZ1024-U1025)),IF(AZ1024=0,0,IF(AZ1024>V1025,AZ1024-V1025,0)))","v":0},0,null,null,null,null,null,null,null,null,null,null,null,null,null,null,null,null,null,null,null,null,null,null,null,null,null,null,null,null,null,null,null,null,null,null,null,null,null,null,null,null,null,null,null,null,null,null,null,null,null,null,null,null,null,null,null,null,null,null,null,null,null,null,null,null,null,null,null,null,null,null,null,null,null,null,null,null,null,null,null,null,null,null,null,null,null,null,null,null,null,null,null,null,null,null,null,null,null,null,null,null,null,null,null,0.84997,0.92208999999999997,0.83245000000000002,0.42201,0.73275999999999997,0.74255000000000004,0.55025000000000002,0.58399999999999996,0.47560000000000002,0.7208,0.64366000000000001,0.60460999999999998,0.61021000000000003,0.62526999999999999,0]
[2,43874,8,1040,{"$f":"(FA1042*Vypocet!$D$24)/$FA$2","v":0},{"$f":"(FB1042*Vypocet!$D$24)/$FB$2","v":0},{"$f":"(FC1042*Vypocet!$D$24)/$FC$2","v":0},{"$f":"(FD1042*Vypocet!$D$24)/$FD$2","v":0},{"$f":"(FE1042*Vypocet!$D$24)/$FE$2","v":0},{"$f":"(FF1042*Vypocet!$D$24)/$FF$2","v":0},{"$f":"(FG1042*Vypocet!$D$24)/$FG$2","v":0},{"$f":"(FH1042*Vypocet!$D$24)/$FH$2","v":0},{"$f":"(FI1042*Vypocet!$D$24)/$FI$2","v":0},{"$f":"(FJ1042*Vypocet!$D$24)/$FJ$2","v":0},{"$f":"(FK1042*Vypocet!$D$24)/$FK$2","v":0},{"$f":"(FL1042*Vypocet!$D$24)/$FL$2","v":0},{"$f":"(FM1042*Vypocet!$D$24)/$FM$2","v":0},{"$f":"(FN1042*Vypocet!$D$24)/$FN$2","v":0},{"$f":"(FO1042*Vypocet!$D$24)/$FO$2","v":0},{"$f":"(VLOOKUP(A1042,Voda!$B$3:$AC$15,TDDData!C1042+4,0)*4180*(VLOOKUP(A1042,Voda!$B$3:$AC$15,4,0)-VLOOKUP(A1042,Voda!$B$3:$AC$15,3,0)))/3600000","v":0},0,{"$f":"IF(U1042=0,0,IF(Z1042>0,IF(Z1042/1000<U1042,IF(Z1042/1000<=Vypocet!$D$15,IF(U1042<Vypocet!$D$15,U1042-Z1042/1000,Vypocet!$D$15-Z1042/1000),Vypocet!$D$15),0),IF(U1042>Vypocet!$D$15,Vypocet!$D$15,U1042)))","v":0},0,{"$f":"HLOOKUP(Vypocet!$D$11,TDDData!$E:$S,2+TDDData!D1042,0)","v":{"$error":"#N/A"}},4.92,3.9359999999999999,{"$error":"#N/A"},{"$error":"#N/A"},{"$f":"IF(AA1042<0,IF(AC1041>-AA1042,AC1041+AA1042,0),IF(AA1042+AC1041<=Vypocet!$D$18,AA1042+AC1041,Vypocet!$D$18))","v":{"$error":"#N/A"}},{"$error":"#N/A"},{"$f":"IF(AND(AC1042<AC1041,AC1042<>0),AE1041,IF(OR(AND(AC1041=0,AA1042<0),AC1041<-AA1042),IF(AC1041=0,IF(AE1041>-AA1042,AE1041+AA1042,0),IF(AC1041+AE1041>-AA1042,AC1041+AE1041+AA1042,0)),IF(AC1041=Vypocet!$D$18,AE1041+AA1042,AE1041+AA1042-AC1042+AC1041)))","v":{"$error":"#N/A"}},{"$error":"#N/A"},{"$error":"#N/A"},{"$f":"SUM($AF$3:AF1042)","v":{"$error":"#N/A"}},{"$error":"#N/A"},{"$error":"#N/A"},{"$error":"#N/A"},{"$f":"SUM($AJ$3:AJ1042)","v":{"$error":"#N/A"}},{"$error":"#N/A"},{"$error":"#N/A"},{"$error":"#N/A"},{"$f":"IF(AN1042<0,IF(AP1041>-AN1042,AP1041+AN1042,0),IF(AN1042+AP1041<=Vypocet!$D$18,AN1042+AP1041,Vypocet!$D$18))","v":{"$error":"#N/A"}},{"$error":"#N/A"},{"$f":"IF(AND(AP1042<AP1041,AP1042<>0),AR1041,IF(OR(AND(AP1041=0,AN1042<0),AP1041<-AN1042),IF(AP1041=0,IF(AR1041>-AN1042,AR1041+AN1042,0),IF(AP1041+AR1041>-AN1042,AP1041+AR1041+AN1042,0)),IF(AP1041=Vypocet!$D$18,AR1041+AN1042,AR1041+AN1042-AP1042+AP1041)))","v":{"$error":"#N/A"}},{"$error":"#N/A"},{"$error":"#N/A"},{"$f":"SUM($AS$3:AS1042)","v":{"$error":"#N/A"}},{"$error":"#N/A"},{"$error":"#N/A"},{"$error":"#N/A"},{"$f":"SUM($AW$3:AW1042)","v":{"$error":"#N/A"}},{"$f":"IF(V1042=0,IF(U1042=0,IF(AZ1041+Z1042/1000>Vypocet!$D$18,Vypocet!$D$18,AZ1041+Z1042/1000),IF(Z1042/1000+AZ1041-U1042>Vypocet!$D$18,Vypocet!$D$18,Z1042/1000+AZ1041-U1042)),IF(AZ1041=0,0,IF(AZ1041>V1042,AZ1041-V1042,0)))","v":0},0,null,null,null,null,null,null,null,null,null,null,null,null,null,null,null,null,null,null,null,null,null,null,null,null,null,null,null,null,null,null,null,null,null,null,null,null,null,null,null,null,null,null,null,null,null,null,null,null,null,null,null,null,null,null,null,null,null,null,null,null,null,null,null,null,null,null,null,null,null,null,null,null,null,null,null,null,null,null,null,null,null,null,null,null,null,null,null,null,null,null,null,null,null,null,null,null,null,null,null,null,null,null,null,0.76848000000000005,0.72170999999999996,0.75754999999999995,0.43645,0.32374999999999998,0.27284000000000003,0.32434000000000002,0.27746999999999999,0.31241000000000002,0.34860000000000002,0.24958,0.27917999999999998,0.35904999999999998,0.67003000000000001,0]
[2,43875,19,1075,{"$f":"(FA1077*Vypocet!$D$24)/$FA$2","v":0},{"$f":"(FB1077*Vypocet!$D$24)/$FB$2","v":0},{"$f":"(FC1077*Vypocet!$D$24)/$FC$2","v":0},{"$f":"(FD1077*Vypocet!$D$24)/$FD$2","v":0},{"$f":"(FE1077*Vypocet!$D$24)/$FE$2","v":0},{"$f":"(FF1077*Vypocet!$D$24)/$FF$2","v":0},{"$f":"(FG1077*Vypocet!$D$24)/$FG$2","v":0},{"$f":"(FH1077*Vypocet!$D$24)/$FH$2","v":0},{"$f":"(FI1077*Vypocet!$D$24)/$FI$2","v":0},{"$f":"(FJ1077*Vypocet!$D$24)/$FJ$2","v":0},{"$f":"(FK1077*Vypocet!$D$24)/$FK$2","v":0},{"$f":"(FL1077*Vypocet!$D$24)/$FL$2","v":0},{"$f":"(FM1077*Vypocet!$D$24)/$FM$2","v":0},{"$f":"(FN1077*Vypocet!$D$24)/$FN$2","v":0},{"$f":"(FO1077*Vypocet!$D$24)/$FO$2","v":0},{"$f":"(VLOOKUP(A1077,Voda!$B$3:$AC$15,TDDData!C1077+4,0)*4180*(VLOOKUP(A1077,Voda!$B$3:$AC$15,4,0)-VLOOKUP(A1077,Voda!$B$3:$AC$15,3,0)))/3600000","v":0},0,{"$f":"IF(U1077=0,0,IF(Z1077>0,IF(Z1077/1000<U1077,IF(Z1077/1000<=Vypocet!$D$15,IF(U1077<Vypocet!$D$15,U1077-Z1077/1000,Vypocet!$D$15-Z1077/1000),Vypocet!$D$15),0),IF(U1077>Vypocet!$D$15,Vypocet!$D$15,U1077)))","v":0},0,{"$f":"HLOOKUP(Vypocet!$D$11,TDDData!$E:$S,2+TDDData!D1077,0)","v":{"$error":"#N/A"}},0,0,{"$error":"#N/A"},{"$error":"#N/A"},{"$f":"IF(AA1077<0,IF(AC1076>-AA1077,AC1076+AA1077,0),IF(AA1077+AC1076<=Vypocet!$D$18,AA1077+AC1076,Vypocet!$D$18))","v":{"$error":"#N/A"}},{"$error":"#N/A"},{"$f":"IF(AND(AC1077<AC1076,AC1077<>0),AE1076,IF(OR(AND(AC1076=0,AA1077<0),AC1076<-AA1077),IF(AC1076=0,IF(AE1076>-AA1077,AE1076+AA1077,0),IF(AC1076+AE1076>-AA1077,AC1076+AE1076+AA1077,0)),IF(AC1076=Vypocet!$D$18,AE1076+AA1077,AE1076+AA1077-AC1077+AC1076)))","v":{"$error":"#N/A"}},{"$error":"#N/A"},{"$error":"#N/A"},{"$f":"SUM($AF$3:AF1077)","v":{"$error":"#N/A"}},{"$error":"#N/A"},{"$error":"#N/A"},{"$error":"#N/A"},{"$f":"SUM($AJ$3:AJ1077)","v":{"$error":"#N/A"}},{"$error":"#N/A"},{"$error":"#N/A"},{"$error":"#N/A"},{"$f":"IF(AN1077<0,IF(AP1076>-AN1077,AP1076+AN1077,0),IF(AN1077+AP1076<=Vypocet!$D$18,AN1077+AP1076,Vypocet!$D$18))","v":{"$error":"#N/A"}},{"$error":"#N/A"},{"$f":"IF(AND(AP1077<AP1076,AP1077<>0),AR1076,IF(OR(AND(AP1076=0,AN1077<0),AP1076<-AN1077),IF(AP1076=0,IF(AR1076>-AN1077,AR1076+AN1077,0),IF(AP1076+AR1076>-AN1077,AP1076+AR1076+AN1077,0)),IF(AP1076=Vypocet!$D$18,AR1076+AN1077,AR1076+AN1077-AP1077+AP1076)))","v":{"$error":"#N/A"}},{"$error":"#N/A"},{"$error":"#N/A"},{"$f":"SUM($AS$3:AS1077)","v":{"$error":"#N/A"}},{"$error":"#N/A"},{"$error":"#N/A"},{"$error":"#N/A"},{"$f":"SUM($AW$3:AW1077)","v":{"$error":"#N/A"}},{"$f":"IF(V1077=0,IF(U1077=0,IF(AZ1076+Z1077/1000>Vypocet!$D$18,Vypocet!$D$18,AZ1076+Z1077/1000),IF(Z1077/1000+AZ1076-U1077>Vypocet!$D$18,Vypocet!$D$18,Z1077/1000+AZ1076-U1077)),IF(AZ1076=0,0,IF(AZ1076>V1077,AZ1076-V1077,0)))","v":0},0,null,null,null,null,null,null,null,null,null,null,null,null,null,null,null,null,null,null,null,null,null,null,null,null,null,null,null,null,null,null,null,null,null,null,null,null,null,null,null,null,null,null,null,null,null,null,null,null,null,null,null,null,null,null,null,null,null,null,null,null,null,null,null,null,null,null,null,null,null,null,null,null,null,null,null,null,null,null,null,null,null,null,null,null,null,null,null,null,null,null,null,null,null,null,null,null,null,null,null,null,null,null,null,0.75304000000000004,0.58889000000000002,0.71443000000000001,0.76254999999999995,0.55761000000000005,0.46438000000000001,0.40344999999999998,0.51509000000000005,0.53059999999999996,0.53525,0.56416999999999995,0.49197000000000002,0.53046000000000004,0.78239000000000003,1]
[2,43877,22,1126,{"$f":"(FA1128*Vypocet!$D$24)/$FA$2","v":0},{"$f":"(FB1128*Vypocet!$D$24)/$FB$2","v":0},{"$f":"(FC1128*Vypocet!$D$24)/$FC$2","v":0},{"$f":"(FD1128*Vypocet!$D$24)/$FD$2","v":0},{"$f":"(FE1128*Vypocet!$D$24)/$FE$2","v":0},{"$f":"(FF1128*Vypocet!$D$24)/$FF$2","v":0},{"$f":"(FG1128*Vypocet!$D$24)/$FG$2","v":0},{"$f":"(FH1128*Vypocet!$D$24)/$FH$2","v":0},{"$f":"(FI1128*Vypocet!$D$24)/$FI$2","v":0},{"$f":"(FJ1128*Vypocet!$D$24)/$FJ$2","v":0},{"$f":"(FK1128*Vypocet!$D$24)/$FK$2","v":0},{"$f":"(FL1128*Vypocet!$D$24)/$FL$2","v":0},{"$f":"(FM1128*Vypocet!$D$24)/$FM$2","v":0},{"$f":"(FN1128*Vypocet!$D$24)/$FN$2","v":0},{"$f":"(FO1128*Vypocet!$D$24)/$FO$2","v":0},{"$f":"(VLOOKUP(A1128,Voda!$B$3:$AC$15,TDDData!C1128+4,0)*4180*(VLOOKUP(A1128,Voda!$B$3:$AC$15,4,0)-VLOOKUP(A1128,Voda!$B$3:$AC$15,3,0)))/3600000","v":0},0,{"$f":"IF(U1128=0,0,IF(Z1128>0,IF(Z1128/1000<U1128,IF(Z1128/1000<=Vypocet!$D$15,IF(U1128<Vypocet!$D$15,U1128-Z1128/1000,Vypocet!$D$15-Z1128/1000),Vypocet!$D$15),0),IF(U1128>Vypocet!$D$15,Vypocet!$D$15,U1128)))","v":0},0,{"$f":"HLOOKUP(Vypocet!$D$11,TDDData!$E:$S,2+TDDData!D1128,0)","v":{"$error":"#N/A"}},0,0,{"$error":"#N/A"},{"$error":"#N/A"},{"$f":"IF(AA1128<0,IF(AC1127>-AA1128,AC1127+AA1128,0),IF(AA1128+AC1127<=Vypocet!$D$18,AA1128+AC1127,Vypocet!$D$18))","v":{"$error":"#N/A"}},{"$error":"#N/A"},{"$f":"IF(AND(AC1128<AC1127,AC1128<>0),AE1127,IF(OR(AND(AC1127=0,AA1128<0),AC1127<-AA1128),IF(AC1127=0,IF(AE1127>-AA1128,AE1127+AA1128,0),IF(AC1127+AE1127>-AA1128,AC1127+AE1127+AA1128,0)),IF(AC1127=Vypocet!$D$18,AE1127+AA1128,AE1127+AA1128-AC1128+AC1127)))","v":{"$error":"#N/A"}},{"$error":"#N/A"},{"$error":"#N/A"},{"$f":"SUM($AF$3:AF1128)","v":{"$error":"#N/A"}},{"$error":"#N/A"},{"$error":"#N/A"},{"$error":"#N/A"},{"$f":"SUM($AJ$3:AJ1128)","v":{"$error":"#N/A"}},{"$error":"#N/A"},{"$error":"#N/A"},{"$error":"#N/A"},{"$f":"IF(AN1128<0,IF(AP1127>-AN1128,AP1127+AN1128,0),IF(AN1128+AP1127<=Vypocet!$D$18,AN1128+AP1127,Vypocet!$D$18))","v":{"$error":"#N/A"}},{"$error":"#N/A"},{"$f":"IF(AND(AP1128<AP1127,AP1128<>0),AR1127,IF(OR(AND(AP1127=0,AN1128<0),AP1127<-AN1128),IF(AP1127=0,IF(AR1127>-AN1128,AR1127+AN1128,0),IF(AP1127+AR1127>-AN1128,AP1127+AR1127+AN1128,0)),IF(AP1127=Vypocet!$D$18,AR1127+AN1128,AR1127+AN1128-AP1128+AP1127)))","v":{"$error":"#N/A"}},{"$error":"#N/A"},{"$error":"#N/A"},{"$f":"SUM($AS$3:AS1128)","v":{"$error":"#N/A"}},{"$error":"#N/A"},{"$error":"#N/A"},{"$error":"#N/A"},{"$f":"SUM($AW$3:AW1128)","v":{"$error":"#N/A"}},{"$f":"IF(V1128=0,IF(U1128=0,IF(AZ1127+Z1128/1000>Vypocet!$D$18,Vypocet!$D$18,AZ1127+Z1128/1000),IF(Z1128/1000+AZ1127-U1128>Vypocet!$D$18,Vypocet!$D$18,Z1128/1000+AZ1127-U1128)),IF(AZ1127=0,0,IF(AZ1127>V1128,AZ1127-V1128,0)))","v":0},0,null,null,null,null,null,null,null,null,null,null,null,null,null,null,null,null,null,null,null,null,null,null,null,null,null,null,null,null,null,null,null,null,null,null,null,null,null,null,null,null,null,null,null,null,null,null,null,null,null,null,null,null,null,null,null,null,null,null,null,null,null,null,null,null,null,null,null,null,null,null,null,null,null,null,null,null,null,null,null,null,null,null,null,null,null,null,null,null,null,null,null,null,null,null,null,null,null,null,null,null,null,null,null,0.45532,0.51605000000000001,0.62558999999999998,0.61077999999999999,0.67867,0.47431000000000001,0.39845999999999998,0.46511999999999998,0.40046999999999999,0.44616,0.35336000000000001,0.38627,0.87046999999999997,0.77912999999999999,1]
[2,43878,15,1143,{"$f":"(FA1145*Vypocet!$D$24)/$FA$2","v":0},{"$f":"(FB1145*Vypocet!$D$24)/$FB$2","v":0},{"$f":"(FC1145*Vypocet!$D$24)/$FC$2","v":0},{"$f":"(FD1145*Vypocet!$D$24)/$FD$2","v":0},{"$f":"(FE1145*Vypocet!$D$24)/$FE$2","v":0},{"$f":"(FF1145*Vypocet!$D$24)/$FF$2","v":0},{"$f":"(FG1145*Vypocet!$D$24)/$FG$2","v":0},{"$f":"(FH1145*Vypocet!$D$24)/$FH$2","v":0},{"$f":"(FI1145*Vypocet!$D$24)/$FI$2","v":0},{"$f":"(FJ1145*Vypocet!$D$24)/$FJ$2","v":0},{"$f":"(FK1145*Vypocet!$D$24)/$FK$2","v":0},{"$f":"(FL1145*Vypocet!$D$24)/$FL$2","v":0},{"$f":"(FM1145*Vypocet!$D$24)/$FM$2","v":0},{"$f":"(FN1145*Vypocet!$D$24)/$FN$2","v":0},{"$f":"(FO1145*Vypocet!$D$24)/$FO$2","v":0},{"$f":"(VLOOKUP(A1145,Voda!$B$3:$AC$15,TDDData!C1145+4,0)*4180*(VLOOKUP(A1145,Voda!$B$3:$AC$15,4,0)-VLOOKUP(A1145,Voda!$B$3:$AC$15,3,0)))/3600000","v":0},0,{"$f":"IF(U1145=0,0,IF(Z1145>0,IF(Z1145/1000<U1145,IF(Z1145/1000<=Vypocet!$D$15,IF(U1145<Vypocet!$D$15,U1145-Z1145/1000,Vypocet!$D$15-Z1145/1000),Vypocet!$D$15),0),IF(U1145>Vypocet!$D$15,Vypocet!$D$15,U1145)))","v":0},0,{"$f":"HLOOKUP(Vypocet!$D$11,TDDData!$E:$S,2+TDDData!D1145,0)","v":{"$error":"#N/A"}},50.24,40.192000000000007,{"$error":"#N/A"},{"$error":"#N/A"},{"$f":"IF(AA1145<0,IF(AC1144>-AA1145,AC1144+AA1145,0),IF(AA1145+AC1144<=Vypocet!$D$18,AA1145+AC1144,Vypocet!$D$18))","v":{"$error":"#N/A"}},{"$error":"#N/A"},{"$f":"IF(AND(AC1145<AC1144,AC1145<>0),AE1144,IF(OR(AND(AC1144=0,AA1145<0),AC1144<-AA1145),IF(AC1144=0,IF(AE1144>-AA1145,AE1144+AA1145,0),IF(AC1144+AE1144>-AA1145,AC1144+AE1144+AA1145,0)),IF(AC1144=Vypocet!$D$18,AE1144+AA1145,AE1144+AA1145-AC1145+AC1144)))","v":{"$error":"#N/A"}},{"$error":"#N/A"},{"$error":"#N/A"},{"$f":"SUM($AF$3:AF1145)","v":{"$error":"#N/A"}},{"$error":"#N/A"},{"$error":"#N/A"},{"$error":"#N/A"},{"$f":"SUM($AJ$3:AJ1145)","v":{"$error":"#N/A"}},{"$error":"#N/A"},{"$error":"#N/A"},{"$error":"#N/A"},{"$f":"IF(AN1145<0,IF(AP1144>-AN1145,AP1144+AN1145,0),IF(AN1145+AP1144<=Vypocet!$D$18,AN1145+AP1144,Vypocet!$D$18))","v":{"$error":"#N/A"}},{"$error":"#N/A"},{"$f":"IF(AND(AP1145<AP1144,AP1145<>0),AR1144,IF(OR(AND(AP1144=0,AN1145<0),AP1144<-AN1145),IF(AP1144=0,IF(AR1144>-AN1145,AR1144+AN1145,0),IF(AP1144+AR1144>-AN1145,AP1144+AR1144+AN1145,0)),IF(AP1144=Vypocet!$D$18,AR1144+AN1145,AR1144+AN1145-AP1145+AP1144)))","v":{"$error":"#N/A"}},{"$error":"#N/A"},{"$error":"#N/A"},{"$f":"SUM($AS$3:AS1145)","v":{"$error":"#N/A"}},{"$error":"#N/A"},{"$error":"#N/A"},{"$error":"#N/A"},{"$f":"SUM($AW$3:AW1145)","v":{"$error":"#N/A"}},{"$f":"IF(V1145=0,IF(U1145=0,IF(AZ1144+Z1145/1000>Vypocet!$D$18,Vypocet!$D$18,AZ1144+Z1145/1000),IF(Z1145/1000+AZ1144-U1145>Vypocet!$D$18,Vypocet!$D$18,Z1145/1000+AZ1144-U1145)),IF(AZ1144=0,0,IF(AZ1144>V1145,AZ1144-V1145,0)))","v":0},0,null,null,null,null,null,null,null,null,null,null,null,null,null,null,null,null,null,null,null,null,null,null,null,null,null,null,null,null,null,null,null,null,null,null,null,null,null,null,null,null,null,null,null,null,null,null,null,null,null,null,null,null,null,null,null,null,null,null,null,null,null,null,null,null,null,null,null,null,null,null,null,null,null,null,null,null,null,null,null,null,null,null,null,null,null,null,null,null,null,null,null,null,null,null,null,null,null,null,null,null,null,null,null,0.85429999999999995,0.87934000000000001,0.81164999999999998,0.46029999999999999,0.72223999999999999,0.53864000000000001,0.54961000000000004,0.56396999999999997,0.42446,0.71760999999999997,0.63407999999999998,0.63843000000000005,0.58089999999999997,0.57704999999999995,0]
[2,43880,2,1178,{"$f":"(FA1180*Vypocet!$D$24)/$FA$2","v":0},{"$f":"(FB1180*Vypocet!$D$24)/$FB$2","v":0},{"$f":"(FC1180*Vypocet!$D$24)/$FC$2","v":0},{"$f":"(FD1180*Vypocet!$D$24)/$FD$2","v":0},{"$f":"(FE1180*Vypocet!$D$24)/$FE$2","v":0},{"$f":"(FF1180*Vypocet!$D$24)/$FF$2","v":0},{"$f":"(FG1180*Vypocet!$D$24)/$FG$2","v":0},{"$f":"(FH1180*Vypocet!$D$24)/$FH$2","v":0},{"$f":"(FI1180*Vypocet!$D$24)/$FI$2","v":0},{"$f":"(FJ1180*Vypocet!$D$24)/$FJ$2","v":0},{"$f":"(FK1180*Vypocet!$D$24)/$FK$2","v":0},{"$f":"(FL1180*Vypocet!$D$24)/$FL$2","v":0},{"$f":"(FM1180*Vypocet!$D$24)/$FM$2","v":0},{"$f":"(FN1180*Vypocet!$D$24)/$FN$2","v":0},{"$f":"(FO1180*Vypocet!$D$24)/$FO$2","v":0},{"$f":"(VLOOKUP(A1180,Voda!$B$3:$AC$15,TDDData!C1180+4,0)*4180*(VLOOKUP(A1180,Voda!$B$3:$AC$15,4,0)-VLOOKUP(A1180,Voda!$B$3:$AC$15,3,0)))/3600000","v":0},0,{"$f":"IF(U1180=0,0,IF(Z1180>0,IF(Z1180/1000<U1180,IF(Z1180/1000<=Vypocet!$D$15,IF(U1180<Vypocet!$D$15,U1180-Z1180/1000,Vypocet!$D$15-Z1180/1000),Vypocet!$D$15),0),IF(U1180>Vypocet!$D$15,Vypocet!$D$15,U1180)))","v":0},0,{"$f":"HLOOKUP(Vypocet!$D$11,TDDData!$E:$S,2+TDDData!D1180,0)","v":{"$error":"#N/A"}},0,0,{"$error":"#N/A"},{"$error":"#N/A"},{"$f":"IF(AA1180<0,IF(AC1179>-AA1180,AC1179+AA1180,0),IF(AA1180+AC1179<=Vypocet!$D$18,AA1180+AC1179,Vypocet!$D$18))","v":{"$error":"#N/A"}},{"$error":"#N/A"},{"$f":"IF(AND(AC1180<AC1179,AC1180<>0),AE1179,IF(OR(AND(AC1179=0,AA1180<0),AC1179<-AA1180),IF(AC1179=0,IF(AE1179>-AA1180,AE1179+AA1180,0),IF(AC1179+AE1179>-AA1180,AC1179+AE1179+AA1180,0)),IF(AC1179=Vypocet!$D$18,AE1179+AA1180,AE1179+AA1180-AC1180+AC1179)))","v":{"$error":"#N/A"}},{"$error":"#N/A"},{"$error":"#N/A"},{"$f":"SUM($AF$3:AF1180)","v":{"$error":"#N/A"}},{"$error":"#N/A"},{"$error":"#N/A"},{"$error":"#N/A"},{"$f":"SUM($AJ$3:AJ1180)","v":{"$error":"#N/A"}},{"$error":"#N/A"},{"$error":"#N/A"},{"$error":"#N/A"},{"$f":"IF(AN1180<0,IF(AP1179>-AN1180,AP1179+AN1180,0),IF(AN1180+AP1179<=Vypocet!$D$18,AN1180+AP1179,Vypocet!$D$18))","v":{"$error":"#N/A"}},{"$error":"#N/A"},{"$f":"IF(AND(AP1180<AP1179,AP1180<>0),AR1179,IF(OR(AND(AP1179=0,AN1180<0),AP1179<-AN1180),IF(AP1179=0,IF(AR1179>-AN1180,AR1179+AN1180,0),IF(AP1179+AR1179>-AN1180,AP1179+AR1179+AN1180,0)),IF(AP1179=Vypocet!$D$18,AR1179+AN1180,AR1179+AN1180-AP1180+AP1179)))","v":{"$error":"#N/A"}},{"$error":"#N/A"},{"$error":"#N/A"},{"$f":"SUM($AS$3:AS1180)","v":{"$error":"#N/A"}},{"$error":"#N/A"},{"$error":"#N/A"},{"$error":"#N/A"},{"$f":"SUM($AW$3:AW1180)","v":{"$error":"#N/A"}},{"$f":"IF(V1180=0,IF(U1180=0,IF(AZ1179+Z1180/1000>Vypocet!$D$18,Vypocet!$D$18,AZ1179+Z1180/1000),IF(Z1180/1000+AZ1179-U1180>Vypocet!$D$18,Vypocet!$D$18,Z1180/1000+AZ1179-U1180)),IF(AZ1179=0,0,IF(AZ1179>V1180,AZ1179-V1180,0)))","v":0},0,null,null,null,null,null,null,null,null,null,null,null,null,null,null,null,null,null,null,null,null,null,null,null,null,null,null,null,null,null,null,null,null,null,null,null,null,null,null,null,null,null,null,null,null,null,null,null,null,null,null,null,null,null,null,null,null,null,null,null,null,null,null,null,null,null,null,null,null,null,null,null,null,null,null,null,null,null,null,null,null,null,null,null,null,null,null,null,null,null,null,null,null,null,null,null,null,null,null,null,null,null,null,null,0.34670000000000001,0.67520000000000002,0.49647999999999998,0.24637000000000001,0.45535999999999999,0.46997,0.78805000000000003,0.60174000000000005,0.40356999999999998,0.77492000000000005,0.70377000000000001,0.44771,0.47760000000000002,0.50875000000000004,1]
[2,43881,15,1215,{"$f":"(FA1217*Vypocet!$D$24)/$FA$2","v":0},{"$f":"(FB1217*Vypocet!$D$24)/$FB$2","v":0},{"$f":"(FC1217*Vypocet!$D$24)/$FC$2","v":0},{"$f":"(FD1217*Vypocet!$D$24)/$FD$2","v":0},{"$f":"(FE1217*Vypocet!$D$24)/$FE$2","v":0},{"$f":"(FF1217*Vypocet!$D$24)/$FF$2","v":0},{"$f":"(FG1217*Vypocet!$D$24)/$FG$2","v":0},{"$f":"(FH1217*Vypocet!$D$24)/$FH$2","v":0},{"$f":"(FI1217*Vypocet!$D$24)/$FI$2","v":0},{"$f":"(FJ1217*Vypocet!$D$24)/$FJ$2","v":0},{"$f":"(FK1217*Vypocet!$D$24)/$FK$2","v":0},{"$f":"(FL1217*Vypocet!$D$24)/$FL$2","v":0},{"$f":"(FM1217*Vypocet!$D$24)/$FM$2","v":0},{"$f":"(FN1217*Vypocet!$D$24)/$FN$2","v":0},{"$f":"(FO1217*Vypocet!$D$24)/$FO$2","v":0},{"$f":"(VLOOKUP(A1217,Voda!$B$3:$AC$15,TDDData!C1217+4,0)*4180*(VLOOKUP(A1217,Voda!$B$3:$AC$15,4,0)-VLOOKUP(A1217,Voda!$B$3:$AC$15,3,0)))/3600000","v":0},0,{"$f":"IF(U1217=0,0,IF(Z1217>0,IF(Z1217/1000<U1217,IF(Z1217/1000<=Vypocet!$D$15,IF(U1217<Vypocet!$D$15,U1217-Z1217/1000,Vypocet!$D$15-Z1217/1000),Vypocet!$D$15),0),IF(U1217>Vypocet!$D$15,Vypocet!$D$15,U1217)))","v":0},0,{"$f":"HLOOKUP(Vypocet!$D$11,TDDData!$E:$S,2+TDDData!D1217,0)","v":{"$error":"#N/A"}},165.72,132.57599999999999,{"$error":"#N/A"},{"$error":"#N/A"},{"$f":"IF(AA1217<0,IF(AC1216>-AA1217,AC1216+AA1217,0),IF(AA1217+AC1216<=Vypocet!$D$18,AA1217+AC1216,Vypocet!$D$18))","v":{"$error":"#N/A"}},{"$error":"#N/A"},{"$f":"IF(AND(AC1217<AC1216,AC1217<>0),AE1216,IF(OR(AND(AC1216=0,AA1217<0),AC1216<-AA1217),IF(AC1216=0,IF(AE1216>-AA1217,AE1216+AA1217,0),IF(AC1216+AE1216>-AA1217,AC1216+AE1216+AA1217,0)),IF(AC1216=Vypocet!$D$18,AE1216+AA1217,AE1216+AA1217-AC1217+AC1216)))","v":{"$error":"#N/A"}},{"$error":"#N/A"},{"$error":"#N/A"},{"$f":"SUM($AF$3:AF1217)","v":{"$error":"#N/A"}},{"$error":"#N/A"},{"$error":"#N/A"},{"$error":"#N/A"},{"$f":"SUM($AJ$3:AJ1217)","v":{"$error":"#N/A"}},{"$error":"#N/A"},{"$error":"#N/A"},{"$error":"#N/A"},{"$f":"IF(AN1217<0,IF(AP1216>-AN1217,AP1216+AN1217,0),IF(AN1217+AP1216<=Vypocet!$D$18,AN1217+AP1216,Vypocet!$D$18))","v":{"$error":"#N/A"}},{"$error":"#N/A"},{"$f":"IF(AND(AP1217<AP1216,AP1217<>0),AR1216,IF(OR(AND(AP1216=0,AN1217<0),AP1216<-AN1217),IF(AP1216=0,IF(AR1216>-AN1217,AR1216+AN1217,0),IF(AP1216+AR1216>-AN1217,AP1216+AR1216+AN1217,0)),IF(AP1216=Vypocet!$D$18,AR1216+AN1217,AR1216+AN1217-AP1217+AP1216)))","v":{"$error":"#N/A"}},{"$error":"#N/A"},{"$error":"#N/A"},{"$f":"SUM($AS$3:AS1217)","v":{"$error":"#N/A"}},{"$error":"#N/A"},{"$error":"#N/A"},{"$error":"#N/A"},{"$f":"SUM($AW$3:AW1217)","v":{"$error":"#N/A"}},{"$f":"IF(V1217=0,IF(U1217=0,IF(AZ1216+Z1217/1000>Vypocet!$D$18,Vypocet!$D$18,AZ1216+Z1217/1000),IF(Z1217/1000+AZ1216-U1217>Vypocet!$D$18,Vypocet!$D$18,Z1217/1000+AZ1216-U1217)),IF(AZ1216=0,0,IF(AZ1216>V1217,AZ1216-V1217,0)))","v":0},0,null,null,null,null,null,null,null,null,null,null,null,null,null,null,null,null,null,null,null,null,null,null,null,null,null,null,null,null,null,null,null,null,null,null,null,null,null,null,null,null,null,null,null,null,null,null,null,null,null,null,null,null,null,null,null,null,null,null,null,null,null,null,null,null,null,null,null,null,null,null,null,null,null,null,null,null,null,null,null,null,null,null,null,null,null,null,null,null,null,null,null,null,null,null,null,null,null,null,null,null,null,null,null,0.79517000000000004,0.90158000000000005,0.83618000000000003,0.45482,0.75497999999999998,0.69135999999999997,0.57977000000000001,0.60063999999999995,0.47583999999999999,0.74348000000000003,0.67820999999999998,0.63224999999999998,0.57511999999999996,0.63012999999999997,0]
[2,43883,15,1263,{"$f":"(FA1265*Vypocet!$D$24)/$FA$2","v":0},{"$f":"(FB1265*Vypocet!$D$24)/$FB$2","v":0},{"$f":"(FC1265*Vypocet!$D$24)/$FC$2","v":0},{"$f":"(FD1265*Vypocet!$D$24)/$FD$2","v":0},{"$f":"(FE1265*Vypocet!$D$24)/$FE$2","v":0},{"$f":"(FF1265*Vypocet!$D$24)/$FF$2","v":0},{"$f":"(FG1265*Vypocet!$D$24)/$FG$2","v":0},{"$f":"(FH1265*Vypocet!$D$24)/$FH$2","v":0},{"$f":"(FI1265*Vypocet!$D$24)/$FI$2","v":0},{"$f":"(FJ1265*Vypocet!$D$24)/$FJ$2","v":0},{"$f":"(FK1265*Vypocet!$D$24)/$FK$2","v":0},{"$f":"(FL1265*Vypocet!$D$24)/$FL$2","v":0},{"$f":"(FM1265*Vypocet!$D$24)/$FM$2","v":0},{"$f":"(FN1265*Vypocet!$D$24)/$FN$2","v":0},{"$f":"(FO1265*Vypocet!$D$24)/$FO$2","v":0},{"$f":"(VLOOKUP(A1265,Voda!$B$3:$AC$15,TDDData!C1265+4,0)*4180*(VLOOKUP(A1265,Voda!$B$3:$AC$15,4,0)-VLOOKUP(A1265,Voda!$B$3:$AC$15,3,0)))/3600000","v":0},0,{"$f":"IF(U1265=0,0,IF(Z1265>0,IF(Z1265/1000<U1265,IF(Z1265/1000<=Vypocet!$D$15,IF(U1265<Vypocet!$D$15,U1265-Z1265/1000,Vypocet!$D$15-Z1265/1000),Vypocet!$D$15),0),IF(U1265>Vypocet!$D$15,Vypocet!$D$15,U1265)))","v":0},0,{"$f":"HLOOKUP(Vypocet!$D$11,TDDData!$E:$S,2+TDDData!D1265,0)","v":{"$error":"#N/A"}},46.72,37.375999999999998,{"$error":"#N/A"},{"$error":"#N/A"},{"$f":"IF(AA1265<0,IF(AC1264>-AA1265,AC1264+AA1265,0),IF(AA1265+AC1264<=Vypocet!$D$18,AA1265+AC1264,Vypocet!$D$18))","v":{"$error":"#N/A"}},{"$error":"#N/A"},{"$f":"IF(AND(AC1265<AC1264,AC1265<>0),AE1264,IF(OR(AND(AC1264=0,AA1265<0),AC1264<-AA1265),IF(AC1264=0,IF(AE1264>-AA1265,AE1264+AA1265,0),IF(AC1264+AE1264>-AA1265,AC1264+AE1264+AA1265,0)),IF(AC1264=Vypocet!$D$18,AE1264+AA1265,AE1264+AA1265-AC1265+AC1264)))","v":{"$error":"#N/A"}},{"$error":"#N/A"},{"$error":"#N/A"},{"$f":"SUM($AF$3:AF1265)","v":{"$error":"#N/A"}},{"$error":"#N/A"},{"$error":"#N/A"},{"$error":"#N/A"},{"$f":"SUM($AJ$3:AJ1265)","v":{"$error":"#N/A"}},{"$error":"#N/A"},{"$error":"#N/A"},{"$error":"#N/A"},{"$f":"IF(AN1265<0,IF(AP1264>-AN1265,AP1264+AN1265,0),IF(AN1265+AP1264<=Vypocet!$D$18,AN1265+AP1264,Vypocet!$D$18))","v":{"$error":"#N/A"}},{"$error":"#N/A"},{"$f":"IF(AND(AP1265<AP1264,AP1265<>0),AR1264,IF(OR(AND(AP1264=0,AN1265<0),AP1264<-AN1265),IF(AP1264=0,IF(AR1264>-AN1265,AR1264+AN1265,0),IF(AP1264+AR1264>-AN1265,AP1264+AR1264+AN1265,0)),IF(AP1264=Vypocet!$D$18,AR1264+AN1265,AR1264+AN1265-AP1265+AP1264)))","v":{"$error":"#N/A"}},{"$error":"#N/A"},{"$error":"#N/A"},{"$f":"SUM($AS$3:AS1265)","v":{"$error":"#N/A"}},{"$error":"#N/A"},{"$error":"#N/A"},{"$error":"#N/A"},{"$f":"SUM($AW$3:AW1265)","v":{"$error":"#N/A"}},{"$f":"IF(V1265=0,IF(U1265=0,IF(AZ1264+Z1265/1000>Vypocet!$D$18,Vypocet!$D$18,AZ1264+Z1265/1000),IF(Z1265/1000+AZ1264-U1265>Vypocet!$D$18,Vypocet!$D$18,Z1265/1000+AZ1264-U1265)),IF(AZ1264=0,0,IF(AZ1264>V1265,AZ1264-V1265,0)))","v":0},0,null,null,null,null,null,null,null,null,null,null,null,null,null,null,null,null,null,null,null,null,null,null,null,null,null,null,null,null,null,null,null,null,null,null,null,null,null,null,null,null,null,null,null,null,null,null,null,null,null,null,null,null,null,null,null,null,null,null,null,null,null,null,null,null,null,null,null,null,null,null,null,null,null,null,null,null,null,null,null,null,null,null,null,null,null,null,null,null,null,null,null,null,null,null,null,null,null,null,null,null,null,null,null,0.54825999999999997,0.64883999999999997,0.64524999999999999,0.60894999999999999,0.80955999999999995,0.84662000000000004,0.76292000000000004,0.67230000000000001,0.59750999999999999,0.82230999999999999,0.93842000000000003,0.51775000000000004,0.68301000000000001,0.72231000000000001,0]
[2,43884,8,1280,{"$f":"(FA1282*Vypocet!$D$24)/$FA$2","v":0},{"$f":"(FB1282*Vypocet!$D$24)/$FB$2","v":0},{"$f":"(FC1282*Vypocet!$D$24)/$FC$2","v":0},{"$f":"(FD1282*Vypocet!$D$24)/$FD$2","v":0},{"$f":"(FE1282*Vypocet!$D$24)/$FE$2","v":0},{"$f":"(FF1282*Vypocet!$D$24)/$FF$2","v":0},{"$f":"(FG1282*Vypocet!$D$24)/$FG$2","v":0},{"$f":"(FH1282*Vypocet!$D$24)/$FH$2","v":0},{"$f":"(FI1282*Vypocet!$D$24)/$FI$2","v":0},{"$f":"(FJ1282*Vypocet!$D$24)/$FJ$2","v":0},{"$f":"(FK1282*Vypocet!$D$24)/$FK$2","v":0},{"$f":"(FL1282*Vypocet!$D$24)/$FL$2","v":0},{"$f":"(FM1282*Vypocet!$D$24)/$FM$2","v":0},{"$f":"(FN1282*Vypocet!$D$24)/$FN$2","v":0},{"$f":"(FO1282*Vypocet!$D$24)/$FO$2","v":0},{"$f":"(VLOOKUP(A1282,Voda!$B$3:$AC$15,TDDData!C1282+4,0)*4180*(VLOOKUP(A1282,Voda!$B$3:$AC$15,4,0)-VLOOKUP(A1282,Voda!$B$3:$AC$15,3,0)))/3600000","v":0},0,{"$f":"IF(U1282=0,0,IF(Z1282>0,IF(Z1282/1000<U1282,IF(Z1282/1000<=Vypocet!$D$15,IF(U1282<Vypocet!$D$15,U1282-Z1282/1000,Vypocet!$D$15-Z1282/1000),Vypocet!$D$15),0),IF(U1282>Vypocet!$D$15,Vypocet!$D$15,U1282)))","v":0},0,{"$f":"HLOOKUP(Vypocet!$D$11,TDDData!$E:$S,2+TDDData!D1282,0)","v":{"$error":"#N/A"}},30.16,24.128,{"$error":"#N/A"},{"$error":"#N/A"},{"$f":"IF(AA1282<0,IF(AC1281>-AA1282,AC1281+AA1282,0),IF(AA1282+AC1281<=Vypocet!$D$18,AA1282+AC1281,Vypocet!$D$18))","v":{"$error":"#N/A"}},{"$error":"#N/A"},{"$f":"IF(AND(AC1282<AC1281,AC1282<>0),AE1281,IF(OR(AND(AC1281=0,AA1282<0),AC1281<-AA1282),IF(AC1281=0,IF(AE1281>-AA1282,AE1281+AA1282,0),IF(AC1281+AE1281>-AA1282,AC1281+AE1281+AA1282,0)),IF(AC1281=Vypocet!$D$18,AE1281+AA1282,AE1281+AA1282-AC1282+AC1281)))","v":{"$error":"#N/A"}},{"$error":"#N/A"},{"$error":"#N/A"},{"$f":"SUM($AF$3:AF1282)","v":{"$error":"#N/A"}},{"$error":"#N/A"},{"$error":"#N/A"},{"$error":"#N/A"},{"$f":"SUM($AJ$3:AJ1282)","v":{"$error":"#N/A"}},{"$error":"#N/A"},{"$error":"#N/A"},{"$error":"#N/A"},{"$f":"IF(AN1282<0,IF(AP1281>-AN1282,AP1281+AN1282,0),IF(AN1282+AP1281<=Vypocet!$D$18,AN1282+AP1281,Vypocet!$D$18))","v":{"$error":"#N/A"}},{"$error":"#N/A"},{"$f":"IF(AND(AP1282<AP1281,AP1282<>0),AR1281,IF(OR(AND(AP1281=0,AN1282<0),AP1281<-AN1282),IF(AP1281=0,IF(AR1281>-AN1282,AR1281+AN1282,0),IF(AP1281+AR1281>-AN1282,AP1281+AR1281+AN1282,0)),IF(AP1281=Vypocet!$D$18,AR1281+AN1282,AR1281+AN1282-AP1282+AP1281)))","v":{"$error":"#N/A"}},{"$error":"#N/A"},{"$error":"#N/A"},{"$f":"SUM($AS$3:AS1282)","v":{"$error":"#N/A"}},{"$error":"#N/A"},{"$error":"#N/A"},{"$error":"#N/A"},{"$f":"SUM($AW$3:AW1282)","v":{"$error":"#N/A"}},{"$f":"IF(V1282=0,IF(U1282=0,IF(AZ1281+Z1282/1000>Vypocet!$D$18,Vypocet!$D$18,AZ1281+Z1282/1000),IF(Z1282/1000+AZ1281-U1282>Vypocet!$D$18,Vypocet!$D$18,Z1282/1000+AZ1281-U1282)),IF(AZ1281=0,0,IF(AZ1281>V1282,AZ1281-V1282,0)))","v":0},0,null,null,null,null,null,null,null,null,null,null,null,null,null,null,null,null,null,null,null,null,null,null,null,null,null,null,null,null,null,null,null,null,null,null,null,null,null,null,null,null,null,null,null,null,null,null,null,null,null,null,null,null,null,null,null,null,null,null,null,null,null,null,null,null,null,null,null,null,null,null,null,null,null,null,null,null,null,null,null,null,null,null,null,null,null,null,null,null,null,null,null,null,null,null,null,null,null,null,null,null,null,null,null,0.37402000000000002,0.46876000000000001,0.56072,0.40287000000000001,0.49680000000000002,0.36054999999999998,0.45859,0.34105999999999997,0.36985000000000001,0.37759999999999999,0.37117,0.34893000000000002,0.38651000000000002,0.74229999999999996,0]
[2,43886,11,1331,{"$f":"(FA1333*Vypocet!$D$24)/$FA$2","v":0},{"$f":"(FB1333*Vypocet!$D$24)/$FB$2","v":0},{"$f":"(FC1333*Vypocet!$D$24)/$FC$2","v":0},{"$f":"(FD1333*Vypocet!$D$24)/$FD$2","v":0},{"$f":"(FE1333*Vypocet!$D$24)/$FE$2","v":0},{"$f":"(FF1333*Vypocet!$D$24)/$FF$2","v":0},{"$f":"(FG1333*Vypocet!$D$24)/$FG$2","v":0},{"$f":"(FH1333*Vypocet!$D$24)/$FH$2","v":0},{"$f":"(FI1333*Vypocet!$D$24)/$FI$2","v":0},{"$f":"(FJ1333*Vypocet!$D$24)/$FJ$2","v":0},{"$f":"(FK1333*Vypocet!$D$24)/$FK$2","v":0},{"$f":"(FL1333*Vypocet!$D$24)/$FL$2","v":0},{"$f":"(FM1333*Vypocet!$D$24)/$FM$2","v":0},{"$f":"(FN1333*Vypocet!$D$24)/$FN$2","v":0},{"$f":"(FO1333*Vypocet!$D$24)/$FO$2","v":0},{"$f":"(VLOOKUP(A1333,Voda!$B$3:$AC$15,TDDData!C1333+4,0)*4180*(VLOOKUP(A1333,Voda!$B$3:$AC$15,4,0)-VLOOKUP(A1333,Voda!$B$3:$AC$15,3,0)))/3600000","v":0},0,{"$f":"IF(U1333=0,0,IF(Z1333>0,IF(Z1333/1000<U1333,IF(Z1333/1000<=Vypocet!$D$15,IF(U1333<Vypocet!$D$15,U1333-Z1333/1000,Vypocet!$D$15-Z1333/1000),Vypocet!$D$15),0),IF(U1333>Vypocet!$D$15,Vypocet!$D$15,U1333)))","v":0},0,{"$f":"HLOOKUP(Vypocet!$D$11,TDDData!$E:$S,2+TDDData!D1333,0)","v":{"$error":"#N/A"}},796.72,637.37600000000009,{"$error":"#N/A"},{"$error":"#N/A"},{"$f":"IF(AA1333<0,IF(AC1332>-AA1333,AC1332+AA1333,0),IF(AA1333+AC1332<=Vypocet!$D$18,AA1333+AC1332,Vypocet!$D$18))","v":{"$error":"#N/A"}},{"$error":"#N/A"},{"$f":"IF(AND(AC1333<AC1332,AC1333<>0),AE1332,IF(OR(AND(AC1332=0,AA1333<0),AC1332<-AA1333),IF(AC1332=0,IF(AE1332>-AA1333,AE1332+AA1333,0),IF(AC1332+AE1332>-AA1333,AC1332+AE1332+AA1333,0)),IF(AC1332=Vypocet!$D$18,AE1332+AA1333,AE1332+AA1333-AC1333+AC1332)))","v":{"$error":"#N/A"}},{"$error":"#N/A"},{"$error":"#N/A"},{"$f":"SUM($AF$3:AF1333)","v":{"$error":"#N/A"}},{"$error":"#N/A"},{"$error":"#N/A"},{"$error":"#N/A"},{"$f":"SUM($AJ$3:AJ1333)","v":{"$error":"#N/A"}},{"$error":"#N/A"},{"$error":"#N/A"},{"$error":"#N/A"},{"$f":"IF(AN1333<0,IF(AP1332>-AN1333,AP1332+AN1333,0),IF(AN1333+AP1332<=Vypocet!$D$18,AN1333+AP1332,Vypocet!$D$18))","v":{"$error":"#N/A"}},{"$error":"#N/A"},{"$f":"IF(AND(AP1333<AP1332,AP1333<>0),AR1332,IF(OR(AND(AP1332=0,AN1333<0),AP1332<-AN1333),IF(AP1332=0,IF(AR1332>-AN1333,AR1332+AN1333,0),IF(AP1332+AR1332>-AN1333,AP1332+AR1332+AN1333,0)),IF(AP1332=Vypocet!$D$18,AR1332+AN1333,AR1332+AN1333-AP1333+AP1332)))","v":{"$error":"#N/A"}},{"$error":"#N/A"},{"$error":"#N/A"},{"$f":"SUM($AS$3:AS1333)","v":{"$error":"#N/A"}},{"$error":"#N/A"},{"$error":"#N/A"},{"$error":"#N/A"},{"$f":"SUM($AW$3:AW1333)","v":{"$error":"#N/A"}},{"$f":"IF(V1333=0,IF(U1333=0,IF(AZ1332+Z1333/1000>Vypocet!$D$18,Vypocet!$D$18,AZ1332+Z1333/1000),IF(Z1333/1000+AZ1332-U1333>Vypocet!$D$18,Vypocet!$D$18,Z1333/1000+AZ1332-U1333)),IF(AZ1332=0,0,IF(AZ1332>V1333,AZ1332-V1333,0)))","v":0},0,null,null,null,null,null,null,null,null,null,null,null,null,null,null,null,null,null,null,null,null,null,null,null,null,null,null,null,null,null,null,null,null,null,null,null,null,null,null,null,null,null,null,null,null,null,null,null,null,null,null,null,null,null,null,null,null,null,null,null,null,null,null,null,null,null,null,null,null,null,null,null,null,null,null,null,null,null,null,null,null,null,null,null,null,null,null,null,null,null,null,null,null,null,null,null,null,null,null,null,null,null,null,null,0.93928,0.84092,0.90754000000000001,0.47255999999999998,0.39976,0.40849000000000002,0.33701999999999999,0.27194000000000002,0.31585000000000002,0.33346999999999999,0.31875999999999999,0.30148999999999998,0.58277000000000001,0.66105000000000003,0]
[2,43887,22,1366,{"$f":"(FA1368*Vypocet!$D$24)/$FA$2","v":0},{"$f":"(FB1368*Vypocet!$D$24)/$FB$2","v":0},{"$f":"(FC1368*Vypocet!$D$24)/$FC$2","v":0},{"$f":"(FD1368*Vypocet!$D$24)/$FD$2","v":0},{"$f":"(FE1368*Vypocet!$D$24)/$FE$2","v":0},{"$f":"(FF1368*Vypocet!$D$24)/$FF$2","v":0},{"$f":"(FG1368*Vypocet!$D$24)/$FG$2","v":0},{"$f":"(FH1368*Vypocet!$D$24)/$FH$2","v":0},{"$f":"(FI1368*Vypocet!$D$24)/$FI$2","v":0},{"$f":"(FJ1368*Vypocet!$D$24)/$FJ$2","v":0},{"$f":"(FK1368*Vypocet!$D$24)/$FK$2","v":0},{"$f":"(FL1368*Vypocet!$D$24)/$FL$2","v":0},{"$f":"(FM1368*Vypocet!$D$24)/$FM$2","v":0},{"$f":"(FN1368*Vypocet!$D$24)/$FN$2","v":0},{"$f":"(FO1368*Vypocet!$D$24)/$FO$2","v":0},{"$f":"(VLOOKUP(A1368,Voda!$B$3:$AC$15,TDDData!C1368+4,0)*4180*(VLOOKUP(A1368,Voda!$B$3:$AC$15,4,0)-VLOOKUP(A1368,Voda!$B$3:$AC$15,3,0)))/3600000","v":0},0,{"$f":"IF(U1368=0,0,IF(Z1368>0,IF(Z1368/1000<U1368,IF(Z1368/1000<=Vypocet!$D$15,IF(U1368<Vypocet!$D$15,U1368-Z1368/1000,Vypocet!$D$15-Z1368/1000),Vypocet!$D$15),0),IF(U1368>Vypocet!$D$15,Vypocet!$D$15,U1368)))","v":0},0,{"$f":"HLOOKUP(Vypocet!$D$11,TDDData!$E:$S,2+TDDData!D1368,0)","v":{"$error":"#N/A"}},0,0,{"$error":"#N/A"},{"$error":"#N/A"},{"$f":"IF(AA1368<0,IF(AC1367>-AA1368,AC1367+AA1368,0),IF(AA1368+AC1367<=Vypocet!$D$18,AA1368+AC1367,Vypocet!$D$18))","v":{"$error":"#N/A"}},{"$error":"#N/A"},{"$f":"IF(AND(AC1368<AC1367,AC1368<>0),AE1367,IF(OR(AND(AC1367=0,AA1368<0),AC1367<-AA1368),IF(AC1367=0,IF(AE1367>-AA1368,AE1367+AA1368,0),IF(AC1367+AE1367>-AA1368,AC1367+AE1367+AA1368,0)),IF(AC1367=Vypocet!$D$18,AE1367+AA1368,AE1367+AA1368-AC1368+AC1367)))","v":{"$error":"#N/A"}},{"$error":"#N/A"},{"$error":"#N/A"},{"$f":"SUM($AF$3:AF1368)","v":{"$error":"#N/A"}},{"$error":"#N/A"},{"$error":"#N/A"},{"$error":"#N/A"},{"$f":"SUM($AJ$3:AJ1368)","v":{"$error":"#N/A"}},{"$error":"#N/A"},{"$error":"#N/A"},{"$error":"#N/A"},{"$f":"IF(AN1368<0,IF(AP1367>-AN1368,AP1367+AN1368,0),IF(AN1368+AP1367<=Vypocet!$D$18,AN1368+AP1367,Vypocet!$D$18))","v":{"$error":"#N/A"}},{"$error":"#N/A"},{"$f":"IF(AND(AP1368<AP1367,AP1368<>0),AR1367,IF(OR(AND(AP1367=0,AN1368<0),AP1367<-AN1368),IF(AP1367=0,IF(AR1367>-AN1368,AR1367+AN1368,0),IF(AP1367+AR1367>-AN1368,AP1367+AR1367+AN1368,0)),IF(AP1367=Vypocet!$D$18,AR1367+AN1368,AR1367+AN1368-AP1368+AP1367)))","v":{"$error":"#N/A"}},{"$error":"#N/A"},{"$error":"#N/A"},{"$f":"SUM($AS$3:AS1368)","v":{"$error":"#N/A"}},{"$error":"#N/A"},{"$error":"#N/A"},{"$error":"#N/A"},{"$f":"SUM($AW$3:AW1368)","v":{"$error":"#N/A"}},{"$f":"IF(V1368=0,IF(U1368=0,IF(AZ1367+Z1368/1000>Vypocet!$D$18,Vypocet!$D$18,AZ1367+Z1368/1000),IF(Z1368/1000+AZ1367-U1368>Vypocet!$D$18,Vypocet!$D$18,Z1368/1000+AZ1367-U1368)),IF(AZ1367=0,0,IF(AZ1367>V1368,AZ1367-V1368,0)))","v":0},0,null,null,null,null,null,null,null,null,null,null,null,null,null,null,null,null,null,null,null,null,null,null,null,null,null,null,null,null,null,null,null,null,null,null,null,null,null,null,null,null,null,null,null,null,null,null,null,null,null,null,null,null,null,null,null,null,null,null,null,null,null,null,null,null,null,null,null,null,null,null,null,null,null,null,null,null,null,null,null,null,null,null,null,null,null,null,null,null,null,null,null,null,null,null,null,null,null,null,null,null,null,null,null,0.55191000000000001,0.63380999999999998,0.62197000000000002,0.58231999999999995,0.61038999999999999,0.87212999999999996,0.35885,0.43769000000000002,0.40851999999999999,0.4415,0.39628000000000002,0.56140999999999996,0.91540999999999995,0.75519999999999998,1]
[2,43888,15,1383,{"$f":"(FA1385*Vypocet!$D$24)/$FA$2","v":0},{"$f":"(FB1385*Vypocet!$D$24)/$FB$2","v":0},{"$f":"(FC1385*Vypocet!$D$24)/$FC$2","v":0},{"$f":"(FD1385*Vypocet!$D$24)/$FD$2","v":0},{"$f":"(FE1385*Vypocet!$D$24)/$FE$2","v":0},{"$f":"(FF1385*Vypocet!$D$24)/$FF$2","v":0},{"$f":"(FG1385*Vypocet!$D$24)/$FG$2","v":0},{"$f":"(FH1385*Vypocet!$D$24)/$FH$2","v":0},{"$f":"(FI1385*Vypocet!$D$24)/$FI$2","v":0},{"$f":"(FJ1385*Vypocet!$D$24)/$FJ$2","v":0},{"$f":"(FK1385*Vypocet!$D$24)/$FK$2","v":0},{"$f":"(FL1385*Vypocet!$D$24)/$FL$2","v":0},{"$f":"(FM1385*Vypocet!$D$24)/$FM$2","v":0},{"$f":"(FN1385*Vypocet!$D$24)/$FN$2","v":0},{"$f":"(FO1385*Vypocet!$D$24)/$FO$2","v":0},{"$f":"(VLOOKUP(A1385,Voda!$B$3:$AC$15,TDDData!C1385+4,0)*4180*(VLOOKUP(A1385,Voda!$B$3:$AC$15,4,0)-VLOOKUP(A1385,Voda!$B$3:$AC$15,3,0)))/3600000","v":0},0,{"$f":"IF(U1385=0,0,IF(Z1385>0,IF(Z1385/1000<U1385,IF(Z1385/1000<=Vypocet!$D$15,IF(U1385<Vypocet!$D$15,U1385-Z1385/1000,Vypocet!$D$15-Z1385/1000),Vypocet!$D$15),0),IF(U1385>Vypocet!$D$15,Vypocet!$D$15,U1385)))","v":0},0,{"$f":"HLOOKUP(Vypocet!$D$11,TDDData!$E:$S,2+TDDData!D1385,0)","v":{"$error":"#N/A"}},205.5,164.4,{"$error":"#N/A"},{"$error":"#N/A"},{"$f":"IF(AA1385<0,IF(AC1384>-AA1385,AC1384+AA1385,0),IF(AA1385+AC1384<=Vypocet!$D$18,AA1385+AC1384,Vypocet!$D$18))","v":{"$error":"#N/A"}},{"$error":"#N/A"},{"$f":"IF(AND(AC1385<AC1384,AC1385<>0),AE1384,IF(OR(AND(AC1384=0,AA1385<0),AC1384<-AA1385),IF(AC1384=0,IF(AE1384>-AA1385,AE1384+AA1385,0),IF(AC1384+AE1384>-AA1385,AC1384+AE1384+AA1385,0)),IF(AC1384=Vypocet!$D$18,AE1384+AA1385,AE1384+AA1385-AC1385+AC1384)))","v":{"$error":"#N/A"}},{"$error":"#N/A"},{"$error":"#N/A"},{"$f":"SUM($AF$3:AF1385)","v":{"$error":"#N/A"}},{"$error":"#N/A"},{"$error":"#N/A"},{"$error":"#N/A"},{"$f":"SUM($AJ$3:AJ1385)","v":{"$error":"#N/A"}},{"$error":"#N/A"},{"$error":"#N/A"},{"$error":"#N/A"},{"$f":"IF(AN1385<0,IF(AP1384>-AN1385,AP1384+AN1385,0),IF(AN1385+AP1384<=Vypocet!$D$18,AN1385+AP1384,Vypocet!$D$18))","v":{"$error":"#N/A"}},{"$error":"#N/A"},{"$f":"IF(AND(AP1385<AP1384,AP1385<>0),AR1384,IF(OR(AND(AP1384=0,AN1385<0),AP1384<-AN1385),IF(AP1384=0,IF(AR1384>-AN1385,AR1384+AN1385,0),IF(AP1384+AR1384>-AN1385,AP1384+AR1384+AN1385,0)),IF(AP1384=Vypocet!$D$18,AR1384+AN1385,AR1384+AN1385-AP1385+AP1384)))","v":{"$error":"#N/A"}},{"$error":"#N/A"},{"$error":"#N/A"},{"$f":"SUM($AS$3:AS1385)","v":{"$error":"#N/A"}},{"$error":"#N/A"},{"$error":"#N/A"},{"$error":"#N/A"},{"$f":"SUM($AW$3:AW1385)","v":{"$error":"#N/A"}},{"$f":"IF(V1385=0,IF(U1385=0,IF(AZ1384+Z1385/1000>Vypocet!$D$18,Vypocet!$D$18,AZ1384+Z1385/1000),IF(Z1385/1000+AZ1384-U1385>Vypocet!$D$18,Vypocet!$D$18,Z1385/1000+AZ1384-U1385)),IF(AZ1384=0,0,IF(AZ1384>V1385,AZ1384-V1385,0)))","v":0},0,null,null,null,null,null,null,null,null,null,null,null,null,null,null,null,null,null,null,null,null,null,null,null,null,null,null,null,null,null,null,null,null,null,null,null,null,null,null,null,null,null,null,null,null,null,null,null,null,null,null,null,null,null,null,null,null,null,null,null,null,null,null,null,null,null,null,null,null,null,null,null,null,null,null,null,null,null,null,null,null,null,null,null,null,null,null,null,null,null,null,null,null,null,null,null,null,null,null,null,null,null,null,null,0.83055000000000001,0.88595000000000002,0.81862999999999997,0.46715000000000001,0.69623999999999997,0.62943000000000005,0.51441000000000003,0.56879999999999997,0.46532000000000001,0.62692000000000003,0.67266000000000004,0.65858000000000005,0.59862000000000004,0.59348000000000001,0]
[3,43891,18,1434,{"$f":"(FA1436*Vypocet!$D$24)/$FA$2","v":0},{"$f":"(FB1436*Vypocet!$D$24)/$FB$2","v":0},{"$f":"(FC1436*Vypocet!$D$24)/$FC$2","v":0},{"$f":"(FD1436*Vypocet!$D$24)/$FD$2","v":0},{"$f":"(FE1436*Vypocet!$D$24)/$FE$2","v":0},{"$f":"(FF1436*Vypocet!$D$24)/$FF$2","v":0},{"$f":"(FG1436*Vypocet!$D$24)/$FG$2","v":0},{"$f":"(FH1436*Vypocet!$D$24)/$FH$2","v":0},{"$f":"(FI1436*Vypocet!$D$24)/$FI$2","v":0},{"$f":"(FJ1436*Vypocet!$D$24)/$FJ$2","v":0},{"$f":"(FK1436*Vypocet!$D$24)/$FK$2","v":0},{"$f":"(FL1436*Vypocet!$D$24)/$FL$2","v":0},{"$f":"(FM1436*Vypocet!$D$24)/$FM$2","v":0},{"$f":"(FN1436*Vypocet!$D$24)/$FN$2","v":0},{"$f":"(FO1436*Vypocet!$D$24)/$FO$2","v":0},{"$f":"(VLOOKUP(A1436,Voda!$B$3:$AC$15,TDDData!C1436+4,0)*4180*(VLOOKUP(A1436,Voda!$B$3:$AC$15,4,0)-VLOOKUP(A1436,Voda!$B$3:$AC$15,3,0)))/3600000","v":0},0,{"$f":"IF(U1436=0,0,IF(Z1436>0,IF(Z1436/1000<U1436,IF(Z1436/1000<=Vypocet!$D$15,IF(U1436<Vypocet!$D$15,U1436-Z1436/1000,Vypocet!$D$15-Z1436/1000),Vypocet!$D$15),0),IF(U1436>Vypocet!$D$15,Vypocet!$D$15,U1436)))","v":0},0,{"$f":"HLOOKUP(Vypocet!$D$11,TDDData!$E:$S,2+TDDData!D1436,0)","v":{"$error":"#N/A"}},0,0,{"$error":"#N/A"},{"$error":"#N/A"},{"$f":"IF(AA1436<0,IF(AC1435>-AA1436,AC1435+AA1436,0),IF(AA1436+AC1435<=Vypocet!$D$18,AA1436+AC1435,Vypocet!$D$18))","v":{"$error":"#N/A"}},{"$error":"#N/A"},{"$f":"IF(AND(AC1436<AC1435,AC1436<>0),AE1435,IF(OR(AND(AC1435=0,AA1436<0),AC1435<-AA1436),IF(AC1435=0,IF(AE1435>-AA1436,AE1435+AA1436,0),IF(AC1435+AE1435>-AA1436,AC1435+AE1435+AA1436,0)),IF(AC1435=Vypocet!$D$18,AE1435+AA1436,AE1435+AA1436-AC1436+AC1435)))","v":{"$error":"#N/A"}},{"$error":"#N/A"},{"$error":"#N/A"},{"$f":"SUM($AF$3:AF1436)","v":{"$error":"#N/A"}},{"$error":"#N/A"},{"$error":"#N/A"},{"$error":"#N/A"},{"$f":"SUM($AJ$3:AJ1436)","v":{"$error":"#N/A"}},{"$error":"#N/A"},{"$error":"#N/A"},{"$error":"#N/A"},{"$f":"IF(AN1436<0,IF(AP1435>-AN1436,AP1435+AN1436,0),IF(AN1436+AP1435<=Vypocet!$D$18,AN1436+AP1435,Vypocet!$D$18))","v":{"$error":"#N/A"}},{"$error":"#N/A"},{"$f":"IF(AND(AP1436<AP1435,AP1436<>0),AR1435,IF(OR(AND(AP1435=0,AN1436<0),AP1435<-AN1436),IF(AP1435=0,IF(AR1435>-AN1436,AR1435+AN1436,0),IF(AP1435+AR1435>-AN1436,AP1435+AR1435+AN1436,0)),IF(AP1435=Vypocet!$D$18,AR1435+AN1436,AR1435+AN1436-AP1436+AP1435)))","v":{"$error":"#N/A"}},{"$error":"#N/A"},{"$error":"#N/A"},{"$f":"SUM($AS$3:AS1436)","v":{"$error":"#N/A"}},{"$error":"#N/A"},{"$error":"#N/A"},{"$error":"#N/A"},{"$f":"SUM($AW$3:AW1436)","v":{"$error":"#N/A"}},{"$f":"IF(V1436=0,IF(U1436=0,IF(AZ1435+Z1436/1000>Vypocet!$D$18,Vypocet!$D$18,AZ1435+Z1436/1000),IF(Z1436/1000+AZ1435-U1436>Vypocet!$D$18,Vypocet!$D$18,Z1436/1000+AZ1435-U1436)),IF(AZ1435=0,0,IF(AZ1435>V1436,AZ1435-V1436,0)))","v":0},0,null,null,null,null,null,null,null,null,null,null,null,null,null,null,null,null,null,null,null,null,null,null,null,null,null,null,null,null,null,null,null,null,null,null,null,null,null,null,null,null,null,null,null,null,null,null,null,null,null,null,null,null,null,null,null,null,null,null,null,null,null,null,null,null,null,null,null,null,null,null,null,null,null,null,null,null,null,null,null,null,null,null,null,null,null,null,null,null,null,null,null,null,null,null,null,null,null,null,null,null,null,null,null,0.56261000000000005,0.50583,0.68274000000000001,0.65203999999999995,0.60848000000000002,0.49864000000000003,0.37429000000000001,0.51790000000000003,0.70523999999999998,0.65256999999999998,0.51580999999999999,0.71038000000000001,0.56169999999999998,0.81818000000000002,3.3329999999999999E-2]
[3,43891,19,1435,{"$f":"(FA1437*Vypocet!$D$24)/$FA$2","v":0},{"$f":"(FB1437*Vypocet!$D$24)/$FB$2","v":0},{"$f":"(FC1437*Vypocet!$D$24)/$FC$2","v":0},{"$f":"(FD1437*Vypocet!$D$24)/$FD$2","v":0},{"$f":"(FE1437*Vypocet!$D$24)/$FE$2","v":0},{"$f":"(FF1437*Vypocet!$D$24)/$FF$2","v":0},{"$f":"(FG1437*Vypocet!$D$24)/$FG$2","v":0},{"$f":"(FH1437*Vypocet!$D$24)/$FH$2","v":0},{"$f":"(FI1437*Vypocet!$D$24)/$FI$2","v":0},{"$f":"(FJ1437*Vypocet!$D$24)/$FJ$2","v":0},{"$f":"(FK1437*Vypocet!$D$24)/$FK$2","v":0},{"$f":"(FL1437*Vypocet!$D$24)/$FL$2","v":0},{"$f":"(FM1437*Vypocet!$D$24)/$FM$2","v":0},{"$f":"(FN1437*Vypocet!$D$24)/$FN$2","v":0},{"$f":"(FO1437*Vypocet!$D$24)/$FO$2","v":0},{"$f":"(VLOOKUP(A1437,Voda!$B$3:$AC$15,TDDData!C1437+4,0)*4180*(VLOOKUP(A1437,Voda!$B$3:$AC$15,4,0)-VLOOKUP(A1437,Voda!$B$3:$AC$15,3,0)))/3600000","v":0},0,{"$f":"IF(U1437=0,0,IF(Z1437>0,IF(Z1437/1000<U1437,IF(Z1437/1000<=Vypocet!$D$15,IF(U1437<Vypocet!$D$15,U1437-Z1437/1000,Vypocet!$D$15-Z1437/1000),Vypocet!$D$15),0),IF(U1437>Vypocet!$D$15,Vypocet!$D$15,U1437)))","v":0},0,{"$f":"HLOOKUP(Vypocet!$D$11,TDDData!$E:$S,2+TDDData!D1437,0)","v":{"$error":"#N/A"}},0,0,{"$error":"#N/A"},{"$error":"#N/A"},{"$f":"IF(AA1437<0,IF(AC1436>-AA1437,AC1436+AA1437,0),IF(AA1437+AC1436<=Vypocet!$D$18,AA1437+AC1436,Vypocet!$D$18))","v":{"$error":"#N/A"}},{"$error":"#N/A"},{"$f":"IF(AND(AC1437<AC1436,AC1437<>0),AE1436,IF(OR(AND(AC1436=0,AA1437<0),AC1436<-AA1437),IF(AC1436=0,IF(AE1436>-AA1437,AE1436+AA1437,0),IF(AC1436+AE1436>-AA1437,AC1436+AE1436+AA1437,0)),IF(AC1436=Vypocet!$D$18,AE1436+AA1437,AE1436+AA1437-AC1437+AC1436)))","v":{"$error":"#N/A"}},{"$error":"#N/A"},{"$error":"#N/A"},{"$f":"SUM($AF$3:AF1437)","v":{"$error":"#N/A"}},{"$error":"#N/A"},{"$error":"#N/A"},{"$error":"#N/A"},{"$f":"SUM($AJ$3:AJ1437)","v":{"$error":"#N/A"}},{"$error":"#N/A"},{"$error":"#N/A"},{"$error":"#N/A"},{"$f":"IF(AN1437<0,IF(AP1436>-AN1437,AP1436+AN1437,0),IF(AN1437+AP1436<=Vypocet!$D$18,AN1437+AP1436,Vypocet!$D$18))","v":{"$error":"#N/A"}},{"$error":"#N/A"},{"$f":"IF(AND(AP1437<AP1436,AP1437<>0),AR1436,IF(OR(AND(AP1436=0,AN1437<0),AP1436<-AN1437),IF(AP1436=0,IF(AR1436>-AN1437,AR1436+AN1437,0),IF(AP1436+AR1436>-AN1437,AP1436+AR1436+AN1437,0)),IF(AP1436=Vypocet!$D$18,AR1436+AN1437,AR1436+AN1437-AP1437+AP1436)))","v":{"$error":"#N/A"}},{"$error":"#N/A"},{"$error":"#N/A"},{"$f":"SUM($AS$3:AS1437)","v":{"$error":"#N/A"}},{"$error":"#N/A"},{"$error":"#N/A"},{"$error":"#N/A"},{"$f":"SUM($AW$3:AW1437)","v":{"$error":"#N/A"}},{"$f":"IF(V1437=0,IF(U1437=0,IF(AZ1436+Z1437/1000>Vypocet!$D$18,Vypocet!$D$18,AZ1436+Z1437/1000),IF(Z1437/1000+AZ1436-U1437>Vypocet!$D$18,Vypocet!$D$18,Z1437/1000+AZ1436-U1437)),IF(AZ1436=0,0,IF(AZ1436>V1437,AZ1436-V1437,0)))","v":0},0,null,null,null,null,null,null,null,null,null,null,null,null,null,null,null,null,null,null,null,null,null,null,null,null,null,null,null,null,null,null,null,null,null,null,null,null,null,null,null,null,null,null,null,null,null,null,null,null,null,null,null,null,null,null,null,null,null,null,null,null,null,null,null,null,null,null,null,null,null,null,null,null,null,null,null,null,null,null,null,null,null,null,null,null,null,null,null,null,null,null,null,null,null,null,null,null,null,null,null,null,null,null,null,0.59646999999999994,0.54620000000000002,0.69471000000000005,0.73865000000000003,0.48491000000000001,0.49353999999999998,0.41687999999999997,0.46403,0.55793000000000004,0.59506000000000003,0.4627,0.54888999999999999,0.64622999999999997,0.80964000000000003,1]
[3,43893,22,1486,{"$f":"(FA1488*Vypocet!$D$24)/$FA$2","v":0},{"$f":"(FB1488*Vypocet!$D$24)/$FB$2","v":0},{"$f":"(FC1488*Vypocet!$D$24)/$FC$2","v":0},{"$f":"(FD1488*Vypocet!$D$24)/$FD$2","v":0},{"$f":"(FE1488*Vypocet!$D$24)/$FE$2","v":0},{"$f":"(FF1488*Vypocet!$D$24)/$FF$2","v":0},{"$f":"(FG1488*Vypocet!$D$24)/$FG$2","v":0},{"$f":"(FH1488*Vypocet!$D$24)/$FH$2","v":0},{"$f":"(FI1488*Vypocet!$D$24)/$FI$2","v":0},{"$f":"(FJ1488*Vypocet!$D$24)/$FJ$2","v":0},{"$f":"(FK1488*Vypocet!$D$24)/$FK$2","v":0},{"$f":"(FL1488*Vypocet!$D$24)/$FL$2","v":0},{"$f":"(FM1488*Vypocet!$D$24)/$FM$2","v":0},{"$f":"(FN1488*Vypocet!$D$24)/$FN$2","v":0},{"$f":"(FO1488*Vypocet!$D$24)/$FO$2","v":0},{"$f":"(VLOOKUP(A1488,Voda!$B$3:$AC$15,TDDData!C1488+4,0)*4180*(VLOOKUP(A1488,Voda!$B$3:$AC$15,4,0)-VLOOKUP(A1488,Voda!$B$3:$AC$15,3,0)))/3600000","v":0},0,{"$f":"IF(U1488=0,0,IF(Z1488>0,IF(Z1488/1000<U1488,IF(Z1488/1000<=Vypocet!$D$15,IF(U1488<Vypocet!$D$15,U1488-Z1488/1000,Vypocet!$D$15-Z1488/1000),Vypocet!$D$15),0),IF(U1488>Vypocet!$D$15,Vypocet!$D$15,U1488)))","v":0},0,{"$f":"HLOOKUP(Vypocet!$D$11,TDDData!$E:$S,2+TDDData!D1488,0)","v":{"$error":"#N/A"}},0,0,{"$error":"#N/A"},{"$error":"#N/A"},{"$f":"IF(AA1488<0,IF(AC1487>-AA1488,AC1487+AA1488,0),IF(AA1488+AC1487<=Vypocet!$D$18,AA1488+AC1487,Vypocet!$D$18))","v":{"$error":"#N/A"}},{"$error":"#N/A"},{"$f":"IF(AND(AC1488<AC1487,AC1488<>0),AE1487,IF(OR(AND(AC1487=0,AA1488<0),AC1487<-AA1488),IF(AC1487=0,IF(AE1487>-AA1488,AE1487+AA1488,0),IF(AC1487+AE1487>-AA1488,AC1487+AE1487+AA1488,0)),IF(AC1487=Vypocet!$D$18,AE1487+AA1488,AE1487+AA1488-AC1488+AC1487)))","v":{"$error":"#N/A"}},{"$error":"#N/A"},{"$error":"#N/A"},{"$f":"SUM($AF$3:AF1488)","v":{"$error":"#N/A"}},{"$error":"#N/A"},{"$error":"#N/A"},{"$error":"#N/A"},{"$f":"SUM($AJ$3:AJ1488)","v":{"$error":"#N/A"}},{"$error":"#N/A"},{"$error":"#N/A"},{"$error":"#N/A"},{"$f":"IF(AN1488<0,IF(AP1487>-AN1488,AP1487+AN1488,0),IF(AN1488+AP1487<=Vypocet!$D$18,AN1488+AP1487,Vypocet!$D$18))","v":{"$error":"#N/A"}},{"$error":"#N/A"},{"$f":"IF(AND(AP1488<AP1487,AP1488<>0),AR1487,IF(OR(AND(AP1487=0,AN1488<0),AP1487<-AN1488),IF(AP1487=0,IF(AR1487>-AN1488,AR1487+AN1488,0),IF(AP1487+AR1487>-AN1488,AP1487+AR1487+AN1488,0)),IF(AP1487=Vypocet!$D$18,AR1487+AN1488,AR1487+AN1488-AP1488+AP1487)))","v":{"$error":"#N/A"}},{"$error":"#N/A"},{"$error":"#N/A"},{"$f":"SUM($AS$3:AS1488)","v":{"$error":"#N/A"}},{"$error":"#N/A"},{"$error":"#N/A"},{"$error":"#N/A"},{"$f":"SUM($AW$3:AW1488)","v":{"$error":"#N/A"}},{"$f":"IF(V1488=0,IF(U1488=0,IF(AZ1487+Z1488/1000>Vypocet!$D$18,Vypocet!$D$18,AZ1487+Z1488/1000),IF(Z1488/1000+AZ1487-U1488>Vypocet!$D$18,Vypocet!$D$18,Z1488/1000+AZ1487-U1488)),IF(AZ1487=0,0,IF(AZ1487>V1488,AZ1487-V1488,0)))","v":0},0,null,null,null,null,null,null,null,null,null,null,null,null,null,null,null,null,null,null,null,null,null,null,null,null,null,null,null,null,null,null,null,null,null,null,null,null,null,null,null,null,null,null,null,null,null,null,null,null,null,null,null,null,null,null,null,null,null,null,null,null,null,null,null,null,null,null,null,null,null,null,null,null,null,null,null,null,null,null,null,null,null,null,null,null,null,null,null,null,null,null,null,null,null,null,null,null,null,null,null,null,null,null,null,0.54466000000000003,0.61936000000000002,0.57377999999999996,0.54930999999999996,0.64468000000000003,0.78539999999999999,0.36618000000000001,0.38572000000000001,0.39243,0.41589999999999999,0.39423000000000002,0.56147000000000002,0.91217999999999999,0.74689000000000005,1]
[3,43895,9,1521,{"$f":"(FA1523*Vypocet!$D$24)/$FA$2","v":0},{"$f":"(FB1523*Vypocet!$D$24)/$FB$2","v":0},{"$f":"(FC1523*Vypocet!$D$24)/$FC$2","v":0},{"$f":"(FD1523*Vypocet!$D$24)/$FD$2","v":0},{"$f":"(FE1523*Vypocet!$D$24)/$FE$2","v":0},{"$f":"(FF1523*Vypocet!$D$24)/$FF$2","v":0},{"$f":"(FG1523*Vypocet!$D$24)/$FG$2","v":0},{"$f":"(FH1523*Vypocet!$D$24)/$FH$2","v":0},{"$f":"(FI1523*Vypocet!$D$24)/$FI$2","v":0},{"$f":"(FJ1523*Vypocet!$D$24)/$FJ$2","v":0},{"$f":"(FK1523*Vypocet!$D$24)/$FK$2","v":0},{"$f":"(FL1523*Vypocet!$D$24)/$FL$2","v":0},{"$f":"(FM1523*Vypocet!$D$24)/$FM$2","v":0},{"$f":"(FN1523*Vypocet!$D$24)/$FN$2","v":0},{"$f":"(FO1523*Vypocet!$D$24)/$FO$2","v":0},{"$f":"(VLOOKUP(A1523,Voda!$B$3:$AC$15,TDDData!C1523+4,0)*4180*(VLOOKUP(A1523,Voda!$B$3:$AC$15,4,0)-VLOOKUP(A1523,Voda!$B$3:$AC$15,3,0)))/3600000","v":0},0,{"$f":"IF(U1523=0,0,IF(Z1523>0,IF(Z1523/1000<U1523,IF(Z1523/1000<=Vypocet!$D$15,IF(U1523<Vypocet!$D$15,U1523-Z1523/1000,Vypocet!$D$15-Z1523/1000),Vypocet!$D$15),0),IF(U1523>Vypocet!$D$15,Vypocet!$D$15,U1523)))","v":0},0,{"$f":"HLOOKUP(Vypocet!$D$11,TDDData!$E:$S,2+TDDData!D1523,0)","v":{"$error":"#N/A"}},518.55999999999995,414.84799999999996,{"$error":"#N/A"},{"$error":"#N/A"},{"$f":"IF(AA1523<0,IF(AC1522>-AA1523,AC1522+AA1523,0),IF(AA1523+AC1522<=Vypocet!$D$18,AA1523+AC1522,Vypocet!$D$18))","v":{"$error":"#N/A"}},{"$error":"#N/A"},{"$f":"IF(AND(AC1523<AC1522,AC1523<>0),AE1522,IF(OR(AND(AC1522=0,AA1523<0),AC1522<-AA1523),IF(AC1522=0,IF(AE1522>-AA1523,AE1522+AA1523,0),IF(AC1522+AE1522>-AA1523,AC1522+AE1522+AA1523,0)),IF(AC1522=Vypocet!$D$18,AE1522+AA1523,AE1522+AA1523-AC1523+AC1522)))","v":{"$error":"#N/A"}},{"$error":"#N/A"},{"$error":"#N/A"},{"$f":"SUM($AF$3:AF1523)","v":{"$error":"#N/A"}},{"$error":"#N/A"},{"$error":"#N/A"},{"$error":"#N/A"},{"$f":"SUM($AJ$3:AJ1523)","v":{"$error":"#N/A"}},{"$error":"#N/A"},{"$error":"#N/A"},{"$error":"#N/A"},{"$f":"IF(AN1523<0,IF(AP1522>-AN1523,AP1522+AN1523,0),IF(AN1523+AP1522<=Vypocet!$D$18,AN1523+AP1522,Vypocet!$D$18))","v":{"$error":"#N/A"}},{"$error":"#N/A"},{"$f":"IF(AND(AP1523<AP1522,AP1523<>0),AR1522,IF(OR(AND(AP1522=0,AN1523<0),AP1522<-AN1523),IF(AP1522=0,IF(AR1522>-AN1523,AR1522+AN1523,0),IF(AP1522+AR1522>-AN1523,AP1522+AR1522+AN1523,0)),IF(AP1522=Vypocet!$D$18,AR1522+AN1523,AR1522+AN1523-AP1523+AP1522)))","v":{"$error":"#N/A"}},{"$error":"#N/A"},{"$error":"#N/A"},{"$f":"SUM($AS$3:AS1523)","v":{"$error":"#N/A"}},{"$error":"#N/A"},{"$error":"#N/A"},{"$error":"#N/A"},{"$f":"SUM($AW$3:AW1523)","v":{"$error":"#N/A"}},{"$f":"IF(V1523=0,IF(U1523=0,IF(AZ1522+Z1523/1000>Vypocet!$D$18,Vypocet!$D$18,AZ1522+Z1523/1000),IF(Z1523/1000+AZ1522-U1523>Vypocet!$D$18,Vypocet!$D$18,Z1523/1000+AZ1522-U1523)),IF(AZ1522=0,0,IF(AZ1522>V1523,AZ1522-V1523,0)))","v":0},0,null,null,null,null,null,null,null,null,null,null,null,null,null,null,null,null,null,null,null,null,null,null,null,null,null,null,null,null,null,null,null,null,null,null,null,null,null,null,null,null,null,null,null,null,null,null,null,null,null,null,null,null,null,null,null,null,null,null,null,null,null,null,null,null,null,null,null,null,null,null,null,null,null,null,null,null,null,null,null,null,null,null,null,null,null,null,null,null,null,null,null,null,null,null,null,null,null,null,null,null,null,null,null,0.83228999999999997,0.79135999999999995,0.75980000000000003,0.43620999999999999,0.34166000000000002,0.27254,0.29459000000000002,0.25078,0.33290999999999998,0.26090999999999998,0.22617000000000001,0.27982000000000001,0.36704999999999999,0.58757000000000004,0]
[3,43897,4,1564,{"$f":"(FA1566*Vypocet!$D$24)/$FA$2","v":0},{"$f":"(FB1566*Vypocet!$D$24)/$FB$2","v":0},{"$f":"(FC1566*Vypocet!$D$24)/$FC$2","v":0},{"$f":"(FD1566*Vypocet!$D$24)/$FD$2","v":0},{"$f":"(FE1566*Vypocet!$D$24)/$FE$2","v":0},{"$f":"(FF1566*Vypocet!$D$24)/$FF$2","v":0},{"$f":"(FG1566*Vypocet!$D$24)/$FG$2","v":0},{"$f":"(FH1566*Vypocet!$D$24)/$FH$2","v":0},{"$f":"(FI1566*Vypocet!$D$24)/$FI$2","v":0},{"$f":"(FJ1566*Vypocet!$D$24)/$FJ$2","v":0},{"$f":"(FK1566*Vypocet!$D$24)/$FK$2","v":0},{"$f":"(FL1566*Vypocet!$D$24)/$FL$2","v":0},{"$f":"(FM1566*Vypocet!$D$24)/$FM$2","v":0},{"$f":"(FN1566*Vypocet!$D$24)/$FN$2","v":0},{"$f":"(FO1566*Vypocet!$D$24)/$FO$2","v":0},{"$f":"(VLOOKUP(A1566,Voda!$B$3:$AC$15,TDDData!C1566+4,0)*4180*(VLOOKUP(A1566,Voda!$B$3:$AC$15,4,0)-VLOOKUP(A1566,Voda!$B$3:$AC$15,3,0)))/3600000","v":0},0,{"$f":"IF(U1566=0,0,IF(Z1566>0,IF(Z1566/1000<U1566,IF(Z1566/1000<=Vypocet!$D$15,IF(U1566<Vypocet!$D$15,U1566-Z1566/1000,Vypocet!$D$15-Z1566/1000),Vypocet!$D$15),0),IF(U1566>Vypocet!$D$15,Vypocet!$D$15,U1566)))","v":0},0,{"$f":"HLOOKUP(Vypocet!$D$11,TDDData!$E:$S,2+TDDData!D1566,0)","v":{"$error":"#N/A"}},0,0,{"$error":"#N/A"},{"$error":"#N/A"},{"$f":"IF(AA1566<0,IF(AC1565>-AA1566,AC1565+AA1566,0),IF(AA1566+AC1565<=Vypocet!$D$18,AA1566+AC1565,Vypocet!$D$18))","v":{"$error":"#N/A"}},{"$error":"#N/A"},{"$f":"IF(AND(AC1566<AC1565,AC1566<>0),AE1565,IF(OR(AND(AC1565=0,AA1566<0),AC1565<-AA1566),IF(AC1565=0,IF(AE1565>-AA1566,AE1565+AA1566,0),IF(AC1565+AE1565>-AA1566,AC1565+AE1565+AA1566,0)),IF(AC1565=Vypocet!$D$18,AE1565+AA1566,AE1565+AA1566-AC1566+AC1565)))","v":{"$error":"#N/A"}},{"$error":"#N/A"},{"$error":"#N/A"},{"$f":"SUM($AF$3:AF1566)","v":{"$error":"#N/A"}},{"$error":"#N/A"},{"$error":"#N/A"},{"$error":"#N/A"},{"$f":"SUM($AJ$3:AJ1566)","v":{"$error":"#N/A"}},{"$error":"#N/A"},{"$error":"#N/A"},{"$error":"#N/A"},{"$f":"IF(AN1566<0,IF(AP1565>-AN1566,AP1565+AN1566,0),IF(AN1566+AP1565<=Vypocet!$D$18,AN1566+AP1565,Vypocet!$D$18))","v":{"$error":"#N/A"}},{"$error":"#N/A"},{"$f":"IF(AND(AP1566<AP1565,AP1566<>0),AR1565,IF(OR(AND(AP1565=0,AN1566<0),AP1565<-AN1566),IF(AP1565=0,IF(AR1565>-AN1566,AR1565+AN1566,0),IF(AP1565+AR1565>-AN1566,AP1565+AR1565+AN1566,0)),IF(AP1565=Vypocet!$D$18,AR1565+AN1566,AR1565+AN1566-AP1566+AP1565)))","v":{"$error":"#N/A"}},{"$error":"#N/A"},{"$error":"#N/A"},{"$f":"SUM($AS$3:AS1566)","v":{"$error":"#N/A"}},{"$error":"#N/A"},{"$error":"#N/A"},{"$error":"#N/A"},{"$f":"SUM($AW$3:AW1566)","v":{"$error":"#N/A"}},{"$f":"IF(V1566=0,IF(U1566=0,IF(AZ1565+Z1566/1000>Vypocet!$D$18,Vypocet!$D$18,AZ1565+Z1566/1000),IF(Z1566/1000+AZ1565-U1566>Vypocet!$D$18,Vypocet!$D$18,Z1566/1000+AZ1565-U1566)),IF(AZ1565=0,0,IF(AZ1565>V1566,AZ1565-V1566,0)))","v":0},0,null,null,null,null,null,null,null,null,null,null,null,null,null,null,null,null,null,null,null,null,null,null,null,null,null,null,null,null,null,null,null,null,null,null,null,null,null,null,null,null,null,null,null,null,null,null,null,null,null,null,null,null,null,null,null,null,null,null,null,null,null,null,null,null,null,null,null,null,null,null,null,null,null,null,null,null,null,null,null,null,null,null,null,null,null,null,null,null,null,null,null,null,null,null,null,null,null,null,null,null,null,null,null,0.34067999999999998,0.58994000000000002,0.46331,0.22112000000000001,0.53064,0.35019,0.40767999999999999,0.48943999999999999,0.37830000000000003,0.45895999999999998,0.52666000000000002,0.31790000000000002,0.42185,0.48962,1]
[3,43898,4,1588,{"$f":"(FA1590*Vypocet!$D$24)/$FA$2","v":0},{"$f":"(FB1590*Vypocet!$D$24)/$FB$2","v":0},{"$f":"(FC1590*Vypocet!$D$24)/$FC$2","v":0},{"$f":"(FD1590*Vypocet!$D$24)/$FD$2","v":0},{"$f":"(FE1590*Vypocet!$D$24)/$FE$2","v":0},{"$f":"(FF1590*Vypocet!$D$24)/$FF$2","v":0},{"$f":"(FG1590*Vypocet!$D$24)/$FG$2","v":0},{"$f":"(FH1590*Vypocet!$D$24)/$FH$2","v":0},{"$f":"(FI1590*Vypocet!$D$24)/$FI$2","v":0},{"$f":"(FJ1590*Vypocet!$D$24)/$FJ$2","v":0},{"$f":"(FK1590*Vypocet!$D$24)/$FK$2","v":0},{"$f":"(FL1590*Vypocet!$D$24)/$FL$2","v":0},{"$f":"(FM1590*Vypocet!$D$24)/$FM$2","v":0},{"$f":"(FN1590*Vypocet!$D$24)/$FN$2","v":0},{"$f":"(FO1590*Vypocet!$D$24)/$FO$2","v":0},{"$f":"(VLOOKUP(A1590,Voda!$B$3:$AC$15,TDDData!C1590+4,0)*4180*(VLOOKUP(A1590,Voda!$B$3:$AC$15,4,0)-VLOOKUP(A1590,Voda!$B$3:$AC$15,3,0)))/3600000","v":0},0,{"$f":"IF(U1590=0,0,IF(Z1590>0,IF(Z1590/1000<U1590,IF(Z1590/1000<=Vypocet!$D$15,IF(U1590<Vypocet!$D$15,U1590-Z1590/1000,Vypocet!$D$15-Z1590/1000),Vypocet!$D$15),0),IF(U1590>Vypocet!$D$15,Vypocet!$D$15,U1590)))","v":0},0,{"$f":"HLOOKUP(Vypocet!$D$11,TDDData!$E:$S,2+TDDData!D1590,0)","v":{"$error":"#N/A"}},0,0,{"$error":"#N/A"},{"$error":"#N/A"},{"$f":"IF(AA1590<0,IF(AC1589>-AA1590,AC1589+AA1590,0),IF(AA1590+AC1589<=Vypocet!$D$18,AA1590+AC1589,Vypocet!$D$18))","v":{"$error":"#N/A"}},{"$error":"#N/A"},{"$f":"IF(AND(AC1590<AC1589,AC1590<>0),AE1589,IF(OR(AND(AC1589=0,AA1590<0),AC1589<-AA1590),IF(AC1589=0,IF(AE1589>-AA1590,AE1589+AA1590,0),IF(AC1589+AE1589>-AA1590,AC1589+AE1589+AA1590,0)),IF(AC1589=Vypocet!$D$18,AE1589+AA1590,AE1589+AA1590-AC1590+AC1589)))","v":{"$error":"#N/A"}},{"$error":"#N/A"},{"$error":"#N/A"},{"$f":"SUM($AF$3:AF1590)","v":{"$error":"#N/A"}},{"$error":"#N/A"},{"$error":"#N/A"},{"$error":"#N/A"},{"$f":"SUM($AJ$3:AJ1590)","v":{"$error":"#N/A"}},{"$error":"#N/A"},{"$error":"#N/A"},{"$error":"#N/A"},{"$f":"IF(AN1590<0,IF(AP1589>-AN1590,AP1589+AN1590,0),IF(AN1590+AP1589<=Vypocet!$D$18,AN1590+AP1589,Vypocet!$D$18))","v":{"$error":"#N/A"}},{"$error":"#N/A"},{"$f":"IF(AND(AP1590<AP1589,AP1590<>0),AR1589,IF(OR(AND(AP1589=0,AN1590<0),AP1589<-AN1590),IF(AP1589=0,IF(AR1589>-AN1590,AR1589+AN1590,0),IF(AP1589+AR1589>-AN1590,AP1589+AR1589+AN1590,0)),IF(AP1589=Vypocet!$D$18,AR1589+AN1590,AR1589+AN1590-AP1590+AP1589)))","v":{"$error":"#N/A"}},{"$error":"#N/A"},{"$error":"#N/A"},{"$f":"SUM($AS$3:AS1590)","v":{"$error":"#N/A"}},{"$error":"#N/A"},{"$error":"#N/A"},{"$error":"#N/A"},{"$f":"SUM($AW$3:AW1590)","v":{"$error":"#N/A"}},{"$f":"IF(V1590=0,IF(U1590=0,IF(AZ1589+Z1590/1000>Vypocet!$D$18,Vypocet!$D$18,AZ1589+Z1590/1000),IF(Z1590/1000+AZ1589-U1590>Vypocet!$D$18,Vypocet!$D$18,Z1590/1000+AZ1589-U1590)),IF(AZ1589=0,0,IF(AZ1589>V1590,AZ1589-V1590,0)))","v":0},0,null,null,null,null,null,null,null,null,null,null,null,null,null,null,null,null,null,null,null,null,null,null,null,null,null,null,null,null,null,null,null,null,null,null,null,null,null,null,null,null,null,null,null,null,null,null,null,null,null,null,null,null,null,null,null,null,null,null,null,null,null,null,null,null,null,null,null,null,null,null,null,null,null,null,null,null,null,null,null,null,null,null,null,null,null,null,null,null,null,null,null,null,null,null,null,null,null,null,null,null,null,null,null,0.33401999999999998,0.54681999999999997,0.42975999999999998,0.22620999999999999,0.49435000000000001,0.41271000000000002,0.63754,0.42423,0.40592,0.48254999999999998,0.58960999999999997,0.26740999999999998,0.42272999999999999,0.46539999999999998,1]
[3,43899,15,1623,{"$f":"(FA1625*Vypocet!$D$24)/$FA$2","v":0},{"$f":"(FB1625*Vypocet!$D$24)/$FB$2","v":0},{"$f":"(FC1625*Vypocet!$D$24)/$FC$2","v":0},{"$f":"(FD1625*Vypocet!$D$24)/$FD$2","v":0},{"$f":"(FE1625*Vypocet!$D$24)/$FE$2","v":0},{"$f":"(FF1625*Vypocet!$D$24)/$FF$2","v":0},{"$f":"(FG1625*Vypocet!$D$24)/$FG$2","v":0},{"$f":"(FH1625*Vypocet!$D$24)/$FH$2","v":0},{"$f":"(FI1625*Vypocet!$D$24)/$FI$2","v":0},{"$f":"(FJ1625*Vypocet!$D$24)/$FJ$2","v":0},{"$f":"(FK1625*Vypocet!$D$24)/$FK$2","v":0},{"$f":"(FL1625*Vypocet!$D$24)/$FL$2","v":0},{"$f":"(FM1625*Vypocet!$D$24)/$FM$2","v":0},{"$f":"(FN1625*Vypocet!$D$24)/$FN$2","v":0},{"$f":"(FO1625*Vypocet!$D$24)/$FO$2","v":0},{"$f":"(VLOOKUP(A1625,Voda!$B$3:$AC$15,TDDData!C1625+4,0)*4180*(VLOOKUP(A1625,Voda!$B$3:$AC$15,4,0)-VLOOKUP(A1625,Voda!$B$3:$AC$15,3,0)))/3600000","v":0},0,{"$f":"IF(U1625=0,0,IF(Z1625>0,IF(Z1625/1000<U1625,IF(Z1625/1000<=Vypocet!$D$15,IF(U1625<Vypocet!$D$15,U1625-Z1625/1000,Vypocet!$D$15-Z1625/1000),Vypocet!$D$15),0),IF(U1625>Vypocet!$D$15,Vypocet!$D$15,U1625)))","v":0},0,{"$f":"HLOOKUP(Vypocet!$D$11,TDDData!$E:$S,2+TDDData!D1625,0)","v":{"$error":"#N/A"}},128.26,102.608,{"$error":"#N/A"},{"$error":"#N/A"},{"$f":"IF(AA1625<0,IF(AC1624>-AA1625,AC1624+AA1625,0),IF(AA1625+AC1624<=Vypocet!$D$18,AA1625+AC1624,Vypocet!$D$18))","v":{"$error":"#N/A"}},{"$error":"#N/A"},{"$f":"IF(AND(AC1625<AC1624,AC1625<>0),AE1624,IF(OR(AND(AC1624=0,AA1625<0),AC1624<-AA1625),IF(AC1624=0,IF(AE1624>-AA1625,AE1624+AA1625,0),IF(AC1624+AE1624>-AA1625,AC1624+AE1624+AA1625,0)),IF(AC1624=Vypocet!$D$18,AE1624+AA1625,AE1624+AA1625-AC1625+AC1624)))","v":{"$error":"#N/A"}},{"$error":"#N/A"},{"$error":"#N/A"},{"$f":"SUM($AF$3:AF1625)","v":{"$error":"#N/A"}},{"$error":"#N/A"},{"$error":"#N/A"},{"$error":"#N/A"},{"$f":"SUM($AJ$3:AJ1625)","v":{"$error":"#N/A"}},{"$error":"#N/A"},{"$error":"#N/A"},{"$error":"#N/A"},{"$f":"IF(AN1625<0,IF(AP1624>-AN1625,AP1624+AN1625,0),IF(AN1625+AP1624<=Vypocet!$D$18,AN1625+AP1624,Vypocet!$D$18))","v":{"$error":"#N/A"}},{"$error":"#N/A"},{"$f":"IF(AND(AP1625<AP1624,AP1625<>0),AR1624,IF(OR(AND(AP1624=0,AN1625<0),AP1624<-AN1625),IF(AP1624=0,IF(AR1624>-AN1625,AR1624+AN1625,0),IF(AP1624+AR1624>-AN1625,AP1624+AR1624+AN1625,0)),IF(AP1624=Vypocet!$D$18,AR1624+AN1625,AR1624+AN1625-AP1625+AP1624)))","v":{"$error":"#N/A"}},{"$error":"#N/A"},{"$error":"#N/A"},{"$f":"SUM($AS$3:AS1625)","v":{"$error":"#N/A"}},{"$error":"#N/A"},{"$error":"#N/A"},{"$error":"#N/A"},{"$f":"SUM($AW$3:AW1625)","v":{"$error":"#N/A"}},{"$f":"IF(V1625=0,IF(U1625=0,IF(AZ1624+Z1625/1000>Vypocet!$D$18,Vypocet!$D$18,AZ1624+Z1625/1000),IF(Z1625/1000+AZ1624-U1625>Vypocet!$D$18,Vypocet!$D$18,Z1625/1000+AZ1624-U1625)),IF(AZ1624=0,0,IF(AZ1624>V1625,AZ1624-V1625,0)))","v":0},0,null,null,null,null,null,null,null,null,null,null,null,null,null,null,null,null,null,null,null,null,null,null,null,null,null,null,null,null,null,null,null,null,null,null,null,null,null,null,null,null,null,null,null,null,null,null,null,null,null,null,null,null,null,null,null,null,null,null,null,null,null,null,null,null,null,null,null,null,null,null,null,null,null,null,null,null,null,null,null,null,null,null,null,null,null,null,null,null,null,null,null,null,null,null,null,null,null,null,null,null,null,null,null,0.48755999999999999,0.59367000000000003,0.55425999999999997,0.55227000000000004,0.8105,0.73046999999999995,0.79893000000000003,0.57194999999999996,0.59655000000000002,0.67988999999999999,0.72289999999999999,0.58009999999999995,0.60150999999999999,0.66574,0]
[3,43900,8,1640,{"$f":"(FA1642*Vypocet!$D$24)/$FA$2","v":0},{"$f":"(FB1642*Vypocet!$D$24)/$FB$2","v":0},{"$f":"(FC1642*Vypocet!$D$24)/$FC$2","v":0},{"$f":"(FD1642*Vypocet!$D$24)/$FD$2","v":0},{"$f":"(FE1642*Vypocet!$D$24)/$FE$2","v":0},{"$f":"(FF1642*Vypocet!$D$24)/$FF$2","v":0},{"$f":"(FG1642*Vypocet!$D$24)/$FG$2","v":0},{"$f":"(FH1642*Vypocet!$D$24)/$FH$2","v":0},{"$f":"(FI1642*Vypocet!$D$24)/$FI$2","v":0},{"$f":"(FJ1642*Vypocet!$D$24)/$FJ$2","v":0},{"$f":"(FK1642*Vypocet!$D$24)/$FK$2","v":0},{"$f":"(FL1642*Vypocet!$D$24)/$FL$2","v":0},{"$f":"(FM1642*Vypocet!$D$24)/$FM$2","v":0},{"$f":"(FN1642*Vypocet!$D$24)/$FN$2","v":0},{"$f":"(FO1642*Vypocet!$D$24)/$FO$2","v":0},{"$f":"(VLOOKUP(A1642,Voda!$B$3:$AC$15,TDDData!C1642+4,0)*4180*(VLOOKUP(A1642,Voda!$B$3:$AC$15,4,0)-VLOOKUP(A1642,Voda!$B$3:$AC$15,3,0)))/3600000","v":0},0,{"$f":"IF(U1642=0,0,IF(Z1642>0,IF(Z1642/1000<U1642,IF(Z1642/1000<=Vypocet!$D$15,IF(U1642<Vypocet!$D$15,U1642-Z1642/1000,Vypocet!$D$15-Z1642/1000),Vypocet!$D$15),0),IF(U1642>Vypocet!$D$15,Vypocet!$D$15,U1642)))","v":0},0,{"$f":"HLOOKUP(Vypocet!$D$11,TDDData!$E:$S,2+TDDData!D1642,0)","v":{"$error":"#N/A"}},183.84,147.072,{"$error":"#N/A"},{"$error":"#N/A"},{"$f":"IF(AA1642<0,IF(AC1641>-AA1642,AC1641+AA1642,0),IF(AA1642+AC1641<=Vypocet!$D$18,AA1642+AC1641,Vypocet!$D$18))","v":{"$error":"#N/A"}},{"$error":"#N/A"},{"$f":"IF(AND(AC1642<AC1641,AC1642<>0),AE1641,IF(OR(AND(AC1641=0,AA1642<0),AC1641<-AA1642),IF(AC1641=0,IF(AE1641>-AA1642,AE1641+AA1642,0),IF(AC1641+AE1641>-AA1642,AC1641+AE1641+AA1642,0)),IF(AC1641=Vypocet!$D$18,AE1641+AA1642,AE1641+AA1642-AC1642+AC1641)))","v":{"$error":"#N/A"}},{"$error":"#N/A"},{"$error":"#N/A"},{"$f":"SUM($AF$3:AF1642)","v":{"$error":"#N/A"}},{"$error":"#N/A"},{"$error":"#N/A"},{"$error":"#N/A"},{"$f":"SUM($AJ$3:AJ1642)","v":{"$error":"#N/A"}},{"$error":"#N/A"},{"$error":"#N/A"},{"$error":"#N/A"},{"$f":"IF(AN1642<0,IF(AP1641>-AN1642,AP1641+AN1642,0),IF(AN1642+AP1641<=Vypocet!$D$18,AN1642+AP1641,Vypocet!$D$18))","v":{"$error":"#N/A"}},{"$error":"#N/A"},{"$f":"IF(AND(AP1642<AP1641,AP1642<>0),AR1641,IF(OR(AND(AP1641=0,AN1642<0),AP1641<-AN1642),IF(AP1641=0,IF(AR1641>-AN1642,AR1641+AN1642,0),IF(AP1641+AR1641>-AN1642,AP1641+AR1641+AN1642,0)),IF(AP1641=Vypocet!$D$18,AR1641+AN1642,AR1641+AN1642-AP1642+AP1641)))","v":{"$error":"#N/A"}},{"$error":"#N/A"},{"$error":"#N/A"},{"$f":"SUM($AS$3:AS1642)","v":{"$error":"#N/A"}},{"$error":"#N/A"},{"$error":"#N/A"},{"$error":"#N/A"},{"$f":"SUM($AW$3:AW1642)","v":{"$error":"#N/A"}},{"$f":"IF(V1642=0,IF(U1642=0,IF(AZ1641+Z1642/1000>Vypocet!$D$18,Vypocet!$D$18,AZ1641+Z1642/1000),IF(Z1642/1000+AZ1641-U1642>Vypocet!$D$18,Vypocet!$D$18,Z1642/1000+AZ1641-U1642)),IF(AZ1641=0,0,IF(AZ1641>V1642,AZ1641-V1642,0)))","v":0},0,null,null,null,null,null,null,null,null,null,null,null,null,null,null,null,null,null,null,null,null,null,null,null,null,null,null,null,null,null,null,null,null,null,null,null,null,null,null,null,null,null,null,null,null,null,null,null,null,null,null,null,null,null,null,null,null,null,null,null,null,null,null,null,null,null,null,null,null,null,null,null,null,null,null,null,null,null,null,null,null,null,null,null,null,null,null,null,null,null,null,null,null,null,null,null,null,null,null,null,null,null,null,null,0.72526000000000002,0.70059000000000005,0.66923999999999995,0.40983999999999998,0.2888,0.29848999999999998,0.31195000000000001,0.25982,0.31707000000000002,0.26096999999999998,0.24368999999999999,0.26571,0.34858,0.57188000000000005,0]
[3,43901,19,1675,{"$f":"(FA1677*Vypocet!$D$24)/$FA$2","v":0},{"$f":"(FB1677*Vypocet!$D$24)/$FB$2","v":0},{"$f":"(FC1677*Vypocet!$D$24)/$FC$2","v":0},{"$f":"(FD1677*Vypocet!$D$24)/$FD$2","v":0},{"$f":"(FE1677*Vypocet!$D$24)/$FE$2","v":0},{"$f":"(FF1677*Vypocet!$D$24)/$FF$2","v":0},{"$f":"(FG1677*Vypocet!$D$24)/$FG$2","v":0},{"$f":"(FH1677*Vypocet!$D$24)/$FH$2","v":0},{"$f":"(FI1677*Vypocet!$D$24)/$FI$2","v":0},{"$f":"(FJ1677*Vypocet!$D$24)/$FJ$2","v":0},{"$f":"(FK1677*Vypocet!$D$24)/$FK$2","v":0},{"$f":"(FL1677*Vypocet!$D$24)/$FL$2","v":0},{"$f":"(FM1677*Vypocet!$D$24)/$FM$2","v":0},{"$f":"(FN1677*Vypocet!$D$24)/$FN$2","v":0},{"$f":"(FO1677*Vypocet!$D$24)/$FO$2","v":0},{"$f":"(VLOOKUP(A1677,Voda!$B$3:$AC$15,TDDData!C1677+4,0)*4180*(VLOOKUP(A1677,Voda!$B$3:$AC$15,4,0)-VLOOKUP(A1677,Voda!$B$3:$AC$15,3,0)))/3600000","v":0},0,{"$f":"IF(U1677=0,0,IF(Z1677>0,IF(Z1677/1000<U1677,IF(Z1677/1000<=Vypocet!$D$15,IF(U1677<Vypocet!$D$15,U1677-Z1677/1000,Vypocet!$D$15-Z1677/1000),Vypocet!$D$15),0),IF(U1677>Vypocet!$D$15,Vypocet!$D$15,U1677)))","v":0},0,{"$f":"HLOOKUP(Vypocet!$D$11,TDDData!$E:$S,2+TDDData!D1677,0)","v":{"$error":"#N/A"}},0,0,{"$error":"#N/A"},{"$error":"#N/A"},{"$f":"IF(AA1677<0,IF(AC1676>-AA1677,AC1676+AA1677,0),IF(AA1677+AC1676<=Vypocet!$D$18,AA1677+AC1676,Vypocet!$D$18))","v":{"$error":"#N/A"}},{"$error":"#N/A"},{"$f":"IF(AND(AC1677<AC1676,AC1677<>0),AE1676,IF(OR(AND(AC1676=0,AA1677<0),AC1676<-AA1677),IF(AC1676=0,IF(AE1676>-AA1677,AE1676+AA1677,0),IF(AC1676+AE1676>-AA1677,AC1676+AE1676+AA1677,0)),IF(AC1676=Vypocet!$D$18,AE1676+AA1677,AE1676+AA1677-AC1677+AC1676)))","v":{"$error":"#N/A"}},{"$error":"#N/A"},{"$f":"IF(AE1677+AC1677>-AA1677,0,IF(AND(AE1677=0,AC1677=0),-AA1677,-AA1677-AE1677-AC1677))","v":{"$error":"#N/A"}},{"$f":"SUM($AF$3:AF1677)","v":{"$error":"#N/A"}},{"$error":"#N/A"},{"$error":"#N/A"},{"$error":"#N/A"},{"$f":"SUM($AJ$3:AJ1677)","v":{"$error":"#N/A"}},{"$error":"#N/A"},{"$error":"#N/A"},{"$error":"#N/A"},{"$f":"IF(AN1677<0,IF(AP1676>-AN1677,AP1676+AN1677,0),IF(AN1677+AP1676<=Vypocet!$D$18,AN1677+AP1676,Vypocet!$D$18))","v":{"$error":"#N/A"}},{"$error":"#N/A"},{"$f":"IF(AND(AP1677<AP1676,AP1677<>0),AR1676,IF(OR(AND(AP1676=0,AN1677<0),AP1676<-AN1677),IF(AP1676=0,IF(AR1676>-AN1677,AR1676+AN1677,0),IF(AP1676+AR1676>-AN1677,AP1676+AR1676+AN1677,0)),IF(AP1676=Vypocet!$D$18,AR1676+AN1677,AR1676+AN1677-AP1677+AP1676)))","v":{"$error":"#N/A"}},{"$error":"#N/A"},{"$f":"IF(AR1677+AP1677>-AN1677,0,IF(AND(AR1677=0,AP1677=0),-AN1677,-AN1677-AR1677-AP1677))","v":{"$error":"#N/A"}},{"$f":"SUM($AS$3:AS1677)","v":{"$error":"#N/A"}},{"$error":"#N/A"},{"$error":"#N/A"},{"$error":"#N/A"},{"$f":"SUM($AW$3:AW1677)","v":{"$error":"#N/A"}},{"$f":"IF(V1677=0,IF(U1677=0,IF(AZ1676+Z1677/1000>Vypocet!$D$18,Vypocet!$D$18,AZ1676+Z1677/1000),IF(Z1677/1000+AZ1676-U1677>Vypocet!$D$18,Vypocet!$D$18,Z1677/1000+AZ1676-U1677)),IF(AZ1676=0,0,IF(AZ1676>V1677,AZ1676-V1677,0)))","v":0},0,null,null,null,null,null,null,null,null,null,null,null,null,null,null,null,null,null,null,null,null,null,null,null,null,null,null,null,null,null,null,null,null,null,null,null,null,null,null,null,null,null,null,null,null,null,null,null,null,null,null,null,null,null,null,null,null,null,null,null,null,null,null,null,null,null,null,null,null,null,null,null,null,null,null,null,null,null,null,null,null,null,null,null,null,null,null,null,null,null,null,null,null,null,null,null,null,null,null,null,null,null,null,null,0.74053000000000002,0.55830000000000002,0.60292000000000001,0.67891000000000001,0.44896000000000003,0.44113999999999998,0.39293,0.47349999999999998,0.51502999999999999,0.50604000000000005,0.49713000000000002,0.45328000000000002,0.49996000000000002,0.70496000000000003,0.76666999999999996]
[3,43903,22,1726,{"$f":"(FA1728*Vypocet!$D$24)/$FA$2","v":0},{"$f":"(FB1728*Vypocet!$D$24)/$FB$2","v":0},{"$f":"(FC1728*Vypocet!$D$24)/$FC$2","v":0},{"$f":"(FD1728*Vypocet!$D$24)/$FD$2","v":0},{"$f":"(FE1728*Vypocet!$D$24)/$FE$2","v":0},{"$f":"(FF1728*Vypocet!$D$24)/$FF$2","v":0},{"$f":"(FG1728*Vypocet!$D$24)/$FG$2","v":0},{"$f":"(FH1728*Vypocet!$D$24)/$FH$2","v":0},{"$f":"(FI1728*Vypocet!$D$24)/$FI$2","v":0},{"$f":"(FJ1728*Vypocet!$D$24)/$FJ$2","v":0},{"$f":"(FK1728*Vypocet!$D$24)/$FK$2","v":0},{"$f":"(FL1728*Vypocet!$D$24)/$FL$2","v":0},{"$f":"(FM1728*Vypocet!$D$24)/$FM$2","v":0},{"$f":"(FN1728*Vypocet!$D$24)/$FN$2","v":0},{"$f":"(FO1728*Vypocet!$D$24)/$FO$2","v":0},{"$f":"(VLOOKUP(A1728,Voda!$B$3:$AC$15,TDDData!C1728+4,0)*4180*(VLOOKUP(A1728,Voda!$B$3:$AC$15,4,0)-VLOOKUP(A1728,Voda!$B$3:$AC$15,3,0)))/3600000","v":0},0,{"$f":"IF(U1728=0,0,IF(Z1728>0,IF(Z1728/1000<U1728,IF(Z1728/1000<=Vypocet!$D$15,IF(U1728<Vypocet!$D$15,U1728-Z1728/1000,Vypocet!$D$15-Z1728/1000),Vypocet!$D$15),0),IF(U1728>Vypocet!$D$15,Vypocet!$D$15,U1728)))","v":0},0,{"$f":"HLOOKUP(Vypocet!$D$11,TDDData!$E:$S,2+TDDData!D1728,0)","v":{"$error":"#N/A"}},0,0,{"$error":"#N/A"},{"$error":"#N/A"},{"$f":"IF(AA1728<0,IF(AC1727>-AA1728,AC1727+AA1728,0),IF(AA1728+AC1727<=Vypocet!$D$18,AA1728+AC1727,Vypocet!$D$18))","v":{"$error":"#N/A"}},{"$error":"#N/A"},{"$f":"IF(AND(AC1728<AC1727,AC1728<>0),AE1727,IF(OR(AND(AC1727=0,AA1728<0),AC1727<-AA1728),IF(AC1727=0,IF(AE1727>-AA1728,AE1727+AA1728,0),IF(AC1727+AE1727>-AA1728,AC1727+AE1727+AA1728,0)),IF(AC1727=Vypocet!$D$18,AE1727+AA1728,AE1727+AA1728-AC1728+AC1727)))","v":{"$error":"#N/A"}},{"$error":"#N/A"},{"$error":"#N/A"},{"$f":"SUM($AF$3:AF1728)","v":{"$error":"#N/A"}},{"$error":"#N/A"},{"$error":"#N/A"},{"$error":"#N/A"},{"$f":"SUM($AJ$3:AJ1728)","v":{"$error":"#N/A"}},{"$error":"#N/A"},{"$error":"#N/A"},{"$error":"#N/A"},{"$f":"IF(AN1728<0,IF(AP1727>-AN1728,AP1727+AN1728,0),IF(AN1728+AP1727<=Vypocet!$D$18,AN1728+AP1727,Vypocet!$D$18))","v":{"$error":"#N/A"}},{"$error":"#N/A"},{"$f":"IF(AND(AP1728<AP1727,AP1728<>0),AR1727,IF(OR(AND(AP1727=0,AN1728<0),AP1727<-AN1728),IF(AP1727=0,IF(AR1727>-AN1728,AR1727+AN1728,0),IF(AP1727+AR1727>-AN1728,AP1727+AR1727+AN1728,0)),IF(AP1727=Vypocet!$D$18,AR1727+AN1728,AR1727+AN1728-AP1728+AP1727)))","v":{"$error":"#N/A"}},{"$error":"#N/A"},{"$error":"#N/A"},{"$f":"SUM($AS$3:AS1728)","v":{"$error":"#N/A"}},{"$error":"#N/A"},{"$error":"#N/A"},{"$error":"#N/A"},{"$f":"SUM($AW$3:AW1728)","v":{"$error":"#N/A"}},{"$f":"IF(V1728=0,IF(U1728=0,IF(AZ1727+Z1728/1000>Vypocet!$D$18,Vypocet!$D$18,AZ1727+Z1728/1000),IF(Z1728/1000+AZ1727-U1728>Vypocet!$D$18,Vypocet!$D$18,Z1728/1000+AZ1727-U1728)),IF(AZ1727=0,0,IF(AZ1727>V1728,AZ1727-V1728,0)))","v":0},0,null,null,null,null,null,null,null,null,null,null,null,null,null,null,null,null,null,null,null,null,null,null,null,null,null,null,null,null,null,null,null,null,null,null,null,null,null,null,null,null,null,null,null,null,null,null,null,null,null,null,null,null,null,null,null,null,null,null,null,null,null,null,null,null,null,null,null,null,null,null,null,null,null,null,null,null,null,null,null,null,null,null,null,null,null,null,null,null,null,null,null,null,null,null,null,null,null,null,null,null,null,null,null,0.53208999999999995,0.61009000000000002,0.54291999999999996,0.57569000000000004,0.66690000000000005,0.79225000000000001,0.32532,0.38127,0.40914,0.42810999999999999,0.40405999999999997,0.50131000000000003,0.85240000000000005,0.69115000000000004,1]
[3,43904,15,1743,{"$f":"(FA1745*Vypocet!$D$24)/$FA$2","v":0},{"$f":"(FB1745*Vypocet!$D$24)/$FB$2","v":0},{"$f":"(FC1745*Vypocet!$D$24)/$FC$2","v":0},{"$f":"(FD1745*Vypocet!$D$24)/$FD$2","v":0},{"$f":"(FE1745*Vypocet!$D$24)/$FE$2","v":0},{"$f":"(FF1745*Vypocet!$D$24)/$FF$2","v":0},{"$f":"(FG1745*Vypocet!$D$24)/$FG$2","v":0},{"$f":"(FH1745*Vypocet!$D$24)/$FH$2","v":0},{"$f":"(FI1745*Vypocet!$D$24)/$FI$2","v":0},{"$f":"(FJ1745*Vypocet!$D$24)/$FJ$2","v":0},{"$f":"(FK1745*Vypocet!$D$24)/$FK$2","v":0},{"$f":"(FL1745*Vypocet!$D$24)/$FL$2","v":0},{"$f":"(FM1745*Vypocet!$D$24)/$FM$2","v":0},{"$f":"(FN1745*Vypocet!$D$24)/$FN$2","v":0},{"$f":"(FO1745*Vypocet!$D$24)/$FO$2","v":0},{"$f":"(VLOOKUP(A1745,Voda!$B$3:$AC$15,TDDData!C1745+4,0)*4180*(VLOOKUP(A1745,Voda!$B$3:$AC$15,4,0)-VLOOKUP(A1745,Voda!$B$3:$AC$15,3,0)))/3600000","v":0},0,{"$f":"IF(U1745=0,0,IF(Z1745>0,IF(Z1745/1000<U1745,IF(Z1745/1000<=Vypocet!$D$15,IF(U1745<Vypocet!$D$15,U1745-Z1745/1000,Vypocet!$D$15-Z1745/1000),Vypocet!$D$15),0),IF(U1745>Vypocet!$D$15,Vypocet!$D$15,U1745)))","v":0},0,{"$f":"HLOOKUP(Vypocet!$D$11,TDDData!$E:$S,2+TDDData!D1745,0)","v":{"$error":"#N/A"}},46.88,37.504000000000005,{"$error":"#N/A"},{"$error":"#N/A"},{"$f":"IF(AA1745<0,IF(AC1744>-AA1745,AC1744+AA1745,0),IF(AA1745+AC1744<=Vypocet!$D$18,AA1745+AC1744,Vypocet!$D$18))","v":{"$error":"#N/A"}},{"$error":"#N/A"},{"$f":"IF(AND(AC1745<AC1744,AC1745<>0),AE1744,IF(OR(AND(AC1744=0,AA1745<0),AC1744<-AA1745),IF(AC1744=0,IF(AE1744>-AA1745,AE1744+AA1745,0),IF(AC1744+AE1744>-AA1745,AC1744+AE1744+AA1745,0)),IF(AC1744=Vypocet!$D$18,AE1744+AA1745,AE1744+AA1745-AC1745+AC1744)))","v":{"$error":"#N/A"}},{"$error":"#N/A"},{"$error":"#N/A"},{"$f":"SUM($AF$3:AF1745)","v":{"$error":"#N/A"}},{"$error":"#N/A"},{"$error":"#N/A"},{"$error":"#N/A"},{"$f":"SUM($AJ$3:AJ1745)","v":{"$error":"#N/A"}},{"$error":"#N/A"},{"$error":"#N/A"},{"$error":"#N/A"},{"$f":"IF(AN1745<0,IF(AP1744>-AN1745,AP1744+AN1745,0),IF(AN1745+AP1744<=Vypocet!$D$18,AN1745+AP1744,Vypocet!$D$18))","v":{"$error":"#N/A"}},{"$error":"#N/A"},{"$f":"IF(AND(AP1745<AP1744,AP1745<>0),AR1744,IF(OR(AND(AP1744=0,AN1745<0),AP1744<-AN1745),IF(AP1744=0,IF(AR1744>-AN1745,AR1744+AN1745,0),IF(AP1744+AR1744>-AN1745,AP1744+AR1744+AN1745,0)),IF(AP1744=Vypocet!$D$18,AR1744+AN1745,AR1744+AN1745-AP1745+AP1744)))","v":{"$error":"#N/A"}},{"$error":"#N/A"},{"$error":"#N/A"},{"$f":"SUM($AS$3:AS1745)","v":{"$error":"#N/A"}},{"$error":"#N/A"},{"$error":"#N/A"},{"$error":"#N/A"},{"$f":"SUM($AW$3:AW1745)","v":{"$error":"#N/A"}},{"$f":"IF(V1745=0,IF(U1745=0,IF(AZ1744+Z1745/1000>Vypocet!$D$18,Vypocet!$D$18,AZ1744+Z1745/1000),IF(Z1745/1000+AZ1744-U1745>Vypocet!$D$18,Vypocet!$D$18,Z1745/1000+AZ1744-U1745)),IF(AZ1744=0,0,IF(AZ1744>V1745,AZ1744-V1745,0)))","v":0},0,null,null,null,null,null,null,null,null,null,null,null,null,null,null,null,null,null,null,null,null,null,null,null,null,null,null,null,null,null,null,null,null,null,null,null,null,null,null,null,null,null,null,null,null,null,null,null,null,null,null,null,null,null,null,null,null,null,null,null,null,null,null,null,null,null,null,null,null,null,null,null,null,null,null,null,null,null,null,null,null,null,null,null,null,null,null,null,null,null,null,null,null,null,null,null,null,null,null,null,null,null,null,null,0.78820999999999997,0.83137000000000005,0.71352000000000004,0.46195000000000003,0.78003999999999996,0.69584999999999997,0.62888999999999995,0.57638,0.53844000000000003,0.70696999999999999,0.61301000000000005,0.60389999999999999,0.51522000000000001,0.54085000000000005,0]
[3,43906,2,1778,{"$f":"(FA1780*Vypocet!$D$24)/$FA$2","v":0},{"$f":"(FB1780*Vypocet!$D$24)/$FB$2","v":0},{"$f":"(FC1780*Vypocet!$D$24)/$FC$2","v":0},{"$f":"(FD1780*Vypocet!$D$24)/$FD$2","v":0},{"$f":"(FE1780*Vypocet!$D$24)/$FE$2","v":0},{"$f":"(FF1780*Vypocet!$D$24)/$FF$2","v":0},{"$f":"(FG1780*Vypocet!$D$24)/$FG$2","v":0},{"$f":"(FH1780*Vypocet!$D$24)/$FH$2","v":0},{"$f":"(FI1780*Vypocet!$D$24)/$FI$2","v":0},{"$f":"(FJ1780*Vypocet!$D$24)/$FJ$2","v":0},{"$f":"(FK1780*Vypocet!$D$24)/$FK$2","v":0},{"$f":"(FL1780*Vypocet!$D$24)/$FL$2","v":0},{"$f":"(FM1780*Vypocet!$D$24)/$FM$2","v":0},{"$f":"(FN1780*Vypocet!$D$24)/$FN$2","v":0},{"$f":"(FO1780*Vypocet!$D$24)/$FO$2","v":0},{"$f":"(VLOOKUP(A1780,Voda!$B$3:$AC$15,TDDData!C1780+4,0)*4180*(VLOOKUP(A1780,Voda!$B$3:$AC$15,4,0)-VLOOKUP(A1780,Voda!$B$3:$AC$15,3,0)))/3600000","v":0},0,{"$f":"IF(U1780=0,0,IF(Z1780>0,IF(Z1780/1000<U1780,IF(Z1780/1000<=Vypocet!$D$15,IF(U1780<Vypocet!$D$15,U1780-Z1780/1000,Vypocet!$D$15-Z1780/1000),Vypocet!$D$15),0),IF(U1780>Vypocet!$D$15,Vypocet!$D$15,U1780)))","v":0},0,{"$f":"HLOOKUP(Vypocet!$D$11,TDDData!$E:$S,2+TDDData!D1780,0)","v":{"$error":"#N/A"}},0,0,{"$error":"#N/A"},{"$error":"#N/A"},{"$f":"IF(AA1780<0,IF(AC1779>-AA1780,AC1779+AA1780,0),IF(AA1780+AC1779<=Vypocet!$D$18,AA1780+AC1779,Vypocet!$D$18))","v":{"$error":"#N/A"}},{"$error":"#N/A"},{"$f":"IF(AND(AC1780<AC1779,AC1780<>0),AE1779,IF(OR(AND(AC1779=0,AA1780<0),AC1779<-AA1780),IF(AC1779=0,IF(AE1779>-AA1780,AE1779+AA1780,0),IF(AC1779+AE1779>-AA1780,AC1779+AE1779+AA1780,0)),IF(AC1779=Vypocet!$D$18,AE1779+AA1780,AE1779+AA1780-AC1780+AC1779)))","v":{"$error":"#N/A"}},{"$error":"#N/A"},{"$error":"#N/A"},{"$f":"SUM($AF$3:AF1780)","v":{"$error":"#N/A"}},{"$error":"#N/A"},{"$error":"#N/A"},{"$error":"#N/A"},{"$f":"SUM($AJ$3:AJ1780)","v":{"$error":"#N/A"}},{"$error":"#N/A"},{"$error":"#N/A"},{"$error":"#N/A"},{"$f":"IF(AN1780<0,IF(AP1779>-AN1780,AP1779+AN1780,0),IF(AN1780+AP1779<=Vypocet!$D$18,AN1780+AP1779,Vypocet!$D$18))","v":{"$error":"#N/A"}},{"$error":"#N/A"},{"$f":"IF(AND(AP1780<AP1779,AP1780<>0),AR1779,IF(OR(AND(AP1779=0,AN1780<0),AP1779<-AN1780),IF(AP1779=0,IF(AR1779>-AN1780,AR1779+AN1780,0),IF(AP1779+AR1779>-AN1780,AP1779+AR1779+AN1780,0)),IF(AP1779=Vypocet!$D$18,AR1779+AN1780,AR1779+AN1780-AP1780+AP1779)))","v":{"$error":"#N/A"}},{"$error":"#N/A"},{"$error":"#N/A"},{"$f":"SUM($AS$3:AS1780)","v":{"$error":"#N/A"}},{"$error":"#N/A"},{"$error":"#N/A"},{"$error":"#N/A"},{"$f":"SUM($AW$3:AW1780)","v":{"$error":"#N/A"}},{"$f":"IF(V1780=0,IF(U1780=0,IF(AZ1779+Z1780/1000>Vypocet!$D$18,Vypocet!$D$18,AZ1779+Z1780/1000),IF(Z1780/1000+AZ1779-U1780>Vypocet!$D$18,Vypocet!$D$18,Z1780/1000+AZ1779-U1780)),IF(AZ1779=0,0,IF(AZ1779>V1780,AZ1779-V1780,0)))","v":0},0,null,null,null,null,null,null,null,null,null,null,null,null,null,null,null,null,null,null,null,null,null,null,null,null,null,null,null,null,null,null,null,null,null,null,null,null,null,null,null,null,null,null,null,null,null,null,null,null,null,null,null,null,null,null,null,null,null,null,null,null,null,null,null,null,null,null,null,null,null,null,null,null,null,null,null,null,null,null,null,null,null,null,null,null,null,null,null,null,null,null,null,null,null,null,null,null,null,null,null,null,null,null,null,0.34892000000000001,0.62170999999999998,0.41350999999999999,0.24714,0.29431000000000002,0.53532000000000002,0.26001000000000002,0.38173000000000001,0.35539999999999999,0.59396000000000004,0.38862999999999998,0.36969999999999997,0.43408999999999998,0.42775000000000002,1]
[3,43908,5,1829,{"$f":"(FA1831*Vypocet!$D$24)/$FA$2","v":0},{"$f":"(FB1831*Vypocet!$D$24)/$FB$2","v":0},{"$f":"(FC1831*Vypocet!$D$24)/$FC$2","v":0},{"$f":"(FD1831*Vypocet!$D$24)/$FD$2","v":0},{"$f":"(FE1831*Vypocet!$D$24)/$FE$2","v":0},{"$f":"(FF1831*Vypocet!$D$24)/$FF$2","v":0},{"$f":"(FG1831*Vypocet!$D$24)/$FG$2","v":0},{"$f":"(FH1831*Vypocet!$D$24)/$FH$2","v":0},{"$f":"(FI1831*Vypocet!$D$24)/$FI$2","v":0},{"$f":"(FJ1831*Vypocet!$D$24)/$FJ$2","v":0},{"$f":"(FK1831*Vypocet!$D$24)/$FK$2","v":0},{"$f":"(FL1831*Vypocet!$D$24)/$FL$2","v":0},{"$f":"(FM1831*Vypocet!$D$24)/$FM$2","v":0},{"$f":"(FN1831*Vypocet!$D$24)/$FN$2","v":0},{"$f":"(FO1831*Vypocet!$D$24)/$FO$2","v":0},{"$f":"(VLOOKUP(A1831,Voda!$B$3:$AC$15,TDDData!C1831+4,0)*4180*(VLOOKUP(A1831,Voda!$B$3:$AC$15,4,0)-VLOOKUP(A1831,Voda!$B$3:$AC$15,3,0)))/3600000","v":0},0,{"$f":"IF(U1831=0,0,IF(Z1831>0,IF(Z1831/1000<U1831,IF(Z1831/1000<=Vypocet!$D$15,IF(U1831<Vypocet!$D$15,U1831-Z1831/1000,Vypocet!$D$15-Z1831/1000),Vypocet!$D$15),0),IF(U1831>Vypocet!$D$15,Vypocet!$D$15,U1831)))","v":0},0,{"$f":"HLOOKUP(Vypocet!$D$11,TDDData!$E:$S,2+TDDData!D1831,0)","v":{"$error":"#N/A"}},0,0,{"$error":"#N/A"},{"$error":"#N/A"},{"$f":"IF(AA1831<0,IF(AC1830>-AA1831,AC1830+AA1831,0),IF(AA1831+AC1830<=Vypocet!$D$18,AA1831+AC1830,Vypocet!$D$18))","v":{"$error":"#N/A"}},{"$error":"#N/A"},{"$f":"IF(AND(AC1831<AC1830,AC1831<>0),AE1830,IF(OR(AND(AC1830=0,AA1831<0),AC1830<-AA1831),IF(AC1830=0,IF(AE1830>-AA1831,AE1830+AA1831,0),IF(AC1830+AE1830>-AA1831,AC1830+AE1830+AA1831,0)),IF(AC1830=Vypocet!$D$18,AE1830+AA1831,AE1830+AA1831-AC1831+AC1830)))","v":{"$error":"#N/A"}},{"$error":"#N/A"},{"$error":"#N/A"},{"$f":"SUM($AF$3:AF1831)","v":{"$error":"#N/A"}},{"$error":"#N/A"},{"$error":"#N/A"},{"$error":"#N/A"},{"$f":"SUM($AJ$3:AJ1831)","v":{"$error":"#N/A"}},{"$error":"#N/A"},{"$error":"#N/A"},{"$error":"#N/A"},{"$f":"IF(AN1831<0,IF(AP1830>-AN1831,AP1830+AN1831,0),IF(AN1831+AP1830<=Vypocet!$D$18,AN1831+AP1830,Vypocet!$D$18))","v":{"$error":"#N/A"}},{"$error":"#N/A"},{"$f":"IF(AND(AP1831<AP1830,AP1831<>0),AR1830,IF(OR(AND(AP1830=0,AN1831<0),AP1830<-AN1831),IF(AP1830=0,IF(AR1830>-AN1831,AR1830+AN1831,0),IF(AP1830+AR1830>-AN1831,AP1830+AR1830+AN1831,0)),IF(AP1830=Vypocet!$D$18,AR1830+AN1831,AR1830+AN1831-AP1831+AP1830)))","v":{"$error":"#N/A"}},{"$error":"#N/A"},{"$error":"#N/A"},{"$f":"SUM($AS$3:AS1831)","v":{"$error":"#N/A"}},{"$error":"#N/A"},{"$error":"#N/A"},{"$error":"#N/A"},{"$f":"SUM($AW$3:AW1831)","v":{"$error":"#N/A"}},{"$f":"IF(V1831=0,IF(U1831=0,IF(AZ1830+Z1831/1000>Vypocet!$D$18,Vypocet!$D$18,AZ1830+Z1831/1000),IF(Z1831/1000+AZ1830-U1831>Vypocet!$D$18,Vypocet!$D$18,Z1831/1000+AZ1830-U1831)),IF(AZ1830=0,0,IF(AZ1830>V1831,AZ1830-V1831,0)))","v":0},0,null,null,null,null,null,null,null,null,null,null,null,null,null,null,null,null,null,null,null,null,null,null,null,null,null,null,null,null,null,null,null,null,null,null,null,null,null,null,null,null,null,null,null,null,null,null,null,null,null,null,null,null,null,null,null,null,null,null,null,null,null,null,null,null,null,null,null,null,null,null,null,null,null,null,null,null,null,null,null,null,null,null,null,null,null,null,null,null,null,null,null,null,null,null,null,null,null,null,null,null,null,null,null,0.34494999999999998,0.54249000000000003,0.44496000000000002,0.23971000000000001,0.43952000000000002,0.35555999999999999,0.34178999999999998,0.33054,0.33056999999999997,0.42802000000000001,0.45262000000000002,0.24923999999999999,0.43637999999999999,0.45190000000000002,1]
[3,43908,22,1846,{"$f":"(FA1848*Vypocet!$D$24)/$FA$2","v":0},{"$f":"(FB1848*Vypocet!$D$24)/$FB$2","v":0},{"$f":"(FC1848*Vypocet!$D$24)/$FC$2","v":0},{"$f":"(FD1848*Vypocet!$D$24)/$FD$2","v":0},{"$f":"(FE1848*Vypocet!$D$24)/$FE$2","v":0},{"$f":"(FF1848*Vypocet!$D$24)/$FF$2","v":0},{"$f":"(FG1848*Vypocet!$D$24)/$FG$2","v":0},{"$f":"(FH1848*Vypocet!$D$24)/$FH$2","v":0},{"$f":"(FI1848*Vypocet!$D$24)/$FI$2","v":0},{"$f":"(FJ1848*Vypocet!$D$24)/$FJ$2","v":0},{"$f":"(FK1848*Vypocet!$D$24)/$FK$2","v":0},{"$f":"(FL1848*Vypocet!$D$24)/$FL$2","v":0},{"$f":"(FM1848*Vypocet!$D$24)/$FM$2","v":0},{"$f":"(FN1848*Vypocet!$D$24)/$FN$2","v":0},{"$f":"(FO1848*Vypocet!$D$24)/$FO$2","v":0},{"$f":"(VLOOKUP(A1848,Voda!$B$3:$AC$15,TDDData!C1848+4,0)*4180*(VLOOKUP(A1848,Voda!$B$3:$AC$15,4,0)-VLOOKUP(A1848,Voda!$B$3:$AC$15,3,0)))/3600000","v":0},0,{"$f":"IF(U1848=0,0,IF(Z1848>0,IF(Z1848/1000<U1848,IF(Z1848/1000<=Vypocet!$D$15,IF(U1848<Vypocet!$D$15,U1848-Z1848/1000,Vypocet!$D$15-Z1848/1000),Vypocet!$D$15),0),IF(U1848>Vypocet!$D$15,Vypocet!$D$15,U1848)))","v":0},0,{"$f":"HLOOKUP(Vypocet!$D$11,TDDData!$E:$S,2+TDDData!D1848,0)","v":{"$error":"#N/A"}},0,0,{"$error":"#N/A"},{"$error":"#N/A"},{"$f":"IF(AA1848<0,IF(AC1847>-AA1848,AC1847+AA1848,0),IF(AA1848+AC1847<=Vypocet!$D$18,AA1848+AC1847,Vypocet!$D$18))","v":{"$error":"#N/A"}},{"$error":"#N/A"},{"$f":"IF(AND(AC1848<AC1847,AC1848<>0),AE1847,IF(OR(AND(AC1847=0,AA1848<0),AC1847<-AA1848),IF(AC1847=0,IF(AE1847>-AA1848,AE1847+AA1848,0),IF(AC1847+AE1847>-AA1848,AC1847+AE1847+AA1848,0)),IF(AC1847=Vypocet!$D$18,AE1847+AA1848,AE1847+AA1848-AC1848+AC1847)))","v":{"$error":"#N/A"}},{"$error":"#N/A"},{"$error":"#N/A"},{"$f":"SUM($AF$3:AF1848)","v":{"$error":"#N/A"}},{"$error":"#N/A"},{"$error":"#N/A"},{"$error":"#N/A"},{"$f":"SUM($AJ$3:AJ1848)","v":{"$error":"#N/A"}},{"$error":"#N/A"},{"$error":"#N/A"},{"$error":"#N/A"},{"$f":"IF(AN1848<0,IF(AP1847>-AN1848,AP1847+AN1848,0),IF(AN1848+AP1847<=Vypocet!$D$18,AN1848+AP1847,Vypocet!$D$18))","v":{"$error":"#N/A"}},{"$error":"#N/A"},{"$f":"IF(AND(AP1848<AP1847,AP1848<>0),AR1847,IF(OR(AND(AP1847=0,AN1848<0),AP1847<-AN1848),IF(AP1847=0,IF(AR1847>-AN1848,AR1847+AN1848,0),IF(AP1847+AR1847>-AN1848,AP1847+AR1847+AN1848,0)),IF(AP1847=Vypocet!$D$18,AR1847+AN1848,AR1847+AN1848-AP1848+AP1847)))","v":{"$error":"#N/A"}},{"$error":"#N/A"},{"$error":"#N/A"},{"$f":"SUM($AS$3:AS1848)","v":{"$error":"#N/A"}},{"$error":"#N/A"},{"$error":"#N/A"},{"$error":"#N/A"},{"$f":"SUM($AW$3:AW1848)","v":{"$error":"#N/A"}},{"$f":"IF(V1848=0,IF(U1848=0,IF(AZ1847+Z1848/1000>Vypocet!$D$18,Vypocet!$D$18,AZ1847+Z1848/1000),IF(Z1848/1000+AZ1847-U1848>Vypocet!$D$18,Vypocet!$D$18,Z1848/1000+AZ1847-U1848)),IF(AZ1847=0,0,IF(AZ1847>V1848,AZ1847-V1848,0)))","v":0},0,null,null,null,null,null,null,null,null,null,null,null,null,null,null,null,null,null,null,null,null,null,null,null,null,null,null,null,null,null,null,null,null,null,null,null,null,null,null,null,null,null,null,null,null,null,null,null,null,null,null,null,null,null,null,null,null,null,null,null,null,null,null,null,null,null,null,null,null,null,null,null,null,null,null,null,null,null,null,null,null,null,null,null,null,null,null,null,null,null,null,null,null,null,null,null,null,null,null,null,null,null,null,null,0.51058999999999999,0.57452000000000003,0.52090999999999998,0.57111000000000001,0.58874000000000004,0.84592999999999996,0.32546999999999998,0.39773999999999998,0.38100000000000001,0.38896999999999998,0.39377000000000001,0.52414000000000005,0.82847999999999999,0.64041000000000003,1]
[3,43910,8,1880,{"$f":"(FA1882*Vypocet!$D$24)/$FA$2","v":0},{"$f":"(FB1882*Vypocet!$D$24)/$FB$2","v":0},{"$f":"(FC1882*Vypocet!$D$24)/$FC$2","v":0},{"$f":"(FD1882*Vypocet!$D$24)/$FD$2","v":0},{"$f":"(FE1882*Vypocet!$D$24)/$FE$2","v":0},{"$f":"(FF1882*Vypocet!$D$24)/$FF$2","v":0},{"$f":"(FG1882*Vypocet!$D$24)/$FG$2","v":0},{"$f":"(FH1882*Vypocet!$D$24)/$FH$2","v":0},{"$f":"(FI1882*Vypocet!$D$24)/$FI$2","v":0},{"$f":"(FJ1882*Vypocet!$D$24)/$FJ$2","v":0},{"$f":"(FK1882*Vypocet!$D$24)/$FK$2","v":0},{"$f":"(FL1882*Vypocet!$D$24)/$FL$2","v":0},{"$f":"(FM1882*Vypocet!$D$24)/$FM$2","v":0},{"$f":"(FN1882*Vypocet!$D$24)/$FN$2","v":0},{"$f":"(FO1882*Vypocet!$D$24)/$FO$2","v":0},{"$f":"(VLOOKUP(A1882,Voda!$B$3:$AC$15,TDDData!C1882+4,0)*4180*(VLOOKUP(A1882,Voda!$B$3:$AC$15,4,0)-VLOOKUP(A1882,Voda!$B$3:$AC$15,3,0)))/3600000","v":0},0,{"$f":"IF(U1882=0,0,IF(Z1882>0,IF(Z1882/1000<U1882,IF(Z1882/1000<=Vypocet!$D$15,IF(U1882<Vypocet!$D$15,U1882-Z1882/1000,Vypocet!$D$15-Z1882/1000),Vypocet!$D$15),0),IF(U1882>Vypocet!$D$15,Vypocet!$D$15,U1882)))","v":0},0,{"$f":"HLOOKUP(Vypocet!$D$11,TDDData!$E:$S,2+TDDData!D1882,0)","v":{"$error":"#N/A"}},215.32,172.256,{"$error":"#N/A"},{"$error":"#N/A"},{"$f":"IF(AA1882<0,IF(AC1881>-AA1882,AC1881+AA1882,0),IF(AA1882+AC1881<=Vypocet!$D$18,AA1882+AC1881,Vypocet!$D$18))","v":{"$error":"#N/A"}},{"$error":"#N/A"},{"$f":"IF(AND(AC1882<AC1881,AC1882<>0),AE1881,IF(OR(AND(AC1881=0,AA1882<0),AC1881<-AA1882),IF(AC1881=0,IF(AE1881>-AA1882,AE1881+AA1882,0),IF(AC1881+AE1881>-AA1882,AC1881+AE1881+AA1882,0)),IF(AC1881=Vypocet!$D$18,AE1881+AA1882,AE1881+AA1882-AC1882+AC1881)))","v":{"$error":"#N/A"}},{"$error":"#N/A"},{"$error":"#N/A"},{"$f":"SUM($AF$3:AF1882)","v":{"$error":"#N/A"}},{"$error":"#N/A"},{"$error":"#N/A"},{"$error":"#N/A"},{"$f":"SUM($AJ$3:AJ1882)","v":{"$error":"#N/A"}},{"$error":"#N/A"},{"$error":"#N/A"},{"$error":"#N/A"},{"$f":"IF(AN1882<0,IF(AP1881>-AN1882,AP1881+AN1882,0),IF(AN1882+AP1881<=Vypocet!$D$18,AN1882+AP1881,Vypocet!$D$18))","v":{"$error":"#N/A"}},{"$error":"#N/A"},{"$f":"IF(AND(AP1882<AP1881,AP1882<>0),AR1881,IF(OR(AND(AP1881=0,AN1882<0),AP1881<-AN1882),IF(AP1881=0,IF(AR1881>-AN1882,AR1881+AN1882,0),IF(AP1881+AR1881>-AN1882,AP1881+AR1881+AN1882,0)),IF(AP1881=Vypocet!$D$18,AR1881+AN1882,AR1881+AN1882-AP1882+AP1881)))","v":{"$error":"#N/A"}},{"$error":"#N/A"},{"$error":"#N/A"},{"$f":"SUM($AS$3:AS1882)","v":{"$error":"#N/A"}},{"$error":"#N/A"},{"$error":"#N/A"},{"$error":"#N/A"},{"$f":"SUM($AW$3:AW1882)","v":{"$error":"#N/A"}},{"$f":"IF(V1882=0,IF(U1882=0,IF(AZ1881+Z1882/1000>Vypocet!$D$18,Vypocet!$D$18,AZ1881+Z1882/1000),IF(Z1882/1000+AZ1881-U1882>Vypocet!$D$18,Vypocet!$D$18,Z1882/1000+AZ1881-U1882)),IF(AZ1881=0,0,IF(AZ1881>V1882,AZ1881-V1882,0)))","v":0},0,null,null,null,null,null,null,null,null,null,null,null,null,null,null,null,null,null,null,null,null,null,null,null,null,null,null,null,null,null,null,null,null,null,null,null,null,null,null,null,null,null,null,null,null,null,null,null,null,null,null,null,null,null,null,null,null,null,null,null,null,null,null,null,null,null,null,null,null,null,null,null,null,null,null,null,null,null,null,null,null,null,null,null,null,null,null,null,null,null,null,null,null,null,null,null,null,null,null,null,null,null,null,null,0.69237000000000004,0.67054000000000002,0.60533999999999999,0.38812000000000002,0.32636999999999999,0.28544000000000003,0.29552,0.25098999999999999,0.30868000000000001,0.27644999999999997,0.27044000000000001,0.24496999999999999,0.33623999999999998,0.51693,0]
[3,43912,11,1931,{"$f":"(FA1933*Vypocet!$D$24)/$FA$2","v":0},{"$f":"(FB1933*Vypocet!$D$24)/$FB$2","v":0},{"$f":"(FC1933*Vypocet!$D$24)/$FC$2","v":0},{"$f":"(FD1933*Vypocet!$D$24)/$FD$2","v":0},{"$f":"(FE1933*Vypocet!$D$24)/$FE$2","v":0},{"$f":"(FF1933*Vypocet!$D$24)/$FF$2","v":0},{"$f":"(FG1933*Vypocet!$D$24)/$FG$2","v":0},{"$f":"(FH1933*Vypocet!$D$24)/$FH$2","v":0},{"$f":"(FI1933*Vypocet!$D$24)/$FI$2","v":0},{"$f":"(FJ1933*Vypocet!$D$24)/$FJ$2","v":0},{"$f":"(FK1933*Vypocet!$D$24)/$FK$2","v":0},{"$f":"(FL1933*Vypocet!$D$24)/$FL$2","v":0},{"$f":"(FM1933*Vypocet!$D$24)/$FM$2","v":0},{"$f":"(FN1933*Vypocet!$D$24)/$FN$2","v":0},{"$f":"(FO1933*Vypocet!$D$24)/$FO$2","v":0},{"$f":"(VLOOKUP(A1933,Voda!$B$3:$AC$15,TDDData!C1933+4,0)*4180*(VLOOKUP(A1933,Voda!$B$3:$AC$15,4,0)-VLOOKUP(A1933,Voda!$B$3:$AC$15,3,0)))/3600000","v":0},0,{"$f":"IF(U1933=0,0,IF(Z1933>0,IF(Z1933/1000<U1933,IF(Z1933/1000<=Vypocet!$D$15,IF(U1933<Vypocet!$D$15,U1933-Z1933/1000,Vypocet!$D$15-Z1933/1000),Vypocet!$D$15),0),IF(U1933>Vypocet!$D$15,Vypocet!$D$15,U1933)))","v":0},0,{"$f":"HLOOKUP(Vypocet!$D$11,TDDData!$E:$S,2+TDDData!D1933,0)","v":{"$error":"#N/A"}},139.18,111.34400000000001,{"$error":"#N/A"},{"$error":"#N/A"},{"$f":"IF(AA1933<0,IF(AC1932>-AA1933,AC1932+AA1933,0),IF(AA1933+AC1932<=Vypocet!$D$18,AA1933+AC1932,Vypocet!$D$18))","v":{"$error":"#N/A"}},{"$error":"#N/A"},{"$f":"IF(AND(AC1933<AC1932,AC1933<>0),AE1932,IF(OR(AND(AC1932=0,AA1933<0),AC1932<-AA1933),IF(AC1932=0,IF(AE1932>-AA1933,AE1932+AA1933,0),IF(AC1932+AE1932>-AA1933,AC1932+AE1932+AA1933,0)),IF(AC1932=Vypocet!$D$18,AE1932+AA1933,AE1932+AA1933-AC1933+AC1932)))","v":{"$error":"#N/A"}},{"$error":"#N/A"},{"$f":"IF(AE1933+AC1933>-AA1933,0,IF(AND(AE1933=0,AC1933=0),-AA1933,-AA1933-AE1933-AC1933))","v":{"$error":"#N/A"}},{"$f":"SUM($AF$3:AF1933)","v":{"$error":"#N/A"}},{"$error":"#N/A"},{"$error":"#N/A"},{"$error":"#N/A"},{"$f":"SUM($AJ$3:AJ1933)","v":{"$error":"#N/A"}},{"$error":"#N/A"},{"$error":"#N/A"},{"$error":"#N/A"},{"$f":"IF(AN1933<0,IF(AP1932>-AN1933,AP1932+AN1933,0),IF(AN1933+AP1932<=Vypocet!$D$18,AN1933+AP1932,Vypocet!$D$18))","v":{"$error":"#N/A"}},{"$error":"#N/A"},{"$f":"IF(AND(AP1933<AP1932,AP1933<>0),AR1932,IF(OR(AND(AP1932=0,AN1933<0),AP1932<-AN1933),IF(AP1932=0,IF(AR1932>-AN1933,AR1932+AN1933,0),IF(AP1932+AR1932>-AN1933,AP1932+AR1932+AN1933,0)),IF(AP1932=Vypocet!$D$18,AR1932+AN1933,AR1932+AN1933-AP1933+AP1932)))","v":{"$error":"#N/A"}},{"$error":"#N/A"},{"$f":"IF(AR1933+AP1933>-AN1933,0,IF(AND(AR1933=0,AP1933=0),-AN1933,-AN1933-AR1933-AP1933))","v":{"$error":"#N/A"}},{"$f":"SUM($AS$3:AS1933)","v":{"$error":"#N/A"}},{"$error":"#N/A"},{"$error":"#N/A"},{"$error":"#N/A"},{"$f":"SUM($AW$3:AW1933)","v":{"$error":"#N/A"}},{"$f":"IF(V1933=0,IF(U1933=0,IF(AZ1932+Z1933/1000>Vypocet!$D$18,Vypocet!$D$18,AZ1932+Z1933/1000),IF(Z1933/1000+AZ1932-U1933>Vypocet!$D$18,Vypocet!$D$18,Z1933/1000+AZ1932-U1933)),IF(AZ1932=0,0,IF(AZ1932>V1933,AZ1932-V1933,0)))","v":0},0,null,null,null,null,null,null,null,null,null,null,null,null,null,null,null,null,null,null,null,null,null,null,null,null,null,null,null,null,null,null,null,null,null,null,null,null,null,null,null,null,null,null,null,null,null,null,null,null,null,null,null,null,null,null,null,null,null,null,null,null,null,null,null,null,null,null,null,null,null,null,null,null,null,null,null,null,null,null,null,null,null,null,null,null,null,null,null,null,null,null,null,null,null,null,null,null,null,null,null,null,null,null,null,0.57206000000000001,0.51663000000000003,0.56637999999999999,0.78134999999999999,0.60346999999999995,0.49848999999999999,0.36901,0.39123000000000002,0.57762999999999998,0.50090999999999997,0.52807999999999999,0.56111999999999995,0.63029000000000002,0.60124999999999995,0]
[3,43913,22,1966,{"$f":"(FA1968*Vypocet!$D$24)/$FA$2","v":0},{"$f":"(FB1968*Vypocet!$D$24)/$FB$2","v":0},{"$f":"(FC1968*Vypocet!$D$24)/$FC$2","v":0},{"$f":"(FD1968*Vypocet!$D$24)/$FD$2","v":0},{"$f":"(FE1968*Vypocet!$D$24)/$FE$2","v":0},{"$f":"(FF1968*Vypocet!$D$24)/$FF$2","v":0},{"$f":"(FG1968*Vypocet!$D$24)/$FG$2","v":0},{"$f":"(FH1968*Vypocet!$D$24)/$FH$2","v":0},{"$f":"(FI1968*Vypocet!$D$24)/$FI$2","v":0},{"$f":"(FJ1968*Vypocet!$D$24)/$FJ$2","v":0},{"$f":"(FK1968*Vypocet!$D$24)/$FK$2","v":0},{"$f":"(FL1968*Vypocet!$D$24)/$FL$2","v":0},{"$f":"(FM1968*Vypocet!$D$24)/$FM$2","v":0},{"$f":"(FN1968*Vypocet!$D$24)/$FN$2","v":0},{"$f":"(FO1968*Vypocet!$D$24)/$FO$2","v":0},{"$f":"(VLOOKUP(A1968,Voda!$B$3:$AC$15,TDDData!C1968+4,0)*4180*(VLOOKUP(A1968,Voda!$B$3:$AC$15,4,0)-VLOOKUP(A1968,Voda!$B$3:$AC$15,3,0)))/3600000","v":0},0,{"$f":"IF(U1968=0,0,IF(Z1968>0,IF(Z1968/1000<U1968,IF(Z1968/1000<=Vypocet!$D$15,IF(U1968<Vypocet!$D$15,U1968-Z1968/1000,Vypocet!$D$15-Z1968/1000),Vypocet!$D$15),0),IF(U1968>Vypocet!$D$15,Vypocet!$D$15,U1968)))","v":0},0,{"$f":"HLOOKUP(Vypocet!$D$11,TDDData!$E:$S,2+TDDData!D1968,0)","v":{"$error":"#N/A"}},0,0,{"$error":"#N/A"},{"$error":"#N/A"},{"$f":"IF(AA1968<0,IF(AC1967>-AA1968,AC1967+AA1968,0),IF(AA1968+AC1967<=Vypocet!$D$18,AA1968+AC1967,Vypocet!$D$18))","v":{"$error":"#N/A"}},{"$error":"#N/A"},{"$f":"IF(AND(AC1968<AC1967,AC1968<>0),AE1967,IF(OR(AND(AC1967=0,AA1968<0),AC1967<-AA1968),IF(AC1967=0,IF(AE1967>-AA1968,AE1967+AA1968,0),IF(AC1967+AE1967>-AA1968,AC1967+AE1967+AA1968,0)),IF(AC1967=Vypocet!$D$18,AE1967+AA1968,AE1967+AA1968-AC1968+AC1967)))","v":{"$error":"#N/A"}},{"$error":"#N/A"},{"$error":"#N/A"},{"$f":"SUM($AF$3:AF1968)","v":{"$error":"#N/A"}},{"$error":"#N/A"},{"$error":"#N/A"},{"$error":"#N/A"},{"$f":"SUM($AJ$3:AJ1968)","v":{"$error":"#N/A"}},{"$error":"#N/A"},{"$error":"#N/A"},{"$error":"#N/A"},{"$f":"IF(AN1968<0,IF(AP1967>-AN1968,AP1967+AN1968,0),IF(AN1968+AP1967<=Vypocet!$D$18,AN1968+AP1967,Vypocet!$D$18))","v":{"$error":"#N/A"}},{"$error":"#N/A"},{"$f":"IF(AND(AP1968<AP1967,AP1968<>0),AR1967,IF(OR(AND(AP1967=0,AN1968<0),AP1967<-AN1968),IF(AP1967=0,IF(AR1967>-AN1968,AR1967+AN1968,0),IF(AP1967+AR1967>-AN1968,AP1967+AR1967+AN1968,0)),IF(AP1967=Vypocet!$D$18,AR1967+AN1968,AR1967+AN1968-AP1968+AP1967)))","v":{"$error":"#N/A"}},{"$error":"#N/A"},{"$error":"#N/A"},{"$f":"SUM($AS$3:AS1968)","v":{"$error":"#N/A"}},{"$error":"#N/A"},{"$error":"#N/A"},{"$error":"#N/A"},{"$f":"SUM($AW$3:AW1968)","v":{"$error":"#N/A"}},{"$f":"IF(V1968=0,IF(U1968=0,IF(AZ1967+Z1968/1000>Vypocet!$D$18,Vypocet!$D$18,AZ1967+Z1968/1000),IF(Z1968/1000+AZ1967-U1968>Vypocet!$D$18,Vypocet!$D$18,Z1968/1000+AZ1967-U1968)),IF(AZ1967=0,0,IF(AZ1967>V1968,AZ1967-V1968,0)))","v":0},0,null,null,null,null,null,null,null,null,null,null,null,null,null,null,null,null,null,null,null,null,null,null,null,null,null,null,null,null,null,null,null,null,null,null,null,null,null,null,null,null,null,null,null,null,null,null,null,null,null,null,null,null,null,null,null,null,null,null,null,null,null,null,null,null,null,null,null,null,null,null,null,null,null,null,null,null,null,null,null,null,null,null,null,null,null,null,null,null,null,null,null,null,null,null,null,null,null,null,null,null,null,null,null,0.43930999999999998,0.45434999999999998,0.48352000000000001,0.57599999999999996,0.70960999999999996,0.40266999999999997,0.33339999999999997,0.43491999999999997,0.45651000000000003,0.41182999999999997,0.36687999999999998,0.34860999999999998,0.76151000000000002,0.65112999999999999,1]
[3,43914,15,1983,{"$f":"(FA1985*Vypocet!$D$24)/$FA$2","v":0},{"$f":"(FB1985*Vypocet!$D$24)/$FB$2","v":0},{"$f":"(FC1985*Vypocet!$D$24)/$FC$2","v":0},{"$f":"(FD1985*Vypocet!$D$24)/$FD$2","v":0},{"$f":"(FE1985*Vypocet!$D$24)/$FE$2","v":0},{"$f":"(FF1985*Vypocet!$D$24)/$FF$2","v":0},{"$f":"(FG1985*Vypocet!$D$24)/$FG$2","v":0},{"$f":"(FH1985*Vypocet!$D$24)/$FH$2","v":0},{"$f":"(FI1985*Vypocet!$D$24)/$FI$2","v":0},{"$f":"(FJ1985*Vypocet!$D$24)/$FJ$2","v":0},{"$f":"(FK1985*Vypocet!$D$24)/$FK$2","v":0},{"$f":"(FL1985*Vypocet!$D$24)/$FL$2","v":0},{"$f":"(FM1985*Vypocet!$D$24)/$FM$2","v":0},{"$f":"(FN1985*Vypocet!$D$24)/$FN$2","v":0},{"$f":"(FO1985*Vypocet!$D$24)/$FO$2","v":0},{"$f":"(VLOOKUP(A1985,Voda!$B$3:$AC$15,TDDData!C1985+4,0)*4180*(VLOOKUP(A1985,Voda!$B$3:$AC$15,4,0)-VLOOKUP(A1985,Voda!$B$3:$AC$15,3,0)))/3600000","v":0},0,{"$f":"IF(U1985=0,0,IF(Z1985>0,IF(Z1985/1000<U1985,IF(Z1985/1000<=Vypocet!$D$15,IF(U1985<Vypocet!$D$15,U1985-Z1985/1000,Vypocet!$D$15-Z1985/1000),Vypocet!$D$15),0),IF(U1985>Vypocet!$D$15,Vypocet!$D$15,U1985)))","v":0},0,{"$f":"HLOOKUP(Vypocet!$D$11,TDDData!$E:$S,2+TDDData!D1985,0)","v":{"$error":"#N/A"}},203.66,162.928,{"$error":"#N/A"},{"$error":"#N/A"},{"$f":"IF(AA1985<0,IF(AC1984>-AA1985,AC1984+AA1985,0),IF(AA1985+AC1984<=Vypocet!$D$18,AA1985+AC1984,Vypocet!$D$18))","v":{"$error":"#N/A"}},{"$error":"#N/A"},{"$f":"IF(AND(AC1985<AC1984,AC1985<>0),AE1984,IF(OR(AND(AC1984=0,AA1985<0),AC1984<-AA1985),IF(AC1984=0,IF(AE1984>-AA1985,AE1984+AA1985,0),IF(AC1984+AE1984>-AA1985,AC1984+AE1984+AA1985,0)),IF(AC1984=Vypocet!$D$18,AE1984+AA1985,AE1984+AA1985-AC1985+AC1984)))","v":{"$error":"#N/A"}},{"$error":"#N/A"},{"$error":"#N/A"},{"$f":"SUM($AF$3:AF1985)","v":{"$error":"#N/A"}},{"$error":"#N/A"},{"$error":"#N/A"},{"$error":"#N/A"},{"$f":"SUM($AJ$3:AJ1985)","v":{"$error":"#N/A"}},{"$error":"#N/A"},{"$error":"#N/A"},{"$error":"#N/A"},{"$f":"IF(AN1985<0,IF(AP1984>-AN1985,AP1984+AN1985,0),IF(AN1985+AP1984<=Vypocet!$D$18,AN1985+AP1984,Vypocet!$D$18))","v":{"$error":"#N/A"}},{"$error":"#N/A"},{"$f":"IF(AND(AP1985<AP1984,AP1985<>0),AR1984,IF(OR(AND(AP1984=0,AN1985<0),AP1984<-AN1985),IF(AP1984=0,IF(AR1984>-AN1985,AR1984+AN1985,0),IF(AP1984+AR1984>-AN1985,AP1984+AR1984+AN1985,0)),IF(AP1984=Vypocet!$D$18,AR1984+AN1985,AR1984+AN1985-AP1985+AP1984)))","v":{"$error":"#N/A"}},{"$error":"#N/A"},{"$error":"#N/A"},{"$f":"SUM($AS$3:AS1985)","v":{"$error":"#N/A"}},{"$error":"#N/A"},{"$error":"#N/A"},{"$error":"#N/A"},{"$f":"SUM($AW$3:AW1985)","v":{"$error":"#N/A"}},{"$f":"IF(V1985=0,IF(U1985=0,IF(AZ1984+Z1985/1000>Vypocet!$D$18,Vypocet!$D$18,AZ1984+Z1985/1000),IF(Z1985/1000+AZ1984-U1985>Vypocet!$D$18,Vypocet!$D$18,Z1985/1000+AZ1984-U1985)),IF(AZ1984=0,0,IF(AZ1984>V1985,AZ1984-V1985,0)))","v":0},0,null,null,null,null,null,null,null,null,null,null,null,null,null,null,null,null,null,null,null,null,null,null,null,null,null,null,null,null,null,null,null,null,null,null,null,null,null,null,null,null,null,null,null,null,null,null,null,null,null,null,null,null,null,null,null,null,null,null,null,null,null,null,null,null,null,null,null,null,null,null,null,null,null,null,null,null,null,null,null,null,null,null,null,null,null,null,null,null,null,null,null,null,null,null,null,null,null,null,null,null,null,null,null,0.80610000000000004,0.77627000000000002,0.62960000000000005,0.42291000000000001,0.69901999999999997,0.60316999999999998,0.49824000000000002,0.53702000000000005,0.41069,0.63744000000000001,0.61582999999999999,0.60860999999999998,0.47904999999999998,0.40250000000000002,0]
[3,43916,18,2034,{"$f":"(FA2036*Vypocet!$D$24)/$FA$2","v":0},{"$f":"(FB2036*Vypocet!$D$24)/$FB$2","v":0},{"$f":"(FC2036*Vypocet!$D$24)/$FC$2","v":0},{"$f":"(FD2036*Vypocet!$D$24)/$FD$2","v":0},{"$f":"(FE2036*Vypocet!$D$24)/$FE$2","v":0},{"$f":"(FF2036*Vypocet!$D$24)/$FF$2","v":0},{"$f":"(FG2036*Vypocet!$D$24)/$FG$2","v":0},{"$f":"(FH2036*Vypocet!$D$24)/$FH$2","v":0},{"$f":"(FI2036*Vypocet!$D$24)/$FI$2","v":0},{"$f":"(FJ2036*Vypocet!$D$24)/$FJ$2","v":0},{"$f":"(FK2036*Vypocet!$D$24)/$FK$2","v":0},{"$f":"(FL2036*Vypocet!$D$24)/$FL$2","v":0},{"$f":"(FM2036*Vypocet!$D$24)/$FM$2","v":0},{"$f":"(FN2036*Vypocet!$D$24)/$FN$2","v":0},{"$f":"(FO2036*Vypocet!$D$24)/$FO$2","v":0},{"$f":"(VLOOKUP(A2036,Voda!$B$3:$AC$15,TDDData!C2036+4,0)*4180*(VLOOKUP(A2036,Voda!$B$3:$AC$15,4,0)-VLOOKUP(A2036,Voda!$B$3:$AC$15,3,0)))/3600000","v":0},0,{"$f":"IF(U2036=0,0,IF(Z2036>0,IF(Z2036/1000<U2036,IF(Z2036/1000<=Vypocet!$D$15,IF(U2036<Vypocet!$D$15,U2036-Z2036/1000,Vypocet!$D$15-Z2036/1000),Vypocet!$D$15),0),IF(U2036>Vypocet!$D$15,Vypocet!$D$15,U2036)))","v":0},0,{"$f":"HLOOKUP(Vypocet!$D$11,TDDData!$E:$S,2+TDDData!D2036,0)","v":{"$error":"#N/A"}},0,0,{"$error":"#N/A"},{"$error":"#N/A"},{"$f":"IF(AA2036<0,IF(AC2035>-AA2036,AC2035+AA2036,0),IF(AA2036+AC2035<=Vypocet!$D$18,AA2036+AC2035,Vypocet!$D$18))","v":{"$error":"#N/A"}},{"$error":"#N/A"},{"$f":"IF(AND(AC2036<AC2035,AC2036<>0),AE2035,IF(OR(AND(AC2035=0,AA2036<0),AC2035<-AA2036),IF(AC2035=0,IF(AE2035>-AA2036,AE2035+AA2036,0),IF(AC2035+AE2035>-AA2036,AC2035+AE2035+AA2036,0)),IF(AC2035=Vypocet!$D$18,AE2035+AA2036,AE2035+AA2036-AC2036+AC2035)))","v":{"$error":"#N/A"}},{"$error":"#N/A"},{"$error":"#N/A"},{"$f":"SUM($AF$3:AF2036)","v":{"$error":"#N/A"}},{"$error":"#N/A"},{"$error":"#N/A"},{"$error":"#N/A"},{"$f":"SUM($AJ$3:AJ2036)","v":{"$error":"#N/A"}},{"$error":"#N/A"},{"$error":"#N/A"},{"$error":"#N/A"},{"$f":"IF(AN2036<0,IF(AP2035>-AN2036,AP2035+AN2036,0),IF(AN2036+AP2035<=Vypocet!$D$18,AN2036+AP2035,Vypocet!$D$18))","v":{"$error":"#N/A"}},{"$error":"#N/A"},{"$f":"IF(AND(AP2036<AP2035,AP2036<>0),AR2035,IF(OR(AND(AP2035=0,AN2036<0),AP2035<-AN2036),IF(AP2035=0,IF(AR2035>-AN2036,AR2035+AN2036,0),IF(AP2035+AR2035>-AN2036,AP2035+AR2035+AN2036,0)),IF(AP2035=Vypocet!$D$18,AR2035+AN2036,AR2035+AN2036-AP2036+AP2035)))","v":{"$error":"#N/A"}},{"$error":"#N/A"},{"$error":"#N/A"},{"$f":"SUM($AS$3:AS2036)","v":{"$error":"#N/A"}},{"$error":"#N/A"},{"$error":"#N/A"},{"$error":"#N/A"},{"$f":"SUM($AW$3:AW2036)","v":{"$error":"#N/A"}},{"$f":"IF(V2036=0,IF(U2036=0,IF(AZ2035+Z2036/1000>Vypocet!$D$18,Vypocet!$D$18,AZ2035+Z2036/1000),IF(Z2036/1000+AZ2035-U2036>Vypocet!$D$18,Vypocet!$D$18,Z2036/1000+AZ2035-U2036)),IF(AZ2035=0,0,IF(AZ2035>V2036,AZ2035-V2036,0)))","v":0},0,null,null,null,null,null,null,null,null,null,null,null,null,null,null,null,null,null,null,null,null,null,null,null,null,null,null,null,null,null,null,null,null,null,null,null,null,null,null,null,null,null,null,null,null,null,null,null,null,null,null,null,null,null,null,null,null,null,null,null,null,null,null,null,null,null,null,null,null,null,null,null,null,null,null,null,null,null,null,null,null,null,null,null,null,null,null,null,null,null,null,null,null,null,null,null,null,null,null,null,null,null,null,null,0.69205000000000005,0.63105999999999995,0.54732999999999998,0.54437000000000002,0.40511000000000003,0.3357,0.33056999999999997,0.44583,0.49970999999999999,0.36130000000000001,0.53903999999999996,0.47783999999999999,0.44658999999999999,0.62817000000000001,0]
[3,43918,5,2069,{"$f":"(FA2071*Vypocet!$D$24)/$FA$2","v":0},{"$f":"(FB2071*Vypocet!$D$24)/$FB$2","v":0},{"$f":"(FC2071*Vypocet!$D$24)/$FC$2","v":0},{"$f":"(FD2071*Vypocet!$D$24)/$FD$2","v":0},{"$f":"(FE2071*Vypocet!$D$24)/$FE$2","v":0},{"$f":"(FF2071*Vypocet!$D$24)/$FF$2","v":0},{"$f":"(FG2071*Vypocet!$D$24)/$FG$2","v":0},{"$f":"(FH2071*Vypocet!$D$24)/$FH$2","v":0},{"$f":"(FI2071*Vypocet!$D$24)/$FI$2","v":0},{"$f":"(FJ2071*Vypocet!$D$24)/$FJ$2","v":0},{"$f":"(FK2071*Vypocet!$D$24)/$FK$2","v":0},{"$f":"(FL2071*Vypocet!$D$24)/$FL$2","v":0},{"$f":"(FM2071*Vypocet!$D$24)/$FM$2","v":0},{"$f":"(FN2071*Vypocet!$D$24)/$FN$2","v":0},{"$f":"(FO2071*Vypocet!$D$24)/$FO$2","v":0},{"$f":"(VLOOKUP(A2071,Voda!$B$3:$AC$15,TDDData!C2071+4,0)*4180*(VLOOKUP(A2071,Voda!$B$3:$AC$15,4,0)-VLOOKUP(A2071,Voda!$B$3:$AC$15,3,0)))/3600000","v":0},0,{"$f":"IF(U2071=0,0,IF(Z2071>0,IF(Z2071/1000<U2071,IF(Z2071/1000<=Vypocet!$D$15,IF(U2071<Vypocet!$D$15,U2071-Z2071/1000,Vypocet!$D$15-Z2071/1000),Vypocet!$D$15),0),IF(U2071>Vypocet!$D$15,Vypocet!$D$15,U2071)))","v":0},0,{"$f":"HLOOKUP(Vypocet!$D$11,TDDData!$E:$S,2+TDDData!D2071,0)","v":{"$error":"#N/A"}},0,0,{"$error":"#N/A"},{"$error":"#N/A"},{"$f":"IF(AA2071<0,IF(AC2070>-AA2071,AC2070+AA2071,0),IF(AA2071+AC2070<=Vypocet!$D$18,AA2071+AC2070,Vypocet!$D$18))","v":{"$error":"#N/A"}},{"$error":"#N/A"},{"$f":"IF(AND(AC2071<AC2070,AC2071<>0),AE2070,IF(OR(AND(AC2070=0,AA2071<0),AC2070<-AA2071),IF(AC2070=0,IF(AE2070>-AA2071,AE2070+AA2071,0),IF(AC2070+AE2070>-AA2071,AC2070+AE2070+AA2071,0)),IF(AC2070=Vypocet!$D$18,AE2070+AA2071,AE2070+AA2071-AC2071+AC2070)))","v":{"$error":"#N/A"}},{"$error":"#N/A"},{"$error":"#N/A"},{"$f":"SUM($AF$3:AF2071)","v":{"$error":"#N/A"}},{"$error":"#N/A"},{"$error":"#N/A"},{"$error":"#N/A"},{"$f":"SUM($AJ$3:AJ2071)","v":{"$error":"#N/A"}},{"$error":"#N/A"},{"$error":"#N/A"},{"$error":"#N/A"},{"$f":"IF(AN2071<0,IF(AP2070>-AN2071,AP2070+AN2071,0),IF(AN2071+AP2070<=Vypocet!$D$18,AN2071+AP2070,Vypocet!$D$18))","v":{"$error":"#N/A"}},{"$error":"#N/A"},{"$f":"IF(AND(AP2071<AP2070,AP2071<>0),AR2070,IF(OR(AND(AP2070=0,AN2071<0),AP2070<-AN2071),IF(AP2070=0,IF(AR2070>-AN2071,AR2070+AN2071,0),IF(AP2070+AR2070>-AN2071,AP2070+AR2070+AN2071,0)),IF(AP2070=Vypocet!$D$18,AR2070+AN2071,AR2070+AN2071-AP2071+AP2070)))","v":{"$error":"#N/A"}},{"$error":"#N/A"},{"$error":"#N/A"},{"$f":"SUM($AS$3:AS2071)","v":{"$error":"#N/A"}},{"$error":"#N/A"},{"$error":"#N/A"},{"$error":"#N/A"},{"$f":"SUM($AW$3:AW2071)","v":{"$error":"#N/A"}},{"$f":"IF(V2071=0,IF(U2071=0,IF(AZ2070+Z2071/1000>Vypocet!$D$18,Vypocet!$D$18,AZ2070+Z2071/1000),IF(Z2071/1000+AZ2070-U2071>Vypocet!$D$18,Vypocet!$D$18,Z2071/1000+AZ2070-U2071)),IF(AZ2070=0,0,IF(AZ2070>V2071,AZ2070-V2071,0)))","v":0},0,null,null,null,null,null,null,null,null,null,null,null,null,null,null,null,null,null,null,null,null,null,null,null,null,null,null,null,null,null,null,null,null,null,null,null,null,null,null,null,null,null,null,null,null,null,null,null,null,null,null,null,null,null,null,null,null,null,null,null,null,null,null,null,null,null,null,null,null,null,null,null,null,null,null,null,null,null,null,null,null,null,null,null,null,null,null,null,null,null,null,null,null,null,null,null,null,null,null,null,null,null,null,null,0.33600000000000002,0.52437999999999996,0.40133999999999997,0.23974000000000001,0.40611000000000003,0.32702999999999999,0.34975000000000001,0.28538999999999998,0.29008,0.36348999999999998,0.41522999999999999,0.21962999999999999,0.42479,0.43043999999999999,1]
[3,43918,22,2086,{"$f":"(FA2088*Vypocet!$D$24)/$FA$2","v":0},{"$f":"(FB2088*Vypocet!$D$24)/$FB$2","v":0},{"$f":"(FC2088*Vypocet!$D$24)/$FC$2","v":0},{"$f":"(FD2088*Vypocet!$D$24)/$FD$2","v":0},{"$f":"(FE2088*Vypocet!$D$24)/$FE$2","v":0},{"$f":"(FF2088*Vypocet!$D$24)/$FF$2","v":0},{"$f":"(FG2088*Vypocet!$D$24)/$FG$2","v":0},{"$f":"(FH2088*Vypocet!$D$24)/$FH$2","v":0},{"$f":"(FI2088*Vypocet!$D$24)/$FI$2","v":0},{"$f":"(FJ2088*Vypocet!$D$24)/$FJ$2","v":0},{"$f":"(FK2088*Vypocet!$D$24)/$FK$2","v":0},{"$f":"(FL2088*Vypocet!$D$24)/$FL$2","v":0},{"$f":"(FM2088*Vypocet!$D$24)/$FM$2","v":0},{"$f":"(FN2088*Vypocet!$D$24)/$FN$2","v":0},{"$f":"(FO2088*Vypocet!$D$24)/$FO$2","v":0},{"$f":"(VLOOKUP(A2088,Voda!$B$3:$AC$15,TDDData!C2088+4,0)*4180*(VLOOKUP(A2088,Voda!$B$3:$AC$15,4,0)-VLOOKUP(A2088,Voda!$B$3:$AC$15,3,0)))/3600000","v":0},0,{"$f":"IF(U2088=0,0,IF(Z2088>0,IF(Z2088/1000<U2088,IF(Z2088/1000<=Vypocet!$D$15,IF(U2088<Vypocet!$D$15,U2088-Z2088/1000,Vypocet!$D$15-Z2088/1000),Vypocet!$D$15),0),IF(U2088>Vypocet!$D$15,Vypocet!$D$15,U2088)))","v":0},0,{"$f":"HLOOKUP(Vypocet!$D$11,TDDData!$E:$S,2+TDDData!D2088,0)","v":{"$error":"#N/A"}},0,0,{"$error":"#N/A"},{"$error":"#N/A"},{"$f":"IF(AA2088<0,IF(AC2087>-AA2088,AC2087+AA2088,0),IF(AA2088+AC2087<=Vypocet!$D$18,AA2088+AC2087,Vypocet!$D$18))","v":{"$error":"#N/A"}},{"$error":"#N/A"},{"$f":"IF(AND(AC2088<AC2087,AC2088<>0),AE2087,IF(OR(AND(AC2087=0,AA2088<0),AC2087<-AA2088),IF(AC2087=0,IF(AE2087>-AA2088,AE2087+AA2088,0),IF(AC2087+AE2087>-AA2088,AC2087+AE2087+AA2088,0)),IF(AC2087=Vypocet!$D$18,AE2087+AA2088,AE2087+AA2088-AC2088+AC2087)))","v":{"$error":"#N/A"}},{"$error":"#N/A"},{"$error":"#N/A"},{"$f":"SUM($AF$3:AF2088)","v":{"$error":"#N/A"}},{"$error":"#N/A"},{"$error":"#N/A"},{"$error":"#N/A"},{"$f":"SUM($AJ$3:AJ2088)","v":{"$error":"#N/A"}},{"$error":"#N/A"},{"$error":"#N/A"},{"$error":"#N/A"},{"$f":"IF(AN2088<0,IF(AP2087>-AN2088,AP2087+AN2088,0),IF(AN2088+AP2087<=Vypocet!$D$18,AN2088+AP2087,Vypocet!$D$18))","v":{"$error":"#N/A"}},{"$error":"#N/A"},{"$f":"IF(AND(AP2088<AP2087,AP2088<>0),AR2087,IF(OR(AND(AP2087=0,AN2088<0),AP2087<-AN2088),IF(AP2087=0,IF(AR2087>-AN2088,AR2087+AN2088,0),IF(AP2087+AR2087>-AN2088,AP2087+AR2087+AN2088,0)),IF(AP2087=Vypocet!$D$18,AR2087+AN2088,AR2087+AN2088-AP2088+AP2087)))","v":{"$error":"#N/A"}},{"$error":"#N/A"},{"$error":"#N/A"},{"$f":"SUM($AS$3:AS2088)","v":{"$error":"#N/A"}},{"$error":"#N/A"},{"$error":"#N/A"},{"$error":"#N/A"},{"$f":"SUM($AW$3:AW2088)","v":{"$error":"#N/A"}},{"$f":"IF(V2088=0,IF(U2088=0,IF(AZ2087+Z2088/1000>Vypocet!$D$18,Vypocet!$D$18,AZ2087+Z2088/1000),IF(Z2088/1000+AZ2087-U2088>Vypocet!$D$18,Vypocet!$D$18,Z2088/1000+AZ2087-U2088)),IF(AZ2087=0,0,IF(AZ2087>V2088,AZ2087-V2088,0)))","v":0},0,null,null,null,null,null,null,null,null,null,null,null,null,null,null,null,null,null,null,null,null,null,null,null,null,null,null,null,null,null,null,null,null,null,null,null,null,null,null,null,null,null,null,null,null,null,null,null,null,null,null,null,null,null,null,null,null,null,null,null,null,null,null,null,null,null,null,null,null,null,null,null,null,null,null,null,null,null,null,null,null,null,null,null,null,null,null,null,null,null,null,null,null,null,null,null,null,null,null,null,null,null,null,null,0.52031000000000005,0.59526999999999997,0.48197000000000001,0.53920000000000001,0.58196999999999999,0.77222999999999997,0.31361,0.39195999999999998,0.36765999999999999,0.41456999999999999,0.36775000000000002,0.48036000000000001,0.75756999999999997,0.60904999999999998,1]
[3,43920,10,2121,{"$f":"(FA2123*Vypocet!$D$24)/$FA$2","v":0},{"$f":"(FB2123*Vypocet!$D$24)/$FB$2","v":0},{"$f":"(FC2123*Vypocet!$D$24)/$FC$2","v":0},{"$f":"(FD2123*Vypocet!$D$24)/$FD$2","v":0},{"$f":"(FE2123*Vypocet!$D$24)/$FE$2","v":0},{"$f":"(FF2123*Vypocet!$D$24)/$FF$2","v":0},{"$f":"(FG2123*Vypocet!$D$24)/$FG$2","v":0},{"$f":"(FH2123*Vypocet!$D$24)/$FH$2","v":0},{"$f":"(FI2123*Vypocet!$D$24)/$FI$2","v":0},{"$f":"(FJ2123*Vypocet!$D$24)/$FJ$2","v":0},{"$f":"(FK2123*Vypocet!$D$24)/$FK$2","v":0},{"$f":"(FL2123*Vypocet!$D$24)/$FL$2","v":0},{"$f":"(FM2123*Vypocet!$D$24)/$FM$2","v":0},{"$f":"(FN2123*Vypocet!$D$24)/$FN$2","v":0},{"$f":"(FO2123*Vypocet!$D$24)/$FO$2","v":0},{"$f":"(VLOOKUP(A2123,Voda!$B$3:$AC$15,TDDData!C2123+4,0)*4180*(VLOOKUP(A2123,Voda!$B$3:$AC$15,4,0)-VLOOKUP(A2123,Voda!$B$3:$AC$15,3,0)))/3600000","v":0},0,{"$f":"IF(U2123=0,0,IF(Z2123>0,IF(Z2123/1000<U2123,IF(Z2123/1000<=Vypocet!$D$15,IF(U2123<Vypocet!$D$15,U2123-Z2123/1000,Vypocet!$D$15-Z2123/1000),Vypocet!$D$15),0),IF(U2123>Vypocet!$D$15,Vypocet!$D$15,U2123)))","v":0},0,{"$f":"HLOOKUP(Vypocet!$D$11,TDDData!$E:$S,2+TDDData!D2123,0)","v":{"$error":"#N/A"}},443.04,354.43200000000002,{"$error":"#N/A"},{"$error":"#N/A"},{"$f":"IF(AA2123<0,IF(AC2122>-AA2123,AC2122+AA2123,0),IF(AA2123+AC2122<=Vypocet!$D$18,AA2123+AC2122,Vypocet!$D$18))","v":{"$error":"#N/A"}},{"$error":"#N/A"},{"$f":"IF(AND(AC2123<AC2122,AC2123<>0),AE2122,IF(OR(AND(AC2122=0,AA2123<0),AC2122<-AA2123),IF(AC2122=0,IF(AE2122>-AA2123,AE2122+AA2123,0),IF(AC2122+AE2122>-AA2123,AC2122+AE2122+AA2123,0)),IF(AC2122=Vypocet!$D$18,AE2122+AA2123,AE2122+AA2123-AC2123+AC2122)))","v":{"$error":"#N/A"}},{"$error":"#N/A"},{"$error":"#N/A"},{"$f":"SUM($AF$3:AF2123)","v":{"$error":"#N/A"}},{"$error":"#N/A"},{"$error":"#N/A"},{"$error":"#N/A"},{"$f":"SUM($AJ$3:AJ2123)","v":{"$error":"#N/A"}},{"$error":"#N/A"},{"$error":"#N/A"},{"$error":"#N/A"},{"$f":"IF(AN2123<0,IF(AP2122>-AN2123,AP2122+AN2123,0),IF(AN2123+AP2122<=Vypocet!$D$18,AN2123+AP2122,Vypocet!$D$18))","v":{"$error":"#N/A"}},{"$error":"#N/A"},{"$f":"IF(AND(AP2123<AP2122,AP2123<>0),AR2122,IF(OR(AND(AP2122=0,AN2123<0),AP2122<-AN2123),IF(AP2122=0,IF(AR2122>-AN2123,AR2122+AN2123,0),IF(AP2122+AR2122>-AN2123,AP2122+AR2122+AN2123,0)),IF(AP2122=Vypocet!$D$18,AR2122+AN2123,AR2122+AN2123-AP2123+AP2122)))","v":{"$error":"#N/A"}},{"$error":"#N/A"},{"$error":"#N/A"},{"$f":"SUM($AS$3:AS2123)","v":{"$error":"#N/A"}},{"$error":"#N/A"},{"$error":"#N/A"},{"$error":"#N/A"},{"$f":"SUM($AW$3:AW2123)","v":{"$error":"#N/A"}},{"$f":"IF(V2123=0,IF(U2123=0,IF(AZ2122+Z2123/1000>Vypocet!$D$18,Vypocet!$D$18,AZ2122+Z2123/1000),IF(Z2123/1000+AZ2122-U2123>Vypocet!$D$18,Vypocet!$D$18,Z2123/1000+AZ2122-U2123)),IF(AZ2122=0,0,IF(AZ2122>V2123,AZ2122-V2123,0)))","v":0},0,null,null,null,null,null,null,null,null,null,null,null,null,null,null,null,null,null,null,null,null,null,null,null,null,null,null,null,null,null,null,null,null,null,null,null,null,null,null,null,null,null,null,null,null,null,null,null,null,null,null,null,null,null,null,null,null,null,null,null,null,null,null,null,null,null,null,null,null,null,null,null,null,null,null,null,null,null,null,null,null,null,null,null,null,null,null,null,null,null,null,null,null,null,null,null,null,null,null,null,null,null,null,null,0.43319999999999997,0.42620999999999998,0.45474999999999999,0.68925999999999998,0.60129999999999995,0.43520999999999999,0.32508999999999999,0.44047999999999998,0.60114000000000001,0.50844,0.52983000000000002,0.48982999999999999,0.48154999999999998,0.59148999999999996,0]
[4,43922,13,2172,{"$f":"(FA2174*Vypocet!$D$24)/$FA$2","v":0},{"$f":"(FB2174*Vypocet!$D$24)/$FB$2","v":0},{"$f":"(FC2174*Vypocet!$D$24)/$FC$2","v":0},{"$f":"(FD2174*Vypocet!$D$24)/$FD$2","v":0},{"$f":"(FE2174*Vypocet!$D$24)/$FE$2","v":0},{"$f":"(FF2174*Vypocet!$D$24)/$FF$2","v":0},{"$f":"(FG2174*Vypocet!$D$24)/$FG$2","v":0},{"$f":"(FH2174*Vypocet!$D$24)/$FH$2","v":0},{"$f":"(FI2174*Vypocet!$D$24)/$FI$2","v":0},{"$f":"(FJ2174*Vypocet!$D$24)/$FJ$2","v":0},{"$f":"(FK2174*Vypocet!$D$24)/$FK$2","v":0},{"$f":"(FL2174*Vypocet!$D$24)/$FL$2","v":0},{"$f":"(FM2174*Vypocet!$D$24)/$FM$2","v":0},{"$f":"(FN2174*Vypocet!$D$24)/$FN$2","v":0},{"$f":"(FO2174*Vypocet!$D$24)/$FO$2","v":0},{"$f":"(VLOOKUP(A2174,Voda!$B$3:$AC$15,TDDData!C2174+4,0)*4180*(VLOOKUP(A2174,Voda!$B$3:$AC$15,4,0)-VLOOKUP(A2174,Voda!$B$3:$AC$15,3,0)))/3600000","v":0},0,{"$f":"IF(U2174=0,0,IF(Z2174>0,IF(Z2174/1000<U2174,IF(Z2174/1000<=Vypocet!$D$15,IF(U2174<Vypocet!$D$15,U2174-Z2174/1000,Vypocet!$D$15-Z2174/1000),Vypocet!$D$15),0),IF(U2174>Vypocet!$D$15,Vypocet!$D$15,U2174)))","v":0},0,{"$f":"HLOOKUP(Vypocet!$D$11,TDDData!$E:$S,2+TDDData!D2174,0)","v":{"$error":"#N/A"}},92.48,73.984000000000009,{"$error":"#N/A"},{"$error":"#N/A"},{"$f":"IF(AA2174<0,IF(AC2173>-AA2174,AC2173+AA2174,0),IF(AA2174+AC2173<=Vypocet!$D$18,AA2174+AC2173,Vypocet!$D$18))","v":{"$error":"#N/A"}},{"$error":"#N/A"},{"$f":"IF(AND(AC2174<AC2173,AC2174<>0),AE2173,IF(OR(AND(AC2173=0,AA2174<0),AC2173<-AA2174),IF(AC2173=0,IF(AE2173>-AA2174,AE2173+AA2174,0),IF(AC2173+AE2173>-AA2174,AC2173+AE2173+AA2174,0)),IF(AC2173=Vypocet!$D$18,AE2173+AA2174,AE2173+AA2174-AC2174+AC2173)))","v":{"$error":"#N/A"}},{"$error":"#N/A"},{"$error":"#N/A"},{"$f":"SUM($AF$3:AF2174)","v":{"$error":"#N/A"}},{"$error":"#N/A"},{"$error":"#N/A"},{"$error":"#N/A"},{"$f":"SUM($AJ$3:AJ2174)","v":{"$error":"#N/A"}},{"$error":"#N/A"},{"$error":"#N/A"},{"$error":"#N/A"},{"$f":"IF(AN2174<0,IF(AP2173>-AN2174,AP2173+AN2174,0),IF(AN2174+AP2173<=Vypocet!$D$18,AN2174+AP2173,Vypocet!$D$18))","v":{"$error":"#N/A"}},{"$error":"#N/A"},{"$f":"IF(AND(AP2174<AP2173,AP2174<>0),AR2173,IF(OR(AND(AP2173=0,AN2174<0),AP2173<-AN2174),IF(AP2173=0,IF(AR2173>-AN2174,AR2173+AN2174,0),IF(AP2173+AR2173>-AN2174,AP2173+AR2173+AN2174,0)),IF(AP2173=Vypocet!$D$18,AR2173+AN2174,AR2173+AN2174-AP2174+AP2173)))","v":{"$error":"#N/A"}},{"$error":"#N/A"},{"$error":"#N/A"},{"$f":"SUM($AS$3:AS2174)","v":{"$error":"#N/A"}},{"$error":"#N/A"},{"$error":"#N/A"},{"$error":"#N/A"},{"$f":"SUM($AW$3:AW2174)","v":{"$error":"#N/A"}},{"$f":"IF(V2174=0,IF(U2174=0,IF(AZ2173+Z2174/1000>Vypocet!$D$18,Vypocet!$D$18,AZ2173+Z2174/1000),IF(Z2174/1000+AZ2173-U2174>Vypocet!$D$18,Vypocet!$D$18,Z2174/1000+AZ2173-U2174)),IF(AZ2173=0,0,IF(AZ2173>V2174,AZ2173-V2174,0)))","v":0},0,null,null,null,null,null,null,null,null,null,null,null,null,null,null,null,null,null,null,null,null,null,null,null,null,null,null,null,null,null,null,null,null,null,null,null,null,null,null,null,null,null,null,null,null,null,null,null,null,null,null,null,null,null,null,null,null,null,null,null,null,null,null,null,null,null,null,null,null,null,null,null,null,null,null,null,null,null,null,null,null,null,null,null,null,null,null,null,null,null,null,null,null,null,null,null,null,null,null,null,null,null,null,null,0.80284,0.80108999999999997,0.67154999999999998,0.40076000000000001,0.37569000000000002,0.31245000000000001,0.62258999999999998,0.24857000000000001,0.29970000000000002,0.33767000000000003,0.26151999999999997,0.21778,0.49034,0.37780000000000002,0]
[4,43923,2,2185,{"$f":"(FA2187*Vypocet!$D$24)/$FA$2","v":0},{"$f":"(FB2187*Vypocet!$D$24)/$FB$2","v":0},{"$f":"(FC2187*Vypocet!$D$24)/$FC$2","v":0},{"$f":"(FD2187*Vypocet!$D$24)/$FD$2","v":0},{"$f":"(FE2187*Vypocet!$D$24)/$FE$2","v":0},{"$f":"(FF2187*Vypocet!$D$24)/$FF$2","v":0},{"$f":"(FG2187*Vypocet!$D$24)/$FG$2","v":0},{"$f":"(FH2187*Vypocet!$D$24)/$FH$2","v":0},{"$f":"(FI2187*Vypocet!$D$24)/$FI$2","v":0},{"$f":"(FJ2187*Vypocet!$D$24)/$FJ$2","v":0},{"$f":"(FK2187*Vypocet!$D$24)/$FK$2","v":0},{"$f":"(FL2187*Vypocet!$D$24)/$FL$2","v":0},{"$f":"(FM2187*Vypocet!$D$24)/$FM$2","v":0},{"$f":"(FN2187*Vypocet!$D$24)/$FN$2","v":0},{"$f":"(FO2187*Vypocet!$D$24)/$FO$2","v":0},{"$f":"(VLOOKUP(A2187,Voda!$B$3:$AC$15,TDDData!C2187+4,0)*4180*(VLOOKUP(A2187,Voda!$B$3:$AC$15,4,0)-VLOOKUP(A2187,Voda!$B$3:$AC$15,3,0)))/3600000","v":0},0,{"$f":"IF(U2187=0,0,IF(Z2187>0,IF(Z2187/1000<U2187,IF(Z2187/1000<=Vypocet!$D$15,IF(U2187<Vypocet!$D$15,U2187-Z2187/1000,Vypocet!$D$15-Z2187/1000),Vypocet!$D$15),0),IF(U2187>Vypocet!$D$15,Vypocet!$D$15,U2187)))","v":0},0,{"$f":"HLOOKUP(Vypocet!$D$11,TDDData!$E:$S,2+TDDData!D2187,0)","v":{"$error":"#N/A"}},0,0,{"$error":"#N/A"},{"$error":"#N/A"},{"$f":"IF(AA2187<0,IF(AC2186>-AA2187,AC2186+AA2187,0),IF(AA2187+AC2186<=Vypocet!$D$18,AA2187+AC2186,Vypocet!$D$18))","v":{"$error":"#N/A"}},{"$error":"#N/A"},{"$f":"IF(AND(AC2187<AC2186,AC2187<>0),AE2186,IF(OR(AND(AC2186=0,AA2187<0),AC2186<-AA2187),IF(AC2186=0,IF(AE2186>-AA2187,AE2186+AA2187,0),IF(AC2186+AE2186>-AA2187,AC2186+AE2186+AA2187,0)),IF(AC2186=Vypocet!$D$18,AE2186+AA2187,AE2186+AA2187-AC2187+AC2186)))","v":{"$error":"#N/A"}},{"$error":"#N/A"},{"$error":"#N/A"},{"$f":"SUM($AF$3:AF2187)","v":{"$error":"#N/A"}},{"$error":"#N/A"},{"$error":"#N/A"},{"$error":"#N/A"},{"$f":"SUM($AJ$3:AJ2187)","v":{"$error":"#N/A"}},{"$error":"#N/A"},{"$error":"#N/A"},{"$error":"#N/A"},{"$f":"IF(AN2187<0,IF(AP2186>-AN2187,AP2186+AN2187,0),IF(AN2187+AP2186<=Vypocet!$D$18,AN2187+AP2186,Vypocet!$D$18))","v":{"$error":"#N/A"}},{"$error":"#N/A"},{"$f":"IF(AND(AP2187<AP2186,AP2187<>0),AR2186,IF(OR(AND(AP2186=0,AN2187<0),AP2186<-AN2187),IF(AP2186=0,IF(AR2186>-AN2187,AR2186+AN2187,0),IF(AP2186+AR2186>-AN2187,AP2186+AR2186+AN2187,0)),IF(AP2186=Vypocet!$D$18,AR2186+AN2187,AR2186+AN2187-AP2187+AP2186)))","v":{"$error":"#N/A"}},{"$error":"#N/A"},{"$error":"#N/A"},{"$f":"SUM($AS$3:AS2187)","v":{"$error":"#N/A"}},{"$error":"#N/A"},{"$error":"#N/A"},{"$error":"#N/A"},{"$f":"SUM($AW$3:AW2187)","v":{"$error":"#N/A"}},{"$f":"IF(V2187=0,IF(U2187=0,IF(AZ2186+Z2187/1000>Vypocet!$D$18,Vypocet!$D$18,AZ2186+Z2187/1000),IF(Z2187/1000+AZ2186-U2187>Vypocet!$D$18,Vypocet!$D$18,Z2187/1000+AZ2186-U2187)),IF(AZ2186=0,0,IF(AZ2186>V2187,AZ2186-V2187,0)))","v":0},0,null,null,null,null,null,null,null,null,null,null,null,null,null,null,null,null,null,null,null,null,null,null,null,null,null,null,null,null,null,null,null,null,null,null,null,null,null,null,null,null,null,null,null,null,null,null,null,null,null,null,null,null,null,null,null,null,null,null,null,null,null,null,null,null,null,null,null,null,null,null,null,null,null,null,null,null,null,null,null,null,null,null,null,null,null,null,null,null,null,null,null,null,null,null,null,null,null,null,null,null,null,null,null,0.317,0.51290000000000002,0.34520000000000001,0.22289,0.52427000000000001,0.33593000000000001,0.78581999999999996,0.48618,0.33915000000000001,0.57372999999999996,0.66879999999999995,0.45532,0.34427000000000002,0.37574000000000002,1]
[4,43924,16,2223,{"$f":"(FA2225*Vypocet!$D$24)/$FA$2","v":0},{"$f":"(FB2225*Vypocet!$D$24)/$FB$2","v":0},{"$f":"(FC2225*Vypocet!$D$24)/$FC$2","v":0},{"$f":"(FD2225*Vypocet!$D$24)/$FD$2","v":0},{"$f":"(FE2225*Vypocet!$D$24)/$FE$2","v":0},{"$f":"(FF2225*Vypocet!$D$24)/$FF$2","v":0},{"$f":"(FG2225*Vypocet!$D$24)/$FG$2","v":0},{"$f":"(FH2225*Vypocet!$D$24)/$FH$2","v":0},{"$f":"(FI2225*Vypocet!$D$24)/$FI$2","v":0},{"$f":"(FJ2225*Vypocet!$D$24)/$FJ$2","v":0},{"$f":"(FK2225*Vypocet!$D$24)/$FK$2","v":0},{"$f":"(FL2225*Vypocet!$D$24)/$FL$2","v":0},{"$f":"(FM2225*Vypocet!$D$24)/$FM$2","v":0},{"$f":"(FN2225*Vypocet!$D$24)/$FN$2","v":0},{"$f":"(FO2225*Vypocet!$D$24)/$FO$2","v":0},{"$f":"(VLOOKUP(A2225,Voda!$B$3:$AC$15,TDDData!C2225+4,0)*4180*(VLOOKUP(A2225,Voda!$B$3:$AC$15,4,0)-VLOOKUP(A2225,Voda!$B$3:$AC$15,3,0)))/3600000","v":0},0,{"$f":"IF(U2225=0,0,IF(Z2225>0,IF(Z2225/1000<U2225,IF(Z2225/1000<=Vypocet!$D$15,IF(U2225<Vypocet!$D$15,U2225-Z2225/1000,Vypocet!$D$15-Z2225/1000),Vypocet!$D$15),0),IF(U2225>Vypocet!$D$15,Vypocet!$D$15,U2225)))","v":0},0,{"$f":"HLOOKUP(Vypocet!$D$11,TDDData!$E:$S,2+TDDData!D2225,0)","v":{"$error":"#N/A"}},744.28,595.42399999999998,{"$error":"#N/A"},{"$error":"#N/A"},{"$f":"IF(AA2225<0,IF(AC2224>-AA2225,AC2224+AA2225,0),IF(AA2225+AC2224<=Vypocet!$D$18,AA2225+AC2224,Vypocet!$D$18))","v":{"$error":"#N/A"}},{"$error":"#N/A"},{"$f":"IF(AND(AC2225<AC2224,AC2225<>0),AE2224,IF(OR(AND(AC2224=0,AA2225<0),AC2224<-AA2225),IF(AC2224=0,IF(AE2224>-AA2225,AE2224+AA2225,0),IF(AC2224+AE2224>-AA2225,AC2224+AE2224+AA2225,0)),IF(AC2224=Vypocet!$D$18,AE2224+AA2225,AE2224+AA2225-AC2225+AC2224)))","v":{"$error":"#N/A"}},{"$error":"#N/A"},{"$error":"#N/A"},{"$f":"SUM($AF$3:AF2225)","v":{"$error":"#N/A"}},{"$error":"#N/A"},{"$error":"#N/A"},{"$error":"#N/A"},{"$f":"SUM($AJ$3:AJ2225)","v":{"$error":"#N/A"}},{"$error":"#N/A"},{"$error":"#N/A"},{"$error":"#N/A"},{"$f":"IF(AN2225<0,IF(AP2224>-AN2225,AP2224+AN2225,0),IF(AN2225+AP2224<=Vypocet!$D$18,AN2225+AP2224,Vypocet!$D$18))","v":{"$error":"#N/A"}},{"$error":"#N/A"},{"$f":"IF(AND(AP2225<AP2224,AP2225<>0),AR2224,IF(OR(AND(AP2224=0,AN2225<0),AP2224<-AN2225),IF(AP2224=0,IF(AR2224>-AN2225,AR2224+AN2225,0),IF(AP2224+AR2224>-AN2225,AP2224+AR2224+AN2225,0)),IF(AP2224=Vypocet!$D$18,AR2224+AN2225,AR2224+AN2225-AP2225+AP2224)))","v":{"$error":"#N/A"}},{"$error":"#N/A"},{"$error":"#N/A"},{"$f":"SUM($AS$3:AS2225)","v":{"$error":"#N/A"}},{"$error":"#N/A"},{"$error":"#N/A"},{"$error":"#N/A"},{"$f":"SUM($AW$3:AW2225)","v":{"$error":"#N/A"}},{"$f":"IF(V2225=0,IF(U2225=0,IF(AZ2224+Z2225/1000>Vypocet!$D$18,Vypocet!$D$18,AZ2224+Z2225/1000),IF(Z2225/1000+AZ2224-U2225>Vypocet!$D$18,Vypocet!$D$18,Z2225/1000+AZ2224-U2225)),IF(AZ2224=0,0,IF(AZ2224>V2225,AZ2224-V2225,0)))","v":0},0,null,null,null,null,null,null,null,null,null,null,null,null,null,null,null,null,null,null,null,null,null,null,null,null,null,null,null,null,null,null,null,null,null,null,null,null,null,null,null,null,null,null,null,null,null,null,null,null,null,null,null,null,null,null,null,null,null,null,null,null,null,null,null,null,null,null,null,null,null,null,null,null,null,null,null,null,null,null,null,null,null,null,null,null,null,null,null,null,null,null,null,null,null,null,null,null,null,null,null,null,null,null,null,0.71501000000000003,0.68923000000000001,0.61826000000000003,0.40767999999999999,0.56511999999999996,0.53120000000000001,0.35891000000000001,0.58957999999999999,0.67998999999999998,0.48512,0.53827000000000003,0.50105,0.46009,0.49203999999999998,0]
[4,43926,19,2274,{"$f":"(FA2276*Vypocet!$D$24)/$FA$2","v":0},{"$f":"(FB2276*Vypocet!$D$24)/$FB$2","v":0},{"$f":"(FC2276*Vypocet!$D$24)/$FC$2","v":0},{"$f":"(FD2276*Vypocet!$D$24)/$FD$2","v":0},{"$f":"(FE2276*Vypocet!$D$24)/$FE$2","v":0},{"$f":"(FF2276*Vypocet!$D$24)/$FF$2","v":0},{"$f":"(FG2276*Vypocet!$D$24)/$FG$2","v":0},{"$f":"(FH2276*Vypocet!$D$24)/$FH$2","v":0},{"$f":"(FI2276*Vypocet!$D$24)/$FI$2","v":0},{"$f":"(FJ2276*Vypocet!$D$24)/$FJ$2","v":0},{"$f":"(FK2276*Vypocet!$D$24)/$FK$2","v":0},{"$f":"(FL2276*Vypocet!$D$24)/$FL$2","v":0},{"$f":"(FM2276*Vypocet!$D$24)/$FM$2","v":0},{"$f":"(FN2276*Vypocet!$D$24)/$FN$2","v":0},{"$f":"(FO2276*Vypocet!$D$24)/$FO$2","v":0},{"$f":"(VLOOKUP(A2276,Voda!$B$3:$AC$15,TDDData!C2276+4,0)*4180*(VLOOKUP(A2276,Voda!$B$3:$AC$15,4,0)-VLOOKUP(A2276,Voda!$B$3:$AC$15,3,0)))/3600000","v":0},0,{"$f":"IF(U2276=0,0,IF(Z2276>0,IF(Z2276/1000<U2276,IF(Z2276/1000<=Vypocet!$D$15,IF(U2276<Vypocet!$D$15,U2276-Z2276/1000,Vypocet!$D$15-Z2276/1000),Vypocet!$D$15),0),IF(U2276>Vypocet!$D$15,Vypocet!$D$15,U2276)))","v":0},0,{"$f":"HLOOKUP(Vypocet!$D$11,TDDData!$E:$S,2+TDDData!D2276,0)","v":{"$error":"#N/A"}},6.46,5.1680000000000001,{"$error":"#N/A"},{"$error":"#N/A"},{"$f":"IF(AA2276<0,IF(AC2275>-AA2276,AC2275+AA2276,0),IF(AA2276+AC2275<=Vypocet!$D$18,AA2276+AC2275,Vypocet!$D$18))","v":{"$error":"#N/A"}},{"$error":"#N/A"},{"$f":"IF(AND(AC2276<AC2275,AC2276<>0),AE2275,IF(OR(AND(AC2275=0,AA2276<0),AC2275<-AA2276),IF(AC2275=0,IF(AE2275>-AA2276,AE2275+AA2276,0),IF(AC2275+AE2275>-AA2276,AC2275+AE2275+AA2276,0)),IF(AC2275=Vypocet!$D$18,AE2275+AA2276,AE2275+AA2276-AC2276+AC2275)))","v":{"$error":"#N/A"}},{"$error":"#N/A"},{"$error":"#N/A"},{"$f":"SUM($AF$3:AF2276)","v":{"$error":"#N/A"}},{"$error":"#N/A"},{"$error":"#N/A"},{"$error":"#N/A"},{"$f":"SUM($AJ$3:AJ2276)","v":{"$error":"#N/A"}},{"$error":"#N/A"},{"$error":"#N/A"},{"$error":"#N/A"},{"$f":"IF(AN2276<0,IF(AP2275>-AN2276,AP2275+AN2276,0),IF(AN2276+AP2275<=Vypocet!$D$18,AN2276+AP2275,Vypocet!$D$18))","v":{"$error":"#N/A"}},{"$error":"#N/A"},{"$f":"IF(AND(AP2276<AP2275,AP2276<>0),AR2275,IF(OR(AND(AP2275=0,AN2276<0),AP2275<-AN2276),IF(AP2275=0,IF(AR2275>-AN2276,AR2275+AN2276,0),IF(AP2275+AR2275>-AN2276,AP2275+AR2275+AN2276,0)),IF(AP2275=Vypocet!$D$18,AR2275+AN2276,AR2275+AN2276-AP2276+AP2275)))","v":{"$error":"#N/A"}},{"$error":"#N/A"},{"$error":"#N/A"},{"$f":"SUM($AS$3:AS2276)","v":{"$error":"#N/A"}},{"$error":"#N/A"},{"$error":"#N/A"},{"$error":"#N/A"},{"$f":"SUM($AW$3:AW2276)","v":{"$error":"#N/A"}},{"$f":"IF(V2276=0,IF(U2276=0,IF(AZ2275+Z2276/1000>Vypocet!$D$18,Vypocet!$D$18,AZ2275+Z2276/1000),IF(Z2276/1000+AZ2275-U2276>Vypocet!$D$18,Vypocet!$D$18,Z2276/1000+AZ2275-U2276)),IF(AZ2275=0,0,IF(AZ2275>V2276,AZ2275-V2276,0)))","v":0},0,null,null,null,null,null,null,null,null,null,null,null,null,null,null,null,null,null,null,null,null,null,null,null,null,null,null,null,null,null,null,null,null,null,null,null,null,null,null,null,null,null,null,null,null,null,null,null,null,null,null,null,null,null,null,null,null,null,null,null,null,null,null,null,null,null,null,null,null,null,null,null,null,null,null,null,null,null,null,null,null,null,null,null,null,null,null,null,null,null,null,null,null,null,null,null,null,null,null,null,null,null,null,null,0.50658999999999998,0.50505,0.44894000000000001,0.55357000000000001,0.77378999999999998,0.55376000000000003,0.30778,0.32236999999999999,0.53266000000000002,0.43101,0.36713000000000001,0.63116000000000005,0.50724000000000002,0.55095000000000005,0]
[4,43927,12,2291,{"$f":"(FA2293*Vypocet!$D$24)/$FA$2","v":0},{"$f":"(FB2293*Vypocet!$D$24)/$FB$2","v":0},{"$f":"(FC2293*Vypocet!$D$24)/$FC$2","v":0},{"$f":"(FD2293*Vypocet!$D$24)/$FD$2","v":0},{"$f":"(FE2293*Vypocet!$D$24)/$FE$2","v":0},{"$f":"(FF2293*Vypocet!$D$24)/$FF$2","v":0},{"$f":"(FG2293*Vypocet!$D$24)/$FG$2","v":0},{"$f":"(FH2293*Vypocet!$D$24)/$FH$2","v":0},{"$f":"(FI2293*Vypocet!$D$24)/$FI$2","v":0},{"$f":"(FJ2293*Vypocet!$D$24)/$FJ$2","v":0},{"$f":"(FK2293*Vypocet!$D$24)/$FK$2","v":0},{"$f":"(FL2293*Vypocet!$D$24)/$FL$2","v":0},{"$f":"(FM2293*Vypocet!$D$24)/$FM$2","v":0},{"$f":"(FN2293*Vypocet!$D$24)/$FN$2","v":0},{"$f":"(FO2293*Vypocet!$D$24)/$FO$2","v":0},{"$f":"(VLOOKUP(A2293,Voda!$B$3:$AC$15,TDDData!C2293+4,0)*4180*(VLOOKUP(A2293,Voda!$B$3:$AC$15,4,0)-VLOOKUP(A2293,Voda!$B$3:$AC$15,3,0)))/3600000","v":0},0,{"$f":"IF(U2293=0,0,IF(Z2293>0,IF(Z2293/1000<U2293,IF(Z2293/1000<=Vypocet!$D$15,IF(U2293<Vypocet!$D$15,U2293-Z2293/1000,Vypocet!$D$15-Z2293/1000),Vypocet!$D$15),0),IF(U2293>Vypocet!$D$15,Vypocet!$D$15,U2293)))","v":0},0,{"$f":"HLOOKUP(Vypocet!$D$11,TDDData!$E:$S,2+TDDData!D2293,0)","v":{"$error":"#N/A"}},1074.42,859.53600000000006,{"$error":"#N/A"},{"$error":"#N/A"},{"$f":"IF(AA2293<0,IF(AC2292>-AA2293,AC2292+AA2293,0),IF(AA2293+AC2292<=Vypocet!$D$18,AA2293+AC2292,Vypocet!$D$18))","v":{"$error":"#N/A"}},{"$error":"#N/A"},{"$f":"IF(AND(AC2293<AC2292,AC2293<>0),AE2292,IF(OR(AND(AC2292=0,AA2293<0),AC2292<-AA2293),IF(AC2292=0,IF(AE2292>-AA2293,AE2292+AA2293,0),IF(AC2292+AE2292>-AA2293,AC2292+AE2292+AA2293,0)),IF(AC2292=Vypocet!$D$18,AE2292+AA2293,AE2292+AA2293-AC2293+AC2292)))","v":{"$error":"#N/A"}},{"$error":"#N/A"},{"$error":"#N/A"},{"$f":"SUM($AF$3:AF2293)","v":{"$error":"#N/A"}},{"$error":"#N/A"},{"$error":"#N/A"},{"$error":"#N/A"},{"$f":"SUM($AJ$3:AJ2293)","v":{"$error":"#N/A"}},{"$error":"#N/A"},{"$error":"#N/A"},{"$error":"#N/A"},{"$f":"IF(AN2293<0,IF(AP2292>-AN2293,AP2292+AN2293,0),IF(AN2293+AP2292<=Vypocet!$D$18,AN2293+AP2292,Vypocet!$D$18))","v":{"$error":"#N/A"}},{"$error":"#N/A"},{"$f":"IF(AND(AP2293<AP2292,AP2293<>0),AR2292,IF(OR(AND(AP2292=0,AN2293<0),AP2292<-AN2293),IF(AP2292=0,IF(AR2292>-AN2293,AR2292+AN2293,0),IF(AP2292+AR2292>-AN2293,AP2292+AR2292+AN2293,0)),IF(AP2292=Vypocet!$D$18,AR2292+AN2293,AR2292+AN2293-AP2293+AP2292)))","v":{"$error":"#N/A"}},{"$error":"#N/A"},{"$error":"#N/A"},{"$f":"SUM($AS$3:AS2293)","v":{"$error":"#N/A"}},{"$error":"#N/A"},{"$error":"#N/A"},{"$error":"#N/A"},{"$f":"SUM($AW$3:AW2293)","v":{"$error":"#N/A"}},{"$f":"IF(V2293=0,IF(U2293=0,IF(AZ2292+Z2293/1000>Vypocet!$D$18,Vypocet!$D$18,AZ2292+Z2293/1000),IF(Z2293/1000+AZ2292-U2293>Vypocet!$D$18,Vypocet!$D$18,Z2293/1000+AZ2292-U2293)),IF(AZ2292=0,0,IF(AZ2292>V2293,AZ2292-V2293,0)))","v":0},0,null,null,null,null,null,null,null,null,null,null,null,null,null,null,null,null,null,null,null,null,null,null,null,null,null,null,null,null,null,null,null,null,null,null,null,null,null,null,null,null,null,null,null,null,null,null,null,null,null,null,null,null,null,null,null,null,null,null,null,null,null,null,null,null,null,null,null,null,null,null,null,null,null,null,null,null,null,null,null,null,null,null,null,null,null,null,null,null,null,null,null,null,null,null,null,null,null,null,null,null,null,null,null,0.48820999999999998,0.44267000000000001,0.45093,0.85614999999999997,0.66027000000000002,0.54686999999999997,0.37281999999999998,0.54659999999999997,0.76763000000000003,0.61433000000000004,0.57023999999999997,0.52600000000000002,0.73099999999999998,0.57130999999999998,0]
[4,43928,23,2326,{"$f":"(FA2328*Vypocet!$D$24)/$FA$2","v":0},{"$f":"(FB2328*Vypocet!$D$24)/$FB$2","v":0},{"$f":"(FC2328*Vypocet!$D$24)/$FC$2","v":0},{"$f":"(FD2328*Vypocet!$D$24)/$FD$2","v":0},{"$f":"(FE2328*Vypocet!$D$24)/$FE$2","v":0},{"$f":"(FF2328*Vypocet!$D$24)/$FF$2","v":0},{"$f":"(FG2328*Vypocet!$D$24)/$FG$2","v":0},{"$f":"(FH2328*Vypocet!$D$24)/$FH$2","v":0},{"$f":"(FI2328*Vypocet!$D$24)/$FI$2","v":0},{"$f":"(FJ2328*Vypocet!$D$24)/$FJ$2","v":0},{"$f":"(FK2328*Vypocet!$D$24)/$FK$2","v":0},{"$f":"(FL2328*Vypocet!$D$24)/$FL$2","v":0},{"$f":"(FM2328*Vypocet!$D$24)/$FM$2","v":0},{"$f":"(FN2328*Vypocet!$D$24)/$FN$2","v":0},{"$f":"(FO2328*Vypocet!$D$24)/$FO$2","v":0},{"$f":"(VLOOKUP(A2328,Voda!$B$3:$AC$15,TDDData!C2328+4,0)*4180*(VLOOKUP(A2328,Voda!$B$3:$AC$15,4,0)-VLOOKUP(A2328,Voda!$B$3:$AC$15,3,0)))/3600000","v":0},0,{"$f":"IF(U2328=0,0,IF(Z2328>0,IF(Z2328/1000<U2328,IF(Z2328/1000<=Vypocet!$D$15,IF(U2328<Vypocet!$D$15,U2328-Z2328/1000,Vypocet!$D$15-Z2328/1000),Vypocet!$D$15),0),IF(U2328>Vypocet!$D$15,Vypocet!$D$15,U2328)))","v":0},0,{"$f":"HLOOKUP(Vypocet!$D$11,TDDData!$E:$S,2+TDDData!D2328,0)","v":{"$error":"#N/A"}},0,0,{"$error":"#N/A"},{"$error":"#N/A"},{"$f":"IF(AA2328<0,IF(AC2327>-AA2328,AC2327+AA2328,0),IF(AA2328+AC2327<=Vypocet!$D$18,AA2328+AC2327,Vypocet!$D$18))","v":{"$error":"#N/A"}},{"$error":"#N/A"},{"$f":"IF(AND(AC2328<AC2327,AC2328<>0),AE2327,IF(OR(AND(AC2327=0,AA2328<0),AC2327<-AA2328),IF(AC2327=0,IF(AE2327>-AA2328,AE2327+AA2328,0),IF(AC2327+AE2327>-AA2328,AC2327+AE2327+AA2328,0)),IF(AC2327=Vypocet!$D$18,AE2327+AA2328,AE2327+AA2328-AC2328+AC2327)))","v":{"$error":"#N/A"}},{"$error":"#N/A"},{"$error":"#N/A"},{"$f":"SUM($AF$3:AF2328)","v":{"$error":"#N/A"}},{"$error":"#N/A"},{"$error":"#N/A"},{"$error":"#N/A"},{"$f":"SUM($AJ$3:AJ2328)","v":{"$error":"#N/A"}},{"$error":"#N/A"},{"$error":"#N/A"},{"$error":"#N/A"},{"$f":"IF(AN2328<0,IF(AP2327>-AN2328,AP2327+AN2328,0),IF(AN2328+AP2327<=Vypocet!$D$18,AN2328+AP2327,Vypocet!$D$18))","v":{"$error":"#N/A"}},{"$error":"#N/A"},{"$f":"IF(AND(AP2328<AP2327,AP2328<>0),AR2327,IF(OR(AND(AP2327=0,AN2328<0),AP2327<-AN2328),IF(AP2327=0,IF(AR2327>-AN2328,AR2327+AN2328,0),IF(AP2327+AR2327>-AN2328,AP2327+AR2327+AN2328,0)),IF(AP2327=Vypocet!$D$18,AR2327+AN2328,AR2327+AN2328-AP2328+AP2327)))","v":{"$error":"#N/A"}},{"$error":"#N/A"},{"$error":"#N/A"},{"$f":"SUM($AS$3:AS2328)","v":{"$error":"#N/A"}},{"$error":"#N/A"},{"$error":"#N/A"},{"$error":"#N/A"},{"$f":"SUM($AW$3:AW2328)","v":{"$error":"#N/A"}},{"$f":"IF(V2328=0,IF(U2328=0,IF(AZ2327+Z2328/1000>Vypocet!$D$18,Vypocet!$D$18,AZ2327+Z2328/1000),IF(Z2328/1000+AZ2327-U2328>Vypocet!$D$18,Vypocet!$D$18,Z2328/1000+AZ2327-U2328)),IF(AZ2327=0,0,IF(AZ2327>V2328,AZ2327-V2328,0)))","v":0},0,null,null,null,null,null,null,null,null,null,null,null,null,null,null,null,null,null,null,null,null,null,null,null,null,null,null,null,null,null,null,null,null,null,null,null,null,null,null,null,null,null,null,null,null,null,null,null,null,null,null,null,null,null,null,null,null,null,null,null,null,null,null,null,null,null,null,null,null,null,null,null,null,null,null,null,null,null,null,null,null,null,null,null,null,null,null,null,null,null,null,null,null,null,null,null,null,null,null,null,null,null,null,null,0.42802000000000001,0.45378000000000002,0.37132999999999999,0.43778,0.37326999999999999,0.26567000000000002,0.27085999999999999,0.47278999999999999,0.30331000000000002,0.50114000000000003,0.60453999999999997,0.58582000000000001,0.59928999999999999,0.52246000000000004,1]
[4,43931,2,2377,{"$f":"(FA2379*Vypocet!$D$24)/$FA$2","v":0},{"$f":"(FB2379*Vypocet!$D$24)/$FB$2","v":0},{"$f":"(FC2379*Vypocet!$D$24)/$FC$2","v":0},{"$f":"(FD2379*Vypocet!$D$24)/$FD$2","v":0},{"$f":"(FE2379*Vypocet!$D$24)/$FE$2","v":0},{"$f":"(FF2379*Vypocet!$D$24)/$FF$2","v":0},{"$f":"(FG2379*Vypocet!$D$24)/$FG$2","v":0},{"$f":"(FH2379*Vypocet!$D$24)/$FH$2","v":0},{"$f":"(FI2379*Vypocet!$D$24)/$FI$2","v":0},{"$f":"(FJ2379*Vypocet!$D$24)/$FJ$2","v":0},{"$f":"(FK2379*Vypocet!$D$24)/$FK$2","v":0},{"$f":"(FL2379*Vypocet!$D$24)/$FL$2","v":0},{"$f":"(FM2379*Vypocet!$D$24)/$FM$2","v":0},{"$f":"(FN2379*Vypocet!$D$24)/$FN$2","v":0},{"$f":"(FO2379*Vypocet!$D$24)/$FO$2","v":0},{"$f":"(VLOOKUP(A2379,Voda!$B$3:$AC$15,TDDData!C2379+4,0)*4180*(VLOOKUP(A2379,Voda!$B$3:$AC$15,4,0)-VLOOKUP(A2379,Voda!$B$3:$AC$15,3,0)))/3600000","v":0},0,{"$f":"IF(U2379=0,0,IF(Z2379>0,IF(Z2379/1000<U2379,IF(Z2379/1000<=Vypocet!$D$15,IF(U2379<Vypocet!$D$15,U2379-Z2379/1000,Vypocet!$D$15-Z2379/1000),Vypocet!$D$15),0),IF(U2379>Vypocet!$D$15,Vypocet!$D$15,U2379)))","v":0},0,{"$f":"HLOOKUP(Vypocet!$D$11,TDDData!$E:$S,2+TDDData!D2379,0)","v":{"$error":"#N/A"}},0,0,{"$error":"#N/A"},{"$error":"#N/A"},{"$f":"IF(AA2379<0,IF(AC2378>-AA2379,AC2378+AA2379,0),IF(AA2379+AC2378<=Vypocet!$D$18,AA2379+AC2378,Vypocet!$D$18))","v":{"$error":"#N/A"}},{"$error":"#N/A"},{"$f":"IF(AND(AC2379<AC2378,AC2379<>0),AE2378,IF(OR(AND(AC2378=0,AA2379<0),AC2378<-AA2379),IF(AC2378=0,IF(AE2378>-AA2379,AE2378+AA2379,0),IF(AC2378+AE2378>-AA2379,AC2378+AE2378+AA2379,0)),IF(AC2378=Vypocet!$D$18,AE2378+AA2379,AE2378+AA2379-AC2379+AC2378)))","v":{"$error":"#N/A"}},{"$error":"#N/A"},{"$error":"#N/A"},{"$f":"SUM($AF$3:AF2379)","v":{"$error":"#N/A"}},{"$error":"#N/A"},{"$error":"#N/A"},{"$error":"#N/A"},{"$f":"SUM($AJ$3:AJ2379)","v":{"$error":"#N/A"}},{"$error":"#N/A"},{"$error":"#N/A"},{"$error":"#N/A"},{"$f":"IF(AN2379<0,IF(AP2378>-AN2379,AP2378+AN2379,0),IF(AN2379+AP2378<=Vypocet!$D$18,AN2379+AP2378,Vypocet!$D$18))","v":{"$error":"#N/A"}},{"$error":"#N/A"},{"$f":"IF(AND(AP2379<AP2378,AP2379<>0),AR2378,IF(OR(AND(AP2378=0,AN2379<0),AP2378<-AN2379),IF(AP2378=0,IF(AR2378>-AN2379,AR2378+AN2379,0),IF(AP2378+AR2378>-AN2379,AP2378+AR2378+AN2379,0)),IF(AP2378=Vypocet!$D$18,AR2378+AN2379,AR2378+AN2379-AP2379+AP2378)))","v":{"$error":"#N/A"}},{"$error":"#N/A"},{"$error":"#N/A"},{"$f":"SUM($AS$3:AS2379)","v":{"$error":"#N/A"}},{"$error":"#N/A"},{"$error":"#N/A"},{"$error":"#N/A"},{"$f":"SUM($AW$3:AW2379)","v":{"$error":"#N/A"}},{"$f":"IF(V2379=0,IF(U2379=0,IF(AZ2378+Z2379/1000>Vypocet!$D$18,Vypocet!$D$18,AZ2378+Z2379/1000),IF(Z2379/1000+AZ2378-U2379>Vypocet!$D$18,Vypocet!$D$18,Z2379/1000+AZ2378-U2379)),IF(AZ2378=0,0,IF(AZ2378>V2379,AZ2378-V2379,0)))","v":0},0,null,null,null,null,null,null,null,null,null,null,null,null,null,null,null,null,null,null,null,null,null,null,null,null,null,null,null,null,null,null,null,null,null,null,null,null,null,null,null,null,null,null,null,null,null,null,null,null,null,null,null,null,null,null,null,null,null,null,null,null,null,null,null,null,null,null,null,null,null,null,null,null,null,null,null,null,null,null,null,null,null,null,null,null,null,null,null,null,null,null,null,null,null,null,null,null,null,null,null,null,null,null,null,0.32138,0.50185000000000002,0.32074999999999998,0.21720999999999999,0.48794999999999999,0.31978000000000001,0.71138999999999997,0.46969,0.34550999999999998,0.62900999999999996,0.60189000000000004,0.40975,0.33722999999999997,0.31401000000000001,1]
[4,43932,13,2412,{"$f":"(FA2414*Vypocet!$D$24)/$FA$2","v":0},{"$f":"(FB2414*Vypocet!$D$24)/$FB$2","v":0},{"$f":"(FC2414*Vypocet!$D$24)/$FC$2","v":0},{"$f":"(FD2414*Vypocet!$D$24)/$FD$2","v":0},{"$f":"(FE2414*Vypocet!$D$24)/$FE$2","v":0},{"$f":"(FF2414*Vypocet!$D$24)/$FF$2","v":0},{"$f":"(FG2414*Vypocet!$D$24)/$FG$2","v":0},{"$f":"(FH2414*Vypocet!$D$24)/$FH$2","v":0},{"$f":"(FI2414*Vypocet!$D$24)/$FI$2","v":0},{"$f":"(FJ2414*Vypocet!$D$24)/$FJ$2","v":0},{"$f":"(FK2414*Vypocet!$D$24)/$FK$2","v":0},{"$f":"(FL2414*Vypocet!$D$24)/$FL$2","v":0},{"$f":"(FM2414*Vypocet!$D$24)/$FM$2","v":0},{"$f":"(FN2414*Vypocet!$D$24)/$FN$2","v":0},{"$f":"(FO2414*Vypocet!$D$24)/$FO$2","v":0},{"$f":"(VLOOKUP(A2414,Voda!$B$3:$AC$15,TDDData!C2414+4,0)*4180*(VLOOKUP(A2414,Voda!$B$3:$AC$15,4,0)-VLOOKUP(A2414,Voda!$B$3:$AC$15,3,0)))/3600000","v":0},0,{"$f":"IF(U2414=0,0,IF(Z2414>0,IF(Z2414/1000<U2414,IF(Z2414/1000<=Vypocet!$D$15,IF(U2414<Vypocet!$D$15,U2414-Z2414/1000,Vypocet!$D$15-Z2414/1000),Vypocet!$D$15),0),IF(U2414>Vypocet!$D$15,Vypocet!$D$15,U2414)))","v":0},0,{"$f":"HLOOKUP(Vypocet!$D$11,TDDData!$E:$S,2+TDDData!D2414,0)","v":{"$error":"#N/A"}},110.8,88.64,{"$error":"#N/A"},{"$error":"#N/A"},{"$f":"IF(AA2414<0,IF(AC2413>-AA2414,AC2413+AA2414,0),IF(AA2414+AC2413<=Vypocet!$D$18,AA2414+AC2413,Vypocet!$D$18))","v":{"$error":"#N/A"}},{"$error":"#N/A"},{"$f":"IF(AND(AC2414<AC2413,AC2414<>0),AE2413,IF(OR(AND(AC2413=0,AA2414<0),AC2413<-AA2414),IF(AC2413=0,IF(AE2413>-AA2414,AE2413+AA2414,0),IF(AC2413+AE2413>-AA2414,AC2413+AE2413+AA2414,0)),IF(AC2413=Vypocet!$D$18,AE2413+AA2414,AE2413+AA2414-AC2414+AC2413)))","v":{"$error":"#N/A"}},{"$error":"#N/A"},{"$error":"#N/A"},{"$f":"SUM($AF$3:AF2414)","v":{"$error":"#N/A"}},{"$error":"#N/A"},{"$error":"#N/A"},{"$error":"#N/A"},{"$f":"SUM($AJ$3:AJ2414)","v":{"$error":"#N/A"}},{"$error":"#N/A"},{"$error":"#N/A"},{"$error":"#N/A"},{"$f":"IF(AN2414<0,IF(AP2413>-AN2414,AP2413+AN2414,0),IF(AN2414+AP2413<=Vypocet!$D$18,AN2414+AP2413,Vypocet!$D$18))","v":{"$error":"#N/A"}},{"$error":"#N/A"},{"$f":"IF(AND(AP2414<AP2413,AP2414<>0),AR2413,IF(OR(AND(AP2413=0,AN2414<0),AP2413<-AN2414),IF(AP2413=0,IF(AR2413>-AN2414,AR2413+AN2414,0),IF(AP2413+AR2413>-AN2414,AP2413+AR2413+AN2414,0)),IF(AP2413=Vypocet!$D$18,AR2413+AN2414,AR2413+AN2414-AP2414+AP2413)))","v":{"$error":"#N/A"}},{"$error":"#N/A"},{"$error":"#N/A"},{"$f":"SUM($AS$3:AS2414)","v":{"$error":"#N/A"}},{"$error":"#N/A"},{"$error":"#N/A"},{"$error":"#N/A"},{"$f":"SUM($AW$3:AW2414)","v":{"$error":"#N/A"}},{"$f":"IF(V2414=0,IF(U2414=0,IF(AZ2413+Z2414/1000>Vypocet!$D$18,Vypocet!$D$18,AZ2413+Z2414/1000),IF(Z2414/1000+AZ2413-U2414>Vypocet!$D$18,Vypocet!$D$18,Z2414/1000+AZ2413-U2414)),IF(AZ2413=0,0,IF(AZ2413>V2414,AZ2413-V2414,0)))","v":0},0,null,null,null,null,null,null,null,null,null,null,null,null,null,null,null,null,null,null,null,null,null,null,null,null,null,null,null,null,null,null,null,null,null,null,null,null,null,null,null,null,null,null,null,null,null,null,null,null,null,null,null,null,null,null,null,null,null,null,null,null,null,null,null,null,null,null,null,null,null,null,null,null,null,null,null,null,null,null,null,null,null,null,null,null,null,null,null,null,null,null,null,null,null,null,null,null,null,null,null,null,null,null,null,0.54588999999999999,0.52141999999999999,0.51771,0.76375999999999999,0.61068,0.40406999999999998,0.38915,0.40600000000000003,0.59240999999999999,0.55191999999999997,0.50529000000000002,0.55840999999999996,0.64593999999999996,0.53261999999999998,0]
[4,43933,6,2429,{"$f":"(FA2431*Vypocet!$D$24)/$FA$2","v":0},{"$f":"(FB2431*Vypocet!$D$24)/$FB$2","v":0},{"$f":"(FC2431*Vypocet!$D$24)/$FC$2","v":0},{"$f":"(FD2431*Vypocet!$D$24)/$FD$2","v":0},{"$f":"(FE2431*Vypocet!$D$24)/$FE$2","v":0},{"$f":"(FF2431*Vypocet!$D$24)/$FF$2","v":0},{"$f":"(FG2431*Vypocet!$D$24)/$FG$2","v":0},{"$f":"(FH2431*Vypocet!$D$24)/$FH$2","v":0},{"$f":"(FI2431*Vypocet!$D$24)/$FI$2","v":0},{"$f":"(FJ2431*Vypocet!$D$24)/$FJ$2","v":0},{"$f":"(FK2431*Vypocet!$D$24)/$FK$2","v":0},{"$f":"(FL2431*Vypocet!$D$24)/$FL$2","v":0},{"$f":"(FM2431*Vypocet!$D$24)/$FM$2","v":0},{"$f":"(FN2431*Vypocet!$D$24)/$FN$2","v":0},{"$f":"(FO2431*Vypocet!$D$24)/$FO$2","v":0},{"$f":"(VLOOKUP(A2431,Voda!$B$3:$AC$15,TDDData!C2431+4,0)*4180*(VLOOKUP(A2431,Voda!$B$3:$AC$15,4,0)-VLOOKUP(A2431,Voda!$B$3:$AC$15,3,0)))/3600000","v":0},0,{"$f":"IF(U2431=0,0,IF(Z2431>0,IF(Z2431/1000<U2431,IF(Z2431/1000<=Vypocet!$D$15,IF(U2431<Vypocet!$D$15,U2431-Z2431/1000,Vypocet!$D$15-Z2431/1000),Vypocet!$D$15),0),IF(U2431>Vypocet!$D$15,Vypocet!$D$15,U2431)))","v":0},0,{"$f":"HLOOKUP(Vypocet!$D$11,TDDData!$E:$S,2+TDDData!D2431,0)","v":{"$error":"#N/A"}},0,0,{"$error":"#N/A"},{"$error":"#N/A"},{"$f":"IF(AA2431<0,IF(AC2430>-AA2431,AC2430+AA2431,0),IF(AA2431+AC2430<=Vypocet!$D$18,AA2431+AC2430,Vypocet!$D$18))","v":{"$error":"#N/A"}},{"$error":"#N/A"},{"$f":"IF(AND(AC2431<AC2430,AC2431<>0),AE2430,IF(OR(AND(AC2430=0,AA2431<0),AC2430<-AA2431),IF(AC2430=0,IF(AE2430>-AA2431,AE2430+AA2431,0),IF(AC2430+AE2430>-AA2431,AC2430+AE2430+AA2431,0)),IF(AC2430=Vypocet!$D$18,AE2430+AA2431,AE2430+AA2431-AC2431+AC2430)))","v":{"$error":"#N/A"}},{"$error":"#N/A"},{"$error":"#N/A"},{"$f":"SUM($AF$3:AF2431)","v":{"$error":"#N/A"}},{"$error":"#N/A"},{"$error":"#N/A"},{"$error":"#N/A"},{"$f":"SUM($AJ$3:AJ2431)","v":{"$error":"#N/A"}},{"$error":"#N/A"},{"$error":"#N/A"},{"$error":"#N/A"},{"$f":"IF(AN2431<0,IF(AP2430>-AN2431,AP2430+AN2431,0),IF(AN2431+AP2430<=Vypocet!$D$18,AN2431+AP2430,Vypocet!$D$18))","v":{"$error":"#N/A"}},{"$error":"#N/A"},{"$f":"IF(AND(AP2431<AP2430,AP2431<>0),AR2430,IF(OR(AND(AP2430=0,AN2431<0),AP2430<-AN2431),IF(AP2430=0,IF(AR2430>-AN2431,AR2430+AN2431,0),IF(AP2430+AR2430>-AN2431,AP2430+AR2430+AN2431,0)),IF(AP2430=Vypocet!$D$18,AR2430+AN2431,AR2430+AN2431-AP2431+AP2430)))","v":{"$error":"#N/A"}},{"$error":"#N/A"},{"$error":"#N/A"},{"$f":"SUM($AS$3:AS2431)","v":{"$error":"#N/A"}},{"$error":"#N/A"},{"$error":"#N/A"},{"$error":"#N/A"},{"$f":"SUM($AW$3:AW2431)","v":{"$error":"#N/A"}},{"$f":"IF(V2431=0,IF(U2431=0,IF(AZ2430+Z2431/1000>Vypocet!$D$18,Vypocet!$D$18,AZ2430+Z2431/1000),IF(Z2431/1000+AZ2430-U2431>Vypocet!$D$18,Vypocet!$D$18,Z2431/1000+AZ2430-U2431)),IF(AZ2430=0,0,IF(AZ2430>V2431,AZ2430-V2431,0)))","v":0},0,null,null,null,null,null,null,null,null,null,null,null,null,null,null,null,null,null,null,null,null,null,null,null,null,null,null,null,null,null,null,null,null,null,null,null,null,null,null,null,null,null,null,null,null,null,null,null,null,null,null,null,null,null,null,null,null,null,null,null,null,null,null,null,null,null,null,null,null,null,null,null,null,null,null,null,null,null,null,null,null,null,null,null,null,null,null,null,null,null,null,null,null,null,null,null,null,null,null,null,null,null,null,null,0.35066000000000003,0.45540000000000003,0.34221000000000001,0.22306999999999999,0.60370000000000001,0.33250999999999997,0.30264000000000002,0.28992000000000001,0.32561000000000001,0.36241000000000001,0.43881999999999999,0.35827999999999999,0.37030000000000002,0.36532999999999999,0.96667000000000003]
[4,43935,9,2480,{"$f":"(FA2482*Vypocet!$D$24)/$FA$2","v":0},{"$f":"(FB2482*Vypocet!$D$24)/$FB$2","v":0},{"$f":"(FC2482*Vypocet!$D$24)/$FC$2","v":0},{"$f":"(FD2482*Vypocet!$D$24)/$FD$2","v":0},{"$f":"(FE2482*Vypocet!$D$24)/$FE$2","v":0},{"$f":"(FF2482*Vypocet!$D$24)/$FF$2","v":0},{"$f":"(FG2482*Vypocet!$D$24)/$FG$2","v":0},{"$f":"(FH2482*Vypocet!$D$24)/$FH$2","v":0},{"$f":"(FI2482*Vypocet!$D$24)/$FI$2","v":0},{"$f":"(FJ2482*Vypocet!$D$24)/$FJ$2","v":0},{"$f":"(FK2482*Vypocet!$D$24)/$FK$2","v":0},{"$f":"(FL2482*Vypocet!$D$24)/$FL$2","v":0},{"$f":"(FM2482*Vypocet!$D$24)/$FM$2","v":0},{"$f":"(FN2482*Vypocet!$D$24)/$FN$2","v":0},{"$f":"(FO2482*Vypocet!$D$24)/$FO$2","v":0},{"$f":"(VLOOKUP(A2482,Voda!$B$3:$AC$15,TDDData!C2482+4,0)*4180*(VLOOKUP(A2482,Voda!$B$3:$AC$15,4,0)-VLOOKUP(A2482,Voda!$B$3:$AC$15,3,0)))/3600000","v":0},0,{"$f":"IF(U2482=0,0,IF(Z2482>0,IF(Z2482/1000<U2482,IF(Z2482/1000<=Vypocet!$D$15,IF(U2482<Vypocet!$D$15,U2482-Z2482/1000,Vypocet!$D$15-Z2482/1000),Vypocet!$D$15),0),IF(U2482>Vypocet!$D$15,Vypocet!$D$15,U2482)))","v":0},0,{"$f":"HLOOKUP(Vypocet!$D$11,TDDData!$E:$S,2+TDDData!D2482,0)","v":{"$error":"#N/A"}},109.82,87.855999999999995,{"$error":"#N/A"},{"$error":"#N/A"},{"$f":"IF(AA2482<0,IF(AC2481>-AA2482,AC2481+AA2482,0),IF(AA2482+AC2481<=Vypocet!$D$18,AA2482+AC2481,Vypocet!$D$18))","v":{"$error":"#N/A"}},{"$error":"#N/A"},{"$f":"IF(AND(AC2482<AC2481,AC2482<>0),AE2481,IF(OR(AND(AC2481=0,AA2482<0),AC2481<-AA2482),IF(AC2481=0,IF(AE2481>-AA2482,AE2481+AA2482,0),IF(AC2481+AE2481>-AA2482,AC2481+AE2481+AA2482,0)),IF(AC2481=Vypocet!$D$18,AE2481+AA2482,AE2481+AA2482-AC2482+AC2481)))","v":{"$error":"#N/A"}},{"$error":"#N/A"},{"$error":"#N/A"},{"$f":"SUM($AF$3:AF2482)","v":{"$error":"#N/A"}},{"$error":"#N/A"},{"$error":"#N/A"},{"$error":"#N/A"},{"$f":"SUM($AJ$3:AJ2482)","v":{"$error":"#N/A"}},{"$error":"#N/A"},{"$error":"#N/A"},{"$error":"#N/A"},{"$f":"IF(AN2482<0,IF(AP2481>-AN2482,AP2481+AN2482,0),IF(AN2482+AP2481<=Vypocet!$D$18,AN2482+AP2481,Vypocet!$D$18))","v":{"$error":"#N/A"}},{"$error":"#N/A"},{"$f":"IF(AND(AP2482<AP2481,AP2482<>0),AR2481,IF(OR(AND(AP2481=0,AN2482<0),AP2481<-AN2482),IF(AP2481=0,IF(AR2481>-AN2482,AR2481+AN2482,0),IF(AP2481+AR2481>-AN2482,AP2481+AR2481+AN2482,0)),IF(AP2481=Vypocet!$D$18,AR2481+AN2482,AR2481+AN2482-AP2482+AP2481)))","v":{"$error":"#N/A"}},{"$error":"#N/A"},{"$error":"#N/A"},{"$f":"SUM($AS$3:AS2482)","v":{"$error":"#N/A"}},{"$error":"#N/A"},{"$error":"#N/A"},{"$error":"#N/A"},{"$f":"SUM($AW$3:AW2482)","v":{"$error":"#N/A"}},{"$f":"IF(V2482=0,IF(U2482=0,IF(AZ2481+Z2482/1000>Vypocet!$D$18,Vypocet!$D$18,AZ2481+Z2482/1000),IF(Z2482/1000+AZ2481-U2482>Vypocet!$D$18,Vypocet!$D$18,Z2482/1000+AZ2481-U2482)),IF(AZ2481=0,0,IF(AZ2481>V2482,AZ2481-V2482,0)))","v":0},0,null,null,null,null,null,null,null,null,null,null,null,null,null,null,null,null,null,null,null,null,null,null,null,null,null,null,null,null,null,null,null,null,null,null,null,null,null,null,null,null,null,null,null,null,null,null,null,null,null,null,null,null,null,null,null,null,null,null,null,null,null,null,null,null,null,null,null,null,null,null,null,null,null,null,null,null,null,null,null,null,null,null,null,null,null,null,null,null,null,null,null,null,null,null,null,null,null,null,null,null,null,null,null,0.39346999999999999,0.40933000000000003,0.40044999999999997,0.49870999999999999,0.46544999999999997,0.34201999999999999,0.27456999999999998,0.41691,0.44239000000000001,0.35449999999999998,0.36342999999999998,0.44768000000000002,0.42031000000000002,0.50463000000000002,0]
[4,43936,20,2515,{"$f":"(FA2517*Vypocet!$D$24)/$FA$2","v":0},{"$f":"(FB2517*Vypocet!$D$24)/$FB$2","v":0},{"$f":"(FC2517*Vypocet!$D$24)/$FC$2","v":0},{"$f":"(FD2517*Vypocet!$D$24)/$FD$2","v":0},{"$f":"(FE2517*Vypocet!$D$24)/$FE$2","v":0},{"$f":"(FF2517*Vypocet!$D$24)/$FF$2","v":0},{"$f":"(FG2517*Vypocet!$D$24)/$FG$2","v":0},{"$f":"(FH2517*Vypocet!$D$24)/$FH$2","v":0},{"$f":"(FI2517*Vypocet!$D$24)/$FI$2","v":0},{"$f":"(FJ2517*Vypocet!$D$24)/$FJ$2","v":0},{"$f":"(FK2517*Vypocet!$D$24)/$FK$2","v":0},{"$f":"(FL2517*Vypocet!$D$24)/$FL$2","v":0},{"$f":"(FM2517*Vypocet!$D$24)/$FM$2","v":0},{"$f":"(FN2517*Vypocet!$D$24)/$FN$2","v":0},{"$f":"(FO2517*Vypocet!$D$24)/$FO$2","v":0},{"$f":"(VLOOKUP(A2517,Voda!$B$3:$AC$15,TDDData!C2517+4,0)*4180*(VLOOKUP(A2517,Voda!$B$3:$AC$15,4,0)-VLOOKUP(A2517,Voda!$B$3:$AC$15,3,0)))/3600000","v":0},0,{"$f":"IF(U2517=0,0,IF(Z2517>0,IF(Z2517/1000<U2517,IF(Z2517/1000<=Vypocet!$D$15,IF(U2517<Vypocet!$D$15,U2517-Z2517/1000,Vypocet!$D$15-Z2517/1000),Vypocet!$D$15),0),IF(U2517>Vypocet!$D$15,Vypocet!$D$15,U2517)))","v":0},0,{"$f":"HLOOKUP(Vypocet!$D$11,TDDData!$E:$S,2+TDDData!D2517,0)","v":{"$error":"#N/A"}},0,0,{"$error":"#N/A"},{"$error":"#N/A"},{"$f":"IF(AA2517<0,IF(AC2516>-AA2517,AC2516+AA2517,0),IF(AA2517+AC2516<=Vypocet!$D$18,AA2517+AC2516,Vypocet!$D$18))","v":{"$error":"#N/A"}},{"$error":"#N/A"},{"$f":"IF(AND(AC2517<AC2516,AC2517<>0),AE2516,IF(OR(AND(AC2516=0,AA2517<0),AC2516<-AA2517),IF(AC2516=0,IF(AE2516>-AA2517,AE2516+AA2517,0),IF(AC2516+AE2516>-AA2517,AC2516+AE2516+AA2517,0)),IF(AC2516=Vypocet!$D$18,AE2516+AA2517,AE2516+AA2517-AC2517+AC2516)))","v":{"$error":"#N/A"}},{"$error":"#N/A"},{"$error":"#N/A"},{"$f":"SUM($AF$3:AF2517)","v":{"$error":"#N/A"}},{"$error":"#N/A"},{"$error":"#N/A"},{"$error":"#N/A"},{"$f":"SUM($AJ$3:AJ2517)","v":{"$error":"#N/A"}},{"$error":"#N/A"},{"$error":"#N/A"},{"$error":"#N/A"},{"$f":"IF(AN2517<0,IF(AP2516>-AN2517,AP2516+AN2517,0),IF(AN2517+AP2516<=Vypocet!$D$18,AN2517+AP2516,Vypocet!$D$18))","v":{"$error":"#N/A"}},{"$error":"#N/A"},{"$f":"IF(AND(AP2517<AP2516,AP2517<>0),AR2516,IF(OR(AND(AP2516=0,AN2517<0),AP2516<-AN2517),IF(AP2516=0,IF(AR2516>-AN2517,AR2516+AN2517,0),IF(AP2516+AR2516>-AN2517,AP2516+AR2516+AN2517,0)),IF(AP2516=Vypocet!$D$18,AR2516+AN2517,AR2516+AN2517-AP2517+AP2516)))","v":{"$error":"#N/A"}},{"$error":"#N/A"},{"$error":"#N/A"},{"$f":"SUM($AS$3:AS2517)","v":{"$error":"#N/A"}},{"$error":"#N/A"},{"$error":"#N/A"},{"$error":"#N/A"},{"$f":"SUM($AW$3:AW2517)","v":{"$error":"#N/A"}},{"$f":"IF(V2517=0,IF(U2517=0,IF(AZ2516+Z2517/1000>Vypocet!$D$18,Vypocet!$D$18,AZ2516+Z2517/1000),IF(Z2517/1000+AZ2516-U2517>Vypocet!$D$18,Vypocet!$D$18,Z2517/1000+AZ2516-U2517)),IF(AZ2516=0,0,IF(AZ2516>V2517,AZ2516-V2517,0)))","v":0},0,null,null,null,null,null,null,null,null,null,null,null,null,null,null,null,null,null,null,null,null,null,null,null,null,null,null,null,null,null,null,null,null,null,null,null,null,null,null,null,null,null,null,null,null,null,null,null,null,null,null,null,null,null,null,null,null,null,null,null,null,null,null,null,null,null,null,null,null,null,null,null,null,null,null,null,null,null,null,null,null,null,null,null,null,null,null,null,null,null,null,null,null,null,null,null,null,null,null,null,null,null,null,null,0.55832000000000004,0.47421999999999997,0.41777999999999998,0.57713999999999999,0.61939,0.45750000000000002,0.31929999999999997,0.38890999999999998,0.44089,0.45308999999999999,0.39244000000000001,0.37289,0.48515000000000003,0.56642000000000003,0]
[4,43937,15,2534,{"$f":"(FA2536*Vypocet!$D$24)/$FA$2","v":0},{"$f":"(FB2536*Vypocet!$D$24)/$FB$2","v":0},{"$f":"(FC2536*Vypocet!$D$24)/$FC$2","v":0},{"$f":"(FD2536*Vypocet!$D$24)/$FD$2","v":0},{"$f":"(FE2536*Vypocet!$D$24)/$FE$2","v":0},{"$f":"(FF2536*Vypocet!$D$24)/$FF$2","v":0},{"$f":"(FG2536*Vypocet!$D$24)/$FG$2","v":0},{"$f":"(FH2536*Vypocet!$D$24)/$FH$2","v":0},{"$f":"(FI2536*Vypocet!$D$24)/$FI$2","v":0},{"$f":"(FJ2536*Vypocet!$D$24)/$FJ$2","v":0},{"$f":"(FK2536*Vypocet!$D$24)/$FK$2","v":0},{"$f":"(FL2536*Vypocet!$D$24)/$FL$2","v":0},{"$f":"(FM2536*Vypocet!$D$24)/$FM$2","v":0},{"$f":"(FN2536*Vypocet!$D$24)/$FN$2","v":0},{"$f":"(FO2536*Vypocet!$D$24)/$FO$2","v":0},{"$f":"(VLOOKUP(A2536,Voda!$B$3:$AC$15,TDDData!C2536+4,0)*4180*(VLOOKUP(A2536,Voda!$B$3:$AC$15,4,0)-VLOOKUP(A2536,Voda!$B$3:$AC$15,3,0)))/3600000","v":0},0,{"$f":"IF(U2536=0,0,IF(Z2536>0,IF(Z2536/1000<U2536,IF(Z2536/1000<=Vypocet!$D$15,IF(U2536<Vypocet!$D$15,U2536-Z2536/1000,Vypocet!$D$15-Z2536/1000),Vypocet!$D$15),0),IF(U2536>Vypocet!$D$15,Vypocet!$D$15,U2536)))","v":0},0,{"$f":"HLOOKUP(Vypocet!$D$11,TDDData!$E:$S,2+TDDData!D2536,0)","v":{"$error":"#N/A"}},465.08,372.06400000000002,{"$error":"#N/A"},{"$error":"#N/A"},{"$f":"IF(AA2536<0,IF(AC2535>-AA2536,AC2535+AA2536,0),IF(AA2536+AC2535<=Vypocet!$D$18,AA2536+AC2535,Vypocet!$D$18))","v":{"$error":"#N/A"}},{"$error":"#N/A"},{"$f":"IF(AND(AC2536<AC2535,AC2536<>0),AE2535,IF(OR(AND(AC2535=0,AA2536<0),AC2535<-AA2536),IF(AC2535=0,IF(AE2535>-AA2536,AE2535+AA2536,0),IF(AC2535+AE2535>-AA2536,AC2535+AE2535+AA2536,0)),IF(AC2535=Vypocet!$D$18,AE2535+AA2536,AE2535+AA2536-AC2536+AC2535)))","v":{"$error":"#N/A"}},{"$error":"#N/A"},{"$error":"#N/A"},{"$f":"SUM($AF$3:AF2536)","v":{"$error":"#N/A"}},{"$error":"#N/A"},{"$error":"#N/A"},{"$error":"#N/A"},{"$f":"SUM($AJ$3:AJ2536)","v":{"$error":"#N/A"}},{"$error":"#N/A"},{"$error":"#N/A"},{"$error":"#N/A"},{"$f":"IF(AN2536<0,IF(AP2535>-AN2536,AP2535+AN2536,0),IF(AN2536+AP2535<=Vypocet!$D$18,AN2536+AP2535,Vypocet!$D$18))","v":{"$error":"#N/A"}},{"$error":"#N/A"},{"$f":"IF(AND(AP2536<AP2535,AP2536<>0),AR2535,IF(OR(AND(AP2535=0,AN2536<0),AP2535<-AN2536),IF(AP2535=0,IF(AR2535>-AN2536,AR2535+AN2536,0),IF(AP2535+AR2535>-AN2536,AP2535+AR2535+AN2536,0)),IF(AP2535=Vypocet!$D$18,AR2535+AN2536,AR2535+AN2536-AP2536+AP2535)))","v":{"$error":"#N/A"}},{"$error":"#N/A"},{"$error":"#N/A"},{"$f":"SUM($AS$3:AS2536)","v":{"$error":"#N/A"}},{"$error":"#N/A"},{"$error":"#N/A"},{"$error":"#N/A"},{"$f":"SUM($AW$3:AW2536)","v":{"$error":"#N/A"}},{"$f":"IF(V2536=0,IF(U2536=0,IF(AZ2535+Z2536/1000>Vypocet!$D$18,Vypocet!$D$18,AZ2535+Z2536/1000),IF(Z2536/1000+AZ2535-U2536>Vypocet!$D$18,Vypocet!$D$18,Z2536/1000+AZ2535-U2536)),IF(AZ2535=0,0,IF(AZ2535>V2536,AZ2535-V2536,0)))","v":0},0,null,null,null,null,null,null,null,null,null,null,null,null,null,null,null,null,null,null,null,null,null,null,null,null,null,null,null,null,null,null,null,null,null,null,null,null,null,null,null,null,null,null,null,null,null,null,null,null,null,null,null,null,null,null,null,null,null,null,null,null,null,null,null,null,null,null,null,null,null,null,null,null,null,null,null,null,null,null,null,null,null,null,null,null,null,null,null,null,null,null,null,null,null,null,null,null,null,null,null,null,null,null,null,0.74992000000000003,0.73680999999999996,0.57284999999999997,0.38457000000000002,0.40523999999999999,0.52370000000000005,0.35261999999999999,0.41099000000000002,0.31986999999999999,0.46337,0.43154999999999999,0.55079,0.40933000000000003,0.34993999999999997,0]
[4,43939,15,2582,{"$f":"(FA2584*Vypocet!$D$24)/$FA$2","v":0},{"$f":"(FB2584*Vypocet!$D$24)/$FB$2","v":0},{"$f":"(FC2584*Vypocet!$D$24)/$FC$2","v":0},{"$f":"(FD2584*Vypocet!$D$24)/$FD$2","v":0},{"$f":"(FE2584*Vypocet!$D$24)/$FE$2","v":0},{"$f":"(FF2584*Vypocet!$D$24)/$FF$2","v":0},{"$f":"(FG2584*Vypocet!$D$24)/$FG$2","v":0},{"$f":"(FH2584*Vypocet!$D$24)/$FH$2","v":0},{"$f":"(FI2584*Vypocet!$D$24)/$FI$2","v":0},{"$f":"(FJ2584*Vypocet!$D$24)/$FJ$2","v":0},{"$f":"(FK2584*Vypocet!$D$24)/$FK$2","v":0},{"$f":"(FL2584*Vypocet!$D$24)/$FL$2","v":0},{"$f":"(FM2584*Vypocet!$D$24)/$FM$2","v":0},{"$f":"(FN2584*Vypocet!$D$24)/$FN$2","v":0},{"$f":"(FO2584*Vypocet!$D$24)/$FO$2","v":0},{"$f":"(VLOOKUP(A2584,Voda!$B$3:$AC$15,TDDData!C2584+4,0)*4180*(VLOOKUP(A2584,Voda!$B$3:$AC$15,4,0)-VLOOKUP(A2584,Voda!$B$3:$AC$15,3,0)))/3600000","v":0},0,{"$f":"IF(U2584=0,0,IF(Z2584>0,IF(Z2584/1000<U2584,IF(Z2584/1000<=Vypocet!$D$15,IF(U2584<Vypocet!$D$15,U2584-Z2584/1000,Vypocet!$D$15-Z2584/1000),Vypocet!$D$15),0),IF(U2584>Vypocet!$D$15,Vypocet!$D$15,U2584)))","v":0},0,{"$f":"HLOOKUP(Vypocet!$D$11,TDDData!$E:$S,2+TDDData!D2584,0)","v":{"$error":"#N/A"}},246.12,196.89600000000002,{"$error":"#N/A"},{"$error":"#N/A"},{"$f":"IF(AA2584<0,IF(AC2583>-AA2584,AC2583+AA2584,0),IF(AA2584+AC2583<=Vypocet!$D$18,AA2584+AC2583,Vypocet!$D$18))","v":{"$error":"#N/A"}},{"$error":"#N/A"},{"$f":"IF(AND(AC2584<AC2583,AC2584<>0),AE2583,IF(OR(AND(AC2583=0,AA2584<0),AC2583<-AA2584),IF(AC2583=0,IF(AE2583>-AA2584,AE2583+AA2584,0),IF(AC2583+AE2583>-AA2584,AC2583+AE2583+AA2584,0)),IF(AC2583=Vypocet!$D$18,AE2583+AA2584,AE2583+AA2584-AC2584+AC2583)))","v":{"$error":"#N/A"}},{"$error":"#N/A"},{"$error":"#N/A"},{"$f":"SUM($AF$3:AF2584)","v":{"$error":"#N/A"}},{"$error":"#N/A"},{"$error":"#N/A"},{"$error":"#N/A"},{"$f":"SUM($AJ$3:AJ2584)","v":{"$error":"#N/A"}},{"$error":"#N/A"},{"$error":"#N/A"},{"$error":"#N/A"},{"$f":"IF(AN2584<0,IF(AP2583>-AN2584,AP2583+AN2584,0),IF(AN2584+AP2583<=Vypocet!$D$18,AN2584+AP2583,Vypocet!$D$18))","v":{"$error":"#N/A"}},{"$error":"#N/A"},{"$f":"IF(AND(AP2584<AP2583,AP2584<>0),AR2583,IF(OR(AND(AP2583=0,AN2584<0),AP2583<-AN2584),IF(AP2583=0,IF(AR2583>-AN2584,AR2583+AN2584,0),IF(AP2583+AR2583>-AN2584,AP2583+AR2583+AN2584,0)),IF(AP2583=Vypocet!$D$18,AR2583+AN2584,AR2583+AN2584-AP2584+AP2583)))","v":{"$error":"#N/A"}},{"$error":"#N/A"},{"$error":"#N/A"},{"$f":"SUM($AS$3:AS2584)","v":{"$error":"#N/A"}},{"$error":"#N/A"},{"$error":"#N/A"},{"$error":"#N/A"},{"$f":"SUM($AW$3:AW2584)","v":{"$error":"#N/A"}},{"$f":"IF(V2584=0,IF(U2584=0,IF(AZ2583+Z2584/1000>Vypocet!$D$18,Vypocet!$D$18,AZ2583+Z2584/1000),IF(Z2584/1000+AZ2583-U2584>Vypocet!$D$18,Vypocet!$D$18,Z2584/1000+AZ2583-U2584)),IF(AZ2583=0,0,IF(AZ2583>V2584,AZ2583-V2584,0)))","v":0},0,null,null,null,null,null,null,null,null,null,null,null,null,null,null,null,null,null,null,null,null,null,null,null,null,null,null,null,null,null,null,null,null,null,null,null,null,null,null,null,null,null,null,null,null,null,null,null,null,null,null,null,null,null,null,null,null,null,null,null,null,null,null,null,null,null,null,null,null,null,null,null,null,null,null,null,null,null,null,null,null,null,null,null,null,null,null,null,null,null,null,null,null,null,null,null,null,null,null,null,null,null,null,null,0.73202,0.69586000000000003,0.53729000000000005,0.42924000000000001,0.46616999999999997,0.57464000000000004,0.54118999999999995,0.43017,0.32468000000000002,0.61129,0.44616,0.52112999999999998,0.42448000000000002,0.36659999999999998,0]
[4,43941,2,2617,{"$f":"(FA2619*Vypocet!$D$24)/$FA$2","v":0},{"$f":"(FB2619*Vypocet!$D$24)/$FB$2","v":0},{"$f":"(FC2619*Vypocet!$D$24)/$FC$2","v":0},{"$f":"(FD2619*Vypocet!$D$24)/$FD$2","v":0},{"$f":"(FE2619*Vypocet!$D$24)/$FE$2","v":0},{"$f":"(FF2619*Vypocet!$D$24)/$FF$2","v":0},{"$f":"(FG2619*Vypocet!$D$24)/$FG$2","v":0},{"$f":"(FH2619*Vypocet!$D$24)/$FH$2","v":0},{"$f":"(FI2619*Vypocet!$D$24)/$FI$2","v":0},{"$f":"(FJ2619*Vypocet!$D$24)/$FJ$2","v":0},{"$f":"(FK2619*Vypocet!$D$24)/$FK$2","v":0},{"$f":"(FL2619*Vypocet!$D$24)/$FL$2","v":0},{"$f":"(FM2619*Vypocet!$D$24)/$FM$2","v":0},{"$f":"(FN2619*Vypocet!$D$24)/$FN$2","v":0},{"$f":"(FO2619*Vypocet!$D$24)/$FO$2","v":0},{"$f":"(VLOOKUP(A2619,Voda!$B$3:$AC$15,TDDData!C2619+4,0)*4180*(VLOOKUP(A2619,Voda!$B$3:$AC$15,4,0)-VLOOKUP(A2619,Voda!$B$3:$AC$15,3,0)))/3600000","v":0},0,{"$f":"IF(U2619=0,0,IF(Z2619>0,IF(Z2619/1000<U2619,IF(Z2619/1000<=Vypocet!$D$15,IF(U2619<Vypocet!$D$15,U2619-Z2619/1000,Vypocet!$D$15-Z2619/1000),Vypocet!$D$15),0),IF(U2619>Vypocet!$D$15,Vypocet!$D$15,U2619)))","v":0},0,{"$f":"HLOOKUP(Vypocet!$D$11,TDDData!$E:$S,2+TDDData!D2619,0)","v":{"$error":"#N/A"}},0,0,{"$error":"#N/A"},{"$error":"#N/A"},{"$f":"IF(AA2619<0,IF(AC2618>-AA2619,AC2618+AA2619,0),IF(AA2619+AC2618<=Vypocet!$D$18,AA2619+AC2618,Vypocet!$D$18))","v":{"$error":"#N/A"}},{"$error":"#N/A"},{"$f":"IF(AND(AC2619<AC2618,AC2619<>0),AE2618,IF(OR(AND(AC2618=0,AA2619<0),AC2618<-AA2619),IF(AC2618=0,IF(AE2618>-AA2619,AE2618+AA2619,0),IF(AC2618+AE2618>-AA2619,AC2618+AE2618+AA2619,0)),IF(AC2618=Vypocet!$D$18,AE2618+AA2619,AE2618+AA2619-AC2619+AC2618)))","v":{"$error":"#N/A"}},{"$error":"#N/A"},{"$error":"#N/A"},{"$f":"SUM($AF$3:AF2619)","v":{"$error":"#N/A"}},{"$error":"#N/A"},{"$error":"#N/A"},{"$error":"#N/A"},{"$f":"SUM($AJ$3:AJ2619)","v":{"$error":"#N/A"}},{"$error":"#N/A"},{"$error":"#N/A"},{"$error":"#N/A"},{"$f":"IF(AN2619<0,IF(AP2618>-AN2619,AP2618+AN2619,0),IF(AN2619+AP2618<=Vypocet!$D$18,AN2619+AP2618,Vypocet!$D$18))","v":{"$error":"#N/A"}},{"$error":"#N/A"},{"$f":"IF(AND(AP2619<AP2618,AP2619<>0),AR2618,IF(OR(AND(AP2618=0,AN2619<0),AP2618<-AN2619),IF(AP2618=0,IF(AR2618>-AN2619,AR2618+AN2619,0),IF(AP2618+AR2618>-AN2619,AP2618+AR2618+AN2619,0)),IF(AP2618=Vypocet!$D$18,AR2618+AN2619,AR2618+AN2619-AP2619+AP2618)))","v":{"$error":"#N/A"}},{"$error":"#N/A"},{"$error":"#N/A"},{"$f":"SUM($AS$3:AS2619)","v":{"$error":"#N/A"}},{"$error":"#N/A"},{"$error":"#N/A"},{"$error":"#N/A"},{"$f":"SUM($AW$3:AW2619)","v":{"$error":"#N/A"}},{"$f":"IF(V2619=0,IF(U2619=0,IF(AZ2618+Z2619/1000>Vypocet!$D$18,Vypocet!$D$18,AZ2618+Z2619/1000),IF(Z2619/1000+AZ2618-U2619>Vypocet!$D$18,Vypocet!$D$18,Z2619/1000+AZ2618-U2619)),IF(AZ2618=0,0,IF(AZ2618>V2619,AZ2618-V2619,0)))","v":0},0,null,null,null,null,null,null,null,null,null,null,null,null,null,null,null,null,null,null,null,null,null,null,null,null,null,null,null,null,null,null,null,null,null,null,null,null,null,null,null,null,null,null,null,null,null,null,null,null,null,null,null,null,null,null,null,null,null,null,null,null,null,null,null,null,null,null,null,null,null,null,null,null,null,null,null,null,null,null,null,null,null,null,null,null,null,null,null,null,null,null,null,null,null,null,null,null,null,null,null,null,null,null,null,0.32256000000000001,0.45563999999999999,0.29238999999999998,0.22885,0.18942000000000001,0.51827999999999996,0.24399000000000001,0.23465,0.32047999999999999,0.44274000000000002,0.34172000000000002,0.36847999999999997,0.35253000000000001,0.29835,1]
[4,43941,19,2634,{"$f":"(FA2636*Vypocet!$D$24)/$FA$2","v":0},{"$f":"(FB2636*Vypocet!$D$24)/$FB$2","v":0},{"$f":"(FC2636*Vypocet!$D$24)/$FC$2","v":0},{"$f":"(FD2636*Vypocet!$D$24)/$FD$2","v":0},{"$f":"(FE2636*Vypocet!$D$24)/$FE$2","v":0},{"$f":"(FF2636*Vypocet!$D$24)/$FF$2","v":0},{"$f":"(FG2636*Vypocet!$D$24)/$FG$2","v":0},{"$f":"(FH2636*Vypocet!$D$24)/$FH$2","v":0},{"$f":"(FI2636*Vypocet!$D$24)/$FI$2","v":0},{"$f":"(FJ2636*Vypocet!$D$24)/$FJ$2","v":0},{"$f":"(FK2636*Vypocet!$D$24)/$FK$2","v":0},{"$f":"(FL2636*Vypocet!$D$24)/$FL$2","v":0},{"$f":"(FM2636*Vypocet!$D$24)/$FM$2","v":0},{"$f":"(FN2636*Vypocet!$D$24)/$FN$2","v":0},{"$f":"(FO2636*Vypocet!$D$24)/$FO$2","v":0},{"$f":"(VLOOKUP(A2636,Voda!$B$3:$AC$15,TDDData!C2636+4,0)*4180*(VLOOKUP(A2636,Voda!$B$3:$AC$15,4,0)-VLOOKUP(A2636,Voda!$B$3:$AC$15,3,0)))/3600000","v":0},0,{"$f":"IF(U2636=0,0,IF(Z2636>0,IF(Z2636/1000<U2636,IF(Z2636/1000<=Vypocet!$D$15,IF(U2636<Vypocet!$D$15,U2636-Z2636/1000,Vypocet!$D$15-Z2636/1000),Vypocet!$D$15),0),IF(U2636>Vypocet!$D$15,Vypocet!$D$15,U2636)))","v":0},0,{"$f":"HLOOKUP(Vypocet!$D$11,TDDData!$E:$S,2+TDDData!D2636,0)","v":{"$error":"#N/A"}},35.5,28.400000000000002,{"$error":"#N/A"},{"$error":"#N/A"},{"$f":"IF(AA2636<0,IF(AC2635>-AA2636,AC2635+AA2636,0),IF(AA2636+AC2635<=Vypocet!$D$18,AA2636+AC2635,Vypocet!$D$18))","v":{"$error":"#N/A"}},{"$error":"#N/A"},{"$f":"IF(AND(AC2636<AC2635,AC2636<>0),AE2635,IF(OR(AND(AC2635=0,AA2636<0),AC2635<-AA2636),IF(AC2635=0,IF(AE2635>-AA2636,AE2635+AA2636,0),IF(AC2635+AE2635>-AA2636,AC2635+AE2635+AA2636,0)),IF(AC2635=Vypocet!$D$18,AE2635+AA2636,AE2635+AA2636-AC2636+AC2635)))","v":{"$error":"#N/A"}},{"$error":"#N/A"},{"$error":"#N/A"},{"$f":"SUM($AF$3:AF2636)","v":{"$error":"#N/A"}},{"$error":"#N/A"},{"$error":"#N/A"},{"$error":"#N/A"},{"$f":"SUM($AJ$3:AJ2636)","v":{"$error":"#N/A"}},{"$error":"#N/A"},{"$error":"#N/A"},{"$error":"#N/A"},{"$f":"IF(AN2636<0,IF(AP2635>-AN2636,AP2635+AN2636,0),IF(AN2636+AP2635<=Vypocet!$D$18,AN2636+AP2635,Vypocet!$D$18))","v":{"$error":"#N/A"}},{"$error":"#N/A"},{"$f":"IF(AND(AP2636<AP2635,AP2636<>0),AR2635,IF(OR(AND(AP2635=0,AN2636<0),AP2635<-AN2636),IF(AP2635=0,IF(AR2635>-AN2636,AR2635+AN2636,0),IF(AP2635+AR2635>-AN2636,AP2635+AR2635+AN2636,0)),IF(AP2635=Vypocet!$D$18,AR2635+AN2636,AR2635+AN2636-AP2636+AP2635)))","v":{"$error":"#N/A"}},{"$error":"#N/A"},{"$error":"#N/A"},{"$f":"SUM($AS$3:AS2636)","v":{"$error":"#N/A"}},{"$error":"#N/A"},{"$error":"#N/A"},{"$error":"#N/A"},{"$f":"SUM($AW$3:AW2636)","v":{"$error":"#N/A"}},{"$f":"IF(V2636=0,IF(U2636=0,IF(AZ2635+Z2636/1000>Vypocet!$D$18,Vypocet!$D$18,AZ2635+Z2636/1000),IF(Z2636/1000+AZ2635-U2636>Vypocet!$D$18,Vypocet!$D$18,Z2636/1000+AZ2635-U2636)),IF(AZ2635=0,0,IF(AZ2635>V2636,AZ2635-V2636,0)))","v":0},{"$f":"IF(AZ2635=0,IF(Z2636=0,V2636,IF(V2636<Z2636,0,V2636-Z2636)),IF(AZ2635>V2636,0,V2636-AZ2635))","v":0},null,null,null,null,null,null,null,null,null,null,null,null,null,null,null,null,null,null,null,null,null,null,null,null,null,null,null,null,null,null,null,null,null,null,null,null,null,null,null,null,null,null,null,null,null,null,null,null,null,null,null,null,null,null,null,null,null,null,null,null,null,null,null,null,null,null,null,null,null,null,null,null,null,null,null,null,null,null,null,null,null,null,null,null,null,null,null,null,null,null,null,null,null,null,null,null,null,null,null,null,null,null,null,0.50356999999999996,0.44983000000000001,0.39633000000000002,0.56496000000000002,0.75488,0.44679000000000002,0.32046999999999998,0.35732999999999998,0.40011999999999998,0.40726000000000001,0.26912000000000003,0.57018999999999997,0.51612999999999998,0.48493999999999998,0]
[4,43943,6,2669,{"$f":"(FA2671*Vypocet!$D$24)/$FA$2","v":0},{"$f":"(FB2671*Vypocet!$D$24)/$FB$2","v":0},{"$f":"(FC2671*Vypocet!$D$24)/$FC$2","v":0},{"$f":"(FD2671*Vypocet!$D$24)/$FD$2","v":0},{"$f":"(FE2671*Vypocet!$D$24)/$FE$2","v":0},{"$f":"(FF2671*Vypocet!$D$24)/$FF$2","v":0},{"$f":"(FG2671*Vypocet!$D$24)/$FG$2","v":0},{"$f":"(FH2671*Vypocet!$D$24)/$FH$2","v":0},{"$f":"(FI2671*Vypocet!$D$24)/$FI$2","v":0},{"$f":"(FJ2671*Vypocet!$D$24)/$FJ$2","v":0},{"$f":"(FK2671*Vypocet!$D$24)/$FK$2","v":0},{"$f":"(FL2671*Vypocet!$D$24)/$FL$2","v":0},{"$f":"(FM2671*Vypocet!$D$24)/$FM$2","v":0},{"$f":"(FN2671*Vypocet!$D$24)/$FN$2","v":0},{"$f":"(FO2671*Vypocet!$D$24)/$FO$2","v":0},{"$f":"(VLOOKUP(A2671,Voda!$B$3:$AC$15,TDDData!C2671+4,0)*4180*(VLOOKUP(A2671,Voda!$B$3:$AC$15,4,0)-VLOOKUP(A2671,Voda!$B$3:$AC$15,3,0)))/3600000","v":0},0,{"$f":"IF(U2671=0,0,IF(Z2671>0,IF(Z2671/1000<U2671,IF(Z2671/1000<=Vypocet!$D$15,IF(U2671<Vypocet!$D$15,U2671-Z2671/1000,Vypocet!$D$15-Z2671/1000),Vypocet!$D$15),0),IF(U2671>Vypocet!$D$15,Vypocet!$D$15,U2671)))","v":0},0,{"$f":"HLOOKUP(Vypocet!$D$11,TDDData!$E:$S,2+TDDData!D2671,0)","v":{"$error":"#N/A"}},3.9,3.12,{"$error":"#N/A"},{"$error":"#N/A"},{"$f":"IF(AA2671<0,IF(AC2670>-AA2671,AC2670+AA2671,0),IF(AA2671+AC2670<=Vypocet!$D$18,AA2671+AC2670,Vypocet!$D$18))","v":{"$error":"#N/A"}},{"$error":"#N/A"},{"$f":"IF(AND(AC2671<AC2670,AC2671<>0),AE2670,IF(OR(AND(AC2670=0,AA2671<0),AC2670<-AA2671),IF(AC2670=0,IF(AE2670>-AA2671,AE2670+AA2671,0),IF(AC2670+AE2670>-AA2671,AC2670+AE2670+AA2671,0)),IF(AC2670=Vypocet!$D$18,AE2670+AA2671,AE2670+AA2671-AC2671+AC2670)))","v":{"$error":"#N/A"}},{"$error":"#N/A"},{"$error":"#N/A"},{"$f":"SUM($AF$3:AF2671)","v":{"$error":"#N/A"}},{"$error":"#N/A"},{"$error":"#N/A"},{"$error":"#N/A"},{"$f":"SUM($AJ$3:AJ2671)","v":{"$error":"#N/A"}},{"$error":"#N/A"},{"$error":"#N/A"},{"$error":"#N/A"},{"$f":"IF(AN2671<0,IF(AP2670>-AN2671,AP2670+AN2671,0),IF(AN2671+AP2670<=Vypocet!$D$18,AN2671+AP2670,Vypocet!$D$18))","v":{"$error":"#N/A"}},{"$error":"#N/A"},{"$f":"IF(AND(AP2671<AP2670,AP2671<>0),AR2670,IF(OR(AND(AP2670=0,AN2671<0),AP2670<-AN2671),IF(AP2670=0,IF(AR2670>-AN2671,AR2670+AN2671,0),IF(AP2670+AR2670>-AN2671,AP2670+AR2670+AN2671,0)),IF(AP2670=Vypocet!$D$18,AR2670+AN2671,AR2670+AN2671-AP2671+AP2670)))","v":{"$error":"#N/A"}},{"$error":"#N/A"},{"$error":"#N/A"},{"$f":"SUM($AS$3:AS2671)","v":{"$error":"#N/A"}},{"$error":"#N/A"},{"$error":"#N/A"},{"$error":"#N/A"},{"$f":"SUM($AW$3:AW2671)","v":{"$error":"#N/A"}},{"$f":"IF(V2671=0,IF(U2671=0,IF(AZ2670+Z2671/1000>Vypocet!$D$18,Vypocet!$D$18,AZ2670+Z2671/1000),IF(Z2671/1000+AZ2670-U2671>Vypocet!$D$18,Vypocet!$D$18,Z2671/1000+AZ2670-U2671)),IF(AZ2670=0,0,IF(AZ2670>V2671,AZ2670-V2671,0)))","v":0},0,null,null,null,null,null,null,null,null,null,null,null,null,null,null,null,null,null,null,null,null,null,null,null,null,null,null,null,null,null,null,null,null,null,null,null,null,null,null,null,null,null,null,null,null,null,null,null,null,null,null,null,null,null,null,null,null,null,null,null,null,null,null,null,null,null,null,null,null,null,null,null,null,null,null,null,null,null,null,null,null,null,null,null,null,null,null,null,null,null,null,null,null,null,null,null,null,null,null,null,null,null,null,null,0.38028000000000001,0.44174000000000002,0.37225999999999998,0.25956000000000001,0.29017999999999999,0.27605000000000002,0.28288000000000002,0.27289000000000002,0.28060000000000002,0.28449000000000002,0.36609999999999998,0.22237999999999999,0.35729,0.34114,0.63332999999999995]
[4,43945,9,2720,{"$f":"(FA2722*Vypocet!$D$24)/$FA$2","v":0},{"$f":"(FB2722*Vypocet!$D$24)/$FB$2","v":0},{"$f":"(FC2722*Vypocet!$D$24)/$FC$2","v":0},{"$f":"(FD2722*Vypocet!$D$24)/$FD$2","v":0},{"$f":"(FE2722*Vypocet!$D$24)/$FE$2","v":0},{"$f":"(FF2722*Vypocet!$D$24)/$FF$2","v":0},{"$f":"(FG2722*Vypocet!$D$24)/$FG$2","v":0},{"$f":"(FH2722*Vypocet!$D$24)/$FH$2","v":0},{"$f":"(FI2722*Vypocet!$D$24)/$FI$2","v":0},{"$f":"(FJ2722*Vypocet!$D$24)/$FJ$2","v":0},{"$f":"(FK2722*Vypocet!$D$24)/$FK$2","v":0},{"$f":"(FL2722*Vypocet!$D$24)/$FL$2","v":0},{"$f":"(FM2722*Vypocet!$D$24)/$FM$2","v":0},{"$f":"(FN2722*Vypocet!$D$24)/$FN$2","v":0},{"$f":"(FO2722*Vypocet!$D$24)/$FO$2","v":0},{"$f":"(VLOOKUP(A2722,Voda!$B$3:$AC$15,TDDData!C2722+4,0)*4180*(VLOOKUP(A2722,Voda!$B$3:$AC$15,4,0)-VLOOKUP(A2722,Voda!$B$3:$AC$15,3,0)))/3600000","v":0},0,{"$f":"IF(U2722=0,0,IF(Z2722>0,IF(Z2722/1000<U2722,IF(Z2722/1000<=Vypocet!$D$15,IF(U2722<Vypocet!$D$15,U2722-Z2722/1000,Vypocet!$D$15-Z2722/1000),Vypocet!$D$15),0),IF(U2722>Vypocet!$D$15,Vypocet!$D$15,U2722)))","v":0},0,{"$f":"HLOOKUP(Vypocet!$D$11,TDDData!$E:$S,2+TDDData!D2722,0)","v":{"$error":"#N/A"}},454.38,363.50400000000002,{"$error":"#N/A"},{"$error":"#N/A"},{"$f":"IF(AA2722<0,IF(AC2721>-AA2722,AC2721+AA2722,0),IF(AA2722+AC2721<=Vypocet!$D$18,AA2722+AC2721,Vypocet!$D$18))","v":{"$error":"#N/A"}},{"$error":"#N/A"},{"$f":"IF(AND(AC2722<AC2721,AC2722<>0),AE2721,IF(OR(AND(AC2721=0,AA2722<0),AC2721<-AA2722),IF(AC2721=0,IF(AE2721>-AA2722,AE2721+AA2722,0),IF(AC2721+AE2721>-AA2722,AC2721+AE2721+AA2722,0)),IF(AC2721=Vypocet!$D$18,AE2721+AA2722,AE2721+AA2722-AC2722+AC2721)))","v":{"$error":"#N/A"}},{"$error":"#N/A"},{"$error":"#N/A"},{"$f":"SUM($AF$3:AF2722)","v":{"$error":"#N/A"}},{"$error":"#N/A"},{"$error":"#N/A"},{"$error":"#N/A"},{"$f":"SUM($AJ$3:AJ2722)","v":{"$error":"#N/A"}},{"$error":"#N/A"},{"$error":"#N/A"},{"$error":"#N/A"},{"$f":"IF(AN2722<0,IF(AP2721>-AN2722,AP2721+AN2722,0),IF(AN2722+AP2721<=Vypocet!$D$18,AN2722+AP2721,Vypocet!$D$18))","v":{"$error":"#N/A"}},{"$error":"#N/A"},{"$f":"IF(AND(AP2722<AP2721,AP2722<>0),AR2721,IF(OR(AND(AP2721=0,AN2722<0),AP2721<-AN2722),IF(AP2721=0,IF(AR2721>-AN2722,AR2721+AN2722,0),IF(AP2721+AR2721>-AN2722,AP2721+AR2721+AN2722,0)),IF(AP2721=Vypocet!$D$18,AR2721+AN2722,AR2721+AN2722-AP2722+AP2721)))","v":{"$error":"#N/A"}},{"$error":"#N/A"},{"$error":"#N/A"},{"$f":"SUM($AS$3:AS2722)","v":{"$error":"#N/A"}},{"$error":"#N/A"},{"$error":"#N/A"},{"$error":"#N/A"},{"$f":"SUM($AW$3:AW2722)","v":{"$error":"#N/A"}},{"$f":"IF(V2722=0,IF(U2722=0,IF(AZ2721+Z2722/1000>Vypocet!$D$18,Vypocet!$D$18,AZ2721+Z2722/1000),IF(Z2722/1000+AZ2721-U2722>Vypocet!$D$18,Vypocet!$D$18,Z2722/1000+AZ2721-U2722)),IF(AZ2721=0,0,IF(AZ2721>V2722,AZ2721-V2722,0)))","v":0},0,null,null,null,null,null,null,null,null,null,null,null,null,null,null,null,null,null,null,null,null,null,null,null,null,null,null,null,null,null,null,null,null,null,null,null,null,null,null,null,null,null,null,null,null,null,null,null,null,null,null,null,null,null,null,null,null,null,null,null,null,null,null,null,null,null,null,null,null,null,null,null,null,null,null,null,null,null,null,null,null,null,null,null,null,null,null,null,null,null,null,null,null,null,null,null,null,null,null,null,null,null,null,null,0.74080999999999997,0.68244000000000005,0.53376999999999997,0.37641999999999998,0.23935999999999999,0.25983000000000001,0.26274999999999998,0.21498,0.27972000000000002,0.2235,0.21759000000000001,0.25924000000000003,0.30376999999999998,0.33310000000000001,0]
[4,43946,2,2737,{"$f":"(FA2739*Vypocet!$D$24)/$FA$2","v":0},{"$f":"(FB2739*Vypocet!$D$24)/$FB$2","v":0},{"$f":"(FC2739*Vypocet!$D$24)/$FC$2","v":0},{"$f":"(FD2739*Vypocet!$D$24)/$FD$2","v":0},{"$f":"(FE2739*Vypocet!$D$24)/$FE$2","v":0},{"$f":"(FF2739*Vypocet!$D$24)/$FF$2","v":0},{"$f":"(FG2739*Vypocet!$D$24)/$FG$2","v":0},{"$f":"(FH2739*Vypocet!$D$24)/$FH$2","v":0},{"$f":"(FI2739*Vypocet!$D$24)/$FI$2","v":0},{"$f":"(FJ2739*Vypocet!$D$24)/$FJ$2","v":0},{"$f":"(FK2739*Vypocet!$D$24)/$FK$2","v":0},{"$f":"(FL2739*Vypocet!$D$24)/$FL$2","v":0},{"$f":"(FM2739*Vypocet!$D$24)/$FM$2","v":0},{"$f":"(FN2739*Vypocet!$D$24)/$FN$2","v":0},{"$f":"(FO2739*Vypocet!$D$24)/$FO$2","v":0},{"$f":"(VLOOKUP(A2739,Voda!$B$3:$AC$15,TDDData!C2739+4,0)*4180*(VLOOKUP(A2739,Voda!$B$3:$AC$15,4,0)-VLOOKUP(A2739,Voda!$B$3:$AC$15,3,0)))/3600000","v":0},0,{"$f":"IF(U2739=0,0,IF(Z2739>0,IF(Z2739/1000<U2739,IF(Z2739/1000<=Vypocet!$D$15,IF(U2739<Vypocet!$D$15,U2739-Z2739/1000,Vypocet!$D$15-Z2739/1000),Vypocet!$D$15),0),IF(U2739>Vypocet!$D$15,Vypocet!$D$15,U2739)))","v":0},0,{"$f":"HLOOKUP(Vypocet!$D$11,TDDData!$E:$S,2+TDDData!D2739,0)","v":{"$error":"#N/A"}},0,0,{"$error":"#N/A"},{"$error":"#N/A"},{"$f":"IF(AA2739<0,IF(AC2738>-AA2739,AC2738+AA2739,0),IF(AA2739+AC2738<=Vypocet!$D$18,AA2739+AC2738,Vypocet!$D$18))","v":{"$error":"#N/A"}},{"$error":"#N/A"},{"$f":"IF(AND(AC2739<AC2738,AC2739<>0),AE2738,IF(OR(AND(AC2738=0,AA2739<0),AC2738<-AA2739),IF(AC2738=0,IF(AE2738>-AA2739,AE2738+AA2739,0),IF(AC2738+AE2738>-AA2739,AC2738+AE2738+AA2739,0)),IF(AC2738=Vypocet!$D$18,AE2738+AA2739,AE2738+AA2739-AC2739+AC2738)))","v":{"$error":"#N/A"}},{"$error":"#N/A"},{"$error":"#N/A"},{"$f":"SUM($AF$3:AF2739)","v":{"$error":"#N/A"}},{"$error":"#N/A"},{"$error":"#N/A"},{"$error":"#N/A"},{"$f":"SUM($AJ$3:AJ2739)","v":{"$error":"#N/A"}},{"$error":"#N/A"},{"$error":"#N/A"},{"$error":"#N/A"},{"$f":"IF(AN2739<0,IF(AP2738>-AN2739,AP2738+AN2739,0),IF(AN2739+AP2738<=Vypocet!$D$18,AN2739+AP2738,Vypocet!$D$18))","v":{"$error":"#N/A"}},{"$error":"#N/A"},{"$f":"IF(AND(AP2739<AP2738,AP2739<>0),AR2738,IF(OR(AND(AP2738=0,AN2739<0),AP2738<-AN2739),IF(AP2738=0,IF(AR2738>-AN2739,AR2738+AN2739,0),IF(AP2738+AR2738>-AN2739,AP2738+AR2738+AN2739,0)),IF(AP2738=Vypocet!$D$18,AR2738+AN2739,AR2738+AN2739-AP2739+AP2738)))","v":{"$error":"#N/A"}},{"$error":"#N/A"},{"$error":"#N/A"},{"$f":"SUM($AS$3:AS2739)","v":{"$error":"#N/A"}},{"$error":"#N/A"},{"$error":"#N/A"},{"$error":"#N/A"},{"$f":"SUM($AW$3:AW2739)","v":{"$error":"#N/A"}},{"$f":"IF(V2739=0,IF(U2739=0,IF(AZ2738+Z2739/1000>Vypocet!$D$18,Vypocet!$D$18,AZ2738+Z2739/1000),IF(Z2739/1000+AZ2738-U2739>Vypocet!$D$18,Vypocet!$D$18,Z2739/1000+AZ2738-U2739)),IF(AZ2738=0,0,IF(AZ2738>V2739,AZ2738-V2739,0)))","v":0},0,null,null,null,null,null,null,null,null,null,null,null,null,null,null,null,null,null,null,null,null,null,null,null,null,null,null,null,null,null,null,null,null,null,null,null,null,null,null,null,null,null,null,null,null,null,null,null,null,null,null,null,null,null,null,null,null,null,null,null,null,null,null,null,null,null,null,null,null,null,null,null,null,null,null,null,null,null,null,null,null,null,null,null,null,null,null,null,null,null,null,null,null,null,null,null,null,null,null,null,null,null,null,null,0.31074000000000002,0.44347999999999999,0.29592000000000002,0.21335000000000001,0.44642999999999999,0.33040999999999998,0.63417999999999997,0.46693000000000001,0.34333999999999998,0.51644000000000001,0.63178999999999996,0.39438000000000001,0.30780000000000002,0.30251,1]
[4,43947,13,2772,{"$f":"(FA2774*Vypocet!$D$24)/$FA$2","v":0},{"$f":"(FB2774*Vypocet!$D$24)/$FB$2","v":0},{"$f":"(FC2774*Vypocet!$D$24)/$FC$2","v":0},{"$f":"(FD2774*Vypocet!$D$24)/$FD$2","v":0},{"$f":"(FE2774*Vypocet!$D$24)/$FE$2","v":0},{"$f":"(FF2774*Vypocet!$D$24)/$FF$2","v":0},{"$f":"(FG2774*Vypocet!$D$24)/$FG$2","v":0},{"$f":"(FH2774*Vypocet!$D$24)/$FH$2","v":0},{"$f":"(FI2774*Vypocet!$D$24)/$FI$2","v":0},{"$f":"(FJ2774*Vypocet!$D$24)/$FJ$2","v":0},{"$f":"(FK2774*Vypocet!$D$24)/$FK$2","v":0},{"$f":"(FL2774*Vypocet!$D$24)/$FL$2","v":0},{"$f":"(FM2774*Vypocet!$D$24)/$FM$2","v":0},{"$f":"(FN2774*Vypocet!$D$24)/$FN$2","v":0},{"$f":"(FO2774*Vypocet!$D$24)/$FO$2","v":0},{"$f":"(VLOOKUP(A2774,Voda!$B$3:$AC$15,TDDData!C2774+4,0)*4180*(VLOOKUP(A2774,Voda!$B$3:$AC$15,4,0)-VLOOKUP(A2774,Voda!$B$3:$AC$15,3,0)))/3600000","v":0},0,{"$f":"IF(U2774=0,0,IF(Z2774>0,IF(Z2774/1000<U2774,IF(Z2774/1000<=Vypocet!$D$15,IF(U2774<Vypocet!$D$15,U2774-Z2774/1000,Vypocet!$D$15-Z2774/1000),Vypocet!$D$15),0),IF(U2774>Vypocet!$D$15,Vypocet!$D$15,U2774)))","v":0},0,{"$f":"HLOOKUP(Vypocet!$D$11,TDDData!$E:$S,2+TDDData!D2774,0)","v":{"$error":"#N/A"}},1294.32,1035.4559999999999,{"$error":"#N/A"},{"$error":"#N/A"},{"$f":"IF(AA2774<0,IF(AC2773>-AA2774,AC2773+AA2774,0),IF(AA2774+AC2773<=Vypocet!$D$18,AA2774+AC2773,Vypocet!$D$18))","v":{"$error":"#N/A"}},{"$error":"#N/A"},{"$f":"IF(AND(AC2774<AC2773,AC2774<>0),AE2773,IF(OR(AND(AC2773=0,AA2774<0),AC2773<-AA2774),IF(AC2773=0,IF(AE2773>-AA2774,AE2773+AA2774,0),IF(AC2773+AE2773>-AA2774,AC2773+AE2773+AA2774,0)),IF(AC2773=Vypocet!$D$18,AE2773+AA2774,AE2773+AA2774-AC2774+AC2773)))","v":{"$error":"#N/A"}},{"$error":"#N/A"},{"$error":"#N/A"},{"$f":"SUM($AF$3:AF2774)","v":{"$error":"#N/A"}},{"$error":"#N/A"},{"$error":"#N/A"},{"$error":"#N/A"},{"$f":"SUM($AJ$3:AJ2774)","v":{"$error":"#N/A"}},{"$error":"#N/A"},{"$error":"#N/A"},{"$error":"#N/A"},{"$f":"IF(AN2774<0,IF(AP2773>-AN2774,AP2773+AN2774,0),IF(AN2774+AP2773<=Vypocet!$D$18,AN2774+AP2773,Vypocet!$D$18))","v":{"$error":"#N/A"}},{"$error":"#N/A"},{"$f":"IF(AND(AP2774<AP2773,AP2774<>0),AR2773,IF(OR(AND(AP2773=0,AN2774<0),AP2773<-AN2774),IF(AP2773=0,IF(AR2773>-AN2774,AR2773+AN2774,0),IF(AP2773+AR2773>-AN2774,AP2773+AR2773+AN2774,0)),IF(AP2773=Vypocet!$D$18,AR2773+AN2774,AR2773+AN2774-AP2774+AP2773)))","v":{"$error":"#N/A"}},{"$error":"#N/A"},{"$error":"#N/A"},{"$f":"SUM($AS$3:AS2774)","v":{"$error":"#N/A"}},{"$error":"#N/A"},{"$error":"#N/A"},{"$error":"#N/A"},{"$f":"SUM($AW$3:AW2774)","v":{"$error":"#N/A"}},{"$f":"IF(V2774=0,IF(U2774=0,IF(AZ2773+Z2774/1000>Vypocet!$D$18,Vypocet!$D$18,AZ2773+Z2774/1000),IF(Z2774/1000+AZ2773-U2774>Vypocet!$D$18,Vypocet!$D$18,Z2774/1000+AZ2773-U2774)),IF(AZ2773=0,0,IF(AZ2773>V2774,AZ2773-V2774,0)))","v":0},0,null,null,null,null,null,null,null,null,null,null,null,null,null,null,null,null,null,null,null,null,null,null,null,null,null,null,null,null,null,null,null,null,null,null,null,null,null,null,null,null,null,null,null,null,null,null,null,null,null,null,null,null,null,null,null,null,null,null,null,null,null,null,null,null,null,null,null,null,null,null,null,null,null,null,null,null,null,null,null,null,null,null,null,null,null,null,null,null,null,null,null,null,null,null,null,null,null,null,null,null,null,null,null,0.53337000000000001,0.49836000000000003,0.46218999999999999,0.63658999999999999,0.57962999999999998,0.43001,0.34053,0.46398,0.60904000000000003,0.61426999999999998,0.46700999999999998,0.48679,0.52720999999999996,0.47049999999999997,0]
[4,43949,16,2823,{"$f":"(FA2825*Vypocet!$D$24)/$FA$2","v":0},{"$f":"(FB2825*Vypocet!$D$24)/$FB$2","v":0},{"$f":"(FC2825*Vypocet!$D$24)/$FC$2","v":0},{"$f":"(FD2825*Vypocet!$D$24)/$FD$2","v":0},{"$f":"(FE2825*Vypocet!$D$24)/$FE$2","v":0},{"$f":"(FF2825*Vypocet!$D$24)/$FF$2","v":0},{"$f":"(FG2825*Vypocet!$D$24)/$FG$2","v":0},{"$f":"(FH2825*Vypocet!$D$24)/$FH$2","v":0},{"$f":"(FI2825*Vypocet!$D$24)/$FI$2","v":0},{"$f":"(FJ2825*Vypocet!$D$24)/$FJ$2","v":0},{"$f":"(FK2825*Vypocet!$D$24)/$FK$2","v":0},{"$f":"(FL2825*Vypocet!$D$24)/$FL$2","v":0},{"$f":"(FM2825*Vypocet!$D$24)/$FM$2","v":0},{"$f":"(FN2825*Vypocet!$D$24)/$FN$2","v":0},{"$f":"(FO2825*Vypocet!$D$24)/$FO$2","v":0},{"$f":"(VLOOKUP(A2825,Voda!$B$3:$AC$15,TDDData!C2825+4,0)*4180*(VLOOKUP(A2825,Voda!$B$3:$AC$15,4,0)-VLOOKUP(A2825,Voda!$B$3:$AC$15,3,0)))/3600000","v":0},0,{"$f":"IF(U2825=0,0,IF(Z2825>0,IF(Z2825/1000<U2825,IF(Z2825/1000<=Vypocet!$D$15,IF(U2825<Vypocet!$D$15,U2825-Z2825/1000,Vypocet!$D$15-Z2825/1000),Vypocet!$D$15),0),IF(U2825>Vypocet!$D$15,Vypocet!$D$15,U2825)))","v":0},0,{"$f":"HLOOKUP(Vypocet!$D$11,TDDData!$E:$S,2+TDDData!D2825,0)","v":{"$error":"#N/A"}},506.32,405.05600000000004,{"$error":"#N/A"},{"$error":"#N/A"},{"$f":"IF(AA2825<0,IF(AC2824>-AA2825,AC2824+AA2825,0),IF(AA2825+AC2824<=Vypocet!$D$18,AA2825+AC2824,Vypocet!$D$18))","v":{"$error":"#N/A"}},{"$error":"#N/A"},{"$f":"IF(AND(AC2825<AC2824,AC2825<>0),AE2824,IF(OR(AND(AC2824=0,AA2825<0),AC2824<-AA2825),IF(AC2824=0,IF(AE2824>-AA2825,AE2824+AA2825,0),IF(AC2824+AE2824>-AA2825,AC2824+AE2824+AA2825,0)),IF(AC2824=Vypocet!$D$18,AE2824+AA2825,AE2824+AA2825-AC2825+AC2824)))","v":{"$error":"#N/A"}},{"$error":"#N/A"},{"$error":"#N/A"},{"$f":"SUM($AF$3:AF2825)","v":{"$error":"#N/A"}},{"$error":"#N/A"},{"$error":"#N/A"},{"$error":"#N/A"},{"$f":"SUM($AJ$3:AJ2825)","v":{"$error":"#N/A"}},{"$error":"#N/A"},{"$error":"#N/A"},{"$error":"#N/A"},{"$f":"IF(AN2825<0,IF(AP2824>-AN2825,AP2824+AN2825,0),IF(AN2825+AP2824<=Vypocet!$D$18,AN2825+AP2824,Vypocet!$D$18))","v":{"$error":"#N/A"}},{"$error":"#N/A"},{"$f":"IF(AND(AP2825<AP2824,AP2825<>0),AR2824,IF(OR(AND(AP2824=0,AN2825<0),AP2824<-AN2825),IF(AP2824=0,IF(AR2824>-AN2825,AR2824+AN2825,0),IF(AP2824+AR2824>-AN2825,AP2824+AR2824+AN2825,0)),IF(AP2824=Vypocet!$D$18,AR2824+AN2825,AR2824+AN2825-AP2825+AP2824)))","v":{"$error":"#N/A"}},{"$f":"IF(AR2825>AR2824,AR2825-AR2824,0)","v":{"$error":"#N/A"}},{"$error":"#N/A"},{"$f":"SUM($AS$3:AS2825)","v":{"$error":"#N/A"}},{"$error":"#N/A"},{"$f":"IF(AV2825>AV2824,AV2825-AV2824,0)","v":{"$error":"#N/A"}},{"$error":"#N/A"},{"$f":"SUM($AW$3:AW2825)","v":{"$error":"#N/A"}},{"$f":"IF(V2825=0,IF(U2825=0,IF(AZ2824+Z2825/1000>Vypocet!$D$18,Vypocet!$D$18,AZ2824+Z2825/1000),IF(Z2825/1000+AZ2824-U2825>Vypocet!$D$18,Vypocet!$D$18,Z2825/1000+AZ2824-U2825)),IF(AZ2824=0,0,IF(AZ2824>V2825,AZ2824-V2825,0)))","v":0},0,null,null,null,null,null,null,null,null,null,null,null,null,null,null,null,null,null,null,null,null,null,null,null,null,null,null,null,null,null,null,null,null,null,null,null,null,null,null,null,null,null,null,null,null,null,null,null,null,null,null,null,null,null,null,null,null,null,null,null,null,null,null,null,null,null,null,null,null,null,null,null,null,null,null,null,null,null,null,null,null,null,null,null,null,null,null,null,null,null,null,null,null,null,null,null,null,null,null,null,null,null,null,null,0.73473999999999995,0.64544000000000001,0.52293999999999996,0.40383999999999998,0.47887000000000002,0.42088999999999999,0.35321999999999998,0.60411000000000004,0.60670999999999997,0.53613999999999995,0.44968000000000002,0.50173000000000001,0.40761999999999998,0.34473999999999999,0]
[4,43950,12,2843,{"$f":"(FA2845*Vypocet!$D$24)/$FA$2","v":0},{"$f":"(FB2845*Vypocet!$D$24)/$FB$2","v":0},{"$f":"(FC2845*Vypocet!$D$24)/$FC$2","v":0},{"$f":"(FD2845*Vypocet!$D$24)/$FD$2","v":0},{"$f":"(FE2845*Vypocet!$D$24)/$FE$2","v":0},{"$f":"(FF2845*Vypocet!$D$24)/$FF$2","v":0},{"$f":"(FG2845*Vypocet!$D$24)/$FG$2","v":0},{"$f":"(FH2845*Vypocet!$D$24)/$FH$2","v":0},{"$f":"(FI2845*Vypocet!$D$24)/$FI$2","v":0},{"$f":"(FJ2845*Vypocet!$D$24)/$FJ$2","v":0},{"$f":"(FK2845*Vypocet!$D$24)/$FK$2","v":0},{"$f":"(FL2845*Vypocet!$D$24)/$FL$2","v":0},{"$f":"(FM2845*Vypocet!$D$24)/$FM$2","v":0},{"$f":"(FN2845*Vypocet!$D$24)/$FN$2","v":0},{"$f":"(FO2845*Vypocet!$D$24)/$FO$2","v":0},{"$f":"(VLOOKUP(A2845,Voda!$B$3:$AC$15,TDDData!C2845+4,0)*4180*(VLOOKUP(A2845,Voda!$B$3:$AC$15,4,0)-VLOOKUP(A2845,Voda!$B$3:$AC$15,3,0)))/3600000","v":0},0,{"$f":"IF(U2845=0,0,IF(Z2845>0,IF(Z2845/1000<U2845,IF(Z2845/1000<=Vypocet!$D$15,IF(U2845<Vypocet!$D$15,U2845-Z2845/1000,Vypocet!$D$15-Z2845/1000),Vypocet!$D$15),0),IF(U2845>Vypocet!$D$15,Vypocet!$D$15,U2845)))","v":0},0,{"$f":"HLOOKUP(Vypocet!$D$11,TDDData!$E:$S,2+TDDData!D2845,0)","v":{"$error":"#N/A"}},903.5,722.80000000000007,{"$error":"#N/A"},{"$error":"#N/A"},{"$f":"IF(AA2845<0,IF(AC2844>-AA2845,AC2844+AA2845,0),IF(AA2845+AC2844<=Vypocet!$D$18,AA2845+AC2844,Vypocet!$D$18))","v":{"$error":"#N/A"}},{"$error":"#N/A"},{"$f":"IF(AND(AC2845<AC2844,AC2845<>0),AE2844,IF(OR(AND(AC2844=0,AA2845<0),AC2844<-AA2845),IF(AC2844=0,IF(AE2844>-AA2845,AE2844+AA2845,0),IF(AC2844+AE2844>-AA2845,AC2844+AE2844+AA2845,0)),IF(AC2844=Vypocet!$D$18,AE2844+AA2845,AE2844+AA2845-AC2845+AC2844)))","v":{"$error":"#N/A"}},{"$error":"#N/A"},{"$error":"#N/A"},{"$f":"SUM($AF$3:AF2845)","v":{"$error":"#N/A"}},{"$error":"#N/A"},{"$error":"#N/A"},{"$error":"#N/A"},{"$f":"SUM($AJ$3:AJ2845)","v":{"$error":"#N/A"}},{"$error":"#N/A"},{"$error":"#N/A"},{"$error":"#N/A"},{"$f":"IF(AN2845<0,IF(AP2844>-AN2845,AP2844+AN2845,0),IF(AN2845+AP2844<=Vypocet!$D$18,AN2845+AP2844,Vypocet!$D$18))","v":{"$error":"#N/A"}},{"$error":"#N/A"},{"$f":"IF(AND(AP2845<AP2844,AP2845<>0),AR2844,IF(OR(AND(AP2844=0,AN2845<0),AP2844<-AN2845),IF(AP2844=0,IF(AR2844>-AN2845,AR2844+AN2845,0),IF(AP2844+AR2844>-AN2845,AP2844+AR2844+AN2845,0)),IF(AP2844=Vypocet!$D$18,AR2844+AN2845,AR2844+AN2845-AP2845+AP2844)))","v":{"$error":"#N/A"}},{"$error":"#N/A"},{"$error":"#N/A"},{"$f":"SUM($AS$3:AS2845)","v":{"$error":"#N/A"}},{"$error":"#N/A"},{"$error":"#N/A"},{"$error":"#N/A"},{"$f":"SUM($AW$3:AW2845)","v":{"$error":"#N/A"}},{"$f":"IF(V2845=0,IF(U2845=0,IF(AZ2844+Z2845/1000>Vypocet!$D$18,Vypocet!$D$18,AZ2844+Z2845/1000),IF(Z2845/1000+AZ2844-U2845>Vypocet!$D$18,Vypocet!$D$18,Z2845/1000+AZ2844-U2845)),IF(AZ2844=0,0,IF(AZ2844>V2845,AZ2844-V2845,0)))","v":0},0,null,null,null,null,null,null,null,null,null,null,null,null,null,null,null,null,null,null,null,null,null,null,null,null,null,null,null,null,null,null,null,null,null,null,null,null,null,null,null,null,null,null,null,null,null,null,null,null,null,null,null,null,null,null,null,null,null,null,null,null,null,null,null,null,null,null,null,null,null,null,null,null,null,null,null,null,null,null,null,null,null,null,null,null,null,null,null,null,null,null,null,null,null,null,null,null,null,null,null,null,null,null,null,0.78854999999999997,0.73599999999999999,0.58172000000000001,0.43308999999999997,0.39524999999999999,0.30603999999999998,0.26296000000000003,0.30431999999999998,0.32940000000000003,0.24789,0.27189999999999998,0.27772999999999998,0.43924000000000002,0.31318000000000001,0]
[4,43951,19,2874,{"$f":"(FA2876*Vypocet!$D$24)/$FA$2","v":0},{"$f":"(FB2876*Vypocet!$D$24)/$FB$2","v":0},{"$f":"(FC2876*Vypocet!$D$24)/$FC$2","v":0},{"$f":"(FD2876*Vypocet!$D$24)/$FD$2","v":0},{"$f":"(FE2876*Vypocet!$D$24)/$FE$2","v":0},{"$f":"(FF2876*Vypocet!$D$24)/$FF$2","v":0},{"$f":"(FG2876*Vypocet!$D$24)/$FG$2","v":0},{"$f":"(FH2876*Vypocet!$D$24)/$FH$2","v":0},{"$f":"(FI2876*Vypocet!$D$24)/$FI$2","v":0},{"$f":"(FJ2876*Vypocet!$D$24)/$FJ$2","v":0},{"$f":"(FK2876*Vypocet!$D$24)/$FK$2","v":0},{"$f":"(FL2876*Vypocet!$D$24)/$FL$2","v":0},{"$f":"(FM2876*Vypocet!$D$24)/$FM$2","v":0},{"$f":"(FN2876*Vypocet!$D$24)/$FN$2","v":0},{"$f":"(FO2876*Vypocet!$D$24)/$FO$2","v":0},{"$f":"(VLOOKUP(A2876,Voda!$B$3:$AC$15,TDDData!C2876+4,0)*4180*(VLOOKUP(A2876,Voda!$B$3:$AC$15,4,0)-VLOOKUP(A2876,Voda!$B$3:$AC$15,3,0)))/3600000","v":0},0,{"$f":"IF(U2876=0,0,IF(Z2876>0,IF(Z2876/1000<U2876,IF(Z2876/1000<=Vypocet!$D$15,IF(U2876<Vypocet!$D$15,U2876-Z2876/1000,Vypocet!$D$15-Z2876/1000),Vypocet!$D$15),0),IF(U2876>Vypocet!$D$15,Vypocet!$D$15,U2876)))","v":0},0,{"$f":"HLOOKUP(Vypocet!$D$11,TDDData!$E:$S,2+TDDData!D2876,0)","v":{"$error":"#N/A"}},56.12,44.896000000000001,{"$error":"#N/A"},{"$error":"#N/A"},{"$f":"IF(AA2876<0,IF(AC2875>-AA2876,AC2875+AA2876,0),IF(AA2876+AC2875<=Vypocet!$D$18,AA2876+AC2875,Vypocet!$D$18))","v":{"$error":"#N/A"}},{"$error":"#N/A"},{"$f":"IF(AND(AC2876<AC2875,AC2876<>0),AE2875,IF(OR(AND(AC2875=0,AA2876<0),AC2875<-AA2876),IF(AC2875=0,IF(AE2875>-AA2876,AE2875+AA2876,0),IF(AC2875+AE2875>-AA2876,AC2875+AE2875+AA2876,0)),IF(AC2875=Vypocet!$D$18,AE2875+AA2876,AE2875+AA2876-AC2876+AC2875)))","v":{"$error":"#N/A"}},{"$error":"#N/A"},{"$error":"#N/A"},{"$f":"SUM($AF$3:AF2876)","v":{"$error":"#N/A"}},{"$error":"#N/A"},{"$error":"#N/A"},{"$error":"#N/A"},{"$f":"SUM($AJ$3:AJ2876)","v":{"$error":"#N/A"}},{"$error":"#N/A"},{"$error":"#N/A"},{"$error":"#N/A"},{"$f":"IF(AN2876<0,IF(AP2875>-AN2876,AP2875+AN2876,0),IF(AN2876+AP2875<=Vypocet!$D$18,AN2876+AP2875,Vypocet!$D$18))","v":{"$error":"#N/A"}},{"$error":"#N/A"},{"$f":"IF(AND(AP2876<AP2875,AP2876<>0),AR2875,IF(OR(AND(AP2875=0,AN2876<0),AP2875<-AN2876),IF(AP2875=0,IF(AR2875>-AN2876,AR2875+AN2876,0),IF(AP2875+AR2875>-AN2876,AP2875+AR2875+AN2876,0)),IF(AP2875=Vypocet!$D$18,AR2875+AN2876,AR2875+AN2876-AP2876+AP2875)))","v":{"$error":"#N/A"}},{"$error":"#N/A"},{"$error":"#N/A"},{"$f":"SUM($AS$3:AS2876)","v":{"$error":"#N/A"}},{"$error":"#N/A"},{"$error":"#N/A"},{"$error":"#N/A"},{"$f":"SUM($AW$3:AW2876)","v":{"$error":"#N/A"}},{"$f":"IF(V2876=0,IF(U2876=0,IF(AZ2875+Z2876/1000>Vypocet!$D$18,Vypocet!$D$18,AZ2875+Z2876/1000),IF(Z2876/1000+AZ2875-U2876>Vypocet!$D$18,Vypocet!$D$18,Z2876/1000+AZ2875-U2876)),IF(AZ2875=0,0,IF(AZ2875>V2876,AZ2875-V2876,0)))","v":0},0,null,null,null,null,null,null,null,null,null,null,null,null,null,null,null,null,null,null,null,null,null,null,null,null,null,null,null,null,null,null,null,null,null,null,null,null,null,null,null,null,null,null,null,null,null,null,null,null,null,null,null,null,null,null,null,null,null,null,null,null,null,null,null,null,null,null,null,null,null,null,null,null,null,null,null,null,null,null,null,null,null,null,null,null,null,null,null,null,null,null,null,null,null,null,null,null,null,null,null,null,null,null,null,0.57908000000000004,0.48737000000000003,0.43612000000000001,0.57338999999999996,0.67801999999999996,0.42877999999999999,0.28717999999999999,0.39359,0.47708,0.42094999999999999,0.40261999999999998,0.46333000000000002,0.38358999999999999,0.41009000000000001,0]
[5,43953,22,2925,{"$f":"(FA2927*Vypocet!$D$24)/$FA$2","v":0},{"$f":"(FB2927*Vypocet!$D$24)/$FB$2","v":0},{"$f":"(FC2927*Vypocet!$D$24)/$FC$2","v":0},{"$f":"(FD2927*Vypocet!$D$24)/$FD$2","v":0},{"$f":"(FE2927*Vypocet!$D$24)/$FE$2","v":0},{"$f":"(FF2927*Vypocet!$D$24)/$FF$2","v":0},{"$f":"(FG2927*Vypocet!$D$24)/$FG$2","v":0},{"$f":"(FH2927*Vypocet!$D$24)/$FH$2","v":0},{"$f":"(FI2927*Vypocet!$D$24)/$FI$2","v":0},{"$f":"(FJ2927*Vypocet!$D$24)/$FJ$2","v":0},{"$f":"(FK2927*Vypocet!$D$24)/$FK$2","v":0},{"$f":"(FL2927*Vypocet!$D$24)/$FL$2","v":0},{"$f":"(FM2927*Vypocet!$D$24)/$FM$2","v":0},{"$f":"(FN2927*Vypocet!$D$24)/$FN$2","v":0},{"$f":"(FO2927*Vypocet!$D$24)/$FO$2","v":0},{"$f":"(VLOOKUP(A2927,Voda!$B$3:$AC$15,TDDData!C2927+4,0)*4180*(VLOOKUP(A2927,Voda!$B$3:$AC$15,4,0)-VLOOKUP(A2927,Voda!$B$3:$AC$15,3,0)))/3600000","v":0},0,{"$f":"IF(U2927=0,0,IF(Z2927>0,IF(Z2927/1000<U2927,IF(Z2927/1000<=Vypocet!$D$15,IF(U2927<Vypocet!$D$15,U2927-Z2927/1000,Vypocet!$D$15-Z2927/1000),Vypocet!$D$15),0),IF(U2927>Vypocet!$D$15,Vypocet!$D$15,U2927)))","v":0},0,{"$f":"HLOOKUP(Vypocet!$D$11,TDDData!$E:$S,2+TDDData!D2927,0)","v":{"$error":"#N/A"}},0,0,{"$error":"#N/A"},{"$error":"#N/A"},{"$f":"IF(AA2927<0,IF(AC2926>-AA2927,AC2926+AA2927,0),IF(AA2927+AC2926<=Vypocet!$D$18,AA2927+AC2926,Vypocet!$D$18))","v":{"$error":"#N/A"}},{"$error":"#N/A"},{"$f":"IF(AND(AC2927<AC2926,AC2927<>0),AE2926,IF(OR(AND(AC2926=0,AA2927<0),AC2926<-AA2927),IF(AC2926=0,IF(AE2926>-AA2927,AE2926+AA2927,0),IF(AC2926+AE2926>-AA2927,AC2926+AE2926+AA2927,0)),IF(AC2926=Vypocet!$D$18,AE2926+AA2927,AE2926+AA2927-AC2927+AC2926)))","v":{"$error":"#N/A"}},{"$error":"#N/A"},{"$error":"#N/A"},{"$f":"SUM($AF$3:AF2927)","v":{"$error":"#N/A"}},{"$error":"#N/A"},{"$error":"#N/A"},{"$error":"#N/A"},{"$f":"SUM($AJ$3:AJ2927)","v":{"$error":"#N/A"}},{"$error":"#N/A"},{"$error":"#N/A"},{"$error":"#N/A"},{"$f":"IF(AN2927<0,IF(AP2926>-AN2927,AP2926+AN2927,0),IF(AN2927+AP2926<=Vypocet!$D$18,AN2927+AP2926,Vypocet!$D$18))","v":{"$error":"#N/A"}},{"$error":"#N/A"},{"$f":"IF(AND(AP2927<AP2926,AP2927<>0),AR2926,IF(OR(AND(AP2926=0,AN2927<0),AP2926<-AN2927),IF(AP2926=0,IF(AR2926>-AN2927,AR2926+AN2927,0),IF(AP2926+AR2926>-AN2927,AP2926+AR2926+AN2927,0)),IF(AP2926=Vypocet!$D$18,AR2926+AN2927,AR2926+AN2927-AP2927+AP2926)))","v":{"$error":"#N/A"}},{"$error":"#N/A"},{"$error":"#N/A"},{"$f":"SUM($AS$3:AS2927)","v":{"$error":"#N/A"}},{"$error":"#N/A"},{"$error":"#N/A"},{"$error":"#N/A"},{"$f":"SUM($AW$3:AW2927)","v":{"$error":"#N/A"}},{"$f":"IF(V2927=0,IF(U2927=0,IF(AZ2926+Z2927/1000>Vypocet!$D$18,Vypocet!$D$18,AZ2926+Z2927/1000),IF(Z2927/1000+AZ2926-U2927>Vypocet!$D$18,Vypocet!$D$18,Z2927/1000+AZ2926-U2927)),IF(AZ2926=0,0,IF(AZ2926>V2927,AZ2926-V2927,0)))","v":0},0,null,null,null,null,null,null,null,null,null,null,null,null,null,null,null,null,null,null,null,null,null,null,null,null,null,null,null,null,null,null,null,null,null,null,null,null,null,null,null,null,null,null,null,null,null,null,null,null,null,null,null,null,null,null,null,null,null,null,null,null,null,null,null,null,null,null,null,null,null,null,null,null,null,null,null,null,null,null,null,null,null,null,null,null,null,null,null,null,null,null,null,null,null,null,null,null,null,null,null,null,null,null,null,0.46229999999999999,0.42707000000000001,0.36381999999999998,0.52234999999999998,0.47603000000000001,0.37342999999999998,0.28756999999999999,0.49179,0.39062999999999998,0.40484999999999999,0.34278999999999998,0.35422999999999999,0.64880000000000004,0.47693000000000002,1]
[5,43953,23,2926,{"$f":"(FA2928*Vypocet!$D$24)/$FA$2","v":0},{"$f":"(FB2928*Vypocet!$D$24)/$FB$2","v":0},{"$f":"(FC2928*Vypocet!$D$24)/$FC$2","v":0},{"$f":"(FD2928*Vypocet!$D$24)/$FD$2","v":0},{"$f":"(FE2928*Vypocet!$D$24)/$FE$2","v":0},{"$f":"(FF2928*Vypocet!$D$24)/$FF$2","v":0},{"$f":"(FG2928*Vypocet!$D$24)/$FG$2","v":0},{"$f":"(FH2928*Vypocet!$D$24)/$FH$2","v":0},{"$f":"(FI2928*Vypocet!$D$24)/$FI$2","v":0},{"$f":"(FJ2928*Vypocet!$D$24)/$FJ$2","v":0},{"$f":"(FK2928*Vypocet!$D$24)/$FK$2","v":0},{"$f":"(FL2928*Vypocet!$D$24)/$FL$2","v":0},{"$f":"(FM2928*Vypocet!$D$24)/$FM$2","v":0},{"$f":"(FN2928*Vypocet!$D$24)/$FN$2","v":0},{"$f":"(FO2928*Vypocet!$D$24)/$FO$2","v":0},{"$f":"(VLOOKUP(A2928,Voda!$B$3:$AC$15,TDDData!C2928+4,0)*4180*(VLOOKUP(A2928,Voda!$B$3:$AC$15,4,0)-VLOOKUP(A2928,Voda!$B$3:$AC$15,3,0)))/3600000","v":0},0,{"$f":"IF(U2928=0,0,IF(Z2928>0,IF(Z2928/1000<U2928,IF(Z2928/1000<=Vypocet!$D$15,IF(U2928<Vypocet!$D$15,U2928-Z2928/1000,Vypocet!$D$15-Z2928/1000),Vypocet!$D$15),0),IF(U2928>Vypocet!$D$15,Vypocet!$D$15,U2928)))","v":0},0,{"$f":"HLOOKUP(Vypocet!$D$11,TDDData!$E:$S,2+TDDData!D2928,0)","v":{"$error":"#N/A"}},0,0,{"$error":"#N/A"},{"$error":"#N/A"},{"$f":"IF(AA2928<0,IF(AC2927>-AA2928,AC2927+AA2928,0),IF(AA2928+AC2927<=Vypocet!$D$18,AA2928+AC2927,Vypocet!$D$18))","v":{"$error":"#N/A"}},{"$error":"#N/A"},{"$f":"IF(AND(AC2928<AC2927,AC2928<>0),AE2927,IF(OR(AND(AC2927=0,AA2928<0),AC2927<-AA2928),IF(AC2927=0,IF(AE2927>-AA2928,AE2927+AA2928,0),IF(AC2927+AE2927>-AA2928,AC2927+AE2927+AA2928,0)),IF(AC2927=Vypocet!$D$18,AE2927+AA2928,AE2927+AA2928-AC2928+AC2927)))","v":{"$error":"#N/A"}},{"$error":"#N/A"},{"$error":"#N/A"},{"$f":"SUM($AF$3:AF2928)","v":{"$error":"#N/A"}},{"$error":"#N/A"},{"$error":"#N/A"},{"$error":"#N/A"},{"$f":"SUM($AJ$3:AJ2928)","v":{"$error":"#N/A"}},{"$error":"#N/A"},{"$error":"#N/A"},{"$error":"#N/A"},{"$f":"IF(AN2928<0,IF(AP2927>-AN2928,AP2927+AN2928,0),IF(AN2928+AP2927<=Vypocet!$D$18,AN2928+AP2927,Vypocet!$D$18))","v":{"$error":"#N/A"}},{"$error":"#N/A"},{"$f":"IF(AND(AP2928<AP2927,AP2928<>0),AR2927,IF(OR(AND(AP2927=0,AN2928<0),AP2927<-AN2928),IF(AP2927=0,IF(AR2927>-AN2928,AR2927+AN2928,0),IF(AP2927+AR2927>-AN2928,AP2927+AR2927+AN2928,0)),IF(AP2927=Vypocet!$D$18,AR2927+AN2928,AR2927+AN2928-AP2928+AP2927)))","v":{"$error":"#N/A"}},{"$error":"#N/A"},{"$error":"#N/A"},{"$f":"SUM($AS$3:AS2928)","v":{"$error":"#N/A"}},{"$error":"#N/A"},{"$error":"#N/A"},{"$error":"#N/A"},{"$f":"SUM($AW$3:AW2928)","v":{"$error":"#N/A"}},{"$f":"IF(V2928=0,IF(U2928=0,IF(AZ2927+Z2928/1000>Vypocet!$D$18,Vypocet!$D$18,AZ2927+Z2928/1000),IF(Z2928/1000+AZ2927-U2928>Vypocet!$D$18,Vypocet!$D$18,Z2928/1000+AZ2927-U2928)),IF(AZ2927=0,0,IF(AZ2927>V2928,AZ2927-V2928,0)))","v":0},0,null,null,null,null,null,null,null,null,null,null,null,null,null,null,null,null,null,null,null,null,null,null,null,null,null,null,null,null,null,null,null,null,null,null,null,null,null,null,null,null,null,null,null,null,null,null,null,null,null,null,null,null,null,null,null,null,null,null,null,null,null,null,null,null,null,null,null,null,null,null,null,null,null,null,null,null,null,null,null,null,null,null,null,null,null,null,null,null,null,null,null,null,null,null,null,null,null,null,null,null,null,null,null,0.39339000000000002,0.41591,0.32129999999999997,0.41987000000000002,0.31557000000000002,0.26943,0.25663000000000002,0.47626000000000002,0.37811,0.45812999999999998,0.51456999999999997,0.53859000000000001,0.55432000000000003,0.43986999999999998,1]
[5,43956,2,2977,{"$f":"(FA2979*Vypocet!$D$24)/$FA$2","v":0},{"$f":"(FB2979*Vypocet!$D$24)/$FB$2","v":0},{"$f":"(FC2979*Vypocet!$D$24)/$FC$2","v":0},{"$f":"(FD2979*Vypocet!$D$24)/$FD$2","v":0},{"$f":"(FE2979*Vypocet!$D$24)/$FE$2","v":0},{"$f":"(FF2979*Vypocet!$D$24)/$FF$2","v":0},{"$f":"(FG2979*Vypocet!$D$24)/$FG$2","v":0},{"$f":"(FH2979*Vypocet!$D$24)/$FH$2","v":0},{"$f":"(FI2979*Vypocet!$D$24)/$FI$2","v":0},{"$f":"(FJ2979*Vypocet!$D$24)/$FJ$2","v":0},{"$f":"(FK2979*Vypocet!$D$24)/$FK$2","v":0},{"$f":"(FL2979*Vypocet!$D$24)/$FL$2","v":0},{"$f":"(FM2979*Vypocet!$D$24)/$FM$2","v":0},{"$f":"(FN2979*Vypocet!$D$24)/$FN$2","v":0},{"$f":"(FO2979*Vypocet!$D$24)/$FO$2","v":0},{"$f":"(VLOOKUP(A2979,Voda!$B$3:$AC$15,TDDData!C2979+4,0)*4180*(VLOOKUP(A2979,Voda!$B$3:$AC$15,4,0)-VLOOKUP(A2979,Voda!$B$3:$AC$15,3,0)))/3600000","v":0},0,{"$f":"IF(U2979=0,0,IF(Z2979>0,IF(Z2979/1000<U2979,IF(Z2979/1000<=Vypocet!$D$15,IF(U2979<Vypocet!$D$15,U2979-Z2979/1000,Vypocet!$D$15-Z2979/1000),Vypocet!$D$15),0),IF(U2979>Vypocet!$D$15,Vypocet!$D$15,U2979)))","v":0},0,{"$f":"HLOOKUP(Vypocet!$D$11,TDDData!$E:$S,2+TDDData!D2979,0)","v":{"$error":"#N/A"}},0,0,{"$error":"#N/A"},{"$error":"#N/A"},{"$f":"IF(AA2979<0,IF(AC2978>-AA2979,AC2978+AA2979,0),IF(AA2979+AC2978<=Vypocet!$D$18,AA2979+AC2978,Vypocet!$D$18))","v":{"$error":"#N/A"}},{"$error":"#N/A"},{"$f":"IF(AND(AC2979<AC2978,AC2979<>0),AE2978,IF(OR(AND(AC2978=0,AA2979<0),AC2978<-AA2979),IF(AC2978=0,IF(AE2978>-AA2979,AE2978+AA2979,0),IF(AC2978+AE2978>-AA2979,AC2978+AE2978+AA2979,0)),IF(AC2978=Vypocet!$D$18,AE2978+AA2979,AE2978+AA2979-AC2979+AC2978)))","v":{"$error":"#N/A"}},{"$error":"#N/A"},{"$error":"#N/A"},{"$f":"SUM($AF$3:AF2979)","v":{"$error":"#N/A"}},{"$error":"#N/A"},{"$error":"#N/A"},{"$error":"#N/A"},{"$f":"SUM($AJ$3:AJ2979)","v":{"$error":"#N/A"}},{"$error":"#N/A"},{"$error":"#N/A"},{"$error":"#N/A"},{"$f":"IF(AN2979<0,IF(AP2978>-AN2979,AP2978+AN2979,0),IF(AN2979+AP2978<=Vypocet!$D$18,AN2979+AP2978,Vypocet!$D$18))","v":{"$error":"#N/A"}},{"$error":"#N/A"},{"$f":"IF(AND(AP2979<AP2978,AP2979<>0),AR2978,IF(OR(AND(AP2978=0,AN2979<0),AP2978<-AN2979),IF(AP2978=0,IF(AR2978>-AN2979,AR2978+AN2979,0),IF(AP2978+AR2978>-AN2979,AP2978+AR2978+AN2979,0)),IF(AP2978=Vypocet!$D$18,AR2978+AN2979,AR2978+AN2979-AP2979+AP2978)))","v":{"$error":"#N/A"}},{"$error":"#N/A"},{"$error":"#N/A"},{"$f":"SUM($AS$3:AS2979)","v":{"$error":"#N/A"}},{"$error":"#N/A"},{"$error":"#N/A"},{"$error":"#N/A"},{"$f":"SUM($AW$3:AW2979)","v":{"$error":"#N/A"}},{"$f":"IF(V2979=0,IF(U2979=0,IF(AZ2978+Z2979/1000>Vypocet!$D$18,Vypocet!$D$18,AZ2978+Z2979/1000),IF(Z2979/1000+AZ2978-U2979>Vypocet!$D$18,Vypocet!$D$18,Z2979/1000+AZ2978-U2979)),IF(AZ2978=0,0,IF(AZ2978>V2979,AZ2978-V2979,0)))","v":0},0,null,null,null,null,null,null,null,null,null,null,null,null,null,null,null,null,null,null,null,null,null,null,null,null,null,null,null,null,null,null,null,null,null,null,null,null,null,null,null,null,null,null,null,null,null,null,null,null,null,null,null,null,null,null,null,null,null,null,null,null,null,null,null,null,null,null,null,null,null,null,null,null,null,null,null,null,null,null,null,null,null,null,null,null,null,null,null,null,null,null,null,null,null,null,null,null,null,null,null,null,null,null,null,0.29514000000000001,0.36625000000000002,0.24113000000000001,0.20485999999999999,0.43213000000000001,0.27255000000000001,0.47149999999999997,0.44473000000000001,0.37506,0.53988999999999998,0.53693999999999997,0.46599000000000002,0.27002999999999999,0.25768000000000002,1]
[5,43956,19,2994,{"$f":"(FA2996*Vypocet!$D$24)/$FA$2","v":0},{"$f":"(FB2996*Vypocet!$D$24)/$FB$2","v":0},{"$f":"(FC2996*Vypocet!$D$24)/$FC$2","v":0},{"$f":"(FD2996*Vypocet!$D$24)/$FD$2","v":0},{"$f":"(FE2996*Vypocet!$D$24)/$FE$2","v":0},{"$f":"(FF2996*Vypocet!$D$24)/$FF$2","v":0},{"$f":"(FG2996*Vypocet!$D$24)/$FG$2","v":0},{"$f":"(FH2996*Vypocet!$D$24)/$FH$2","v":0},{"$f":"(FI2996*Vypocet!$D$24)/$FI$2","v":0},{"$f":"(FJ2996*Vypocet!$D$24)/$FJ$2","v":0},{"$f":"(FK2996*Vypocet!$D$24)/$FK$2","v":0},{"$f":"(FL2996*Vypocet!$D$24)/$FL$2","v":0},{"$f":"(FM2996*Vypocet!$D$24)/$FM$2","v":0},{"$f":"(FN2996*Vypocet!$D$24)/$FN$2","v":0},{"$f":"(FO2996*Vypocet!$D$24)/$FO$2","v":0},{"$f":"(VLOOKUP(A2996,Voda!$B$3:$AC$15,TDDData!C2996+4,0)*4180*(VLOOKUP(A2996,Voda!$B$3:$AC$15,4,0)-VLOOKUP(A2996,Voda!$B$3:$AC$15,3,0)))/3600000","v":0},0,{"$f":"IF(U2996=0,0,IF(Z2996>0,IF(Z2996/1000<U2996,IF(Z2996/1000<=Vypocet!$D$15,IF(U2996<Vypocet!$D$15,U2996-Z2996/1000,Vypocet!$D$15-Z2996/1000),Vypocet!$D$15),0),IF(U2996>Vypocet!$D$15,Vypocet!$D$15,U2996)))","v":0},0,{"$f":"HLOOKUP(Vypocet!$D$11,TDDData!$E:$S,2+TDDData!D2996,0)","v":{"$error":"#N/A"}},54.12,43.295999999999999,{"$error":"#N/A"},{"$error":"#N/A"},{"$f":"IF(AA2996<0,IF(AC2995>-AA2996,AC2995+AA2996,0),IF(AA2996+AC2995<=Vypocet!$D$18,AA2996+AC2995,Vypocet!$D$18))","v":{"$error":"#N/A"}},{"$error":"#N/A"},{"$f":"IF(AND(AC2996<AC2995,AC2996<>0),AE2995,IF(OR(AND(AC2995=0,AA2996<0),AC2995<-AA2996),IF(AC2995=0,IF(AE2995>-AA2996,AE2995+AA2996,0),IF(AC2995+AE2995>-AA2996,AC2995+AE2995+AA2996,0)),IF(AC2995=Vypocet!$D$18,AE2995+AA2996,AE2995+AA2996-AC2996+AC2995)))","v":{"$error":"#N/A"}},{"$error":"#N/A"},{"$error":"#N/A"},{"$f":"SUM($AF$3:AF2996)","v":{"$error":"#N/A"}},{"$error":"#N/A"},{"$error":"#N/A"},{"$error":"#N/A"},{"$f":"SUM($AJ$3:AJ2996)","v":{"$error":"#N/A"}},{"$error":"#N/A"},{"$error":"#N/A"},{"$error":"#N/A"},{"$f":"IF(AN2996<0,IF(AP2995>-AN2996,AP2995+AN2996,0),IF(AN2996+AP2995<=Vypocet!$D$18,AN2996+AP2995,Vypocet!$D$18))","v":{"$error":"#N/A"}},{"$error":"#N/A"},{"$f":"IF(AND(AP2996<AP2995,AP2996<>0),AR2995,IF(OR(AND(AP2995=0,AN2996<0),AP2995<-AN2996),IF(AP2995=0,IF(AR2995>-AN2996,AR2995+AN2996,0),IF(AP2995+AR2995>-AN2996,AP2995+AR2995+AN2996,0)),IF(AP2995=Vypocet!$D$18,AR2995+AN2996,AR2995+AN2996-AP2996+AP2995)))","v":{"$error":"#N/A"}},{"$error":"#N/A"},{"$error":"#N/A"},{"$f":"SUM($AS$3:AS2996)","v":{"$error":"#N/A"}},{"$error":"#N/A"},{"$error":"#N/A"},{"$error":"#N/A"},{"$f":"SUM($AW$3:AW2996)","v":{"$error":"#N/A"}},{"$f":"IF(V2996=0,IF(U2996=0,IF(AZ2995+Z2996/1000>Vypocet!$D$18,Vypocet!$D$18,AZ2995+Z2996/1000),IF(Z2996/1000+AZ2995-U2996>Vypocet!$D$18,Vypocet!$D$18,Z2996/1000+AZ2995-U2996)),IF(AZ2995=0,0,IF(AZ2995>V2996,AZ2995-V2996,0)))","v":0},0,null,null,null,null,null,null,null,null,null,null,null,null,null,null,null,null,null,null,null,null,null,null,null,null,null,null,null,null,null,null,null,null,null,null,null,null,null,null,null,null,null,null,null,null,null,null,null,null,null,null,null,null,null,null,null,null,null,null,null,null,null,null,null,null,null,null,null,null,null,null,null,null,null,null,null,null,null,null,null,null,null,null,null,null,null,null,null,null,null,null,null,null,null,null,null,null,null,null,null,null,null,null,null,0.61965000000000003,0.47091,0.40505999999999998,0.51151999999999997,0.58157000000000003,0.42938999999999999,0.30692000000000003,0.32802999999999999,0.45815,0.37236000000000002,0.4052,0.44717000000000001,0.36898999999999998,0.34782999999999997,0]
[5,43958,6,3029,{"$f":"(FA3031*Vypocet!$D$24)/$FA$2","v":0},{"$f":"(FB3031*Vypocet!$D$24)/$FB$2","v":0},{"$f":"(FC3031*Vypocet!$D$24)/$FC$2","v":0},{"$f":"(FD3031*Vypocet!$D$24)/$FD$2","v":0},{"$f":"(FE3031*Vypocet!$D$24)/$FE$2","v":0},{"$f":"(FF3031*Vypocet!$D$24)/$FF$2","v":0},{"$f":"(FG3031*Vypocet!$D$24)/$FG$2","v":0},{"$f":"(FH3031*Vypocet!$D$24)/$FH$2","v":0},{"$f":"(FI3031*Vypocet!$D$24)/$FI$2","v":0},{"$f":"(FJ3031*Vypocet!$D$24)/$FJ$2","v":0},{"$f":"(FK3031*Vypocet!$D$24)/$FK$2","v":0},{"$f":"(FL3031*Vypocet!$D$24)/$FL$2","v":0},{"$f":"(FM3031*Vypocet!$D$24)/$FM$2","v":0},{"$f":"(FN3031*Vypocet!$D$24)/$FN$2","v":0},{"$f":"(FO3031*Vypocet!$D$24)/$FO$2","v":0},{"$f":"(VLOOKUP(A3031,Voda!$B$3:$AC$15,TDDData!C3031+4,0)*4180*(VLOOKUP(A3031,Voda!$B$3:$AC$15,4,0)-VLOOKUP(A3031,Voda!$B$3:$AC$15,3,0)))/3600000","v":0},0,{"$f":"IF(U3031=0,0,IF(Z3031>0,IF(Z3031/1000<U3031,IF(Z3031/1000<=Vypocet!$D$15,IF(U3031<Vypocet!$D$15,U3031-Z3031/1000,Vypocet!$D$15-Z3031/1000),Vypocet!$D$15),0),IF(U3031>Vypocet!$D$15,Vypocet!$D$15,U3031)))","v":0},0,{"$f":"HLOOKUP(Vypocet!$D$11,TDDData!$E:$S,2+TDDData!D3031,0)","v":{"$error":"#N/A"}},60.96,48.768000000000001,{"$error":"#N/A"},{"$error":"#N/A"},{"$f":"IF(AA3031<0,IF(AC3030>-AA3031,AC3030+AA3031,0),IF(AA3031+AC3030<=Vypocet!$D$18,AA3031+AC3030,Vypocet!$D$18))","v":{"$error":"#N/A"}},{"$error":"#N/A"},{"$f":"IF(AND(AC3031<AC3030,AC3031<>0),AE3030,IF(OR(AND(AC3030=0,AA3031<0),AC3030<-AA3031),IF(AC3030=0,IF(AE3030>-AA3031,AE3030+AA3031,0),IF(AC3030+AE3030>-AA3031,AC3030+AE3030+AA3031,0)),IF(AC3030=Vypocet!$D$18,AE3030+AA3031,AE3030+AA3031-AC3031+AC3030)))","v":{"$error":"#N/A"}},{"$error":"#N/A"},{"$error":"#N/A"},{"$f":"SUM($AF$3:AF3031)","v":{"$error":"#N/A"}},{"$error":"#N/A"},{"$error":"#N/A"},{"$error":"#N/A"},{"$f":"SUM($AJ$3:AJ3031)","v":{"$error":"#N/A"}},{"$error":"#N/A"},{"$error":"#N/A"},{"$error":"#N/A"},{"$f":"IF(AN3031<0,IF(AP3030>-AN3031,AP3030+AN3031,0),IF(AN3031+AP3030<=Vypocet!$D$18,AN3031+AP3030,Vypocet!$D$18))","v":{"$error":"#N/A"}},{"$error":"#N/A"},{"$f":"IF(AND(AP3031<AP3030,AP3031<>0),AR3030,IF(OR(AND(AP3030=0,AN3031<0),AP3030<-AN3031),IF(AP3030=0,IF(AR3030>-AN3031,AR3030+AN3031,0),IF(AP3030+AR3030>-AN3031,AP3030+AR3030+AN3031,0)),IF(AP3030=Vypocet!$D$18,AR3030+AN3031,AR3030+AN3031-AP3031+AP3030)))","v":{"$error":"#N/A"}},{"$error":"#N/A"},{"$error":"#N/A"},{"$f":"SUM($AS$3:AS3031)","v":{"$error":"#N/A"}},{"$error":"#N/A"},{"$error":"#N/A"},{"$error":"#N/A"},{"$f":"SUM($AW$3:AW3031)","v":{"$error":"#N/A"}},{"$f":"IF(V3031=0,IF(U3031=0,IF(AZ3030+Z3031/1000>Vypocet!$D$18,Vypocet!$D$18,AZ3030+Z3031/1000),IF(Z3031/1000+AZ3030-U3031>Vypocet!$D$18,Vypocet!$D$18,Z3031/1000+AZ3030-U3031)),IF(AZ3030=0,0,IF(AZ3030>V3031,AZ3030-V3031,0)))","v":0},0,null,null,null,null,null,null,null,null,null,null,null,null,null,null,null,null,null,null,null,null,null,null,null,null,null,null,null,null,null,null,null,null,null,null,null,null,null,null,null,null,null,null,null,null,null,null,null,null,null,null,null,null,null,null,null,null,null,null,null,null,null,null,null,null,null,null,null,null,null,null,null,null,null,null,null,null,null,null,null,null,null,null,null,null,null,null,null,null,null,null,null,null,null,null,null,null,null,null,null,null,null,null,null,0.34553,0.38762000000000002,0.29088000000000003,0.25403999999999999,0.29936000000000001,0.28854000000000002,0.26846999999999999,0.25020999999999999,0.31178,0.24534,0.31947999999999999,0.20396,0.27405000000000002,0.24145,0.18332999999999999]
[5,43960,9,3080,{"$f":"(FA3082*Vypocet!$D$24)/$FA$2","v":0},{"$f":"(FB3082*Vypocet!$D$24)/$FB$2","v":0},{"$f":"(FC3082*Vypocet!$D$24)/$FC$2","v":0},{"$f":"(FD3082*Vypocet!$D$24)/$FD$2","v":0},{"$f":"(FE3082*Vypocet!$D$24)/$FE$2","v":0},{"$f":"(FF3082*Vypocet!$D$24)/$FF$2","v":0},{"$f":"(FG3082*Vypocet!$D$24)/$FG$2","v":0},{"$f":"(FH3082*Vypocet!$D$24)/$FH$2","v":0},{"$f":"(FI3082*Vypocet!$D$24)/$FI$2","v":0},{"$f":"(FJ3082*Vypocet!$D$24)/$FJ$2","v":0},{"$f":"(FK3082*Vypocet!$D$24)/$FK$2","v":0},{"$f":"(FL3082*Vypocet!$D$24)/$FL$2","v":0},{"$f":"(FM3082*Vypocet!$D$24)/$FM$2","v":0},{"$f":"(FN3082*Vypocet!$D$24)/$FN$2","v":0},{"$f":"(FO3082*Vypocet!$D$24)/$FO$2","v":0},{"$f":"(VLOOKUP(A3082,Voda!$B$3:$AC$15,TDDData!C3082+4,0)*4180*(VLOOKUP(A3082,Voda!$B$3:$AC$15,4,0)-VLOOKUP(A3082,Voda!$B$3:$AC$15,3,0)))/3600000","v":0},0,{"$f":"IF(U3082=0,0,IF(Z3082>0,IF(Z3082/1000<U3082,IF(Z3082/1000<=Vypocet!$D$15,IF(U3082<Vypocet!$D$15,U3082-Z3082/1000,Vypocet!$D$15-Z3082/1000),Vypocet!$D$15),0),IF(U3082>Vypocet!$D$15,Vypocet!$D$15,U3082)))","v":0},0,{"$f":"HLOOKUP(Vypocet!$D$11,TDDData!$E:$S,2+TDDData!D3082,0)","v":{"$error":"#N/A"}},895.32,716.25600000000009,{"$error":"#N/A"},{"$error":"#N/A"},{"$f":"IF(AA3082<0,IF(AC3081>-AA3082,AC3081+AA3082,0),IF(AA3082+AC3081<=Vypocet!$D$18,AA3082+AC3081,Vypocet!$D$18))","v":{"$error":"#N/A"}},{"$error":"#N/A"},{"$f":"IF(AND(AC3082<AC3081,AC3082<>0),AE3081,IF(OR(AND(AC3081=0,AA3082<0),AC3081<-AA3082),IF(AC3081=0,IF(AE3081>-AA3082,AE3081+AA3082,0),IF(AC3081+AE3081>-AA3082,AC3081+AE3081+AA3082,0)),IF(AC3081=Vypocet!$D$18,AE3081+AA3082,AE3081+AA3082-AC3082+AC3081)))","v":{"$error":"#N/A"}},{"$error":"#N/A"},{"$error":"#N/A"},{"$f":"SUM($AF$3:AF3082)","v":{"$error":"#N/A"}},{"$error":"#N/A"},{"$error":"#N/A"},{"$error":"#N/A"},{"$f":"SUM($AJ$3:AJ3082)","v":{"$error":"#N/A"}},{"$error":"#N/A"},{"$error":"#N/A"},{"$error":"#N/A"},{"$f":"IF(AN3082<0,IF(AP3081>-AN3082,AP3081+AN3082,0),IF(AN3082+AP3081<=Vypocet!$D$18,AN3082+AP3081,Vypocet!$D$18))","v":{"$error":"#N/A"}},{"$error":"#N/A"},{"$f":"IF(AND(AP3082<AP3081,AP3082<>0),AR3081,IF(OR(AND(AP3081=0,AN3082<0),AP3081<-AN3082),IF(AP3081=0,IF(AR3081>-AN3082,AR3081+AN3082,0),IF(AP3081+AR3081>-AN3082,AP3081+AR3081+AN3082,0)),IF(AP3081=Vypocet!$D$18,AR3081+AN3082,AR3081+AN3082-AP3082+AP3081)))","v":{"$error":"#N/A"}},{"$error":"#N/A"},{"$error":"#N/A"},{"$f":"SUM($AS$3:AS3082)","v":{"$error":"#N/A"}},{"$error":"#N/A"},{"$error":"#N/A"},{"$error":"#N/A"},{"$f":"SUM($AW$3:AW3082)","v":{"$error":"#N/A"}},{"$f":"IF(V3082=0,IF(U3082=0,IF(AZ3081+Z3082/1000>Vypocet!$D$18,Vypocet!$D$18,AZ3081+Z3082/1000),IF(Z3082/1000+AZ3081-U3082>Vypocet!$D$18,Vypocet!$D$18,Z3082/1000+AZ3081-U3082)),IF(AZ3081=0,0,IF(AZ3081>V3082,AZ3081-V3082,0)))","v":0},0,null,null,null,null,null,null,null,null,null,null,null,null,null,null,null,null,null,null,null,null,null,null,null,null,null,null,null,null,null,null,null,null,null,null,null,null,null,null,null,null,null,null,null,null,null,null,null,null,null,null,null,null,null,null,null,null,null,null,null,null,null,null,null,null,null,null,null,null,null,null,null,null,null,null,null,null,null,null,null,null,null,null,null,null,null,null,null,null,null,null,null,null,null,null,null,null,null,null,null,null,null,null,null,0.41760000000000003,0.37118000000000001,0.34018999999999999,0.46205000000000002,0.48975000000000002,0.28839999999999999,0.27467999999999998,0.37441999999999998,0.39295000000000002,0.35942000000000002,0.40360000000000001,0.41443999999999998,0.33094000000000001,0.34877999999999998,0]
[5,43961,20,3115,{"$f":"(FA3117*Vypocet!$D$24)/$FA$2","v":0},{"$f":"(FB3117*Vypocet!$D$24)/$FB$2","v":0},{"$f":"(FC3117*Vypocet!$D$24)/$FC$2","v":0},{"$f":"(FD3117*Vypocet!$D$24)/$FD$2","v":0},{"$f":"(FE3117*Vypocet!$D$24)/$FE$2","v":0},{"$f":"(FF3117*Vypocet!$D$24)/$FF$2","v":0},{"$f":"(FG3117*Vypocet!$D$24)/$FG$2","v":0},{"$f":"(FH3117*Vypocet!$D$24)/$FH$2","v":0},{"$f":"(FI3117*Vypocet!$D$24)/$FI$2","v":0},{"$f":"(FJ3117*Vypocet!$D$24)/$FJ$2","v":0},{"$f":"(FK3117*Vypocet!$D$24)/$FK$2","v":0},{"$f":"(FL3117*Vypocet!$D$24)/$FL$2","v":0},{"$f":"(FM3117*Vypocet!$D$24)/$FM$2","v":0},{"$f":"(FN3117*Vypocet!$D$24)/$FN$2","v":0},{"$f":"(FO3117*Vypocet!$D$24)/$FO$2","v":0},{"$f":"(VLOOKUP(A3117,Voda!$B$3:$AC$15,TDDData!C3117+4,0)*4180*(VLOOKUP(A3117,Voda!$B$3:$AC$15,4,0)-VLOOKUP(A3117,Voda!$B$3:$AC$15,3,0)))/3600000","v":0},0,{"$f":"IF(U3117=0,0,IF(Z3117>0,IF(Z3117/1000<U3117,IF(Z3117/1000<=Vypocet!$D$15,IF(U3117<Vypocet!$D$15,U3117-Z3117/1000,Vypocet!$D$15-Z3117/1000),Vypocet!$D$15),0),IF(U3117>Vypocet!$D$15,Vypocet!$D$15,U3117)))","v":0},0,{"$f":"HLOOKUP(Vypocet!$D$11,TDDData!$E:$S,2+TDDData!D3117,0)","v":{"$error":"#N/A"}},0,0,{"$error":"#N/A"},{"$error":"#N/A"},{"$f":"IF(AA3117<0,IF(AC3116>-AA3117,AC3116+AA3117,0),IF(AA3117+AC3116<=Vypocet!$D$18,AA3117+AC3116,Vypocet!$D$18))","v":{"$error":"#N/A"}},{"$error":"#N/A"},{"$f":"IF(AND(AC3117<AC3116,AC3117<>0),AE3116,IF(OR(AND(AC3116=0,AA3117<0),AC3116<-AA3117),IF(AC3116=0,IF(AE3116>-AA3117,AE3116+AA3117,0),IF(AC3116+AE3116>-AA3117,AC3116+AE3116+AA3117,0)),IF(AC3116=Vypocet!$D$18,AE3116+AA3117,AE3116+AA3117-AC3117+AC3116)))","v":{"$error":"#N/A"}},{"$error":"#N/A"},{"$error":"#N/A"},{"$f":"SUM($AF$3:AF3117)","v":{"$error":"#N/A"}},{"$error":"#N/A"},{"$error":"#N/A"},{"$error":"#N/A"},{"$f":"SUM($AJ$3:AJ3117)","v":{"$error":"#N/A"}},{"$error":"#N/A"},{"$error":"#N/A"},{"$error":"#N/A"},{"$f":"IF(AN3117<0,IF(AP3116>-AN3117,AP3116+AN3117,0),IF(AN3117+AP3116<=Vypocet!$D$18,AN3117+AP3116,Vypocet!$D$18))","v":{"$error":"#N/A"}},{"$error":"#N/A"},{"$f":"IF(AND(AP3117<AP3116,AP3117<>0),AR3116,IF(OR(AND(AP3116=0,AN3117<0),AP3116<-AN3117),IF(AP3116=0,IF(AR3116>-AN3117,AR3116+AN3117,0),IF(AP3116+AR3116>-AN3117,AP3116+AR3116+AN3117,0)),IF(AP3116=Vypocet!$D$18,AR3116+AN3117,AR3116+AN3117-AP3117+AP3116)))","v":{"$error":"#N/A"}},{"$error":"#N/A"},{"$error":"#N/A"},{"$f":"SUM($AS$3:AS3117)","v":{"$error":"#N/A"}},{"$error":"#N/A"},{"$error":"#N/A"},{"$error":"#N/A"},{"$f":"SUM($AW$3:AW3117)","v":{"$error":"#N/A"}},{"$f":"IF(V3117=0,IF(U3117=0,IF(AZ3116+Z3117/1000>Vypocet!$D$18,Vypocet!$D$18,AZ3116+Z3117/1000),IF(Z3117/1000+AZ3116-U3117>Vypocet!$D$18,Vypocet!$D$18,Z3117/1000+AZ3116-U3117)),IF(AZ3116=0,0,IF(AZ3116>V3117,AZ3116-V3117,0)))","v":0},0,null,null,null,null,null,null,null,null,null,null,null,null,null,null,null,null,null,null,null,null,null,null,null,null,null,null,null,null,null,null,null,null,null,null,null,null,null,null,null,null,null,null,null,null,null,null,null,null,null,null,null,null,null,null,null,null,null,null,null,null,null,null,null,null,null,null,null,null,null,null,null,null,null,null,null,null,null,null,null,null,null,null,null,null,null,null,null,null,null,null,null,null,null,null,null,null,null,null,null,null,null,null,null,0.44183,0.43503999999999998,0.36203999999999997,0.56220000000000003,0.49170000000000003,0.39390999999999998,0.26296000000000003,0.32790999999999998,0.39710000000000001,0.35220000000000001,0.32105,0.47010000000000002,0.43343999999999999,0.37881999999999999,0]
[5,43962,13,3132,{"$f":"(FA3134*Vypocet!$D$24)/$FA$2","v":0},{"$f":"(FB3134*Vypocet!$D$24)/$FB$2","v":0},{"$f":"(FC3134*Vypocet!$D$24)/$FC$2","v":0},{"$f":"(FD3134*Vypocet!$D$24)/$FD$2","v":0},{"$f":"(FE3134*Vypocet!$D$24)/$FE$2","v":0},{"$f":"(FF3134*Vypocet!$D$24)/$FF$2","v":0},{"$f":"(FG3134*Vypocet!$D$24)/$FG$2","v":0},{"$f":"(FH3134*Vypocet!$D$24)/$FH$2","v":0},{"$f":"(FI3134*Vypocet!$D$24)/$FI$2","v":0},{"$f":"(FJ3134*Vypocet!$D$24)/$FJ$2","v":0},{"$f":"(FK3134*Vypocet!$D$24)/$FK$2","v":0},{"$f":"(FL3134*Vypocet!$D$24)/$FL$2","v":0},{"$f":"(FM3134*Vypocet!$D$24)/$FM$2","v":0},{"$f":"(FN3134*Vypocet!$D$24)/$FN$2","v":0},{"$f":"(FO3134*Vypocet!$D$24)/$FO$2","v":0},{"$f":"(VLOOKUP(A3134,Voda!$B$3:$AC$15,TDDData!C3134+4,0)*4180*(VLOOKUP(A3134,Voda!$B$3:$AC$15,4,0)-VLOOKUP(A3134,Voda!$B$3:$AC$15,3,0)))/3600000","v":0},0,{"$f":"IF(U3134=0,0,IF(Z3134>0,IF(Z3134/1000<U3134,IF(Z3134/1000<=Vypocet!$D$15,IF(U3134<Vypocet!$D$15,U3134-Z3134/1000,Vypocet!$D$15-Z3134/1000),Vypocet!$D$15),0),IF(U3134>Vypocet!$D$15,Vypocet!$D$15,U3134)))","v":0},0,{"$f":"HLOOKUP(Vypocet!$D$11,TDDData!$E:$S,2+TDDData!D3134,0)","v":{"$error":"#N/A"}},1352.32,1081.856,{"$error":"#N/A"},{"$error":"#N/A"},{"$f":"IF(AA3134<0,IF(AC3133>-AA3134,AC3133+AA3134,0),IF(AA3134+AC3133<=Vypocet!$D$18,AA3134+AC3133,Vypocet!$D$18))","v":{"$error":"#N/A"}},{"$error":"#N/A"},{"$f":"IF(AND(AC3134<AC3133,AC3134<>0),AE3133,IF(OR(AND(AC3133=0,AA3134<0),AC3133<-AA3134),IF(AC3133=0,IF(AE3133>-AA3134,AE3133+AA3134,0),IF(AC3133+AE3133>-AA3134,AC3133+AE3133+AA3134,0)),IF(AC3133=Vypocet!$D$18,AE3133+AA3134,AE3133+AA3134-AC3134+AC3133)))","v":{"$error":"#N/A"}},{"$error":"#N/A"},{"$error":"#N/A"},{"$f":"SUM($AF$3:AF3134)","v":{"$error":"#N/A"}},{"$error":"#N/A"},{"$error":"#N/A"},{"$error":"#N/A"},{"$f":"SUM($AJ$3:AJ3134)","v":{"$error":"#N/A"}},{"$error":"#N/A"},{"$error":"#N/A"},{"$error":"#N/A"},{"$f":"IF(AN3134<0,IF(AP3133>-AN3134,AP3133+AN3134,0),IF(AN3134+AP3133<=Vypocet!$D$18,AN3134+AP3133,Vypocet!$D$18))","v":{"$error":"#N/A"}},{"$error":"#N/A"},{"$f":"IF(AND(AP3134<AP3133,AP3134<>0),AR3133,IF(OR(AND(AP3133=0,AN3134<0),AP3133<-AN3134),IF(AP3133=0,IF(AR3133>-AN3134,AR3133+AN3134,0),IF(AP3133+AR3133>-AN3134,AP3133+AR3133+AN3134,0)),IF(AP3133=Vypocet!$D$18,AR3133+AN3134,AR3133+AN3134-AP3134+AP3133)))","v":{"$error":"#N/A"}},{"$error":"#N/A"},{"$error":"#N/A"},{"$f":"SUM($AS$3:AS3134)","v":{"$error":"#N/A"}},{"$error":"#N/A"},{"$error":"#N/A"},{"$error":"#N/A"},{"$f":"SUM($AW$3:AW3134)","v":{"$error":"#N/A"}},{"$f":"IF(V3134=0,IF(U3134=0,IF(AZ3133+Z3134/1000>Vypocet!$D$18,Vypocet!$D$18,AZ3133+Z3134/1000),IF(Z3134/1000+AZ3133-U3134>Vypocet!$D$18,Vypocet!$D$18,Z3134/1000+AZ3133-U3134)),IF(AZ3133=0,0,IF(AZ3133>V3134,AZ3133-V3134,0)))","v":0},0,null,null,null,null,null,null,null,null,null,null,null,null,null,null,null,null,null,null,null,null,null,null,null,null,null,null,null,null,null,null,null,null,null,null,null,null,null,null,null,null,null,null,null,null,null,null,null,null,null,null,null,null,null,null,null,null,null,null,null,null,null,null,null,null,null,null,null,null,null,null,null,null,null,null,null,null,null,null,null,null,null,null,null,null,null,null,null,null,null,null,null,null,null,null,null,null,null,null,null,null,null,null,null,0.4677,0.41893999999999998,0.38052999999999998,0.66154999999999997,0.54251000000000005,0.42671999999999999,0.28244999999999998,0.43876999999999999,0.52007999999999999,0.51649,0.44535000000000002,0.45568999999999998,0.51465000000000005,0.42803999999999998,0]
[5,43964,21,3188,{"$f":"(FA3190*Vypocet!$D$24)/$FA$2","v":0},{"$f":"(FB3190*Vypocet!$D$24)/$FB$2","v":0},{"$f":"(FC3190*Vypocet!$D$24)/$FC$2","v":0},{"$f":"(FD3190*Vypocet!$D$24)/$FD$2","v":0},{"$f":"(FE3190*Vypocet!$D$24)/$FE$2","v":0},{"$f":"(FF3190*Vypocet!$D$24)/$FF$2","v":0},{"$f":"(FG3190*Vypocet!$D$24)/$FG$2","v":0},{"$f":"(FH3190*Vypocet!$D$24)/$FH$2","v":0},{"$f":"(FI3190*Vypocet!$D$24)/$FI$2","v":0},{"$f":"(FJ3190*Vypocet!$D$24)/$FJ$2","v":0},{"$f":"(FK3190*Vypocet!$D$24)/$FK$2","v":0},{"$f":"(FL3190*Vypocet!$D$24)/$FL$2","v":0},{"$f":"(FM3190*Vypocet!$D$24)/$FM$2","v":0},{"$f":"(FN3190*Vypocet!$D$24)/$FN$2","v":0},{"$f":"(FO3190*Vypocet!$D$24)/$FO$2","v":0},{"$f":"(VLOOKUP(A3190,Voda!$B$3:$AC$15,TDDData!C3190+4,0)*4180*(VLOOKUP(A3190,Voda!$B$3:$AC$15,4,0)-VLOOKUP(A3190,Voda!$B$3:$AC$15,3,0)))/3600000","v":0},0,{"$f":"IF(U3190=0,0,IF(Z3190>0,IF(Z3190/1000<U3190,IF(Z3190/1000<=Vypocet!$D$15,IF(U3190<Vypocet!$D$15,U3190-Z3190/1000,Vypocet!$D$15-Z3190/1000),Vypocet!$D$15),0),IF(U3190>Vypocet!$D$15,Vypocet!$D$15,U3190)))","v":0},0,{"$f":"HLOOKUP(Vypocet!$D$11,TDDData!$E:$S,2+TDDData!D3190,0)","v":{"$error":"#N/A"}},0,0,{"$error":"#N/A"},{"$error":"#N/A"},{"$f":"IF(AA3190<0,IF(AC3189>-AA3190,AC3189+AA3190,0),IF(AA3190+AC3189<=Vypocet!$D$18,AA3190+AC3189,Vypocet!$D$18))","v":{"$error":"#N/A"}},{"$error":"#N/A"},{"$f":"IF(AND(AC3190<AC3189,AC3190<>0),AE3189,IF(OR(AND(AC3189=0,AA3190<0),AC3189<-AA3190),IF(AC3189=0,IF(AE3189>-AA3190,AE3189+AA3190,0),IF(AC3189+AE3189>-AA3190,AC3189+AE3189+AA3190,0)),IF(AC3189=Vypocet!$D$18,AE3189+AA3190,AE3189+AA3190-AC3190+AC3189)))","v":{"$error":"#N/A"}},{"$error":"#N/A"},{"$error":"#N/A"},{"$f":"SUM($AF$3:AF3190)","v":{"$error":"#N/A"}},{"$error":"#N/A"},{"$error":"#N/A"},{"$error":"#N/A"},{"$f":"SUM($AJ$3:AJ3190)","v":{"$error":"#N/A"}},{"$error":"#N/A"},{"$error":"#N/A"},{"$error":"#N/A"},{"$f":"IF(AN3190<0,IF(AP3189>-AN3190,AP3189+AN3190,0),IF(AN3190+AP3189<=Vypocet!$D$18,AN3190+AP3189,Vypocet!$D$18))","v":{"$error":"#N/A"}},{"$error":"#N/A"},{"$f":"IF(AND(AP3190<AP3189,AP3190<>0),AR3189,IF(OR(AND(AP3189=0,AN3190<0),AP3189<-AN3190),IF(AP3189=0,IF(AR3189>-AN3190,AR3189+AN3190,0),IF(AP3189+AR3189>-AN3190,AP3189+AR3189+AN3190,0)),IF(AP3189=Vypocet!$D$18,AR3189+AN3190,AR3189+AN3190-AP3190+AP3189)))","v":{"$error":"#N/A"}},{"$error":"#N/A"},{"$error":"#N/A"},{"$f":"SUM($AS$3:AS3190)","v":{"$error":"#N/A"}},{"$error":"#N/A"},{"$error":"#N/A"},{"$error":"#N/A"},{"$f":"SUM($AW$3:AW3190)","v":{"$error":"#N/A"}},{"$f":"IF(V3190=0,IF(U3190=0,IF(AZ3189+Z3190/1000>Vypocet!$D$18,Vypocet!$D$18,AZ3189+Z3190/1000),IF(Z3190/1000+AZ3189-U3190>Vypocet!$D$18,Vypocet!$D$18,Z3190/1000+AZ3189-U3190)),IF(AZ3189=0,0,IF(AZ3189>V3190,AZ3189-V3190,0)))","v":0},0,null,null,null,null,null,null,null,null,null,null,null,null,null,null,null,null,null,null,null,null,null,null,null,null,null,null,null,null,null,null,null,null,null,null,null,null,null,null,null,null,null,null,null,null,null,null,null,null,null,null,null,null,null,null,null,null,null,null,null,null,null,null,null,null,null,null,null,null,null,null,null,null,null,null,null,null,null,null,null,null,null,null,null,null,null,null,null,null,null,null,null,null,null,null,null,null,null,null,null,null,null,null,null,0.52600999999999998,0.40883000000000003,0.35211999999999999,0.56711,0.45291999999999999,0.35780000000000001,0.28225,0.35648999999999997,0.41183999999999998,0.37425000000000003,0.32064999999999999,0.52041000000000004,0.44496999999999998,0.39679999999999999,0.15]
[5,43966,2,3217,{"$f":"(FA3219*Vypocet!$D$24)/$FA$2","v":0},{"$f":"(FB3219*Vypocet!$D$24)/$FB$2","v":0},{"$f":"(FC3219*Vypocet!$D$24)/$FC$2","v":0},{"$f":"(FD3219*Vypocet!$D$24)/$FD$2","v":0},{"$f":"(FE3219*Vypocet!$D$24)/$FE$2","v":0},{"$f":"(FF3219*Vypocet!$D$24)/$FF$2","v":0},{"$f":"(FG3219*Vypocet!$D$24)/$FG$2","v":0},{"$f":"(FH3219*Vypocet!$D$24)/$FH$2","v":0},{"$f":"(FI3219*Vypocet!$D$24)/$FI$2","v":0},{"$f":"(FJ3219*Vypocet!$D$24)/$FJ$2","v":0},{"$f":"(FK3219*Vypocet!$D$24)/$FK$2","v":0},{"$f":"(FL3219*Vypocet!$D$24)/$FL$2","v":0},{"$f":"(FM3219*Vypocet!$D$24)/$FM$2","v":0},{"$f":"(FN3219*Vypocet!$D$24)/$FN$2","v":0},{"$f":"(FO3219*Vypocet!$D$24)/$FO$2","v":0},{"$f":"(VLOOKUP(A3219,Voda!$B$3:$AC$15,TDDData!C3219+4,0)*4180*(VLOOKUP(A3219,Voda!$B$3:$AC$15,4,0)-VLOOKUP(A3219,Voda!$B$3:$AC$15,3,0)))/3600000","v":0},0,{"$f":"IF(U3219=0,0,IF(Z3219>0,IF(Z3219/1000<U3219,IF(Z3219/1000<=Vypocet!$D$15,IF(U3219<Vypocet!$D$15,U3219-Z3219/1000,Vypocet!$D$15-Z3219/1000),Vypocet!$D$15),0),IF(U3219>Vypocet!$D$15,Vypocet!$D$15,U3219)))","v":0},0,{"$f":"HLOOKUP(Vypocet!$D$11,TDDData!$E:$S,2+TDDData!D3219,0)","v":{"$error":"#N/A"}},0,0,{"$error":"#N/A"},{"$error":"#N/A"},{"$f":"IF(AA3219<0,IF(AC3218>-AA3219,AC3218+AA3219,0),IF(AA3219+AC3218<=Vypocet!$D$18,AA3219+AC3218,Vypocet!$D$18))","v":{"$error":"#N/A"}},{"$error":"#N/A"},{"$f":"IF(AND(AC3219<AC3218,AC3219<>0),AE3218,IF(OR(AND(AC3218=0,AA3219<0),AC3218<-AA3219),IF(AC3218=0,IF(AE3218>-AA3219,AE3218+AA3219,0),IF(AC3218+AE3218>-AA3219,AC3218+AE3218+AA3219,0)),IF(AC3218=Vypocet!$D$18,AE3218+AA3219,AE3218+AA3219-AC3219+AC3218)))","v":{"$error":"#N/A"}},{"$error":"#N/A"},{"$error":"#N/A"},{"$f":"SUM($AF$3:AF3219)","v":{"$error":"#N/A"}},{"$error":"#N/A"},{"$error":"#N/A"},{"$error":"#N/A"},{"$f":"SUM($AJ$3:AJ3219)","v":{"$error":"#N/A"}},{"$error":"#N/A"},{"$error":"#N/A"},{"$error":"#N/A"},{"$f":"IF(AN3219<0,IF(AP3218>-AN3219,AP3218+AN3219,0),IF(AN3219+AP3218<=Vypocet!$D$18,AN3219+AP3218,Vypocet!$D$18))","v":{"$error":"#N/A"}},{"$error":"#N/A"},{"$f":"IF(AND(AP3219<AP3218,AP3219<>0),AR3218,IF(OR(AND(AP3218=0,AN3219<0),AP3218<-AN3219),IF(AP3218=0,IF(AR3218>-AN3219,AR3218+AN3219,0),IF(AP3218+AR3218>-AN3219,AP3218+AR3218+AN3219,0)),IF(AP3218=Vypocet!$D$18,AR3218+AN3219,AR3218+AN3219-AP3219+AP3218)))","v":{"$error":"#N/A"}},{"$error":"#N/A"},{"$error":"#N/A"},{"$f":"SUM($AS$3:AS3219)","v":{"$error":"#N/A"}},{"$error":"#N/A"},{"$error":"#N/A"},{"$error":"#N/A"},{"$f":"SUM($AW$3:AW3219)","v":{"$error":"#N/A"}},{"$f":"IF(V3219=0,IF(U3219=0,IF(AZ3218+Z3219/1000>Vypocet!$D$18,Vypocet!$D$18,AZ3218+Z3219/1000),IF(Z3219/1000+AZ3218-U3219>Vypocet!$D$18,Vypocet!$D$18,Z3219/1000+AZ3218-U3219)),IF(AZ3218=0,0,IF(AZ3218>V3219,AZ3218-V3219,0)))","v":0},0,null,null,null,null,null,null,null,null,null,null,null,null,null,null,null,null,null,null,null,null,null,null,null,null,null,null,null,null,null,null,null,null,null,null,null,null,null,null,null,null,null,null,null,null,null,null,null,null,null,null,null,null,null,null,null,null,null,null,null,null,null,null,null,null,null,null,null,null,null,null,null,null,null,null,null,null,null,null,null,null,null,null,null,null,null,null,null,null,null,null,null,null,null,null,null,null,null,null,null,null,null,null,null,0.29430000000000001,0.37131999999999998,0.23899000000000001,0.21473,0.40157999999999999,0.30192999999999998,0.50210999999999995,0.42455999999999999,0.36296,0.42598000000000003,0.50538000000000005,0.40172999999999998,0.23873,0.21312999999999999,1]
[5,43966,19,3234,{"$f":"(FA3236*Vypocet!$D$24)/$FA$2","v":0},{"$f":"(FB3236*Vypocet!$D$24)/$FB$2","v":0},{"$f":"(FC3236*Vypocet!$D$24)/$FC$2","v":0},{"$f":"(FD3236*Vypocet!$D$24)/$FD$2","v":0},{"$f":"(FE3236*Vypocet!$D$24)/$FE$2","v":0},{"$f":"(FF3236*Vypocet!$D$24)/$FF$2","v":0},{"$f":"(FG3236*Vypocet!$D$24)/$FG$2","v":0},{"$f":"(FH3236*Vypocet!$D$24)/$FH$2","v":0},{"$f":"(FI3236*Vypocet!$D$24)/$FI$2","v":0},{"$f":"(FJ3236*Vypocet!$D$24)/$FJ$2","v":0},{"$f":"(FK3236*Vypocet!$D$24)/$FK$2","v":0},{"$f":"(FL3236*Vypocet!$D$24)/$FL$2","v":0},{"$f":"(FM3236*Vypocet!$D$24)/$FM$2","v":0},{"$f":"(FN3236*Vypocet!$D$24)/$FN$2","v":0},{"$f":"(FO3236*Vypocet!$D$24)/$FO$2","v":0},{"$f":"(VLOOKUP(A3236,Voda!$B$3:$AC$15,TDDData!C3236+4,0)*4180*(VLOOKUP(A3236,Voda!$B$3:$AC$15,4,0)-VLOOKUP(A3236,Voda!$B$3:$AC$15,3,0)))/3600000","v":0},0,{"$f":"IF(U3236=0,0,IF(Z3236>0,IF(Z3236/1000<U3236,IF(Z3236/1000<=Vypocet!$D$15,IF(U3236<Vypocet!$D$15,U3236-Z3236/1000,Vypocet!$D$15-Z3236/1000),Vypocet!$D$15),0),IF(U3236>Vypocet!$D$15,Vypocet!$D$15,U3236)))","v":0},0,{"$f":"HLOOKUP(Vypocet!$D$11,TDDData!$E:$S,2+TDDData!D3236,0)","v":{"$error":"#N/A"}},85.92,68.736000000000004,{"$error":"#N/A"},{"$error":"#N/A"},{"$f":"IF(AA3236<0,IF(AC3235>-AA3236,AC3235+AA3236,0),IF(AA3236+AC3235<=Vypocet!$D$18,AA3236+AC3235,Vypocet!$D$18))","v":{"$error":"#N/A"}},{"$error":"#N/A"},{"$f":"IF(AND(AC3236<AC3235,AC3236<>0),AE3235,IF(OR(AND(AC3235=0,AA3236<0),AC3235<-AA3236),IF(AC3235=0,IF(AE3235>-AA3236,AE3235+AA3236,0),IF(AC3235+AE3235>-AA3236,AC3235+AE3235+AA3236,0)),IF(AC3235=Vypocet!$D$18,AE3235+AA3236,AE3235+AA3236-AC3236+AC3235)))","v":{"$error":"#N/A"}},{"$error":"#N/A"},{"$error":"#N/A"},{"$f":"SUM($AF$3:AF3236)","v":{"$error":"#N/A"}},{"$error":"#N/A"},{"$error":"#N/A"},{"$error":"#N/A"},{"$f":"SUM($AJ$3:AJ3236)","v":{"$error":"#N/A"}},{"$error":"#N/A"},{"$error":"#N/A"},{"$error":"#N/A"},{"$f":"IF(AN3236<0,IF(AP3235>-AN3236,AP3235+AN3236,0),IF(AN3236+AP3235<=Vypocet!$D$18,AN3236+AP3235,Vypocet!$D$18))","v":{"$error":"#N/A"}},{"$error":"#N/A"},{"$f":"IF(AND(AP3236<AP3235,AP3236<>0),AR3235,IF(OR(AND(AP3235=0,AN3236<0),AP3235<-AN3236),IF(AP3235=0,IF(AR3235>-AN3236,AR3235+AN3236,0),IF(AP3235+AR3235>-AN3236,AP3235+AR3235+AN3236,0)),IF(AP3235=Vypocet!$D$18,AR3235+AN3236,AR3235+AN3236-AP3236+AP3235)))","v":{"$error":"#N/A"}},{"$error":"#N/A"},{"$error":"#N/A"},{"$f":"SUM($AS$3:AS3236)","v":{"$error":"#N/A"}},{"$error":"#N/A"},{"$error":"#N/A"},{"$error":"#N/A"},{"$f":"SUM($AW$3:AW3236)","v":{"$error":"#N/A"}},{"$f":"IF(V3236=0,IF(U3236=0,IF(AZ3235+Z3236/1000>Vypocet!$D$18,Vypocet!$D$18,AZ3235+Z3236/1000),IF(Z3236/1000+AZ3235-U3236>Vypocet!$D$18,Vypocet!$D$18,Z3236/1000+AZ3235-U3236)),IF(AZ3235=0,0,IF(AZ3235>V3236,AZ3235-V3236,0)))","v":0},0,null,null,null,null,null,null,null,null,null,null,null,null,null,null,null,null,null,null,null,null,null,null,null,null,null,null,null,null,null,null,null,null,null,null,null,null,null,null,null,null,null,null,null,null,null,null,null,null,null,null,null,null,null,null,null,null,null,null,null,null,null,null,null,null,null,null,null,null,null,null,null,null,null,null,null,null,null,null,null,null,null,null,null,null,null,null,null,null,null,null,null,null,null,null,null,null,null,null,null,null,null,null,null,0.60206000000000004,0.45701000000000003,0.38588,0.51275999999999999,0.63204000000000005,0.43614000000000003,0.26915,0.42614999999999997,0.54017000000000004,0.40404000000000001,0.48153000000000001,0.38545000000000001,0.36470999999999998,0.35013,0]
[5,43968,22,3285,{"$f":"(FA3287*Vypocet!$D$24)/$FA$2","v":0},{"$f":"(FB3287*Vypocet!$D$24)/$FB$2","v":0},{"$f":"(FC3287*Vypocet!$D$24)/$FC$2","v":0},{"$f":"(FD3287*Vypocet!$D$24)/$FD$2","v":0},{"$f":"(FE3287*Vypocet!$D$24)/$FE$2","v":0},{"$f":"(FF3287*Vypocet!$D$24)/$FF$2","v":0},{"$f":"(FG3287*Vypocet!$D$24)/$FG$2","v":0},{"$f":"(FH3287*Vypocet!$D$24)/$FH$2","v":0},{"$f":"(FI3287*Vypocet!$D$24)/$FI$2","v":0},{"$f":"(FJ3287*Vypocet!$D$24)/$FJ$2","v":0},{"$f":"(FK3287*Vypocet!$D$24)/$FK$2","v":0},{"$f":"(FL3287*Vypocet!$D$24)/$FL$2","v":0},{"$f":"(FM3287*Vypocet!$D$24)/$FM$2","v":0},{"$f":"(FN3287*Vypocet!$D$24)/$FN$2","v":0},{"$f":"(FO3287*Vypocet!$D$24)/$FO$2","v":0},{"$f":"(VLOOKUP(A3287,Voda!$B$3:$AC$15,TDDData!C3287+4,0)*4180*(VLOOKUP(A3287,Voda!$B$3:$AC$15,4,0)-VLOOKUP(A3287,Voda!$B$3:$AC$15,3,0)))/3600000","v":0},0,{"$f":"IF(U3287=0,0,IF(Z3287>0,IF(Z3287/1000<U3287,IF(Z3287/1000<=Vypocet!$D$15,IF(U3287<Vypocet!$D$15,U3287-Z3287/1000,Vypocet!$D$15-Z3287/1000),Vypocet!$D$15),0),IF(U3287>Vypocet!$D$15,Vypocet!$D$15,U3287)))","v":0},0,{"$f":"HLOOKUP(Vypocet!$D$11,TDDData!$E:$S,2+TDDData!D3287,0)","v":{"$error":"#N/A"}},0,0,{"$error":"#N/A"},{"$error":"#N/A"},{"$f":"IF(AA3287<0,IF(AC3286>-AA3287,AC3286+AA3287,0),IF(AA3287+AC3286<=Vypocet!$D$18,AA3287+AC3286,Vypocet!$D$18))","v":{"$error":"#N/A"}},{"$error":"#N/A"},{"$f":"IF(AND(AC3287<AC3286,AC3287<>0),AE3286,IF(OR(AND(AC3286=0,AA3287<0),AC3286<-AA3287),IF(AC3286=0,IF(AE3286>-AA3287,AE3286+AA3287,0),IF(AC3286+AE3286>-AA3287,AC3286+AE3286+AA3287,0)),IF(AC3286=Vypocet!$D$18,AE3286+AA3287,AE3286+AA3287-AC3287+AC3286)))","v":{"$error":"#N/A"}},{"$error":"#N/A"},{"$error":"#N/A"},{"$f":"SUM($AF$3:AF3287)","v":{"$error":"#N/A"}},{"$error":"#N/A"},{"$error":"#N/A"},{"$error":"#N/A"},{"$f":"SUM($AJ$3:AJ3287)","v":{"$error":"#N/A"}},{"$error":"#N/A"},{"$error":"#N/A"},{"$error":"#N/A"},{"$f":"IF(AN3287<0,IF(AP3286>-AN3287,AP3286+AN3287,0),IF(AN3287+AP3286<=Vypocet!$D$18,AN3287+AP3286,Vypocet!$D$18))","v":{"$error":"#N/A"}},{"$error":"#N/A"},{"$f":"IF(AND(AP3287<AP3286,AP3287<>0),AR3286,IF(OR(AND(AP3286=0,AN3287<0),AP3286<-AN3287),IF(AP3286=0,IF(AR3286>-AN3287,AR3286+AN3287,0),IF(AP3286+AR3286>-AN3287,AP3286+AR3286+AN3287,0)),IF(AP3286=Vypocet!$D$18,AR3286+AN3287,AR3286+AN3287-AP3287+AP3286)))","v":{"$error":"#N/A"}},{"$error":"#N/A"},{"$error":"#N/A"},{"$f":"SUM($AS$3:AS3287)","v":{"$error":"#N/A"}},{"$error":"#N/A"},{"$error":"#N/A"},{"$error":"#N/A"},{"$f":"SUM($AW$3:AW3287)","v":{"$error":"#N/A"}},{"$f":"IF(V3287=0,IF(U3287=0,IF(AZ3286+Z3287/1000>Vypocet!$D$18,Vypocet!$D$18,AZ3286+Z3287/1000),IF(Z3287/1000+AZ3286-U3287>Vypocet!$D$18,Vypocet!$D$18,Z3287/1000+AZ3286-U3287)),IF(AZ3286=0,0,IF(AZ3286>V3287,AZ3286-V3287,0)))","v":0},0,null,null,null,null,null,null,null,null,null,null,null,null,null,null,null,null,null,null,null,null,null,null,null,null,null,null,null,null,null,null,null,null,null,null,null,null,null,null,null,null,null,null,null,null,null,null,null,null,null,null,null,null,null,null,null,null,null,null,null,null,null,null,null,null,null,null,null,null,null,null,null,null,null,null,null,null,null,null,null,null,null,null,null,null,null,null,null,null,null,null,null,null,null,null,null,null,null,null,null,null,null,null,null,0.45461000000000001,0.42819000000000002,0.35036,0.50878999999999996,0.39043,0.32550000000000001,0.24771000000000001,0.43129000000000001,0.42570999999999998,0.35851,0.30249999999999999,0.34675,0.57535999999999998,0.37223000000000001,1]
[5,43970,9,3320,{"$f":"(FA3322*Vypocet!$D$24)/$FA$2","v":0},{"$f":"(FB3322*Vypocet!$D$24)/$FB$2","v":0},{"$f":"(FC3322*Vypocet!$D$24)/$FC$2","v":0},{"$f":"(FD3322*Vypocet!$D$24)/$FD$2","v":0},{"$f":"(FE3322*Vypocet!$D$24)/$FE$2","v":0},{"$f":"(FF3322*Vypocet!$D$24)/$FF$2","v":0},{"$f":"(FG3322*Vypocet!$D$24)/$FG$2","v":0},{"$f":"(FH3322*Vypocet!$D$24)/$FH$2","v":0},{"$f":"(FI3322*Vypocet!$D$24)/$FI$2","v":0},{"$f":"(FJ3322*Vypocet!$D$24)/$FJ$2","v":0},{"$f":"(FK3322*Vypocet!$D$24)/$FK$2","v":0},{"$f":"(FL3322*Vypocet!$D$24)/$FL$2","v":0},{"$f":"(FM3322*Vypocet!$D$24)/$FM$2","v":0},{"$f":"(FN3322*Vypocet!$D$24)/$FN$2","v":0},{"$f":"(FO3322*Vypocet!$D$24)/$FO$2","v":0},{"$f":"(VLOOKUP(A3322,Voda!$B$3:$AC$15,TDDData!C3322+4,0)*4180*(VLOOKUP(A3322,Voda!$B$3:$AC$15,4,0)-VLOOKUP(A3322,Voda!$B$3:$AC$15,3,0)))/3600000","v":0},0,{"$f":"IF(U3322=0,0,IF(Z3322>0,IF(Z3322/1000<U3322,IF(Z3322/1000<=Vypocet!$D$15,IF(U3322<Vypocet!$D$15,U3322-Z3322/1000,Vypocet!$D$15-Z3322/1000),Vypocet!$D$15),0),IF(U3322>Vypocet!$D$15,Vypocet!$D$15,U3322)))","v":0},0,{"$f":"HLOOKUP(Vypocet!$D$11,TDDData!$E:$S,2+TDDData!D3322,0)","v":{"$error":"#N/A"}},415.6,332.48,{"$error":"#N/A"},{"$error":"#N/A"},{"$f":"IF(AA3322<0,IF(AC3321>-AA3322,AC3321+AA3322,0),IF(AA3322+AC3321<=Vypocet!$D$18,AA3322+AC3321,Vypocet!$D$18))","v":{"$error":"#N/A"}},{"$error":"#N/A"},{"$f":"IF(AND(AC3322<AC3321,AC3322<>0),AE3321,IF(OR(AND(AC3321=0,AA3322<0),AC3321<-AA3322),IF(AC3321=0,IF(AE3321>-AA3322,AE3321+AA3322,0),IF(AC3321+AE3321>-AA3322,AC3321+AE3321+AA3322,0)),IF(AC3321=Vypocet!$D$18,AE3321+AA3322,AE3321+AA3322-AC3322+AC3321)))","v":{"$error":"#N/A"}},{"$error":"#N/A"},{"$error":"#N/A"},{"$f":"SUM($AF$3:AF3322)","v":{"$error":"#N/A"}},{"$error":"#N/A"},{"$error":"#N/A"},{"$error":"#N/A"},{"$f":"SUM($AJ$3:AJ3322)","v":{"$error":"#N/A"}},{"$error":"#N/A"},{"$error":"#N/A"},{"$error":"#N/A"},{"$f":"IF(AN3322<0,IF(AP3321>-AN3322,AP3321+AN3322,0),IF(AN3322+AP3321<=Vypocet!$D$18,AN3322+AP3321,Vypocet!$D$18))","v":{"$error":"#N/A"}},{"$error":"#N/A"},{"$f":"IF(AND(AP3322<AP3321,AP3322<>0),AR3321,IF(OR(AND(AP3321=0,AN3322<0),AP3321<-AN3322),IF(AP3321=0,IF(AR3321>-AN3322,AR3321+AN3322,0),IF(AP3321+AR3321>-AN3322,AP3321+AR3321+AN3322,0)),IF(AP3321=Vypocet!$D$18,AR3321+AN3322,AR3321+AN3322-AP3322+AP3321)))","v":{"$error":"#N/A"}},{"$error":"#N/A"},{"$error":"#N/A"},{"$f":"SUM($AS$3:AS3322)","v":{"$error":"#N/A"}},{"$error":"#N/A"},{"$error":"#N/A"},{"$error":"#N/A"},{"$f":"SUM($AW$3:AW3322)","v":{"$error":"#N/A"}},{"$f":"IF(V3322=0,IF(U3322=0,IF(AZ3321+Z3322/1000>Vypocet!$D$18,Vypocet!$D$18,AZ3321+Z3322/1000),IF(Z3322/1000+AZ3321-U3322>Vypocet!$D$18,Vypocet!$D$18,Z3322/1000+AZ3321-U3322)),IF(AZ3321=0,0,IF(AZ3321>V3322,AZ3321-V3322,0)))","v":0},0,null,null,null,null,null,null,null,null,null,null,null,null,null,null,null,null,null,null,null,null,null,null,null,null,null,null,null,null,null,null,null,null,null,null,null,null,null,null,null,null,null,null,null,null,null,null,null,null,null,null,null,null,null,null,null,null,null,null,null,null,null,null,null,null,null,null,null,null,null,null,null,null,null,null,null,null,null,null,null,null,null,null,null,null,null,null,null,null,null,null,null,null,null,null,null,null,null,null,null,null,null,null,null,0.68376000000000003,0.63700000000000001,0.45173999999999997,0.33559,0.27566000000000002,0.27949000000000002,0.23202999999999999,0.19783000000000001,0.26589000000000002,0.24060000000000001,0.20219000000000001,0.25658999999999998,0.25118000000000001,0.25935000000000002,0]
[5,43971,2,3337,{"$f":"(FA3339*Vypocet!$D$24)/$FA$2","v":0},{"$f":"(FB3339*Vypocet!$D$24)/$FB$2","v":0},{"$f":"(FC3339*Vypocet!$D$24)/$FC$2","v":0},{"$f":"(FD3339*Vypocet!$D$24)/$FD$2","v":0},{"$f":"(FE3339*Vypocet!$D$24)/$FE$2","v":0},{"$f":"(FF3339*Vypocet!$D$24)/$FF$2","v":0},{"$f":"(FG3339*Vypocet!$D$24)/$FG$2","v":0},{"$f":"(FH3339*Vypocet!$D$24)/$FH$2","v":0},{"$f":"(FI3339*Vypocet!$D$24)/$FI$2","v":0},{"$f":"(FJ3339*Vypocet!$D$24)/$FJ$2","v":0},{"$f":"(FK3339*Vypocet!$D$24)/$FK$2","v":0},{"$f":"(FL3339*Vypocet!$D$24)/$FL$2","v":0},{"$f":"(FM3339*Vypocet!$D$24)/$FM$2","v":0},{"$f":"(FN3339*Vypocet!$D$24)/$FN$2","v":0},{"$f":"(FO3339*Vypocet!$D$24)/$FO$2","v":0},{"$f":"(VLOOKUP(A3339,Voda!$B$3:$AC$15,TDDData!C3339+4,0)*4180*(VLOOKUP(A3339,Voda!$B$3:$AC$15,4,0)-VLOOKUP(A3339,Voda!$B$3:$AC$15,3,0)))/3600000","v":0},0,{"$f":"IF(U3339=0,0,IF(Z3339>0,IF(Z3339/1000<U3339,IF(Z3339/1000<=Vypocet!$D$15,IF(U3339<Vypocet!$D$15,U3339-Z3339/1000,Vypocet!$D$15-Z3339/1000),Vypocet!$D$15),0),IF(U3339>Vypocet!$D$15,Vypocet!$D$15,U3339)))","v":0},0,{"$f":"HLOOKUP(Vypocet!$D$11,TDDData!$E:$S,2+TDDData!D3339,0)","v":{"$error":"#N/A"}},0,0,{"$error":"#N/A"},{"$error":"#N/A"},{"$f":"IF(AA3339<0,IF(AC3338>-AA3339,AC3338+AA3339,0),IF(AA3339+AC3338<=Vypocet!$D$18,AA3339+AC3338,Vypocet!$D$18))","v":{"$error":"#N/A"}},{"$error":"#N/A"},{"$f":"IF(AND(AC3339<AC3338,AC3339<>0),AE3338,IF(OR(AND(AC3338=0,AA3339<0),AC3338<-AA3339),IF(AC3338=0,IF(AE3338>-AA3339,AE3338+AA3339,0),IF(AC3338+AE3338>-AA3339,AC3338+AE3338+AA3339,0)),IF(AC3338=Vypocet!$D$18,AE3338+AA3339,AE3338+AA3339-AC3339+AC3338)))","v":{"$error":"#N/A"}},{"$error":"#N/A"},{"$error":"#N/A"},{"$f":"SUM($AF$3:AF3339)","v":{"$error":"#N/A"}},{"$error":"#N/A"},{"$error":"#N/A"},{"$error":"#N/A"},{"$f":"SUM($AJ$3:AJ3339)","v":{"$error":"#N/A"}},{"$error":"#N/A"},{"$error":"#N/A"},{"$error":"#N/A"},{"$f":"IF(AN3339<0,IF(AP3338>-AN3339,AP3338+AN3339,0),IF(AN3339+AP3338<=Vypocet!$D$18,AN3339+AP3338,Vypocet!$D$18))","v":{"$error":"#N/A"}},{"$error":"#N/A"},{"$f":"IF(AND(AP3339<AP3338,AP3339<>0),AR3338,IF(OR(AND(AP3338=0,AN3339<0),AP3338<-AN3339),IF(AP3338=0,IF(AR3338>-AN3339,AR3338+AN3339,0),IF(AP3338+AR3338>-AN3339,AP3338+AR3338+AN3339,0)),IF(AP3338=Vypocet!$D$18,AR3338+AN3339,AR3338+AN3339-AP3339+AP3338)))","v":{"$error":"#N/A"}},{"$error":"#N/A"},{"$error":"#N/A"},{"$f":"SUM($AS$3:AS3339)","v":{"$error":"#N/A"}},{"$error":"#N/A"},{"$error":"#N/A"},{"$error":"#N/A"},{"$f":"SUM($AW$3:AW3339)","v":{"$error":"#N/A"}},{"$f":"IF(V3339=0,IF(U3339=0,IF(AZ3338+Z3339/1000>Vypocet!$D$18,Vypocet!$D$18,AZ3338+Z3339/1000),IF(Z3339/1000+AZ3338-U3339>Vypocet!$D$18,Vypocet!$D$18,Z3339/1000+AZ3338-U3339)),IF(AZ3338=0,0,IF(AZ3338>V3339,AZ3338-V3339,0)))","v":0},0,null,null,null,null,null,null,null,null,null,null,null,null,null,null,null,null,null,null,null,null,null,null,null,null,null,null,null,null,null,null,null,null,null,null,null,null,null,null,null,null,null,null,null,null,null,null,null,null,null,null,null,null,null,null,null,null,null,null,null,null,null,null,null,null,null,null,null,null,null,null,null,null,null,null,null,null,null,null,null,null,null,null,null,null,null,null,null,null,null,null,null,null,null,null,null,null,null,null,null,null,null,null,null,0.29737000000000002,0.36081999999999997,0.22477,0.21062,0.39199000000000001,0.27277000000000001,0.47183000000000003,0.41982000000000003,0.35641,0.43153999999999998,0.49819999999999998,0.43026999999999999,0.24212,0.20735000000000001,1]
[5,43972,13,3372,{"$f":"(FA3374*Vypocet!$D$24)/$FA$2","v":0},{"$f":"(FB3374*Vypocet!$D$24)/$FB$2","v":0},{"$f":"(FC3374*Vypocet!$D$24)/$FC$2","v":0},{"$f":"(FD3374*Vypocet!$D$24)/$FD$2","v":0},{"$f":"(FE3374*Vypocet!$D$24)/$FE$2","v":0},{"$f":"(FF3374*Vypocet!$D$24)/$FF$2","v":0},{"$f":"(FG3374*Vypocet!$D$24)/$FG$2","v":0},{"$f":"(FH3374*Vypocet!$D$24)/$FH$2","v":0},{"$f":"(FI3374*Vypocet!$D$24)/$FI$2","v":0},{"$f":"(FJ3374*Vypocet!$D$24)/$FJ$2","v":0},{"$f":"(FK3374*Vypocet!$D$24)/$FK$2","v":0},{"$f":"(FL3374*Vypocet!$D$24)/$FL$2","v":0},{"$f":"(FM3374*Vypocet!$D$24)/$FM$2","v":0},{"$f":"(FN3374*Vypocet!$D$24)/$FN$2","v":0},{"$f":"(FO3374*Vypocet!$D$24)/$FO$2","v":0},{"$f":"(VLOOKUP(A3374,Voda!$B$3:$AC$15,TDDData!C3374+4,0)*4180*(VLOOKUP(A3374,Voda!$B$3:$AC$15,4,0)-VLOOKUP(A3374,Voda!$B$3:$AC$15,3,0)))/3600000","v":0},0,{"$f":"IF(U3374=0,0,IF(Z3374>0,IF(Z3374/1000<U3374,IF(Z3374/1000<=Vypocet!$D$15,IF(U3374<Vypocet!$D$15,U3374-Z3374/1000,Vypocet!$D$15-Z3374/1000),Vypocet!$D$15),0),IF(U3374>Vypocet!$D$15,Vypocet!$D$15,U3374)))","v":0},0,{"$f":"HLOOKUP(Vypocet!$D$11,TDDData!$E:$S,2+TDDData!D3374,0)","v":{"$error":"#N/A"}},693.56,554.84799999999996,{"$error":"#N/A"},{"$error":"#N/A"},{"$f":"IF(AA3374<0,IF(AC3373>-AA3374,AC3373+AA3374,0),IF(AA3374+AC3373<=Vypocet!$D$18,AA3374+AC3373,Vypocet!$D$18))","v":{"$error":"#N/A"}},{"$error":"#N/A"},{"$f":"IF(AND(AC3374<AC3373,AC3374<>0),AE3373,IF(OR(AND(AC3373=0,AA3374<0),AC3373<-AA3374),IF(AC3373=0,IF(AE3373>-AA3374,AE3373+AA3374,0),IF(AC3373+AE3373>-AA3374,AC3373+AE3373+AA3374,0)),IF(AC3373=Vypocet!$D$18,AE3373+AA3374,AE3373+AA3374-AC3374+AC3373)))","v":{"$error":"#N/A"}},{"$error":"#N/A"},{"$error":"#N/A"},{"$f":"SUM($AF$3:AF3374)","v":{"$error":"#N/A"}},{"$error":"#N/A"},{"$error":"#N/A"},{"$error":"#N/A"},{"$f":"SUM($AJ$3:AJ3374)","v":{"$error":"#N/A"}},{"$error":"#N/A"},{"$error":"#N/A"},{"$error":"#N/A"},{"$f":"IF(AN3374<0,IF(AP3373>-AN3374,AP3373+AN3374,0),IF(AN3374+AP3373<=Vypocet!$D$18,AN3374+AP3373,Vypocet!$D$18))","v":{"$error":"#N/A"}},{"$error":"#N/A"},{"$f":"IF(AND(AP3374<AP3373,AP3374<>0),AR3373,IF(OR(AND(AP3373=0,AN3374<0),AP3373<-AN3374),IF(AP3373=0,IF(AR3373>-AN3374,AR3373+AN3374,0),IF(AP3373+AR3373>-AN3374,AP3373+AR3373+AN3374,0)),IF(AP3373=Vypocet!$D$18,AR3373+AN3374,AR3373+AN3374-AP3374+AP3373)))","v":{"$error":"#N/A"}},{"$error":"#N/A"},{"$error":"#N/A"},{"$f":"SUM($AS$3:AS3374)","v":{"$error":"#N/A"}},{"$error":"#N/A"},{"$error":"#N/A"},{"$error":"#N/A"},{"$f":"SUM($AW$3:AW3374)","v":{"$error":"#N/A"}},{"$f":"IF(V3374=0,IF(U3374=0,IF(AZ3373+Z3374/1000>Vypocet!$D$18,Vypocet!$D$18,AZ3373+Z3374/1000),IF(Z3374/1000+AZ3373-U3374>Vypocet!$D$18,Vypocet!$D$18,Z3374/1000+AZ3373-U3374)),IF(AZ3373=0,0,IF(AZ3373>V3374,AZ3373-V3374,0)))","v":0},0,null,null,null,null,null,null,null,null,null,null,null,null,null,null,null,null,null,null,null,null,null,null,null,null,null,null,null,null,null,null,null,null,null,null,null,null,null,null,null,null,null,null,null,null,null,null,null,null,null,null,null,null,null,null,null,null,null,null,null,null,null,null,null,null,null,null,null,null,null,null,null,null,null,null,null,null,null,null,null,null,null,null,null,null,null,null,null,null,null,null,null,null,null,null,null,null,null,null,null,null,null,null,null,0.77537,0.66510000000000002,0.48943999999999999,0.38355,0.27866000000000002,0.29032999999999998,0.32138,0.21398,0.35393000000000002,0.45025999999999999,0.24829999999999999,0.27542,0.34181,0.25757999999999998,0]
[5,43974,16,3423,{"$f":"(FA3425*Vypocet!$D$24)/$FA$2","v":0},{"$f":"(FB3425*Vypocet!$D$24)/$FB$2","v":0},{"$f":"(FC3425*Vypocet!$D$24)/$FC$2","v":0},{"$f":"(FD3425*Vypocet!$D$24)/$FD$2","v":0},{"$f":"(FE3425*Vypocet!$D$24)/$FE$2","v":0},{"$f":"(FF3425*Vypocet!$D$24)/$FF$2","v":0},{"$f":"(FG3425*Vypocet!$D$24)/$FG$2","v":0},{"$f":"(FH3425*Vypocet!$D$24)/$FH$2","v":0},{"$f":"(FI3425*Vypocet!$D$24)/$FI$2","v":0},{"$f":"(FJ3425*Vypocet!$D$24)/$FJ$2","v":0},{"$f":"(FK3425*Vypocet!$D$24)/$FK$2","v":0},{"$f":"(FL3425*Vypocet!$D$24)/$FL$2","v":0},{"$f":"(FM3425*Vypocet!$D$24)/$FM$2","v":0},{"$f":"(FN3425*Vypocet!$D$24)/$FN$2","v":0},{"$f":"(FO3425*Vypocet!$D$24)/$FO$2","v":0},{"$f":"(VLOOKUP(A3425,Voda!$B$3:$AC$15,TDDData!C3425+4,0)*4180*(VLOOKUP(A3425,Voda!$B$3:$AC$15,4,0)-VLOOKUP(A3425,Voda!$B$3:$AC$15,3,0)))/3600000","v":0},0,{"$f":"IF(U3425=0,0,IF(Z3425>0,IF(Z3425/1000<U3425,IF(Z3425/1000<=Vypocet!$D$15,IF(U3425<Vypocet!$D$15,U3425-Z3425/1000,Vypocet!$D$15-Z3425/1000),Vypocet!$D$15),0),IF(U3425>Vypocet!$D$15,Vypocet!$D$15,U3425)))","v":0},0,{"$f":"HLOOKUP(Vypocet!$D$11,TDDData!$E:$S,2+TDDData!D3425,0)","v":{"$error":"#N/A"}},922.42,737.93600000000004,{"$error":"#N/A"},{"$error":"#N/A"},{"$f":"IF(AA3425<0,IF(AC3424>-AA3425,AC3424+AA3425,0),IF(AA3425+AC3424<=Vypocet!$D$18,AA3425+AC3424,Vypocet!$D$18))","v":{"$error":"#N/A"}},{"$error":"#N/A"},{"$f":"IF(AND(AC3425<AC3424,AC3425<>0),AE3424,IF(OR(AND(AC3424=0,AA3425<0),AC3424<-AA3425),IF(AC3424=0,IF(AE3424>-AA3425,AE3424+AA3425,0),IF(AC3424+AE3424>-AA3425,AC3424+AE3424+AA3425,0)),IF(AC3424=Vypocet!$D$18,AE3424+AA3425,AE3424+AA3425-AC3425+AC3424)))","v":{"$error":"#N/A"}},{"$error":"#N/A"},{"$error":"#N/A"},{"$f":"SUM($AF$3:AF3425)","v":{"$error":"#N/A"}},{"$error":"#N/A"},{"$error":"#N/A"},{"$error":"#N/A"},{"$f":"SUM($AJ$3:AJ3425)","v":{"$error":"#N/A"}},{"$error":"#N/A"},{"$error":"#N/A"},{"$error":"#N/A"},{"$f":"IF(AN3425<0,IF(AP3424>-AN3425,AP3424+AN3425,0),IF(AN3425+AP3424<=Vypocet!$D$18,AN3425+AP3424,Vypocet!$D$18))","v":{"$error":"#N/A"}},{"$error":"#N/A"},{"$f":"IF(AND(AP3425<AP3424,AP3425<>0),AR3424,IF(OR(AND(AP3424=0,AN3425<0),AP3424<-AN3425),IF(AP3424=0,IF(AR3424>-AN3425,AR3424+AN3425,0),IF(AP3424+AR3424>-AN3425,AP3424+AR3424+AN3425,0)),IF(AP3424=Vypocet!$D$18,AR3424+AN3425,AR3424+AN3425-AP3425+AP3424)))","v":{"$error":"#N/A"}},{"$error":"#N/A"},{"$error":"#N/A"},{"$f":"SUM($AS$3:AS3425)","v":{"$error":"#N/A"}},{"$error":"#N/A"},{"$error":"#N/A"},{"$error":"#N/A"},{"$f":"SUM($AW$3:AW3425)","v":{"$error":"#N/A"}},{"$f":"IF(V3425=0,IF(U3425=0,IF(AZ3424+Z3425/1000>Vypocet!$D$18,Vypocet!$D$18,AZ3424+Z3425/1000),IF(Z3425/1000+AZ3424-U3425>Vypocet!$D$18,Vypocet!$D$18,Z3425/1000+AZ3424-U3425)),IF(AZ3424=0,0,IF(AZ3424>V3425,AZ3424-V3425,0)))","v":0},0,null,null,null,null,null,null,null,null,null,null,null,null,null,null,null,null,null,null,null,null,null,null,null,null,null,null,null,null,null,null,null,null,null,null,null,null,null,null,null,null,null,null,null,null,null,null,null,null,null,null,null,null,null,null,null,null,null,null,null,null,null,null,null,null,null,null,null,null,null,null,null,null,null,null,null,null,null,null,null,null,null,null,null,null,null,null,null,null,null,null,null,null,null,null,null,null,null,null,null,null,null,null,null,0.65061999999999998,0.57164000000000004,0.46462999999999999,0.38651999999999997,0.45609,0.45456999999999997,0.33104,0.51543000000000005,0.60124999999999995,0.61326000000000003,0.48552000000000001,0.52271999999999996,0.35113,0.31927,0]
[5,43975,9,3440,{"$f":"(FA3442*Vypocet!$D$24)/$FA$2","v":0},{"$f":"(FB3442*Vypocet!$D$24)/$FB$2","v":0},{"$f":"(FC3442*Vypocet!$D$24)/$FC$2","v":0},{"$f":"(FD3442*Vypocet!$D$24)/$FD$2","v":0},{"$f":"(FE3442*Vypocet!$D$24)/$FE$2","v":0},{"$f":"(FF3442*Vypocet!$D$24)/$FF$2","v":0},{"$f":"(FG3442*Vypocet!$D$24)/$FG$2","v":0},{"$f":"(FH3442*Vypocet!$D$24)/$FH$2","v":0},{"$f":"(FI3442*Vypocet!$D$24)/$FI$2","v":0},{"$f":"(FJ3442*Vypocet!$D$24)/$FJ$2","v":0},{"$f":"(FK3442*Vypocet!$D$24)/$FK$2","v":0},{"$f":"(FL3442*Vypocet!$D$24)/$FL$2","v":0},{"$f":"(FM3442*Vypocet!$D$24)/$FM$2","v":0},{"$f":"(FN3442*Vypocet!$D$24)/$FN$2","v":0},{"$f":"(FO3442*Vypocet!$D$24)/$FO$2","v":0},{"$f":"(VLOOKUP(A3442,Voda!$B$3:$AC$15,TDDData!C3442+4,0)*4180*(VLOOKUP(A3442,Voda!$B$3:$AC$15,4,0)-VLOOKUP(A3442,Voda!$B$3:$AC$15,3,0)))/3600000","v":0},0,{"$f":"IF(U3442=0,0,IF(Z3442>0,IF(Z3442/1000<U3442,IF(Z3442/1000<=Vypocet!$D$15,IF(U3442<Vypocet!$D$15,U3442-Z3442/1000,Vypocet!$D$15-Z3442/1000),Vypocet!$D$15),0),IF(U3442>Vypocet!$D$15,Vypocet!$D$15,U3442)))","v":0},0,{"$f":"HLOOKUP(Vypocet!$D$11,TDDData!$E:$S,2+TDDData!D3442,0)","v":{"$error":"#N/A"}},917.92,734.33600000000001,{"$error":"#N/A"},{"$error":"#N/A"},{"$f":"IF(AA3442<0,IF(AC3441>-AA3442,AC3441+AA3442,0),IF(AA3442+AC3441<=Vypocet!$D$18,AA3442+AC3441,Vypocet!$D$18))","v":{"$error":"#N/A"}},{"$error":"#N/A"},{"$f":"IF(AND(AC3442<AC3441,AC3442<>0),AE3441,IF(OR(AND(AC3441=0,AA3442<0),AC3441<-AA3442),IF(AC3441=0,IF(AE3441>-AA3442,AE3441+AA3442,0),IF(AC3441+AE3441>-AA3442,AC3441+AE3441+AA3442,0)),IF(AC3441=Vypocet!$D$18,AE3441+AA3442,AE3441+AA3442-AC3442+AC3441)))","v":{"$error":"#N/A"}},{"$error":"#N/A"},{"$error":"#N/A"},{"$f":"SUM($AF$3:AF3442)","v":{"$error":"#N/A"}},{"$error":"#N/A"},{"$error":"#N/A"},{"$error":"#N/A"},{"$f":"SUM($AJ$3:AJ3442)","v":{"$error":"#N/A"}},{"$error":"#N/A"},{"$error":"#N/A"},{"$error":"#N/A"},{"$f":"IF(AN3442<0,IF(AP3441>-AN3442,AP3441+AN3442,0),IF(AN3442+AP3441<=Vypocet!$D$18,AN3442+AP3441,Vypocet!$D$18))","v":{"$error":"#N/A"}},{"$error":"#N/A"},{"$f":"IF(AND(AP3442<AP3441,AP3442<>0),AR3441,IF(OR(AND(AP3441=0,AN3442<0),AP3441<-AN3442),IF(AP3441=0,IF(AR3441>-AN3442,AR3441+AN3442,0),IF(AP3441+AR3441>-AN3442,AP3441+AR3441+AN3442,0)),IF(AP3441=Vypocet!$D$18,AR3441+AN3442,AR3441+AN3442-AP3442+AP3441)))","v":{"$error":"#N/A"}},{"$error":"#N/A"},{"$error":"#N/A"},{"$f":"SUM($AS$3:AS3442)","v":{"$error":"#N/A"}},{"$error":"#N/A"},{"$error":"#N/A"},{"$error":"#N/A"},{"$f":"SUM($AW$3:AW3442)","v":{"$error":"#N/A"}},{"$f":"IF(V3442=0,IF(U3442=0,IF(AZ3441+Z3442/1000>Vypocet!$D$18,Vypocet!$D$18,AZ3441+Z3442/1000),IF(Z3442/1000+AZ3441-U3442>Vypocet!$D$18,Vypocet!$D$18,Z3442/1000+AZ3441-U3442)),IF(AZ3441=0,0,IF(AZ3441>V3442,AZ3441-V3442,0)))","v":0},0,null,null,null,null,null,null,null,null,null,null,null,null,null,null,null,null,null,null,null,null,null,null,null,null,null,null,null,null,null,null,null,null,null,null,null,null,null,null,null,null,null,null,null,null,null,null,null,null,null,null,null,null,null,null,null,null,null,null,null,null,null,null,null,null,null,null,null,null,null,null,null,null,null,null,null,null,null,null,null,null,null,null,null,null,null,null,null,null,null,null,null,null,null,null,null,null,null,null,null,null,null,null,null,0.48266999999999999,0.44792999999999999,0.34558,0.48113,0.49704999999999999,0.41070000000000001,0.27565000000000001,0.36875999999999998,0.40468999999999999,0.37679000000000001,0.39545999999999998,0.38895999999999997,0.35315999999999997,0.33449000000000001,0]
[5,43976,20,3475,{"$f":"(FA3477*Vypocet!$D$24)/$FA$2","v":0},{"$f":"(FB3477*Vypocet!$D$24)/$FB$2","v":0},{"$f":"(FC3477*Vypocet!$D$24)/$FC$2","v":0},{"$f":"(FD3477*Vypocet!$D$24)/$FD$2","v":0},{"$f":"(FE3477*Vypocet!$D$24)/$FE$2","v":0},{"$f":"(FF3477*Vypocet!$D$24)/$FF$2","v":0},{"$f":"(FG3477*Vypocet!$D$24)/$FG$2","v":0},{"$f":"(FH3477*Vypocet!$D$24)/$FH$2","v":0},{"$f":"(FI3477*Vypocet!$D$24)/$FI$2","v":0},{"$f":"(FJ3477*Vypocet!$D$24)/$FJ$2","v":0},{"$f":"(FK3477*Vypocet!$D$24)/$FK$2","v":0},{"$f":"(FL3477*Vypocet!$D$24)/$FL$2","v":0},{"$f":"(FM3477*Vypocet!$D$24)/$FM$2","v":0},{"$f":"(FN3477*Vypocet!$D$24)/$FN$2","v":0},{"$f":"(FO3477*Vypocet!$D$24)/$FO$2","v":0},{"$f":"(VLOOKUP(A3477,Voda!$B$3:$AC$15,TDDData!C3477+4,0)*4180*(VLOOKUP(A3477,Voda!$B$3:$AC$15,4,0)-VLOOKUP(A3477,Voda!$B$3:$AC$15,3,0)))/3600000","v":0},0,{"$f":"IF(U3477=0,0,IF(Z3477>0,IF(Z3477/1000<U3477,IF(Z3477/1000<=Vypocet!$D$15,IF(U3477<Vypocet!$D$15,U3477-Z3477/1000,Vypocet!$D$15-Z3477/1000),Vypocet!$D$15),0),IF(U3477>Vypocet!$D$15,Vypocet!$D$15,U3477)))","v":0},0,{"$f":"HLOOKUP(Vypocet!$D$11,TDDData!$E:$S,2+TDDData!D3477,0)","v":{"$error":"#N/A"}},26.16,20.928000000000001,{"$error":"#N/A"},{"$error":"#N/A"},{"$f":"IF(AA3477<0,IF(AC3476>-AA3477,AC3476+AA3477,0),IF(AA3477+AC3476<=Vypocet!$D$18,AA3477+AC3476,Vypocet!$D$18))","v":{"$error":"#N/A"}},{"$error":"#N/A"},{"$f":"IF(AND(AC3477<AC3476,AC3477<>0),AE3476,IF(OR(AND(AC3476=0,AA3477<0),AC3476<-AA3477),IF(AC3476=0,IF(AE3476>-AA3477,AE3476+AA3477,0),IF(AC3476+AE3476>-AA3477,AC3476+AE3476+AA3477,0)),IF(AC3476=Vypocet!$D$18,AE3476+AA3477,AE3476+AA3477-AC3477+AC3476)))","v":{"$error":"#N/A"}},{"$error":"#N/A"},{"$error":"#N/A"},{"$f":"SUM($AF$3:AF3477)","v":{"$error":"#N/A"}},{"$error":"#N/A"},{"$error":"#N/A"},{"$error":"#N/A"},{"$f":"SUM($AJ$3:AJ3477)","v":{"$error":"#N/A"}},{"$error":"#N/A"},{"$error":"#N/A"},{"$error":"#N/A"},{"$f":"IF(AN3477<0,IF(AP3476>-AN3477,AP3476+AN3477,0),IF(AN3477+AP3476<=Vypocet!$D$18,AN3477+AP3476,Vypocet!$D$18))","v":{"$error":"#N/A"}},{"$error":"#N/A"},{"$f":"IF(AND(AP3477<AP3476,AP3477<>0),AR3476,IF(OR(AND(AP3476=0,AN3477<0),AP3476<-AN3477),IF(AP3476=0,IF(AR3476>-AN3477,AR3476+AN3477,0),IF(AP3476+AR3476>-AN3477,AP3476+AR3476+AN3477,0)),IF(AP3476=Vypocet!$D$18,AR3476+AN3477,AR3476+AN3477-AP3477+AP3476)))","v":{"$error":"#N/A"}},{"$error":"#N/A"},{"$error":"#N/A"},{"$f":"SUM($AS$3:AS3477)","v":{"$error":"#N/A"}},{"$error":"#N/A"},{"$error":"#N/A"},{"$error":"#N/A"},{"$f":"SUM($AW$3:AW3477)","v":{"$error":"#N/A"}},{"$f":"IF(V3477=0,IF(U3477=0,IF(AZ3476+Z3477/1000>Vypocet!$D$18,Vypocet!$D$18,AZ3476+Z3477/1000),IF(Z3477/1000+AZ3476-U3477>Vypocet!$D$18,Vypocet!$D$18,Z3477/1000+AZ3476-U3477)),IF(AZ3476=0,0,IF(AZ3476>V3477,AZ3476-V3477,0)))","v":0},0,null,null,null,null,null,null,null,null,null,null,null,null,null,null,null,null,null,null,null,null,null,null,null,null,null,null,null,null,null,null,null,null,null,null,null,null,null,null,null,null,null,null,null,null,null,null,null,null,null,null,null,null,null,null,null,null,null,null,null,null,null,null,null,null,null,null,null,null,null,null,null,null,null,null,null,null,null,null,null,null,null,null,null,null,null,null,null,null,null,null,null,null,null,null,null,null,null,null,null,null,null,null,null,0.48032000000000002,0.43086999999999998,0.33946999999999999,0.57894999999999996,0.58462999999999998,0.40249000000000001,0.27483000000000002,0.37668000000000001,0.42804999999999999,0.40276000000000001,0.31469999999999998,0.35439999999999999,0.46648000000000001,0.38468999999999998,0]
[5,43978,1,3504,{"$f":"(FA3506*Vypocet!$D$24)/$FA$2","v":0},{"$f":"(FB3506*Vypocet!$D$24)/$FB$2","v":0},{"$f":"(FC3506*Vypocet!$D$24)/$FC$2","v":0},{"$f":"(FD3506*Vypocet!$D$24)/$FD$2","v":0},{"$f":"(FE3506*Vypocet!$D$24)/$FE$2","v":0},{"$f":"(FF3506*Vypocet!$D$24)/$FF$2","v":0},{"$f":"(FG3506*Vypocet!$D$24)/$FG$2","v":0},{"$f":"(FH3506*Vypocet!$D$24)/$FH$2","v":0},{"$f":"(FI3506*Vypocet!$D$24)/$FI$2","v":0},{"$f":"(FJ3506*Vypocet!$D$24)/$FJ$2","v":0},{"$f":"(FK3506*Vypocet!$D$24)/$FK$2","v":0},{"$f":"(FL3506*Vypocet!$D$24)/$FL$2","v":0},{"$f":"(FM3506*Vypocet!$D$24)/$FM$2","v":0},{"$f":"(FN3506*Vypocet!$D$24)/$FN$2","v":0},{"$f":"(FO3506*Vypocet!$D$24)/$FO$2","v":0},{"$f":"(VLOOKUP(A3506,Voda!$B$3:$AC$15,TDDData!C3506+4,0)*4180*(VLOOKUP(A3506,Voda!$B$3:$AC$15,4,0)-VLOOKUP(A3506,Voda!$B$3:$AC$15,3,0)))/3600000","v":0},0,{"$f":"IF(U3506=0,0,IF(Z3506>0,IF(Z3506/1000<U3506,IF(Z3506/1000<=Vypocet!$D$15,IF(U3506<Vypocet!$D$15,U3506-Z3506/1000,Vypocet!$D$15-Z3506/1000),Vypocet!$D$15),0),IF(U3506>Vypocet!$D$15,Vypocet!$D$15,U3506)))","v":0},0,{"$f":"HLOOKUP(Vypocet!$D$11,TDDData!$E:$S,2+TDDData!D3506,0)","v":{"$error":"#N/A"}},0,0,{"$error":"#N/A"},{"$error":"#N/A"},{"$f":"IF(AA3506<0,IF(AC3505>-AA3506,AC3505+AA3506,0),IF(AA3506+AC3505<=Vypocet!$D$18,AA3506+AC3505,Vypocet!$D$18))","v":{"$error":"#N/A"}},{"$error":"#N/A"},{"$f":"IF(AND(AC3506<AC3505,AC3506<>0),AE3505,IF(OR(AND(AC3505=0,AA3506<0),AC3505<-AA3506),IF(AC3505=0,IF(AE3505>-AA3506,AE3505+AA3506,0),IF(AC3505+AE3505>-AA3506,AC3505+AE3505+AA3506,0)),IF(AC3505=Vypocet!$D$18,AE3505+AA3506,AE3505+AA3506-AC3506+AC3505)))","v":{"$error":"#N/A"}},{"$error":"#N/A"},{"$error":"#N/A"},{"$f":"SUM($AF$3:AF3506)","v":{"$error":"#N/A"}},{"$error":"#N/A"},{"$error":"#N/A"},{"$error":"#N/A"},{"$f":"SUM($AJ$3:AJ3506)","v":{"$error":"#N/A"}},{"$error":"#N/A"},{"$error":"#N/A"},{"$error":"#N/A"},{"$f":"IF(AN3506<0,IF(AP3505>-AN3506,AP3505+AN3506,0),IF(AN3506+AP3505<=Vypocet!$D$18,AN3506+AP3505,Vypocet!$D$18))","v":{"$error":"#N/A"}},{"$error":"#N/A"},{"$f":"IF(AND(AP3506<AP3505,AP3506<>0),AR3505,IF(OR(AND(AP3505=0,AN3506<0),AP3505<-AN3506),IF(AP3505=0,IF(AR3505>-AN3506,AR3505+AN3506,0),IF(AP3505+AR3505>-AN3506,AP3505+AR3505+AN3506,0)),IF(AP3505=Vypocet!$D$18,AR3505+AN3506,AR3505+AN3506-AP3506+AP3505)))","v":{"$error":"#N/A"}},{"$error":"#N/A"},{"$error":"#N/A"},{"$f":"SUM($AS$3:AS3506)","v":{"$error":"#N/A"}},{"$error":"#N/A"},{"$error":"#N/A"},{"$error":"#N/A"},{"$f":"SUM($AW$3:AW3506)","v":{"$error":"#N/A"}},{"$f":"IF(V3506=0,IF(U3506=0,IF(AZ3505+Z3506/1000>Vypocet!$D$18,Vypocet!$D$18,AZ3505+Z3506/1000),IF(Z3506/1000+AZ3505-U3506>Vypocet!$D$18,Vypocet!$D$18,Z3506/1000+AZ3505-U3506)),IF(AZ3505=0,0,IF(AZ3505>V3506,AZ3505-V3506,0)))","v":0},0,null,null,null,null,null,null,null,null,null,null,null,null,null,null,null,null,null,null,null,null,null,null,null,null,null,null,null,null,null,null,null,null,null,null,null,null,null,null,null,null,null,null,null,null,null,null,null,null,null,null,null,null,null,null,null,null,null,null,null,null,null,null,null,null,null,null,null,null,null,null,null,null,null,null,null,null,null,null,null,null,null,null,null,null,null,null,null,null,null,null,null,null,null,null,null,null,null,null,null,null,null,null,null,0.31780999999999998,0.36207,0.24815999999999999,0.25197000000000003,0.32940000000000003,0.25489000000000001,0.35460999999999998,0.19383,0.37615999999999999,0.45907999999999999,0.22764999999999999,0.41511999999999999,0.26874999999999999,0.24392,1]
[5,43980,9,3560,{"$f":"(FA3562*Vypocet!$D$24)/$FA$2","v":0},{"$f":"(FB3562*Vypocet!$D$24)/$FB$2","v":0},{"$f":"(FC3562*Vypocet!$D$24)/$FC$2","v":0},{"$f":"(FD3562*Vypocet!$D$24)/$FD$2","v":0},{"$f":"(FE3562*Vypocet!$D$24)/$FE$2","v":0},{"$f":"(FF3562*Vypocet!$D$24)/$FF$2","v":0},{"$f":"(FG3562*Vypocet!$D$24)/$FG$2","v":0},{"$f":"(FH3562*Vypocet!$D$24)/$FH$2","v":0},{"$f":"(FI3562*Vypocet!$D$24)/$FI$2","v":0},{"$f":"(FJ3562*Vypocet!$D$24)/$FJ$2","v":0},{"$f":"(FK3562*Vypocet!$D$24)/$FK$2","v":0},{"$f":"(FL3562*Vypocet!$D$24)/$FL$2","v":0},{"$f":"(FM3562*Vypocet!$D$24)/$FM$2","v":0},{"$f":"(FN3562*Vypocet!$D$24)/$FN$2","v":0},{"$f":"(FO3562*Vypocet!$D$24)/$FO$2","v":0},{"$f":"(VLOOKUP(A3562,Voda!$B$3:$AC$15,TDDData!C3562+4,0)*4180*(VLOOKUP(A3562,Voda!$B$3:$AC$15,4,0)-VLOOKUP(A3562,Voda!$B$3:$AC$15,3,0)))/3600000","v":0},0,{"$f":"IF(U3562=0,0,IF(Z3562>0,IF(Z3562/1000<U3562,IF(Z3562/1000<=Vypocet!$D$15,IF(U3562<Vypocet!$D$15,U3562-Z3562/1000,Vypocet!$D$15-Z3562/1000),Vypocet!$D$15),0),IF(U3562>Vypocet!$D$15,Vypocet!$D$15,U3562)))","v":0},0,{"$f":"HLOOKUP(Vypocet!$D$11,TDDData!$E:$S,2+TDDData!D3562,0)","v":{"$error":"#N/A"}},441.48,353.18400000000003,{"$error":"#N/A"},{"$error":"#N/A"},{"$f":"IF(AA3562<0,IF(AC3561>-AA3562,AC3561+AA3562,0),IF(AA3562+AC3561<=Vypocet!$D$18,AA3562+AC3561,Vypocet!$D$18))","v":{"$error":"#N/A"}},{"$error":"#N/A"},{"$f":"IF(AND(AC3562<AC3561,AC3562<>0),AE3561,IF(OR(AND(AC3561=0,AA3562<0),AC3561<-AA3562),IF(AC3561=0,IF(AE3561>-AA3562,AE3561+AA3562,0),IF(AC3561+AE3561>-AA3562,AC3561+AE3561+AA3562,0)),IF(AC3561=Vypocet!$D$18,AE3561+AA3562,AE3561+AA3562-AC3562+AC3561)))","v":{"$error":"#N/A"}},{"$error":"#N/A"},{"$error":"#N/A"},{"$f":"SUM($AF$3:AF3562)","v":{"$error":"#N/A"}},{"$error":"#N/A"},{"$error":"#N/A"},{"$error":"#N/A"},{"$f":"SUM($AJ$3:AJ3562)","v":{"$error":"#N/A"}},{"$error":"#N/A"},{"$error":"#N/A"},{"$error":"#N/A"},{"$f":"IF(AN3562<0,IF(AP3561>-AN3562,AP3561+AN3562,0),IF(AN3562+AP3561<=Vypocet!$D$18,AN3562+AP3561,Vypocet!$D$18))","v":{"$error":"#N/A"}},{"$error":"#N/A"},{"$f":"IF(AND(AP3562<AP3561,AP3562<>0),AR3561,IF(OR(AND(AP3561=0,AN3562<0),AP3561<-AN3562),IF(AP3561=0,IF(AR3561>-AN3562,AR3561+AN3562,0),IF(AP3561+AR3561>-AN3562,AP3561+AR3561+AN3562,0)),IF(AP3561=Vypocet!$D$18,AR3561+AN3562,AR3561+AN3562-AP3562+AP3561)))","v":{"$error":"#N/A"}},{"$error":"#N/A"},{"$error":"#N/A"},{"$f":"SUM($AS$3:AS3562)","v":{"$error":"#N/A"}},{"$error":"#N/A"},{"$error":"#N/A"},{"$error":"#N/A"},{"$f":"SUM($AW$3:AW3562)","v":{"$error":"#N/A"}},{"$f":"IF(V3562=0,IF(U3562=0,IF(AZ3561+Z3562/1000>Vypocet!$D$18,Vypocet!$D$18,AZ3561+Z3562/1000),IF(Z3562/1000+AZ3561-U3562>Vypocet!$D$18,Vypocet!$D$18,Z3562/1000+AZ3561-U3562)),IF(AZ3561=0,0,IF(AZ3561>V3562,AZ3561-V3562,0)))","v":0},0,null,null,null,null,null,null,null,null,null,null,null,null,null,null,null,null,null,null,null,null,null,null,null,null,null,null,null,null,null,null,null,null,null,null,null,null,null,null,null,null,null,null,null,null,null,null,null,null,null,null,null,null,null,null,null,null,null,null,null,null,null,null,null,null,null,null,null,null,null,null,null,null,null,null,null,null,null,null,null,null,null,null,null,null,null,null,null,null,null,null,null,null,null,null,null,null,null,null,null,null,null,null,null,0.67010999999999998,0.63378999999999996,0.43974000000000002,0.35150999999999999,0.24193999999999999,0.25511,0.24229000000000001,0.19538,0.23255999999999999,0.20782,0.18739,0.24076,0.26264999999999999,0.2344,0]
[5,43981,2,3577,{"$f":"(FA3579*Vypocet!$D$24)/$FA$2","v":0},{"$f":"(FB3579*Vypocet!$D$24)/$FB$2","v":0},{"$f":"(FC3579*Vypocet!$D$24)/$FC$2","v":0},{"$f":"(FD3579*Vypocet!$D$24)/$FD$2","v":0},{"$f":"(FE3579*Vypocet!$D$24)/$FE$2","v":0},{"$f":"(FF3579*Vypocet!$D$24)/$FF$2","v":0},{"$f":"(FG3579*Vypocet!$D$24)/$FG$2","v":0},{"$f":"(FH3579*Vypocet!$D$24)/$FH$2","v":0},{"$f":"(FI3579*Vypocet!$D$24)/$FI$2","v":0},{"$f":"(FJ3579*Vypocet!$D$24)/$FJ$2","v":0},{"$f":"(FK3579*Vypocet!$D$24)/$FK$2","v":0},{"$f":"(FL3579*Vypocet!$D$24)/$FL$2","v":0},{"$f":"(FM3579*Vypocet!$D$24)/$FM$2","v":0},{"$f":"(FN3579*Vypocet!$D$24)/$FN$2","v":0},{"$f":"(FO3579*Vypocet!$D$24)/$FO$2","v":0},{"$f":"(VLOOKUP(A3579,Voda!$B$3:$AC$15,TDDData!C3579+4,0)*4180*(VLOOKUP(A3579,Voda!$B$3:$AC$15,4,0)-VLOOKUP(A3579,Voda!$B$3:$AC$15,3,0)))/3600000","v":0},0,{"$f":"IF(U3579=0,0,IF(Z3579>0,IF(Z3579/1000<U3579,IF(Z3579/1000<=Vypocet!$D$15,IF(U3579<Vypocet!$D$15,U3579-Z3579/1000,Vypocet!$D$15-Z3579/1000),Vypocet!$D$15),0),IF(U3579>Vypocet!$D$15,Vypocet!$D$15,U3579)))","v":0},0,{"$f":"HLOOKUP(Vypocet!$D$11,TDDData!$E:$S,2+TDDData!D3579,0)","v":{"$error":"#N/A"}},0,0,{"$error":"#N/A"},{"$error":"#N/A"},{"$f":"IF(AA3579<0,IF(AC3578>-AA3579,AC3578+AA3579,0),IF(AA3579+AC3578<=Vypocet!$D$18,AA3579+AC3578,Vypocet!$D$18))","v":{"$error":"#N/A"}},{"$error":"#N/A"},{"$f":"IF(AND(AC3579<AC3578,AC3579<>0),AE3578,IF(OR(AND(AC3578=0,AA3579<0),AC3578<-AA3579),IF(AC3578=0,IF(AE3578>-AA3579,AE3578+AA3579,0),IF(AC3578+AE3578>-AA3579,AC3578+AE3578+AA3579,0)),IF(AC3578=Vypocet!$D$18,AE3578+AA3579,AE3578+AA3579-AC3579+AC3578)))","v":{"$error":"#N/A"}},{"$error":"#N/A"},{"$error":"#N/A"},{"$f":"SUM($AF$3:AF3579)","v":{"$error":"#N/A"}},{"$error":"#N/A"},{"$error":"#N/A"},{"$error":"#N/A"},{"$f":"SUM($AJ$3:AJ3579)","v":{"$error":"#N/A"}},{"$error":"#N/A"},{"$error":"#N/A"},{"$error":"#N/A"},{"$f":"IF(AN3579<0,IF(AP3578>-AN3579,AP3578+AN3579,0),IF(AN3579+AP3578<=Vypocet!$D$18,AN3579+AP3578,Vypocet!$D$18))","v":{"$error":"#N/A"}},{"$error":"#N/A"},{"$f":"IF(AND(AP3579<AP3578,AP3579<>0),AR3578,IF(OR(AND(AP3578=0,AN3579<0),AP3578<-AN3579),IF(AP3578=0,IF(AR3578>-AN3579,AR3578+AN3579,0),IF(AP3578+AR3578>-AN3579,AP3578+AR3578+AN3579,0)),IF(AP3578=Vypocet!$D$18,AR3578+AN3579,AR3578+AN3579-AP3579+AP3578)))","v":{"$error":"#N/A"}},{"$error":"#N/A"},{"$error":"#N/A"},{"$f":"SUM($AS$3:AS3579)","v":{"$error":"#N/A"}},{"$error":"#N/A"},{"$error":"#N/A"},{"$error":"#N/A"},{"$f":"SUM($AW$3:AW3579)","v":{"$error":"#N/A"}},{"$f":"IF(V3579=0,IF(U3579=0,IF(AZ3578+Z3579/1000>Vypocet!$D$18,Vypocet!$D$18,AZ3578+Z3579/1000),IF(Z3579/1000+AZ3578-U3579>Vypocet!$D$18,Vypocet!$D$18,Z3579/1000+AZ3578-U3579)),IF(AZ3578=0,0,IF(AZ3578>V3579,AZ3578-V3579,0)))","v":0},0,null,null,null,null,null,null,null,null,null,null,null,null,null,null,null,null,null,null,null,null,null,null,null,null,null,null,null,null,null,null,null,null,null,null,null,null,null,null,null,null,null,null,null,null,null,null,null,null,null,null,null,null,null,null,null,null,null,null,null,null,null,null,null,null,null,null,null,null,null,null,null,null,null,null,null,null,null,null,null,null,null,null,null,null,null,null,null,null,null,null,null,null,null,null,null,null,null,null,null,null,null,null,null,0.30093999999999999,0.35452,0.23605000000000001,0.21126,0.40651999999999999,0.30019000000000001,0.45945000000000003,0.39916000000000001,0.41704000000000002,0.42675999999999997,0.50790999999999997,0.40751999999999999,0.23050000000000001,0.19231999999999999,1]
[6,43983,5,3628,{"$f":"(FA3630*Vypocet!$D$24)/$FA$2","v":0},{"$f":"(FB3630*Vypocet!$D$24)/$FB$2","v":0},{"$f":"(FC3630*Vypocet!$D$24)/$FC$2","v":0},{"$f":"(FD3630*Vypocet!$D$24)/$FD$2","v":0},{"$f":"(FE3630*Vypocet!$D$24)/$FE$2","v":0},{"$f":"(FF3630*Vypocet!$D$24)/$FF$2","v":0},{"$f":"(FG3630*Vypocet!$D$24)/$FG$2","v":0},{"$f":"(FH3630*Vypocet!$D$24)/$FH$2","v":0},{"$f":"(FI3630*Vypocet!$D$24)/$FI$2","v":0},{"$f":"(FJ3630*Vypocet!$D$24)/$FJ$2","v":0},{"$f":"(FK3630*Vypocet!$D$24)/$FK$2","v":0},{"$f":"(FL3630*Vypocet!$D$24)/$FL$2","v":0},{"$f":"(FM3630*Vypocet!$D$24)/$FM$2","v":0},{"$f":"(FN3630*Vypocet!$D$24)/$FN$2","v":0},{"$f":"(FO3630*Vypocet!$D$24)/$FO$2","v":0},{"$f":"(VLOOKUP(A3630,Voda!$B$3:$AC$15,TDDData!C3630+4,0)*4180*(VLOOKUP(A3630,Voda!$B$3:$AC$15,4,0)-VLOOKUP(A3630,Voda!$B$3:$AC$15,3,0)))/3600000","v":0},0,{"$f":"IF(U3630=0,0,IF(Z3630>0,IF(Z3630/1000<U3630,IF(Z3630/1000<=Vypocet!$D$15,IF(U3630<Vypocet!$D$15,U3630-Z3630/1000,Vypocet!$D$15-Z3630/1000),Vypocet!$D$15),0),IF(U3630>Vypocet!$D$15,Vypocet!$D$15,U3630)))","v":0},0,{"$f":"HLOOKUP(Vypocet!$D$11,TDDData!$E:$S,2+TDDData!D3630,0)","v":{"$error":"#N/A"}},0,0,{"$error":"#N/A"},{"$error":"#N/A"},{"$f":"IF(AA3630<0,IF(AC3629>-AA3630,AC3629+AA3630,0),IF(AA3630+AC3629<=Vypocet!$D$18,AA3630+AC3629,Vypocet!$D$18))","v":{"$error":"#N/A"}},{"$error":"#N/A"},{"$f":"IF(AND(AC3630<AC3629,AC3630<>0),AE3629,IF(OR(AND(AC3629=0,AA3630<0),AC3629<-AA3630),IF(AC3629=0,IF(AE3629>-AA3630,AE3629+AA3630,0),IF(AC3629+AE3629>-AA3630,AC3629+AE3629+AA3630,0)),IF(AC3629=Vypocet!$D$18,AE3629+AA3630,AE3629+AA3630-AC3630+AC3629)))","v":{"$error":"#N/A"}},{"$error":"#N/A"},{"$error":"#N/A"},{"$f":"SUM($AF$3:AF3630)","v":{"$error":"#N/A"}},{"$error":"#N/A"},{"$error":"#N/A"},{"$error":"#N/A"},{"$f":"SUM($AJ$3:AJ3630)","v":{"$error":"#N/A"}},{"$error":"#N/A"},{"$error":"#N/A"},{"$error":"#N/A"},{"$f":"IF(AN3630<0,IF(AP3629>-AN3630,AP3629+AN3630,0),IF(AN3630+AP3629<=Vypocet!$D$18,AN3630+AP3629,Vypocet!$D$18))","v":{"$error":"#N/A"}},{"$error":"#N/A"},{"$f":"IF(AND(AP3630<AP3629,AP3630<>0),AR3629,IF(OR(AND(AP3629=0,AN3630<0),AP3629<-AN3630),IF(AP3629=0,IF(AR3629>-AN3630,AR3629+AN3630,0),IF(AP3629+AR3629>-AN3630,AP3629+AR3629+AN3630,0)),IF(AP3629=Vypocet!$D$18,AR3629+AN3630,AR3629+AN3630-AP3630+AP3629)))","v":{"$error":"#N/A"}},{"$error":"#N/A"},{"$error":"#N/A"},{"$f":"SUM($AS$3:AS3630)","v":{"$error":"#N/A"}},{"$error":"#N/A"},{"$error":"#N/A"},{"$error":"#N/A"},{"$f":"SUM($AW$3:AW3630)","v":{"$error":"#N/A"}},{"$f":"IF(V3630=0,IF(U3630=0,IF(AZ3629+Z3630/1000>Vypocet!$D$18,Vypocet!$D$18,AZ3629+Z3630/1000),IF(Z3630/1000+AZ3629-U3630>Vypocet!$D$18,Vypocet!$D$18,Z3630/1000+AZ3629-U3630)),IF(AZ3629=0,0,IF(AZ3629>V3630,AZ3629-V3630,0)))","v":0},0,null,null,null,null,null,null,null,null,null,null,null,null,null,null,null,null,null,null,null,null,null,null,null,null,null,null,null,null,null,null,null,null,null,null,null,null,null,null,null,null,null,null,null,null,null,null,null,null,null,null,null,null,null,null,null,null,null,null,null,null,null,null,null,null,null,null,null,null,null,null,null,null,null,null,null,null,null,null,null,null,null,null,null,null,null,null,null,null,null,null,null,null,null,null,null,null,null,null,null,null,null,null,null,0.29004000000000002,0.32097999999999999,0.22935,0.20935000000000001,0.57926,0.28777999999999998,0.27643000000000001,0.39174999999999999,0.31269999999999998,0.31006,0.34753000000000001,0.31561,0.23477999999999999,0.19456999999999999,0.58333000000000002]
[6,43984,16,3663,{"$f":"(FA3665*Vypocet!$D$24)/$FA$2","v":0},{"$f":"(FB3665*Vypocet!$D$24)/$FB$2","v":0},{"$f":"(FC3665*Vypocet!$D$24)/$FC$2","v":0},{"$f":"(FD3665*Vypocet!$D$24)/$FD$2","v":0},{"$f":"(FE3665*Vypocet!$D$24)/$FE$2","v":0},{"$f":"(FF3665*Vypocet!$D$24)/$FF$2","v":0},{"$f":"(FG3665*Vypocet!$D$24)/$FG$2","v":0},{"$f":"(FH3665*Vypocet!$D$24)/$FH$2","v":0},{"$f":"(FI3665*Vypocet!$D$24)/$FI$2","v":0},{"$f":"(FJ3665*Vypocet!$D$24)/$FJ$2","v":0},{"$f":"(FK3665*Vypocet!$D$24)/$FK$2","v":0},{"$f":"(FL3665*Vypocet!$D$24)/$FL$2","v":0},{"$f":"(FM3665*Vypocet!$D$24)/$FM$2","v":0},{"$f":"(FN3665*Vypocet!$D$24)/$FN$2","v":0},{"$f":"(FO3665*Vypocet!$D$24)/$FO$2","v":0},{"$f":"(VLOOKUP(A3665,Voda!$B$3:$AC$15,TDDData!C3665+4,0)*4180*(VLOOKUP(A3665,Voda!$B$3:$AC$15,4,0)-VLOOKUP(A3665,Voda!$B$3:$AC$15,3,0)))/3600000","v":0},0,{"$f":"IF(U3665=0,0,IF(Z3665>0,IF(Z3665/1000<U3665,IF(Z3665/1000<=Vypocet!$D$15,IF(U3665<Vypocet!$D$15,U3665-Z3665/1000,Vypocet!$D$15-Z3665/1000),Vypocet!$D$15),0),IF(U3665>Vypocet!$D$15,Vypocet!$D$15,U3665)))","v":0},0,{"$f":"HLOOKUP(Vypocet!$D$11,TDDData!$E:$S,2+TDDData!D3665,0)","v":{"$error":"#N/A"}},877.82,702.25600000000009,{"$error":"#N/A"},{"$error":"#N/A"},{"$f":"IF(AA3665<0,IF(AC3664>-AA3665,AC3664+AA3665,0),IF(AA3665+AC3664<=Vypocet!$D$18,AA3665+AC3664,Vypocet!$D$18))","v":{"$error":"#N/A"}},{"$error":"#N/A"},{"$f":"IF(AND(AC3665<AC3664,AC3665<>0),AE3664,IF(OR(AND(AC3664=0,AA3665<0),AC3664<-AA3665),IF(AC3664=0,IF(AE3664>-AA3665,AE3664+AA3665,0),IF(AC3664+AE3664>-AA3665,AC3664+AE3664+AA3665,0)),IF(AC3664=Vypocet!$D$18,AE3664+AA3665,AE3664+AA3665-AC3665+AC3664)))","v":{"$error":"#N/A"}},{"$error":"#N/A"},{"$error":"#N/A"},{"$f":"SUM($AF$3:AF3665)","v":{"$error":"#N/A"}},{"$error":"#N/A"},{"$error":"#N/A"},{"$error":"#N/A"},{"$f":"SUM($AJ$3:AJ3665)","v":{"$error":"#N/A"}},{"$error":"#N/A"},{"$error":"#N/A"},{"$error":"#N/A"},{"$f":"IF(AN3665<0,IF(AP3664>-AN3665,AP3664+AN3665,0),IF(AN3665+AP3664<=Vypocet!$D$18,AN3665+AP3664,Vypocet!$D$18))","v":{"$error":"#N/A"}},{"$error":"#N/A"},{"$f":"IF(AND(AP3665<AP3664,AP3665<>0),AR3664,IF(OR(AND(AP3664=0,AN3665<0),AP3664<-AN3665),IF(AP3664=0,IF(AR3664>-AN3665,AR3664+AN3665,0),IF(AP3664+AR3664>-AN3665,AP3664+AR3664+AN3665,0)),IF(AP3664=Vypocet!$D$18,AR3664+AN3665,AR3664+AN3665-AP3665+AP3664)))","v":{"$error":"#N/A"}},{"$error":"#N/A"},{"$error":"#N/A"},{"$f":"SUM($AS$3:AS3665)","v":{"$error":"#N/A"}},{"$error":"#N/A"},{"$error":"#N/A"},{"$error":"#N/A"},{"$f":"SUM($AW$3:AW3665)","v":{"$error":"#N/A"}},{"$f":"IF(V3665=0,IF(U3665=0,IF(AZ3664+Z3665/1000>Vypocet!$D$18,Vypocet!$D$18,AZ3664+Z3665/1000),IF(Z3665/1000+AZ3664-U3665>Vypocet!$D$18,Vypocet!$D$18,Z3665/1000+AZ3664-U3665)),IF(AZ3664=0,0,IF(AZ3664>V3665,AZ3664-V3665,0)))","v":0},0,null,null,null,null,null,null,null,null,null,null,null,null,null,null,null,null,null,null,null,null,null,null,null,null,null,null,null,null,null,null,null,null,null,null,null,null,null,null,null,null,null,null,null,null,null,null,null,null,null,null,null,null,null,null,null,null,null,null,null,null,null,null,null,null,null,null,null,null,null,null,null,null,null,null,null,null,null,null,null,null,null,null,null,null,null,null,null,null,null,null,null,null,null,null,null,null,null,null,null,null,null,null,null,0.71023999999999998,0.58420000000000005,0.45501999999999998,0.40009,0.49590000000000001,0.38882,0.29796,0.49015999999999998,0.56210000000000004,0.47899999999999998,0.45540000000000003,0.46711999999999998,0.32623999999999997,0.28012999999999999,0]
[6,43985,9,3680,{"$f":"(FA3682*Vypocet!$D$24)/$FA$2","v":0},{"$f":"(FB3682*Vypocet!$D$24)/$FB$2","v":0},{"$f":"(FC3682*Vypocet!$D$24)/$FC$2","v":0},{"$f":"(FD3682*Vypocet!$D$24)/$FD$2","v":0},{"$f":"(FE3682*Vypocet!$D$24)/$FE$2","v":0},{"$f":"(FF3682*Vypocet!$D$24)/$FF$2","v":0},{"$f":"(FG3682*Vypocet!$D$24)/$FG$2","v":0},{"$f":"(FH3682*Vypocet!$D$24)/$FH$2","v":0},{"$f":"(FI3682*Vypocet!$D$24)/$FI$2","v":0},{"$f":"(FJ3682*Vypocet!$D$24)/$FJ$2","v":0},{"$f":"(FK3682*Vypocet!$D$24)/$FK$2","v":0},{"$f":"(FL3682*Vypocet!$D$24)/$FL$2","v":0},{"$f":"(FM3682*Vypocet!$D$24)/$FM$2","v":0},{"$f":"(FN3682*Vypocet!$D$24)/$FN$2","v":0},{"$f":"(FO3682*Vypocet!$D$24)/$FO$2","v":0},{"$f":"(VLOOKUP(A3682,Voda!$B$3:$AC$15,TDDData!C3682+4,0)*4180*(VLOOKUP(A3682,Voda!$B$3:$AC$15,4,0)-VLOOKUP(A3682,Voda!$B$3:$AC$15,3,0)))/3600000","v":0},0,{"$f":"IF(U3682=0,0,IF(Z3682>0,IF(Z3682/1000<U3682,IF(Z3682/1000<=Vypocet!$D$15,IF(U3682<Vypocet!$D$15,U3682-Z3682/1000,Vypocet!$D$15-Z3682/1000),Vypocet!$D$15),0),IF(U3682>Vypocet!$D$15,Vypocet!$D$15,U3682)))","v":0},0,{"$f":"HLOOKUP(Vypocet!$D$11,TDDData!$E:$S,2+TDDData!D3682,0)","v":{"$error":"#N/A"}},765.16,612.12800000000004,{"$error":"#N/A"},{"$error":"#N/A"},{"$f":"IF(AA3682<0,IF(AC3681>-AA3682,AC3681+AA3682,0),IF(AA3682+AC3681<=Vypocet!$D$18,AA3682+AC3681,Vypocet!$D$18))","v":{"$error":"#N/A"}},{"$error":"#N/A"},{"$f":"IF(AND(AC3682<AC3681,AC3682<>0),AE3681,IF(OR(AND(AC3681=0,AA3682<0),AC3681<-AA3682),IF(AC3681=0,IF(AE3681>-AA3682,AE3681+AA3682,0),IF(AC3681+AE3681>-AA3682,AC3681+AE3681+AA3682,0)),IF(AC3681=Vypocet!$D$18,AE3681+AA3682,AE3681+AA3682-AC3682+AC3681)))","v":{"$error":"#N/A"}},{"$error":"#N/A"},{"$error":"#N/A"},{"$f":"SUM($AF$3:AF3682)","v":{"$error":"#N/A"}},{"$error":"#N/A"},{"$error":"#N/A"},{"$error":"#N/A"},{"$f":"SUM($AJ$3:AJ3682)","v":{"$error":"#N/A"}},{"$error":"#N/A"},{"$error":"#N/A"},{"$error":"#N/A"},{"$f":"IF(AN3682<0,IF(AP3681>-AN3682,AP3681+AN3682,0),IF(AN3682+AP3681<=Vypocet!$D$18,AN3682+AP3681,Vypocet!$D$18))","v":{"$error":"#N/A"}},{"$error":"#N/A"},{"$f":"IF(AND(AP3682<AP3681,AP3682<>0),AR3681,IF(OR(AND(AP3681=0,AN3682<0),AP3681<-AN3682),IF(AP3681=0,IF(AR3681>-AN3682,AR3681+AN3682,0),IF(AP3681+AR3681>-AN3682,AP3681+AR3681+AN3682,0)),IF(AP3681=Vypocet!$D$18,AR3681+AN3682,AR3681+AN3682-AP3682+AP3681)))","v":{"$error":"#N/A"}},{"$error":"#N/A"},{"$error":"#N/A"},{"$f":"SUM($AS$3:AS3682)","v":{"$error":"#N/A"}},{"$error":"#N/A"},{"$error":"#N/A"},{"$error":"#N/A"},{"$f":"SUM($AW$3:AW3682)","v":{"$error":"#N/A"}},{"$f":"IF(V3682=0,IF(U3682=0,IF(AZ3681+Z3682/1000>Vypocet!$D$18,Vypocet!$D$18,AZ3681+Z3682/1000),IF(Z3682/1000+AZ3681-U3682>Vypocet!$D$18,Vypocet!$D$18,Z3682/1000+AZ3681-U3682)),IF(AZ3681=0,0,IF(AZ3681>V3682,AZ3681-V3682,0)))","v":0},0,null,null,null,null,null,null,null,null,null,null,null,null,null,null,null,null,null,null,null,null,null,null,null,null,null,null,null,null,null,null,null,null,null,null,null,null,null,null,null,null,null,null,null,null,null,null,null,null,null,null,null,null,null,null,null,null,null,null,null,null,null,null,null,null,null,null,null,null,null,null,null,null,null,null,null,null,null,null,null,null,null,null,null,null,null,null,null,null,null,null,null,null,null,null,null,null,null,null,null,null,null,null,null,0.66746000000000005,0.62912999999999997,0.42448999999999998,0.34029999999999999,0.23279,0.26100000000000001,0.24060999999999999,0.20585999999999999,0.23865,0.21820000000000001,0.20702999999999999,0.23713000000000001,0.25957000000000002,0.2281,0]
[6,43987,12,3731,{"$f":"(FA3733*Vypocet!$D$24)/$FA$2","v":0},{"$f":"(FB3733*Vypocet!$D$24)/$FB$2","v":0},{"$f":"(FC3733*Vypocet!$D$24)/$FC$2","v":0},{"$f":"(FD3733*Vypocet!$D$24)/$FD$2","v":0},{"$f":"(FE3733*Vypocet!$D$24)/$FE$2","v":0},{"$f":"(FF3733*Vypocet!$D$24)/$FF$2","v":0},{"$f":"(FG3733*Vypocet!$D$24)/$FG$2","v":0},{"$f":"(FH3733*Vypocet!$D$24)/$FH$2","v":0},{"$f":"(FI3733*Vypocet!$D$24)/$FI$2","v":0},{"$f":"(FJ3733*Vypocet!$D$24)/$FJ$2","v":0},{"$f":"(FK3733*Vypocet!$D$24)/$FK$2","v":0},{"$f":"(FL3733*Vypocet!$D$24)/$FL$2","v":0},{"$f":"(FM3733*Vypocet!$D$24)/$FM$2","v":0},{"$f":"(FN3733*Vypocet!$D$24)/$FN$2","v":0},{"$f":"(FO3733*Vypocet!$D$24)/$FO$2","v":0},{"$f":"(VLOOKUP(A3733,Voda!$B$3:$AC$15,TDDData!C3733+4,0)*4180*(VLOOKUP(A3733,Voda!$B$3:$AC$15,4,0)-VLOOKUP(A3733,Voda!$B$3:$AC$15,3,0)))/3600000","v":0},0,{"$f":"IF(U3733=0,0,IF(Z3733>0,IF(Z3733/1000<U3733,IF(Z3733/1000<=Vypocet!$D$15,IF(U3733<Vypocet!$D$15,U3733-Z3733/1000,Vypocet!$D$15-Z3733/1000),Vypocet!$D$15),0),IF(U3733>Vypocet!$D$15,Vypocet!$D$15,U3733)))","v":0},0,{"$f":"HLOOKUP(Vypocet!$D$11,TDDData!$E:$S,2+TDDData!D3733,0)","v":{"$error":"#N/A"}},1252.74,1002.192,{"$error":"#N/A"},{"$error":"#N/A"},{"$f":"IF(AA3733<0,IF(AC3732>-AA3733,AC3732+AA3733,0),IF(AA3733+AC3732<=Vypocet!$D$18,AA3733+AC3732,Vypocet!$D$18))","v":{"$error":"#N/A"}},{"$error":"#N/A"},{"$f":"IF(AND(AC3733<AC3732,AC3733<>0),AE3732,IF(OR(AND(AC3732=0,AA3733<0),AC3732<-AA3733),IF(AC3732=0,IF(AE3732>-AA3733,AE3732+AA3733,0),IF(AC3732+AE3732>-AA3733,AC3732+AE3732+AA3733,0)),IF(AC3732=Vypocet!$D$18,AE3732+AA3733,AE3732+AA3733-AC3733+AC3732)))","v":{"$error":"#N/A"}},{"$error":"#N/A"},{"$error":"#N/A"},{"$f":"SUM($AF$3:AF3733)","v":{"$error":"#N/A"}},{"$error":"#N/A"},{"$error":"#N/A"},{"$error":"#N/A"},{"$f":"SUM($AJ$3:AJ3733)","v":{"$error":"#N/A"}},{"$error":"#N/A"},{"$error":"#N/A"},{"$error":"#N/A"},{"$f":"IF(AN3733<0,IF(AP3732>-AN3733,AP3732+AN3733,0),IF(AN3733+AP3732<=Vypocet!$D$18,AN3733+AP3732,Vypocet!$D$18))","v":{"$error":"#N/A"}},{"$error":"#N/A"},{"$f":"IF(AND(AP3733<AP3732,AP3733<>0),AR3732,IF(OR(AND(AP3732=0,AN3733<0),AP3732<-AN3733),IF(AP3732=0,IF(AR3732>-AN3733,AR3732+AN3733,0),IF(AP3732+AR3732>-AN3733,AP3732+AR3732+AN3733,0)),IF(AP3732=Vypocet!$D$18,AR3732+AN3733,AR3732+AN3733-AP3733+AP3732)))","v":{"$error":"#N/A"}},{"$error":"#N/A"},{"$error":"#N/A"},{"$f":"SUM($AS$3:AS3733)","v":{"$error":"#N/A"}},{"$error":"#N/A"},{"$error":"#N/A"},{"$error":"#N/A"},{"$f":"SUM($AW$3:AW3733)","v":{"$error":"#N/A"}},{"$f":"IF(V3733=0,IF(U3733=0,IF(AZ3732+Z3733/1000>Vypocet!$D$18,Vypocet!$D$18,AZ3732+Z3733/1000),IF(Z3733/1000+AZ3732-U3733>Vypocet!$D$18,Vypocet!$D$18,Z3733/1000+AZ3732-U3733)),IF(AZ3732=0,0,IF(AZ3732>V3733,AZ3732-V3733,0)))","v":0},0,null,null,null,null,null,null,null,null,null,null,null,null,null,null,null,null,null,null,null,null,null,null,null,null,null,null,null,null,null,null,null,null,null,null,null,null,null,null,null,null,null,null,null,null,null,null,null,null,null,null,null,null,null,null,null,null,null,null,null,null,null,null,null,null,null,null,null,null,null,null,null,null,null,null,null,null,null,null,null,null,null,null,null,null,null,null,null,null,null,null,null,null,null,null,null,null,null,null,null,null,null,null,null,0.75936999999999999,0.64902000000000004,0.49142000000000002,0.39415,0.31006,0.29375000000000001,0.25942999999999999,0.22964999999999999,0.31758999999999998,0.28128999999999998,0.24737999999999999,0.26583000000000001,0.37097999999999998,0.2462,0]
[6,43988,23,3766,{"$f":"(FA3768*Vypocet!$D$24)/$FA$2","v":0},{"$f":"(FB3768*Vypocet!$D$24)/$FB$2","v":0},{"$f":"(FC3768*Vypocet!$D$24)/$FC$2","v":0},{"$f":"(FD3768*Vypocet!$D$24)/$FD$2","v":0},{"$f":"(FE3768*Vypocet!$D$24)/$FE$2","v":0},{"$f":"(FF3768*Vypocet!$D$24)/$FF$2","v":0},{"$f":"(FG3768*Vypocet!$D$24)/$FG$2","v":0},{"$f":"(FH3768*Vypocet!$D$24)/$FH$2","v":0},{"$f":"(FI3768*Vypocet!$D$24)/$FI$2","v":0},{"$f":"(FJ3768*Vypocet!$D$24)/$FJ$2","v":0},{"$f":"(FK3768*Vypocet!$D$24)/$FK$2","v":0},{"$f":"(FL3768*Vypocet!$D$24)/$FL$2","v":0},{"$f":"(FM3768*Vypocet!$D$24)/$FM$2","v":0},{"$f":"(FN3768*Vypocet!$D$24)/$FN$2","v":0},{"$f":"(FO3768*Vypocet!$D$24)/$FO$2","v":0},{"$f":"(VLOOKUP(A3768,Voda!$B$3:$AC$15,TDDData!C3768+4,0)*4180*(VLOOKUP(A3768,Voda!$B$3:$AC$15,4,0)-VLOOKUP(A3768,Voda!$B$3:$AC$15,3,0)))/3600000","v":0},0,{"$f":"IF(U3768=0,0,IF(Z3768>0,IF(Z3768/1000<U3768,IF(Z3768/1000<=Vypocet!$D$15,IF(U3768<Vypocet!$D$15,U3768-Z3768/1000,Vypocet!$D$15-Z3768/1000),Vypocet!$D$15),0),IF(U3768>Vypocet!$D$15,Vypocet!$D$15,U3768)))","v":0},0,{"$f":"HLOOKUP(Vypocet!$D$11,TDDData!$E:$S,2+TDDData!D3768,0)","v":{"$error":"#N/A"}},0,0,{"$error":"#N/A"},{"$error":"#N/A"},{"$f":"IF(AA3768<0,IF(AC3767>-AA3768,AC3767+AA3768,0),IF(AA3768+AC3767<=Vypocet!$D$18,AA3768+AC3767,Vypocet!$D$18))","v":{"$error":"#N/A"}},{"$error":"#N/A"},{"$f":"IF(AND(AC3768<AC3767,AC3768<>0),AE3767,IF(OR(AND(AC3767=0,AA3768<0),AC3767<-AA3768),IF(AC3767=0,IF(AE3767>-AA3768,AE3767+AA3768,0),IF(AC3767+AE3767>-AA3768,AC3767+AE3767+AA3768,0)),IF(AC3767=Vypocet!$D$18,AE3767+AA3768,AE3767+AA3768-AC3768+AC3767)))","v":{"$error":"#N/A"}},{"$error":"#N/A"},{"$error":"#N/A"},{"$f":"SUM($AF$3:AF3768)","v":{"$error":"#N/A"}},{"$error":"#N/A"},{"$error":"#N/A"},{"$error":"#N/A"},{"$f":"SUM($AJ$3:AJ3768)","v":{"$error":"#N/A"}},{"$error":"#N/A"},{"$error":"#N/A"},{"$error":"#N/A"},{"$f":"IF(AN3768<0,IF(AP3767>-AN3768,AP3767+AN3768,0),IF(AN3768+AP3767<=Vypocet!$D$18,AN3768+AP3767,Vypocet!$D$18))","v":{"$error":"#N/A"}},{"$error":"#N/A"},{"$f":"IF(AND(AP3768<AP3767,AP3768<>0),AR3767,IF(OR(AND(AP3767=0,AN3768<0),AP3767<-AN3768),IF(AP3767=0,IF(AR3767>-AN3768,AR3767+AN3768,0),IF(AP3767+AR3767>-AN3768,AP3767+AR3767+AN3768,0)),IF(AP3767=Vypocet!$D$18,AR3767+AN3768,AR3767+AN3768-AP3768+AP3767)))","v":{"$error":"#N/A"}},{"$error":"#N/A"},{"$error":"#N/A"},{"$f":"SUM($AS$3:AS3768)","v":{"$error":"#N/A"}},{"$error":"#N/A"},{"$error":"#N/A"},{"$error":"#N/A"},{"$f":"SUM($AW$3:AW3768)","v":{"$error":"#N/A"}},{"$f":"IF(V3768=0,IF(U3768=0,IF(AZ3767+Z3768/1000>Vypocet!$D$18,Vypocet!$D$18,AZ3767+Z3768/1000),IF(Z3768/1000+AZ3767-U3768>Vypocet!$D$18,Vypocet!$D$18,Z3768/1000+AZ3767-U3768)),IF(AZ3767=0,0,IF(AZ3767>V3768,AZ3767-V3768,0)))","v":0},0,null,null,null,null,null,null,null,null,null,null,null,null,null,null,null,null,null,null,null,null,null,null,null,null,null,null,null,null,null,null,null,null,null,null,null,null,null,null,null,null,null,null,null,null,null,null,null,null,null,null,null,null,null,null,null,null,null,null,null,null,null,null,null,null,null,null,null,null,null,null,null,null,null,null,null,null,null,null,null,null,null,null,null,null,null,null,null,null,null,null,null,null,null,null,null,null,null,null,null,null,null,null,null,0.42910999999999999,0.41813,0.31095,0.42087000000000002,0.34116000000000002,0.28322999999999998,0.24168000000000001,0.47675000000000001,0.35661999999999999,0.44866,0.53564999999999996,0.56472,0.45987,0.34398000000000001,1]
[6,43989,16,3783,{"$f":"(FA3785*Vypocet!$D$24)/$FA$2","v":0},{"$f":"(FB3785*Vypocet!$D$24)/$FB$2","v":0},{"$f":"(FC3785*Vypocet!$D$24)/$FC$2","v":0},{"$f":"(FD3785*Vypocet!$D$24)/$FD$2","v":0},{"$f":"(FE3785*Vypocet!$D$24)/$FE$2","v":0},{"$f":"(FF3785*Vypocet!$D$24)/$FF$2","v":0},{"$f":"(FG3785*Vypocet!$D$24)/$FG$2","v":0},{"$f":"(FH3785*Vypocet!$D$24)/$FH$2","v":0},{"$f":"(FI3785*Vypocet!$D$24)/$FI$2","v":0},{"$f":"(FJ3785*Vypocet!$D$24)/$FJ$2","v":0},{"$f":"(FK3785*Vypocet!$D$24)/$FK$2","v":0},{"$f":"(FL3785*Vypocet!$D$24)/$FL$2","v":0},{"$f":"(FM3785*Vypocet!$D$24)/$FM$2","v":0},{"$f":"(FN3785*Vypocet!$D$24)/$FN$2","v":0},{"$f":"(FO3785*Vypocet!$D$24)/$FO$2","v":0},{"$f":"(VLOOKUP(A3785,Voda!$B$3:$AC$15,TDDData!C3785+4,0)*4180*(VLOOKUP(A3785,Voda!$B$3:$AC$15,4,0)-VLOOKUP(A3785,Voda!$B$3:$AC$15,3,0)))/3600000","v":0},0,{"$f":"IF(U3785=0,0,IF(Z3785>0,IF(Z3785/1000<U3785,IF(Z3785/1000<=Vypocet!$D$15,IF(U3785<Vypocet!$D$15,U3785-Z3785/1000,Vypocet!$D$15-Z3785/1000),Vypocet!$D$15),0),IF(U3785>Vypocet!$D$15,Vypocet!$D$15,U3785)))","v":0},0,{"$f":"HLOOKUP(Vypocet!$D$11,TDDData!$E:$S,2+TDDData!D3785,0)","v":{"$error":"#N/A"}},874.02,699.21600000000001,{"$error":"#N/A"},{"$error":"#N/A"},{"$f":"IF(AA3785<0,IF(AC3784>-AA3785,AC3784+AA3785,0),IF(AA3785+AC3784<=Vypocet!$D$18,AA3785+AC3784,Vypocet!$D$18))","v":{"$error":"#N/A"}},{"$error":"#N/A"},{"$f":"IF(AND(AC3785<AC3784,AC3785<>0),AE3784,IF(OR(AND(AC3784=0,AA3785<0),AC3784<-AA3785),IF(AC3784=0,IF(AE3784>-AA3785,AE3784+AA3785,0),IF(AC3784+AE3784>-AA3785,AC3784+AE3784+AA3785,0)),IF(AC3784=Vypocet!$D$18,AE3784+AA3785,AE3784+AA3785-AC3785+AC3784)))","v":{"$error":"#N/A"}},{"$error":"#N/A"},{"$error":"#N/A"},{"$f":"SUM($AF$3:AF3785)","v":{"$error":"#N/A"}},{"$error":"#N/A"},{"$error":"#N/A"},{"$error":"#N/A"},{"$f":"SUM($AJ$3:AJ3785)","v":{"$error":"#N/A"}},{"$error":"#N/A"},{"$error":"#N/A"},{"$error":"#N/A"},{"$f":"IF(AN3785<0,IF(AP3784>-AN3785,AP3784+AN3785,0),IF(AN3785+AP3784<=Vypocet!$D$18,AN3785+AP3784,Vypocet!$D$18))","v":{"$error":"#N/A"}},{"$error":"#N/A"},{"$f":"IF(AND(AP3785<AP3784,AP3785<>0),AR3784,IF(OR(AND(AP3784=0,AN3785<0),AP3784<-AN3785),IF(AP3784=0,IF(AR3784>-AN3785,AR3784+AN3785,0),IF(AP3784+AR3784>-AN3785,AP3784+AR3784+AN3785,0)),IF(AP3784=Vypocet!$D$18,AR3784+AN3785,AR3784+AN3785-AP3785+AP3784)))","v":{"$error":"#N/A"}},{"$f":"IF(AR3785>AR3784,AR3785-AR3784,0)","v":{"$error":"#N/A"}},{"$error":"#N/A"},{"$f":"SUM($AS$3:AS3785)","v":{"$error":"#N/A"}},{"$error":"#N/A"},{"$f":"IF(AV3785>AV3784,AV3785-AV3784,0)","v":{"$error":"#N/A"}},{"$error":"#N/A"},{"$f":"SUM($AW$3:AW3785)","v":{"$error":"#N/A"}},{"$f":"IF(V3785=0,IF(U3785=0,IF(AZ3784+Z3785/1000>Vypocet!$D$18,Vypocet!$D$18,AZ3784+Z3785/1000),IF(Z3785/1000+AZ3784-U3785>Vypocet!$D$18,Vypocet!$D$18,Z3785/1000+AZ3784-U3785)),IF(AZ3784=0,0,IF(AZ3784>V3785,AZ3784-V3785,0)))","v":0},0,null,null,null,null,null,null,null,null,null,null,null,null,null,null,null,null,null,null,null,null,null,null,null,null,null,null,null,null,null,null,null,null,null,null,null,null,null,null,null,null,null,null,null,null,null,null,null,null,null,null,null,null,null,null,null,null,null,null,null,null,null,null,null,null,null,null,null,null,null,null,null,null,null,null,null,null,null,null,null,null,null,null,null,null,null,null,null,null,null,null,null,null,null,null,null,null,null,null,null,null,null,null,null,0.50644,0.45188,0.38452999999999998,0.42819000000000002,0.61341999999999997,0.46498,0.44889000000000001,0.64015,0.69737000000000005,0.67101999999999995,0.71501999999999999,0.43713999999999997,0.41998000000000002,0.35193000000000002,0]
[6,43990,22,3813,{"$f":"(FA3815*Vypocet!$D$24)/$FA$2","v":0},{"$f":"(FB3815*Vypocet!$D$24)/$FB$2","v":0},{"$f":"(FC3815*Vypocet!$D$24)/$FC$2","v":0},{"$f":"(FD3815*Vypocet!$D$24)/$FD$2","v":0},{"$f":"(FE3815*Vypocet!$D$24)/$FE$2","v":0},{"$f":"(FF3815*Vypocet!$D$24)/$FF$2","v":0},{"$f":"(FG3815*Vypocet!$D$24)/$FG$2","v":0},{"$f":"(FH3815*Vypocet!$D$24)/$FH$2","v":0},{"$f":"(FI3815*Vypocet!$D$24)/$FI$2","v":0},{"$f":"(FJ3815*Vypocet!$D$24)/$FJ$2","v":0},{"$f":"(FK3815*Vypocet!$D$24)/$FK$2","v":0},{"$f":"(FL3815*Vypocet!$D$24)/$FL$2","v":0},{"$f":"(FM3815*Vypocet!$D$24)/$FM$2","v":0},{"$f":"(FN3815*Vypocet!$D$24)/$FN$2","v":0},{"$f":"(FO3815*Vypocet!$D$24)/$FO$2","v":0},{"$f":"(VLOOKUP(A3815,Voda!$B$3:$AC$15,TDDData!C3815+4,0)*4180*(VLOOKUP(A3815,Voda!$B$3:$AC$15,4,0)-VLOOKUP(A3815,Voda!$B$3:$AC$15,3,0)))/3600000","v":0},0,{"$f":"IF(U3815=0,0,IF(Z3815>0,IF(Z3815/1000<U3815,IF(Z3815/1000<=Vypocet!$D$15,IF(U3815<Vypocet!$D$15,U3815-Z3815/1000,Vypocet!$D$15-Z3815/1000),Vypocet!$D$15),0),IF(U3815>Vypocet!$D$15,Vypocet!$D$15,U3815)))","v":0},0,{"$f":"HLOOKUP(Vypocet!$D$11,TDDData!$E:$S,2+TDDData!D3815,0)","v":{"$error":"#N/A"}},0,0,{"$error":"#N/A"},{"$error":"#N/A"},{"$f":"IF(AA3815<0,IF(AC3814>-AA3815,AC3814+AA3815,0),IF(AA3815+AC3814<=Vypocet!$D$18,AA3815+AC3814,Vypocet!$D$18))","v":{"$error":"#N/A"}},{"$error":"#N/A"},{"$f":"IF(AND(AC3815<AC3814,AC3815<>0),AE3814,IF(OR(AND(AC3814=0,AA3815<0),AC3814<-AA3815),IF(AC3814=0,IF(AE3814>-AA3815,AE3814+AA3815,0),IF(AC3814+AE3814>-AA3815,AC3814+AE3814+AA3815,0)),IF(AC3814=Vypocet!$D$18,AE3814+AA3815,AE3814+AA3815-AC3815+AC3814)))","v":{"$error":"#N/A"}},{"$error":"#N/A"},{"$error":"#N/A"},{"$f":"SUM($AF$3:AF3815)","v":{"$error":"#N/A"}},{"$error":"#N/A"},{"$error":"#N/A"},{"$error":"#N/A"},{"$f":"SUM($AJ$3:AJ3815)","v":{"$error":"#N/A"}},{"$error":"#N/A"},{"$error":"#N/A"},{"$error":"#N/A"},{"$f":"IF(AN3815<0,IF(AP3814>-AN3815,AP3814+AN3815,0),IF(AN3815+AP3814<=Vypocet!$D$18,AN3815+AP3814,Vypocet!$D$18))","v":{"$error":"#N/A"}},{"$error":"#N/A"},{"$f":"IF(AND(AP3815<AP3814,AP3815<>0),AR3814,IF(OR(AND(AP3814=0,AN3815<0),AP3814<-AN3815),IF(AP3814=0,IF(AR3814>-AN3815,AR3814+AN3815,0),IF(AP3814+AR3814>-AN3815,AP3814+AR3814+AN3815,0)),IF(AP3814=Vypocet!$D$18,AR3814+AN3815,AR3814+AN3815-AP3815+AP3814)))","v":{"$error":"#N/A"}},{"$error":"#N/A"},{"$error":"#N/A"},{"$f":"SUM($AS$3:AS3815)","v":{"$error":"#N/A"}},{"$error":"#N/A"},{"$error":"#N/A"},{"$error":"#N/A"},{"$f":"SUM($AW$3:AW3815)","v":{"$error":"#N/A"}},{"$f":"IF(V3815=0,IF(U3815=0,IF(AZ3814+Z3815/1000>Vypocet!$D$18,Vypocet!$D$18,AZ3814+Z3815/1000),IF(Z3815/1000+AZ3814-U3815>Vypocet!$D$18,Vypocet!$D$18,Z3815/1000+AZ3814-U3815)),IF(AZ3814=0,0,IF(AZ3814>V3815,AZ3814-V3815,0)))","v":0},0,null,null,null,null,null,null,null,null,null,null,null,null,null,null,null,null,null,null,null,null,null,null,null,null,null,null,null,null,null,null,null,null,null,null,null,null,null,null,null,null,null,null,null,null,null,null,null,null,null,null,null,null,null,null,null,null,null,null,null,null,null,null,null,null,null,null,null,null,null,null,null,null,null,null,null,null,null,null,null,null,null,null,null,null,null,null,null,null,null,null,null,null,null,null,null,null,null,null,null,null,null,null,null,0.46627000000000002,0.39663999999999999,0.32683000000000001,0.56615000000000004,0.39717000000000002,0.36387999999999998,0.26223000000000002,0.46171000000000001,0.40298,0.38852999999999999,0.30388999999999999,0.39462000000000003,0.53817999999999999,0.37418000000000001,0.58333000000000002]
[6,43993,5,3868,{"$f":"(FA3870*Vypocet!$D$24)/$FA$2","v":0},{"$f":"(FB3870*Vypocet!$D$24)/$FB$2","v":0},{"$f":"(FC3870*Vypocet!$D$24)/$FC$2","v":0},{"$f":"(FD3870*Vypocet!$D$24)/$FD$2","v":0},{"$f":"(FE3870*Vypocet!$D$24)/$FE$2","v":0},{"$f":"(FF3870*Vypocet!$D$24)/$FF$2","v":0},{"$f":"(FG3870*Vypocet!$D$24)/$FG$2","v":0},{"$f":"(FH3870*Vypocet!$D$24)/$FH$2","v":0},{"$f":"(FI3870*Vypocet!$D$24)/$FI$2","v":0},{"$f":"(FJ3870*Vypocet!$D$24)/$FJ$2","v":0},{"$f":"(FK3870*Vypocet!$D$24)/$FK$2","v":0},{"$f":"(FL3870*Vypocet!$D$24)/$FL$2","v":0},{"$f":"(FM3870*Vypocet!$D$24)/$FM$2","v":0},{"$f":"(FN3870*Vypocet!$D$24)/$FN$2","v":0},{"$f":"(FO3870*Vypocet!$D$24)/$FO$2","v":0},{"$f":"(VLOOKUP(A3870,Voda!$B$3:$AC$15,TDDData!C3870+4,0)*4180*(VLOOKUP(A3870,Voda!$B$3:$AC$15,4,0)-VLOOKUP(A3870,Voda!$B$3:$AC$15,3,0)))/3600000","v":0},0,{"$f":"IF(U3870=0,0,IF(Z3870>0,IF(Z3870/1000<U3870,IF(Z3870/1000<=Vypocet!$D$15,IF(U3870<Vypocet!$D$15,U3870-Z3870/1000,Vypocet!$D$15-Z3870/1000),Vypocet!$D$15),0),IF(U3870>Vypocet!$D$15,Vypocet!$D$15,U3870)))","v":0},0,{"$f":"HLOOKUP(Vypocet!$D$11,TDDData!$E:$S,2+TDDData!D3870,0)","v":{"$error":"#N/A"}},0.98,0.78400000000000003,{"$error":"#N/A"},{"$error":"#N/A"},{"$f":"IF(AA3870<0,IF(AC3869>-AA3870,AC3869+AA3870,0),IF(AA3870+AC3869<=Vypocet!$D$18,AA3870+AC3869,Vypocet!$D$18))","v":{"$error":"#N/A"}},{"$error":"#N/A"},{"$f":"IF(AND(AC3870<AC3869,AC3870<>0),AE3869,IF(OR(AND(AC3869=0,AA3870<0),AC3869<-AA3870),IF(AC3869=0,IF(AE3869>-AA3870,AE3869+AA3870,0),IF(AC3869+AE3869>-AA3870,AC3869+AE3869+AA3870,0)),IF(AC3869=Vypocet!$D$18,AE3869+AA3870,AE3869+AA3870-AC3870+AC3869)))","v":{"$error":"#N/A"}},{"$error":"#N/A"},{"$error":"#N/A"},{"$f":"SUM($AF$3:AF3870)","v":{"$error":"#N/A"}},{"$error":"#N/A"},{"$error":"#N/A"},{"$error":"#N/A"},{"$f":"SUM($AJ$3:AJ3870)","v":{"$error":"#N/A"}},{"$error":"#N/A"},{"$error":"#N/A"},{"$error":"#N/A"},{"$f":"IF(AN3870<0,IF(AP3869>-AN3870,AP3869+AN3870,0),IF(AN3870+AP3869<=Vypocet!$D$18,AN3870+AP3869,Vypocet!$D$18))","v":{"$error":"#N/A"}},{"$error":"#N/A"},{"$f":"IF(AND(AP3870<AP3869,AP3870<>0),AR3869,IF(OR(AND(AP3869=0,AN3870<0),AP3869<-AN3870),IF(AP3869=0,IF(AR3869>-AN3870,AR3869+AN3870,0),IF(AP3869+AR3869>-AN3870,AP3869+AR3869+AN3870,0)),IF(AP3869=Vypocet!$D$18,AR3869+AN3870,AR3869+AN3870-AP3870+AP3869)))","v":{"$error":"#N/A"}},{"$error":"#N/A"},{"$error":"#N/A"},{"$f":"SUM($AS$3:AS3870)","v":{"$error":"#N/A"}},{"$error":"#N/A"},{"$error":"#N/A"},{"$error":"#N/A"},{"$f":"SUM($AW$3:AW3870)","v":{"$error":"#N/A"}},{"$f":"IF(V3870=0,IF(U3870=0,IF(AZ3869+Z3870/1000>Vypocet!$D$18,Vypocet!$D$18,AZ3869+Z3870/1000),IF(Z3870/1000+AZ3869-U3870>Vypocet!$D$18,Vypocet!$D$18,Z3870/1000+AZ3869-U3870)),IF(AZ3869=0,0,IF(AZ3869>V3870,AZ3869-V3870,0)))","v":0},0,null,null,null,null,null,null,null,null,null,null,null,null,null,null,null,null,null,null,null,null,null,null,null,null,null,null,null,null,null,null,null,null,null,null,null,null,null,null,null,null,null,null,null,null,null,null,null,null,null,null,null,null,null,null,null,null,null,null,null,null,null,null,null,null,null,null,null,null,null,null,null,null,null,null,null,null,null,null,null,null,null,null,null,null,null,null,null,null,null,null,null,null,null,null,null,null,null,null,null,null,null,null,null,0.29070000000000001,0.29736000000000001,0.22889999999999999,0.20843,0.27818999999999999,0.23673,0.23338,0.20288,0.27304,0.25235000000000002,0.29185,0.22195000000000001,0.21124000000000001,0.14967,0.46666999999999997]
[6,43993,22,3885,{"$f":"(FA3887*Vypocet!$D$24)/$FA$2","v":0},{"$f":"(FB3887*Vypocet!$D$24)/$FB$2","v":0},{"$f":"(FC3887*Vypocet!$D$24)/$FC$2","v":0},{"$f":"(FD3887*Vypocet!$D$24)/$FD$2","v":0},{"$f":"(FE3887*Vypocet!$D$24)/$FE$2","v":0},{"$f":"(FF3887*Vypocet!$D$24)/$FF$2","v":0},{"$f":"(FG3887*Vypocet!$D$24)/$FG$2","v":0},{"$f":"(FH3887*Vypocet!$D$24)/$FH$2","v":0},{"$f":"(FI3887*Vypocet!$D$24)/$FI$2","v":0},{"$f":"(FJ3887*Vypocet!$D$24)/$FJ$2","v":0},{"$f":"(FK3887*Vypocet!$D$24)/$FK$2","v":0},{"$f":"(FL3887*Vypocet!$D$24)/$FL$2","v":0},{"$f":"(FM3887*Vypocet!$D$24)/$FM$2","v":0},{"$f":"(FN3887*Vypocet!$D$24)/$FN$2","v":0},{"$f":"(FO3887*Vypocet!$D$24)/$FO$2","v":0},{"$f":"(VLOOKUP(A3887,Voda!$B$3:$AC$15,TDDData!C3887+4,0)*4180*(VLOOKUP(A3887,Voda!$B$3:$AC$15,4,0)-VLOOKUP(A3887,Voda!$B$3:$AC$15,3,0)))/3600000","v":0},0,{"$f":"IF(U3887=0,0,IF(Z3887>0,IF(Z3887/1000<U3887,IF(Z3887/1000<=Vypocet!$D$15,IF(U3887<Vypocet!$D$15,U3887-Z3887/1000,Vypocet!$D$15-Z3887/1000),Vypocet!$D$15),0),IF(U3887>Vypocet!$D$15,Vypocet!$D$15,U3887)))","v":0},0,{"$f":"HLOOKUP(Vypocet!$D$11,TDDData!$E:$S,2+TDDData!D3887,0)","v":{"$error":"#N/A"}},0,0,{"$error":"#N/A"},{"$error":"#N/A"},{"$f":"IF(AA3887<0,IF(AC3886>-AA3887,AC3886+AA3887,0),IF(AA3887+AC3886<=Vypocet!$D$18,AA3887+AC3886,Vypocet!$D$18))","v":{"$error":"#N/A"}},{"$error":"#N/A"},{"$f":"IF(AND(AC3887<AC3886,AC3887<>0),AE3886,IF(OR(AND(AC3886=0,AA3887<0),AC3886<-AA3887),IF(AC3886=0,IF(AE3886>-AA3887,AE3886+AA3887,0),IF(AC3886+AE3886>-AA3887,AC3886+AE3886+AA3887,0)),IF(AC3886=Vypocet!$D$18,AE3886+AA3887,AE3886+AA3887-AC3887+AC3886)))","v":{"$error":"#N/A"}},{"$error":"#N/A"},{"$error":"#N/A"},{"$f":"SUM($AF$3:AF3887)","v":{"$error":"#N/A"}},{"$error":"#N/A"},{"$error":"#N/A"},{"$error":"#N/A"},{"$f":"SUM($AJ$3:AJ3887)","v":{"$error":"#N/A"}},{"$error":"#N/A"},{"$error":"#N/A"},{"$error":"#N/A"},{"$f":"IF(AN3887<0,IF(AP3886>-AN3887,AP3886+AN3887,0),IF(AN3887+AP3886<=Vypocet!$D$18,AN3887+AP3886,Vypocet!$D$18))","v":{"$error":"#N/A"}},{"$error":"#N/A"},{"$f":"IF(AND(AP3887<AP3886,AP3887<>0),AR3886,IF(OR(AND(AP3886=0,AN3887<0),AP3886<-AN3887),IF(AP3886=0,IF(AR3886>-AN3887,AR3886+AN3887,0),IF(AP3886+AR3886>-AN3887,AP3886+AR3886+AN3887,0)),IF(AP3886=Vypocet!$D$18,AR3886+AN3887,AR3886+AN3887-AP3887+AP3886)))","v":{"$error":"#N/A"}},{"$error":"#N/A"},{"$error":"#N/A"},{"$f":"SUM($AS$3:AS3887)","v":{"$error":"#N/A"}},{"$error":"#N/A"},{"$error":"#N/A"},{"$error":"#N/A"},{"$f":"SUM($AW$3:AW3887)","v":{"$error":"#N/A"}},{"$f":"IF(V3887=0,IF(U3887=0,IF(AZ3886+Z3887/1000>Vypocet!$D$18,Vypocet!$D$18,AZ3886+Z3887/1000),IF(Z3887/1000+AZ3886-U3887>Vypocet!$D$18,Vypocet!$D$18,Z3887/1000+AZ3886-U3887)),IF(AZ3886=0,0,IF(AZ3886>V3887,AZ3886-V3887,0)))","v":0},0,null,null,null,null,null,null,null,null,null,null,null,null,null,null,null,null,null,null,null,null,null,null,null,null,null,null,null,null,null,null,null,null,null,null,null,null,null,null,null,null,null,null,null,null,null,null,null,null,null,null,null,null,null,null,null,null,null,null,null,null,null,null,null,null,null,null,null,null,null,null,null,null,null,null,null,null,null,null,null,null,null,null,null,null,null,null,null,null,null,null,null,null,null,null,null,null,null,null,null,null,null,null,null,0.45834999999999998,0.40083999999999997,0.31380000000000002,0.50731999999999999,0.39100000000000001,0.28689999999999999,0.24892,0.41159000000000001,0.34844000000000003,0.32545000000000002,0.37711,0.44347999999999999,0.48293000000000003,0.34955000000000003,0.53332999999999997]
[6,43995,9,3920,{"$f":"(FA3922*Vypocet!$D$24)/$FA$2","v":0},{"$f":"(FB3922*Vypocet!$D$24)/$FB$2","v":0},{"$f":"(FC3922*Vypocet!$D$24)/$FC$2","v":0},{"$f":"(FD3922*Vypocet!$D$24)/$FD$2","v":0},{"$f":"(FE3922*Vypocet!$D$24)/$FE$2","v":0},{"$f":"(FF3922*Vypocet!$D$24)/$FF$2","v":0},{"$f":"(FG3922*Vypocet!$D$24)/$FG$2","v":0},{"$f":"(FH3922*Vypocet!$D$24)/$FH$2","v":0},{"$f":"(FI3922*Vypocet!$D$24)/$FI$2","v":0},{"$f":"(FJ3922*Vypocet!$D$24)/$FJ$2","v":0},{"$f":"(FK3922*Vypocet!$D$24)/$FK$2","v":0},{"$f":"(FL3922*Vypocet!$D$24)/$FL$2","v":0},{"$f":"(FM3922*Vypocet!$D$24)/$FM$2","v":0},{"$f":"(FN3922*Vypocet!$D$24)/$FN$2","v":0},{"$f":"(FO3922*Vypocet!$D$24)/$FO$2","v":0},{"$f":"(VLOOKUP(A3922,Voda!$B$3:$AC$15,TDDData!C3922+4,0)*4180*(VLOOKUP(A3922,Voda!$B$3:$AC$15,4,0)-VLOOKUP(A3922,Voda!$B$3:$AC$15,3,0)))/3600000","v":0},0,{"$f":"IF(U3922=0,0,IF(Z3922>0,IF(Z3922/1000<U3922,IF(Z3922/1000<=Vypocet!$D$15,IF(U3922<Vypocet!$D$15,U3922-Z3922/1000,Vypocet!$D$15-Z3922/1000),Vypocet!$D$15),0),IF(U3922>Vypocet!$D$15,Vypocet!$D$15,U3922)))","v":0},0,{"$f":"HLOOKUP(Vypocet!$D$11,TDDData!$E:$S,2+TDDData!D3922,0)","v":{"$error":"#N/A"}},799.96,639.96800000000007,{"$error":"#N/A"},{"$error":"#N/A"},{"$f":"IF(AA3922<0,IF(AC3921>-AA3922,AC3921+AA3922,0),IF(AA3922+AC3921<=Vypocet!$D$18,AA3922+AC3921,Vypocet!$D$18))","v":{"$error":"#N/A"}},{"$error":"#N/A"},{"$f":"IF(AND(AC3922<AC3921,AC3922<>0),AE3921,IF(OR(AND(AC3921=0,AA3922<0),AC3921<-AA3922),IF(AC3921=0,IF(AE3921>-AA3922,AE3921+AA3922,0),IF(AC3921+AE3921>-AA3922,AC3921+AE3921+AA3922,0)),IF(AC3921=Vypocet!$D$18,AE3921+AA3922,AE3921+AA3922-AC3922+AC3921)))","v":{"$error":"#N/A"}},{"$error":"#N/A"},{"$error":"#N/A"},{"$f":"SUM($AF$3:AF3922)","v":{"$error":"#N/A"}},{"$error":"#N/A"},{"$error":"#N/A"},{"$error":"#N/A"},{"$f":"SUM($AJ$3:AJ3922)","v":{"$error":"#N/A"}},{"$error":"#N/A"},{"$error":"#N/A"},{"$error":"#N/A"},{"$f":"IF(AN3922<0,IF(AP3921>-AN3922,AP3921+AN3922,0),IF(AN3922+AP3921<=Vypocet!$D$18,AN3922+AP3921,Vypocet!$D$18))","v":{"$error":"#N/A"}},{"$error":"#N/A"},{"$f":"IF(AND(AP3922<AP3921,AP3922<>0),AR3921,IF(OR(AND(AP3921=0,AN3922<0),AP3921<-AN3922),IF(AP3921=0,IF(AR3921>-AN3922,AR3921+AN3922,0),IF(AP3921+AR3921>-AN3922,AP3921+AR3921+AN3922,0)),IF(AP3921=Vypocet!$D$18,AR3921+AN3922,AR3921+AN3922-AP3922+AP3921)))","v":{"$error":"#N/A"}},{"$error":"#N/A"},{"$error":"#N/A"},{"$f":"SUM($AS$3:AS3922)","v":{"$error":"#N/A"}},{"$error":"#N/A"},{"$error":"#N/A"},{"$error":"#N/A"},{"$f":"SUM($AW$3:AW3922)","v":{"$error":"#N/A"}},{"$f":"IF(V3922=0,IF(U3922=0,IF(AZ3921+Z3922/1000>Vypocet!$D$18,Vypocet!$D$18,AZ3921+Z3922/1000),IF(Z3922/1000+AZ3921-U3922>Vypocet!$D$18,Vypocet!$D$18,Z3922/1000+AZ3921-U3922)),IF(AZ3921=0,0,IF(AZ3921>V3922,AZ3921-V3922,0)))","v":0},0,null,null,null,null,null,null,null,null,null,null,null,null,null,null,null,null,null,null,null,null,null,null,null,null,null,null,null,null,null,null,null,null,null,null,null,null,null,null,null,null,null,null,null,null,null,null,null,null,null,null,null,null,null,null,null,null,null,null,null,null,null,null,null,null,null,null,null,null,null,null,null,null,null,null,null,null,null,null,null,null,null,null,null,null,null,null,null,null,null,null,null,null,null,null,null,null,null,null,null,null,null,null,null,0.67725999999999997,0.62809999999999999,0.43369999999999997,0.35521000000000003,0.24693000000000001,0.28028999999999998,0.22178,0.2339,0.26490000000000002,0.23494999999999999,0.21909000000000001,0.26284000000000002,0.24994,0.21965999999999999,0]
[6,43997,12,3971,{"$f":"(FA3973*Vypocet!$D$24)/$FA$2","v":0},{"$f":"(FB3973*Vypocet!$D$24)/$FB$2","v":0},{"$f":"(FC3973*Vypocet!$D$24)/$FC$2","v":0},{"$f":"(FD3973*Vypocet!$D$24)/$FD$2","v":0},{"$f":"(FE3973*Vypocet!$D$24)/$FE$2","v":0},{"$f":"(FF3973*Vypocet!$D$24)/$FF$2","v":0},{"$f":"(FG3973*Vypocet!$D$24)/$FG$2","v":0},{"$f":"(FH3973*Vypocet!$D$24)/$FH$2","v":0},{"$f":"(FI3973*Vypocet!$D$24)/$FI$2","v":0},{"$f":"(FJ3973*Vypocet!$D$24)/$FJ$2","v":0},{"$f":"(FK3973*Vypocet!$D$24)/$FK$2","v":0},{"$f":"(FL3973*Vypocet!$D$24)/$FL$2","v":0},{"$f":"(FM3973*Vypocet!$D$24)/$FM$2","v":0},{"$f":"(FN3973*Vypocet!$D$24)/$FN$2","v":0},{"$f":"(FO3973*Vypocet!$D$24)/$FO$2","v":0},{"$f":"(VLOOKUP(A3973,Voda!$B$3:$AC$15,TDDData!C3973+4,0)*4180*(VLOOKUP(A3973,Voda!$B$3:$AC$15,4,0)-VLOOKUP(A3973,Voda!$B$3:$AC$15,3,0)))/3600000","v":0},{"$f":"W3972+T3973","v":0},{"$f":"IF(U3973=0,0,IF(Z3973>0,IF(Z3973/1000<U3973,IF(Z3973/1000<=Vypocet!$D$15,IF(U3973<Vypocet!$D$15,U3973-Z3973/1000,Vypocet!$D$15-Z3973/1000),Vypocet!$D$15),0),IF(U3973>Vypocet!$D$15,Vypocet!$D$15,U3973)))","v":0},0,{"$f":"HLOOKUP(Vypocet!$D$11,TDDData!$E:$S,2+TDDData!D3973,0)","v":{"$error":"#N/A"}},514.46,411.56800000000004,{"$error":"#N/A"},{"$error":"#N/A"},{"$f":"IF(AA3973<0,IF(AC3972>-AA3973,AC3972+AA3973,0),IF(AA3973+AC3972<=Vypocet!$D$18,AA3973+AC3972,Vypocet!$D$18))","v":{"$error":"#N/A"}},{"$error":"#N/A"},{"$f":"IF(AND(AC3973<AC3972,AC3973<>0),AE3972,IF(OR(AND(AC3972=0,AA3973<0),AC3972<-AA3973),IF(AC3972=0,IF(AE3972>-AA3973,AE3972+AA3973,0),IF(AC3972+AE3972>-AA3973,AC3972+AE3972+AA3973,0)),IF(AC3972=Vypocet!$D$18,AE3972+AA3973,AE3972+AA3973-AC3973+AC3972)))","v":{"$error":"#N/A"}},{"$f":"IF(AE3973>AE3972,AE3973-AE3972,0)","v":{"$error":"#N/A"}},{"$error":"#N/A"},{"$f":"SUM($AF$3:AF3973)","v":{"$error":"#N/A"}},{"$f":"IF(AA3973<0,IF(AI3972>-AA3973,AI3972+AA3973,0),AA3973+AI3972)","v":{"$error":"#N/A"}},{"$f":"IF(AI3973>AI3972,AI3973-AI3972,0)","v":{"$error":"#N/A"}},{"$error":"#N/A"},{"$f":"SUM($AJ$3:AJ3973)","v":{"$error":"#N/A"}},{"$error":"#N/A"},{"$error":"#N/A"},{"$error":"#N/A"},{"$f":"IF(AN3973<0,IF(AP3972>-AN3973,AP3972+AN3973,0),IF(AN3973+AP3972<=Vypocet!$D$18,AN3973+AP3972,Vypocet!$D$18))","v":{"$error":"#N/A"}},{"$error":"#N/A"},{"$f":"IF(AND(AP3973<AP3972,AP3973<>0),AR3972,IF(OR(AND(AP3972=0,AN3973<0),AP3972<-AN3973),IF(AP3972=0,IF(AR3972>-AN3973,AR3972+AN3973,0),IF(AP3972+AR3972>-AN3973,AP3972+AR3972+AN3973,0)),IF(AP3972=Vypocet!$D$18,AR3972+AN3973,AR3972+AN3973-AP3973+AP3972)))","v":{"$error":"#N/A"}},{"$error":"#N/A"},{"$error":"#N/A"},{"$f":"SUM($AS$3:AS3973)","v":{"$error":"#N/A"}},{"$f":"IF(AN3973<0,IF(AV3972>-AN3973,AV3972+AN3973,0),AN3973+AV3972)","v":{"$error":"#N/A"}},{"$error":"#N/A"},{"$error":"#N/A"},{"$f":"SUM($AW$3:AW3973)","v":{"$error":"#N/A"}},{"$f":"IF(V3973=0,IF(U3973=0,IF(AZ3972+Z3973/1000>Vypocet!$D$18,Vypocet!$D$18,AZ3972+Z3973/1000),IF(Z3973/1000+AZ3972-U3973>Vypocet!$D$18,Vypocet!$D$18,Z3973/1000+AZ3972-U3973)),IF(AZ3972=0,0,IF(AZ3972>V3973,AZ3972-V3973,0)))","v":0},0,null,null,null,null,null,null,null,null,null,null,null,null,null,null,null,null,null,null,null,null,null,null,null,null,null,null,null,null,null,null,null,null,null,null,null,null,null,null,null,null,null,null,null,null,null,null,null,null,null,null,null,null,null,null,null,null,null,null,null,null,null,null,null,null,null,null,null,null,null,null,null,null,null,null,null,null,null,null,null,null,null,null,null,null,null,null,null,null,null,null,null,null,null,null,null,null,null,null,null,null,null,null,null,0.48748000000000002,0.41153000000000001,0.35881999999999997,0.68752000000000002,0.59775,0.47982999999999998,0.33783000000000002,0.49020000000000002,0.67157999999999995,0.61317999999999995,0.47076000000000001,0.47153,0.57593000000000005,0.41528999999999999,0]
[6,43998,23,4006,{"$f":"(FA4008*Vypocet!$D$24)/$FA$2","v":0},{"$f":"(FB4008*Vypocet!$D$24)/$FB$2","v":0},{"$f":"(FC4008*Vypocet!$D$24)/$FC$2","v":0},{"$f":"(FD4008*Vypocet!$D$24)/$FD$2","v":0},{"$f":"(FE4008*Vypocet!$D$24)/$FE$2","v":0},{"$f":"(FF4008*Vypocet!$D$24)/$FF$2","v":0},{"$f":"(FG4008*Vypocet!$D$24)/$FG$2","v":0},{"$f":"(FH4008*Vypocet!$D$24)/$FH$2","v":0},{"$f":"(FI4008*Vypocet!$D$24)/$FI$2","v":0},{"$f":"(FJ4008*Vypocet!$D$24)/$FJ$2","v":0},{"$f":"(FK4008*Vypocet!$D$24)/$FK$2","v":0},{"$f":"(FL4008*Vypocet!$D$24)/$FL$2","v":0},{"$f":"(FM4008*Vypocet!$D$24)/$FM$2","v":0},{"$f":"(FN4008*Vypocet!$D$24)/$FN$2","v":0},{"$f":"(FO4008*Vypocet!$D$24)/$FO$2","v":0},{"$f":"(VLOOKUP(A4008,Voda!$B$3:$AC$15,TDDData!C4008+4,0)*4180*(VLOOKUP(A4008,Voda!$B$3:$AC$15,4,0)-VLOOKUP(A4008,Voda!$B$3:$AC$15,3,0)))/3600000","v":0},0,{"$f":"IF(U4008=0,0,IF(Z4008>0,IF(Z4008/1000<U4008,IF(Z4008/1000<=Vypocet!$D$15,IF(U4008<Vypocet!$D$15,U4008-Z4008/1000,Vypocet!$D$15-Z4008/1000),Vypocet!$D$15),0),IF(U4008>Vypocet!$D$15,Vypocet!$D$15,U4008)))","v":0},0,{"$f":"HLOOKUP(Vypocet!$D$11,TDDData!$E:$S,2+TDDData!D4008,0)","v":{"$error":"#N/A"}},0,0,{"$error":"#N/A"},{"$error":"#N/A"},{"$f":"IF(AA4008<0,IF(AC4007>-AA4008,AC4007+AA4008,0),IF(AA4008+AC4007<=Vypocet!$D$18,AA4008+AC4007,Vypocet!$D$18))","v":{"$error":"#N/A"}},{"$error":"#N/A"},{"$f":"IF(AND(AC4008<AC4007,AC4008<>0),AE4007,IF(OR(AND(AC4007=0,AA4008<0),AC4007<-AA4008),IF(AC4007=0,IF(AE4007>-AA4008,AE4007+AA4008,0),IF(AC4007+AE4007>-AA4008,AC4007+AE4007+AA4008,0)),IF(AC4007=Vypocet!$D$18,AE4007+AA4008,AE4007+AA4008-AC4008+AC4007)))","v":{"$error":"#N/A"}},{"$error":"#N/A"},{"$error":"#N/A"},{"$f":"SUM($AF$3:AF4008)","v":{"$error":"#N/A"}},{"$error":"#N/A"},{"$error":"#N/A"},{"$error":"#N/A"},{"$f":"SUM($AJ$3:AJ4008)","v":{"$error":"#N/A"}},{"$error":"#N/A"},{"$error":"#N/A"},{"$error":"#N/A"},{"$f":"IF(AN4008<0,IF(AP4007>-AN4008,AP4007+AN4008,0),IF(AN4008+AP4007<=Vypocet!$D$18,AN4008+AP4007,Vypocet!$D$18))","v":{"$error":"#N/A"}},{"$error":"#N/A"},{"$f":"IF(AND(AP4008<AP4007,AP4008<>0),AR4007,IF(OR(AND(AP4007=0,AN4008<0),AP4007<-AN4008),IF(AP4007=0,IF(AR4007>-AN4008,AR4007+AN4008,0),IF(AP4007+AR4007>-AN4008,AP4007+AR4007+AN4008,0)),IF(AP4007=Vypocet!$D$18,AR4007+AN4008,AR4007+AN4008-AP4008+AP4007)))","v":{"$error":"#N/A"}},{"$error":"#N/A"},{"$error":"#N/A"},{"$f":"SUM($AS$3:AS4008)","v":{"$error":"#N/A"}},{"$error":"#N/A"},{"$error":"#N/A"},{"$error":"#N/A"},{"$f":"SUM($AW$3:AW4008)","v":{"$error":"#N/A"}},{"$f":"IF(V4008=0,IF(U4008=0,IF(AZ4007+Z4008/1000>Vypocet!$D$18,Vypocet!$D$18,AZ4007+Z4008/1000),IF(Z4008/1000+AZ4007-U4008>Vypocet!$D$18,Vypocet!$D$18,Z4008/1000+AZ4007-U4008)),IF(AZ4007=0,0,IF(AZ4007>V4008,AZ4007-V4008,0)))","v":0},0,null,null,null,null,null,null,null,null,null,null,null,null,null,null,null,null,null,null,null,null,null,null,null,null,null,null,null,null,null,null,null,null,null,null,null,null,null,null,null,null,null,null,null,null,null,null,null,null,null,null,null,null,null,null,null,null,null,null,null,null,null,null,null,null,null,null,null,null,null,null,null,null,null,null,null,null,null,null,null,null,null,null,null,null,null,null,null,null,null,null,null,null,null,null,null,null,null,null,null,null,null,null,null,0.39500999999999997,0.39097999999999999,0.28677000000000002,0.41254999999999997,0.30962000000000001,0.26130999999999999,0.23705999999999999,0.47086,0.33967000000000003,0.44605,0.54205000000000003,0.53013999999999994,0.46801999999999999,0.32385999999999998,1]
[6,43999,16,4023,{"$f":"(FA4025*Vypocet!$D$24)/$FA$2","v":0},{"$f":"(FB4025*Vypocet!$D$24)/$FB$2","v":0},{"$f":"(FC4025*Vypocet!$D$24)/$FC$2","v":0},{"$f":"(FD4025*Vypocet!$D$24)/$FD$2","v":0},{"$f":"(FE4025*Vypocet!$D$24)/$FE$2","v":0},{"$f":"(FF4025*Vypocet!$D$24)/$FF$2","v":0},{"$f":"(FG4025*Vypocet!$D$24)/$FG$2","v":0},{"$f":"(FH4025*Vypocet!$D$24)/$FH$2","v":0},{"$f":"(FI4025*Vypocet!$D$24)/$FI$2","v":0},{"$f":"(FJ4025*Vypocet!$D$24)/$FJ$2","v":0},{"$f":"(FK4025*Vypocet!$D$24)/$FK$2","v":0},{"$f":"(FL4025*Vypocet!$D$24)/$FL$2","v":0},{"$f":"(FM4025*Vypocet!$D$24)/$FM$2","v":0},{"$f":"(FN4025*Vypocet!$D$24)/$FN$2","v":0},{"$f":"(FO4025*Vypocet!$D$24)/$FO$2","v":0},{"$f":"(VLOOKUP(A4025,Voda!$B$3:$AC$15,TDDData!C4025+4,0)*4180*(VLOOKUP(A4025,Voda!$B$3:$AC$15,4,0)-VLOOKUP(A4025,Voda!$B$3:$AC$15,3,0)))/3600000","v":0},0,{"$f":"IF(U4025=0,0,IF(Z4025>0,IF(Z4025/1000<U4025,IF(Z4025/1000<=Vypocet!$D$15,IF(U4025<Vypocet!$D$15,U4025-Z4025/1000,Vypocet!$D$15-Z4025/1000),Vypocet!$D$15),0),IF(U4025>Vypocet!$D$15,Vypocet!$D$15,U4025)))","v":0},0,{"$f":"HLOOKUP(Vypocet!$D$11,TDDData!$E:$S,2+TDDData!D4025,0)","v":{"$error":"#N/A"}},612.26,489.80799999999999,{"$error":"#N/A"},{"$error":"#N/A"},{"$f":"IF(AA4025<0,IF(AC4024>-AA4025,AC4024+AA4025,0),IF(AA4025+AC4024<=Vypocet!$D$18,AA4025+AC4024,Vypocet!$D$18))","v":{"$error":"#N/A"}},{"$error":"#N/A"},{"$f":"IF(AND(AC4025<AC4024,AC4025<>0),AE4024,IF(OR(AND(AC4024=0,AA4025<0),AC4024<-AA4025),IF(AC4024=0,IF(AE4024>-AA4025,AE4024+AA4025,0),IF(AC4024+AE4024>-AA4025,AC4024+AE4024+AA4025,0)),IF(AC4024=Vypocet!$D$18,AE4024+AA4025,AE4024+AA4025-AC4025+AC4024)))","v":{"$error":"#N/A"}},{"$error":"#N/A"},{"$error":"#N/A"},{"$f":"SUM($AF$3:AF4025)","v":{"$error":"#N/A"}},{"$error":"#N/A"},{"$error":"#N/A"},{"$error":"#N/A"},{"$f":"SUM($AJ$3:AJ4025)","v":{"$error":"#N/A"}},{"$error":"#N/A"},{"$error":"#N/A"},{"$error":"#N/A"},{"$f":"IF(AN4025<0,IF(AP4024>-AN4025,AP4024+AN4025,0),IF(AN4025+AP4024<=Vypocet!$D$18,AN4025+AP4024,Vypocet!$D$18))","v":{"$error":"#N/A"}},{"$error":"#N/A"},{"$f":"IF(AND(AP4025<AP4024,AP4025<>0),AR4024,IF(OR(AND(AP4024=0,AN4025<0),AP4024<-AN4025),IF(AP4024=0,IF(AR4024>-AN4025,AR4024+AN4025,0),IF(AP4024+AR4024>-AN4025,AP4024+AR4024+AN4025,0)),IF(AP4024=Vypocet!$D$18,AR4024+AN4025,AR4024+AN4025-AP4025+AP4024)))","v":{"$error":"#N/A"}},{"$error":"#N/A"},{"$error":"#N/A"},{"$f":"SUM($AS$3:AS4025)","v":{"$error":"#N/A"}},{"$error":"#N/A"},{"$error":"#N/A"},{"$error":"#N/A"},{"$f":"SUM($AW$3:AW4025)","v":{"$error":"#N/A"}},{"$f":"IF(V4025=0,IF(U4025=0,IF(AZ4024+Z4025/1000>Vypocet!$D$18,Vypocet!$D$18,AZ4024+Z4025/1000),IF(Z4025/1000+AZ4024-U4025>Vypocet!$D$18,Vypocet!$D$18,Z4025/1000+AZ4024-U4025)),IF(AZ4024=0,0,IF(AZ4024>V4025,AZ4024-V4025,0)))","v":0},0,null,null,null,null,null,null,null,null,null,null,null,null,null,null,null,null,null,null,null,null,null,null,null,null,null,null,null,null,null,null,null,null,null,null,null,null,null,null,null,null,null,null,null,null,null,null,null,null,null,null,null,null,null,null,null,null,null,null,null,null,null,null,null,null,null,null,null,null,null,null,null,null,null,null,null,null,null,null,null,null,null,null,null,null,null,null,null,null,null,null,null,null,null,null,null,null,null,null,null,null,null,null,null,0.67398000000000002,0.60284000000000004,0.46398,0.38623000000000002,0.44056000000000001,0.40177000000000002,0.30459000000000003,0.48482999999999998,0.58818999999999999,0.45651999999999998,0.40432000000000001,0.43944,0.33755000000000002,0.27555000000000002,0]
[{"$f":"MONTH(B4076)","v":6},44001,19,4074,{"$f":"(FA4076*Vypocet!$D$24)/$FA$2","v":0},{"$f":"(FB4076*Vypocet!$D$24)/$FB$2","v":0},{"$f":"(FC4076*Vypocet!$D$24)/$FC$2","v":0},{"$f":"(FD4076*Vypocet!$D$24)/$FD$2","v":0},{"$f":"(FE4076*Vypocet!$D$24)/$FE$2","v":0},{"$f":"(FF4076*Vypocet!$D$24)/$FF$2","v":0},{"$f":"(FG4076*Vypocet!$D$24)/$FG$2","v":0},{"$f":"(FH4076*Vypocet!$D$24)/$FH$2","v":0},{"$f":"(FI4076*Vypocet!$D$24)/$FI$2","v":0},{"$f":"(FJ4076*Vypocet!$D$24)/$FJ$2","v":0},{"$f":"(FK4076*Vypocet!$D$24)/$FK$2","v":0},{"$f":"(FL4076*Vypocet!$D$24)/$FL$2","v":0},{"$f":"(FM4076*Vypocet!$D$24)/$FM$2","v":0},{"$f":"(FN4076*Vypocet!$D$24)/$FN$2","v":0},{"$f":"(FO4076*Vypocet!$D$24)/$FO$2","v":0},{"$f":"(VLOOKUP(A4076,Voda!$B$3:$AC$15,TDDData!C4076+4,0)*4180*(VLOOKUP(A4076,Voda!$B$3:$AC$15,4,0)-VLOOKUP(A4076,Voda!$B$3:$AC$15,3,0)))/3600000","v":0},0,{"$f":"IF(U4076=0,0,IF(Z4076>0,IF(Z4076/1000<U4076,IF(Z4076/1000<=Vypocet!$D$15,IF(U4076<Vypocet!$D$15,U4076-Z4076/1000,Vypocet!$D$15-Z4076/1000),Vypocet!$D$15),0),IF(U4076>Vypocet!$D$15,Vypocet!$D$15,U4076)))","v":0},0,{"$f":"HLOOKUP(Vypocet!$D$11,TDDData!$E:$S,2+TDDData!D4076,0)","v":{"$error":"#N/A"}},111.06,88.848000000000013,{"$f":"Z4076/1000-X4076","v":{"$error":"#N/A"}},{"$error":"#N/A"},{"$f":"IF(AA4076<0,IF(AC4075>-AA4076,AC4075+AA4076,0),IF(AA4076+AC4075<=Vypocet!$D$18,AA4076+AC4075,Vypocet!$D$18))","v":{"$error":"#N/A"}},{"$error":"#N/A"},{"$f":"IF(AND(AC4076<AC4075,AC4076<>0),AE4075,IF(OR(AND(AC4075=0,AA4076<0),AC4075<-AA4076),IF(AC4075=0,IF(AE4075>-AA4076,AE4075+AA4076,0),IF(AC4075+AE4075>-AA4076,AC4075+AE4075+AA4076,0)),IF(AC4075=Vypocet!$D$18,AE4075+AA4076,AE4075+AA4076-AC4076+AC4075)))","v":{"$error":"#N/A"}},{"$error":"#N/A"},{"$error":"#N/A"},{"$f":"SUM($AF$3:AF4076)","v":{"$error":"#N/A"}},{"$error":"#N/A"},{"$error":"#N/A"},{"$error":"#N/A"},{"$f":"SUM($AJ$3:AJ4076)","v":{"$error":"#N/A"}},{"$error":"#N/A"},{"$error":"#N/A"},{"$error":"#N/A"},{"$f":"IF(AN4076<0,IF(AP4075>-AN4076,AP4075+AN4076,0),IF(AN4076+AP4075<=Vypocet!$D$18,AN4076+AP4075,Vypocet!$D$18))","v":{"$error":"#N/A"}},{"$error":"#N/A"},{"$f":"IF(AND(AP4076<AP4075,AP4076<>0),AR4075,IF(OR(AND(AP4075=0,AN4076<0),AP4075<-AN4076),IF(AP4075=0,IF(AR4075>-AN4076,AR4075+AN4076,0),IF(AP4075+AR4075>-AN4076,AP4075+AR4075+AN4076,0)),IF(AP4075=Vypocet!$D$18,AR4075+AN4076,AR4075+AN4076-AP4076+AP4075)))","v":{"$error":"#N/A"}},{"$error":"#N/A"},{"$error":"#N/A"},{"$f":"SUM($AS$3:AS4076)","v":{"$error":"#N/A"}},{"$error":"#N/A"},{"$error":"#N/A"},{"$error":"#N/A"},{"$f":"SUM($AW$3:AW4076)","v":{"$error":"#N/A"}},{"$f":"IF(V4076=0,IF(U4076=0,IF(AZ4075+Z4076/1000>Vypocet!$D$18,Vypocet!$D$18,AZ4075+Z4076/1000),IF(Z4076/1000+AZ4075-U4076>Vypocet!$D$18,Vypocet!$D$18,Z4076/1000+AZ4075-U4076)),IF(AZ4075=0,0,IF(AZ4075>V4076,AZ4075-V4076,0)))","v":0},0,null,null,null,null,null,null,null,null,null,null,null,null,null,null,null,null,null,null,null,null,null,null,null,null,null,null,null,null,null,null,null,null,null,null,null,null,null,null,null,null,null,null,null,null,null,null,null,null,null,null,null,null,null,null,null,null,null,null,null,null,null,null,null,null,null,null,null,null,null,null,null,null,null,null,null,null,null,null,null,null,null,null,null,null,null,null,null,null,null,null,null,null,null,null,null,null,null,null,null,null,null,null,null,0.56481999999999999,0.45545999999999998,0.38836999999999999,0.49828,0.58955000000000002,0.42877999999999999,0.27977000000000002,0.37698999999999999,0.44902999999999998,0.37962000000000001,0.41221999999999998,0.38131999999999999,0.33202999999999999,0.32912000000000002,0]
[6,44003,6,4109,{"$f":"(FA4111*Vypocet!$D$24)/$FA$2","v":0},{"$f":"(FB4111*Vypocet!$D$24)/$FB$2","v":0},{"$f":"(FC4111*Vypocet!$D$24)/$FC$2","v":0},{"$f":"(FD4111*Vypocet!$D$24)/$FD$2","v":0},{"$f":"(FE4111*Vypocet!$D$24)/$FE$2","v":0},{"$f":"(FF4111*Vypocet!$D$24)/$FF$2","v":0},{"$f":"(FG4111*Vypocet!$D$24)/$FG$2","v":0},{"$f":"(FH4111*Vypocet!$D$24)/$FH$2","v":0},{"$f":"(FI4111*Vypocet!$D$24)/$FI$2","v":0},{"$f":"(FJ4111*Vypocet!$D$24)/$FJ$2","v":0},{"$f":"(FK4111*Vypocet!$D$24)/$FK$2","v":0},{"$f":"(FL4111*Vypocet!$D$24)/$FL$2","v":0},{"$f":"(FM4111*Vypocet!$D$24)/$FM$2","v":0},{"$f":"(FN4111*Vypocet!$D$24)/$FN$2","v":0},{"$f":"(FO4111*Vypocet!$D$24)/$FO$2","v":0},{"$f":"(VLOOKUP(A4111,Voda!$B$3:$AC$15,TDDData!C4111+4,0)*4180*(VLOOKUP(A4111,Voda!$B$3:$AC$15,4,0)-VLOOKUP(A4111,Voda!$B$3:$AC$15,3,0)))/3600000","v":0},0,{"$f":"IF(U4111=0,0,IF(Z4111>0,IF(Z4111/1000<U4111,IF(Z4111/1000<=Vypocet!$D$15,IF(U4111<Vypocet!$D$15,U4111-Z4111/1000,Vypocet!$D$15-Z4111/1000),Vypocet!$D$15),0),IF(U4111>Vypocet!$D$15,Vypocet!$D$15,U4111)))","v":0},0,{"$f":"HLOOKUP(Vypocet!$D$11,TDDData!$E:$S,2+TDDData!D4111,0)","v":{"$error":"#N/A"}},5.56,4.4479999999999995,{"$error":"#N/A"},{"$error":"#N/A"},{"$f":"IF(AA4111<0,IF(AC4110>-AA4111,AC4110+AA4111,0),IF(AA4111+AC4110<=Vypocet!$D$18,AA4111+AC4110,Vypocet!$D$18))","v":{"$error":"#N/A"}},{"$error":"#N/A"},{"$f":"IF(AND(AC4111<AC4110,AC4111<>0),AE4110,IF(OR(AND(AC4110=0,AA4111<0),AC4110<-AA4111),IF(AC4110=0,IF(AE4110>-AA4111,AE4110+AA4111,0),IF(AC4110+AE4110>-AA4111,AC4110+AE4110+AA4111,0)),IF(AC4110=Vypocet!$D$18,AE4110+AA4111,AE4110+AA4111-AC4111+AC4110)))","v":{"$error":"#N/A"}},{"$error":"#N/A"},{"$error":"#N/A"},{"$f":"SUM($AF$3:AF4111)","v":{"$error":"#N/A"}},{"$error":"#N/A"},{"$error":"#N/A"},{"$error":"#N/A"},{"$f":"SUM($AJ$3:AJ4111)","v":{"$error":"#N/A"}},{"$error":"#N/A"},{"$error":"#N/A"},{"$error":"#N/A"},{"$f":"IF(AN4111<0,IF(AP4110>-AN4111,AP4110+AN4111,0),IF(AN4111+AP4110<=Vypocet!$D$18,AN4111+AP4110,Vypocet!$D$18))","v":{"$error":"#N/A"}},{"$error":"#N/A"},{"$f":"IF(AND(AP4111<AP4110,AP4111<>0),AR4110,IF(OR(AND(AP4110=0,AN4111<0),AP4110<-AN4111),IF(AP4110=0,IF(AR4110>-AN4111,AR4110+AN4111,0),IF(AP4110+AR4110>-AN4111,AP4110+AR4110+AN4111,0)),IF(AP4110=Vypocet!$D$18,AR4110+AN4111,AR4110+AN4111-AP4111+AP4110)))","v":{"$error":"#N/A"}},{"$error":"#N/A"},{"$error":"#N/A"},{"$f":"SUM($AS$3:AS4111)","v":{"$error":"#N/A"}},{"$error":"#N/A"},{"$error":"#N/A"},{"$error":"#N/A"},{"$f":"SUM($AW$3:AW4111)","v":{"$error":"#N/A"}},{"$f":"IF(V4111=0,IF(U4111=0,IF(AZ4110+Z4111/1000>Vypocet!$D$18,Vypocet!$D$18,AZ4110+Z4111/1000),IF(Z4111/1000+AZ4110-U4111>Vypocet!$D$18,Vypocet!$D$18,Z4111/1000+AZ4110-U4111)),IF(AZ4110=0,0,IF(AZ4110>V4111,AZ4110-V4111,0)))","v":0},0,null,null,null,null,null,null,null,null,null,null,null,null,null,null,null,null,null,null,null,null,null,null,null,null,null,null,null,null,null,null,null,null,null,null,null,null,null,null,null,null,null,null,null,null,null,null,null,null,null,null,null,null,null,null,null,null,null,null,null,null,null,null,null,null,null,null,null,null,null,null,null,null,null,null,null,null,null,null,null,null,null,null,null,null,null,null,null,null,null,null,null,null,null,null,null,null,null,null,null,null,null,null,null,0.31524000000000002,0.32090000000000002,0.22245000000000001,0.22685,0.47025,0.22578000000000001,0.22864000000000001,0.26624999999999999,0.23991000000000001,0.24045,0.27516000000000002,0.31618000000000002,0.20441000000000001,0.16572000000000001,0]
[6,44003,23,4126,{"$f":"(FA4128*Vypocet!$D$24)/$FA$2","v":0},{"$f":"(FB4128*Vypocet!$D$24)/$FB$2","v":0},{"$f":"(FC4128*Vypocet!$D$24)/$FC$2","v":0},{"$f":"(FD4128*Vypocet!$D$24)/$FD$2","v":0},{"$f":"(FE4128*Vypocet!$D$24)/$FE$2","v":0},{"$f":"(FF4128*Vypocet!$D$24)/$FF$2","v":0},{"$f":"(FG4128*Vypocet!$D$24)/$FG$2","v":0},{"$f":"(FH4128*Vypocet!$D$24)/$FH$2","v":0},{"$f":"(FI4128*Vypocet!$D$24)/$FI$2","v":0},{"$f":"(FJ4128*Vypocet!$D$24)/$FJ$2","v":0},{"$f":"(FK4128*Vypocet!$D$24)/$FK$2","v":0},{"$f":"(FL4128*Vypocet!$D$24)/$FL$2","v":0},{"$f":"(FM4128*Vypocet!$D$24)/$FM$2","v":0},{"$f":"(FN4128*Vypocet!$D$24)/$FN$2","v":0},{"$f":"(FO4128*Vypocet!$D$24)/$FO$2","v":0},{"$f":"(VLOOKUP(A4128,Voda!$B$3:$AC$15,TDDData!C4128+4,0)*4180*(VLOOKUP(A4128,Voda!$B$3:$AC$15,4,0)-VLOOKUP(A4128,Voda!$B$3:$AC$15,3,0)))/3600000","v":0},0,{"$f":"IF(U4128=0,0,IF(Z4128>0,IF(Z4128/1000<U4128,IF(Z4128/1000<=Vypocet!$D$15,IF(U4128<Vypocet!$D$15,U4128-Z4128/1000,Vypocet!$D$15-Z4128/1000),Vypocet!$D$15),0),IF(U4128>Vypocet!$D$15,Vypocet!$D$15,U4128)))","v":0},0,{"$f":"HLOOKUP(Vypocet!$D$11,TDDData!$E:$S,2+TDDData!D4128,0)","v":{"$error":"#N/A"}},0,0,{"$error":"#N/A"},{"$error":"#N/A"},{"$f":"IF(AA4128<0,IF(AC4127>-AA4128,AC4127+AA4128,0),IF(AA4128+AC4127<=Vypocet!$D$18,AA4128+AC4127,Vypocet!$D$18))","v":{"$error":"#N/A"}},{"$error":"#N/A"},{"$f":"IF(AND(AC4128<AC4127,AC4128<>0),AE4127,IF(OR(AND(AC4127=0,AA4128<0),AC4127<-AA4128),IF(AC4127=0,IF(AE4127>-AA4128,AE4127+AA4128,0),IF(AC4127+AE4127>-AA4128,AC4127+AE4127+AA4128,0)),IF(AC4127=Vypocet!$D$18,AE4127+AA4128,AE4127+AA4128-AC4128+AC4127)))","v":{"$error":"#N/A"}},{"$error":"#N/A"},{"$error":"#N/A"},{"$f":"SUM($AF$3:AF4128)","v":{"$error":"#N/A"}},{"$error":"#N/A"},{"$error":"#N/A"},{"$error":"#N/A"},{"$f":"SUM($AJ$3:AJ4128)","v":{"$error":"#N/A"}},{"$error":"#N/A"},{"$error":"#N/A"},{"$error":"#N/A"},{"$f":"IF(AN4128<0,IF(AP4127>-AN4128,AP4127+AN4128,0),IF(AN4128+AP4127<=Vypocet!$D$18,AN4128+AP4127,Vypocet!$D$18))","v":{"$error":"#N/A"}},{"$error":"#N/A"},{"$f":"IF(AND(AP4128<AP4127,AP4128<>0),AR4127,IF(OR(AND(AP4127=0,AN4128<0),AP4127<-AN4128),IF(AP4127=0,IF(AR4127>-AN4128,AR4127+AN4128,0),IF(AP4127+AR4127>-AN4128,AP4127+AR4127+AN4128,0)),IF(AP4127=Vypocet!$D$18,AR4127+AN4128,AR4127+AN4128-AP4128+AP4127)))","v":{"$error":"#N/A"}},{"$error":"#N/A"},{"$error":"#N/A"},{"$f":"SUM($AS$3:AS4128)","v":{"$error":"#N/A"}},{"$error":"#N/A"},{"$error":"#N/A"},{"$error":"#N/A"},{"$f":"SUM($AW$3:AW4128)","v":{"$error":"#N/A"}},{"$f":"IF(V4128=0,IF(U4128=0,IF(AZ4127+Z4128/1000>Vypocet!$D$18,Vypocet!$D$18,AZ4127+Z4128/1000),IF(Z4128/1000+AZ4127-U4128>Vypocet!$D$18,Vypocet!$D$18,Z4128/1000+AZ4127-U4128)),IF(AZ4127=0,0,IF(AZ4127>V4128,AZ4127-V4128,0)))","v":0},0,null,null,null,null,null,null,null,null,null,null,null,null,null,null,null,null,null,null,null,null,null,null,null,null,null,null,null,null,null,null,null,null,null,null,null,null,null,null,null,null,null,null,null,null,null,null,null,null,null,null,null,null,null,null,null,null,null,null,null,null,null,null,null,null,null,null,null,null,null,null,null,null,null,null,null,null,null,null,null,null,null,null,null,null,null,null,null,null,null,null,null,null,null,null,null,null,null,null,null,null,null,null,null,0.40466999999999997,0.38706000000000002,0.31935999999999998,0.41466999999999998,0.32017000000000001,0.26122000000000001,0.24265,0.44030999999999998,0.40284999999999999,0.44621,0.49130000000000001,0.48081000000000002,0.43728,0.34071000000000001,1]
[6,44005,7,4158,{"$f":"(FA4160*Vypocet!$D$24)/$FA$2","v":0},{"$f":"(FB4160*Vypocet!$D$24)/$FB$2","v":0},{"$f":"(FC4160*Vypocet!$D$24)/$FC$2","v":0},{"$f":"(FD4160*Vypocet!$D$24)/$FD$2","v":0},{"$f":"(FE4160*Vypocet!$D$24)/$FE$2","v":0},{"$f":"(FF4160*Vypocet!$D$24)/$FF$2","v":0},{"$f":"(FG4160*Vypocet!$D$24)/$FG$2","v":0},{"$f":"(FH4160*Vypocet!$D$24)/$FH$2","v":0},{"$f":"(FI4160*Vypocet!$D$24)/$FI$2","v":0},{"$f":"(FJ4160*Vypocet!$D$24)/$FJ$2","v":0},{"$f":"(FK4160*Vypocet!$D$24)/$FK$2","v":0},{"$f":"(FL4160*Vypocet!$D$24)/$FL$2","v":0},{"$f":"(FM4160*Vypocet!$D$24)/$FM$2","v":0},{"$f":"(FN4160*Vypocet!$D$24)/$FN$2","v":0},{"$f":"(FO4160*Vypocet!$D$24)/$FO$2","v":0},{"$f":"(VLOOKUP(A4160,Voda!$B$3:$AC$15,TDDData!C4160+4,0)*4180*(VLOOKUP(A4160,Voda!$B$3:$AC$15,4,0)-VLOOKUP(A4160,Voda!$B$3:$AC$15,3,0)))/3600000","v":0},0,{"$f":"IF(U4160=0,0,IF(Z4160>0,IF(Z4160/1000<U4160,IF(Z4160/1000<=Vypocet!$D$15,IF(U4160<Vypocet!$D$15,U4160-Z4160/1000,Vypocet!$D$15-Z4160/1000),Vypocet!$D$15),0),IF(U4160>Vypocet!$D$15,Vypocet!$D$15,U4160)))","v":0},0,{"$f":"HLOOKUP(Vypocet!$D$11,TDDData!$E:$S,2+TDDData!D4160,0)","v":{"$error":"#N/A"}},247.62,198.096,{"$error":"#N/A"},{"$error":"#N/A"},{"$f":"IF(AA4160<0,IF(AC4159>-AA4160,AC4159+AA4160,0),IF(AA4160+AC4159<=Vypocet!$D$18,AA4160+AC4159,Vypocet!$D$18))","v":{"$error":"#N/A"}},{"$error":"#N/A"},{"$f":"IF(AND(AC4160<AC4159,AC4160<>0),AE4159,IF(OR(AND(AC4159=0,AA4160<0),AC4159<-AA4160),IF(AC4159=0,IF(AE4159>-AA4160,AE4159+AA4160,0),IF(AC4159+AE4159>-AA4160,AC4159+AE4159+AA4160,0)),IF(AC4159=Vypocet!$D$18,AE4159+AA4160,AE4159+AA4160-AC4160+AC4159)))","v":{"$error":"#N/A"}},{"$error":"#N/A"},{"$error":"#N/A"},{"$f":"SUM($AF$3:AF4160)","v":{"$error":"#N/A"}},{"$error":"#N/A"},{"$error":"#N/A"},{"$error":"#N/A"},{"$f":"SUM($AJ$3:AJ4160)","v":{"$error":"#N/A"}},{"$error":"#N/A"},{"$error":"#N/A"},{"$error":"#N/A"},{"$f":"IF(AN4160<0,IF(AP4159>-AN4160,AP4159+AN4160,0),IF(AN4160+AP4159<=Vypocet!$D$18,AN4160+AP4159,Vypocet!$D$18))","v":{"$error":"#N/A"}},{"$error":"#N/A"},{"$f":"IF(AND(AP4160<AP4159,AP4160<>0),AR4159,IF(OR(AND(AP4159=0,AN4160<0),AP4159<-AN4160),IF(AP4159=0,IF(AR4159>-AN4160,AR4159+AN4160,0),IF(AP4159+AR4159>-AN4160,AP4159+AR4159+AN4160,0)),IF(AP4159=Vypocet!$D$18,AR4159+AN4160,AR4159+AN4160-AP4160+AP4159)))","v":{"$error":"#N/A"}},{"$error":"#N/A"},{"$error":"#N/A"},{"$f":"SUM($AS$3:AS4160)","v":{"$error":"#N/A"}},{"$error":"#N/A"},{"$error":"#N/A"},{"$error":"#N/A"},{"$f":"SUM($AW$3:AW4160)","v":{"$error":"#N/A"}},{"$f":"IF(V4160=0,IF(U4160=0,IF(AZ4159+Z4160/1000>Vypocet!$D$18,Vypocet!$D$18,AZ4159+Z4160/1000),IF(Z4160/1000+AZ4159-U4160>Vypocet!$D$18,Vypocet!$D$18,Z4160/1000+AZ4159-U4160)),IF(AZ4159=0,0,IF(AZ4159>V4160,AZ4159-V4160,0)))","v":0},0,null,null,null,null,null,null,null,null,null,null,null,null,null,null,null,null,null,null,null,null,null,null,null,null,null,null,null,null,null,null,null,null,null,null,null,null,null,null,null,null,null,null,null,null,null,null,null,null,null,null,null,null,null,null,null,null,null,null,null,null,null,null,null,null,null,null,null,null,null,null,null,null,null,null,null,null,null,null,null,null,null,null,null,null,null,null,null,null,null,null,null,null,null,null,null,null,null,null,null,null,null,null,null,0.45043,0.45072000000000001,0.30435000000000001,0.30597000000000002,0.23186999999999999,0.21359,0.21473999999999999,0.22658,0.30961,0.18739,0.24390000000000001,0.19938,0.23039000000000001,0.20696000000000001,0]
[6,44007,12,4211,{"$f":"(FA4213*Vypocet!$D$24)/$FA$2","v":0},{"$f":"(FB4213*Vypocet!$D$24)/$FB$2","v":0},{"$f":"(FC4213*Vypocet!$D$24)/$FC$2","v":0},{"$f":"(FD4213*Vypocet!$D$24)/$FD$2","v":0},{"$f":"(FE4213*Vypocet!$D$24)/$FE$2","v":0},{"$f":"(FF4213*Vypocet!$D$24)/$FF$2","v":0},{"$f":"(FG4213*Vypocet!$D$24)/$FG$2","v":0},{"$f":"(FH4213*Vypocet!$D$24)/$FH$2","v":0},{"$f":"(FI4213*Vypocet!$D$24)/$FI$2","v":0},{"$f":"(FJ4213*Vypocet!$D$24)/$FJ$2","v":0},{"$f":"(FK4213*Vypocet!$D$24)/$FK$2","v":0},{"$f":"(FL4213*Vypocet!$D$24)/$FL$2","v":0},{"$f":"(FM4213*Vypocet!$D$24)/$FM$2","v":0},{"$f":"(FN4213*Vypocet!$D$24)/$FN$2","v":0},{"$f":"(FO4213*Vypocet!$D$24)/$FO$2","v":0},{"$f":"(VLOOKUP(A4213,Voda!$B$3:$AC$15,TDDData!C4213+4,0)*4180*(VLOOKUP(A4213,Voda!$B$3:$AC$15,4,0)-VLOOKUP(A4213,Voda!$B$3:$AC$15,3,0)))/3600000","v":0},0,{"$f":"IF(U4213=0,0,IF(Z4213>0,IF(Z4213/1000<U4213,IF(Z4213/1000<=Vypocet!$D$15,IF(U4213<Vypocet!$D$15,U4213-Z4213/1000,Vypocet!$D$15-Z4213/1000),Vypocet!$D$15),0),IF(U4213>Vypocet!$D$15,Vypocet!$D$15,U4213)))","v":0},0,{"$f":"HLOOKUP(Vypocet!$D$11,TDDData!$E:$S,2+TDDData!D4213,0)","v":{"$error":"#N/A"}},1286.42,1029.1360000000002,{"$error":"#N/A"},{"$error":"#N/A"},{"$f":"IF(AA4213<0,IF(AC4212>-AA4213,AC4212+AA4213,0),IF(AA4213+AC4212<=Vypocet!$D$18,AA4213+AC4212,Vypocet!$D$18))","v":{"$error":"#N/A"}},{"$error":"#N/A"},{"$f":"IF(AND(AC4213<AC4212,AC4213<>0),AE4212,IF(OR(AND(AC4212=0,AA4213<0),AC4212<-AA4213),IF(AC4212=0,IF(AE4212>-AA4213,AE4212+AA4213,0),IF(AC4212+AE4212>-AA4213,AC4212+AE4212+AA4213,0)),IF(AC4212=Vypocet!$D$18,AE4212+AA4213,AE4212+AA4213-AC4213+AC4212)))","v":{"$error":"#N/A"}},{"$error":"#N/A"},{"$error":"#N/A"},{"$f":"SUM($AF$3:AF4213)","v":{"$error":"#N/A"}},{"$error":"#N/A"},{"$error":"#N/A"},{"$error":"#N/A"},{"$f":"SUM($AJ$3:AJ4213)","v":{"$error":"#N/A"}},{"$error":"#N/A"},{"$error":"#N/A"},{"$error":"#N/A"},{"$f":"IF(AN4213<0,IF(AP4212>-AN4213,AP4212+AN4213,0),IF(AN4213+AP4212<=Vypocet!$D$18,AN4213+AP4212,Vypocet!$D$18))","v":{"$error":"#N/A"}},{"$error":"#N/A"},{"$f":"IF(AND(AP4213<AP4212,AP4213<>0),AR4212,IF(OR(AND(AP4212=0,AN4213<0),AP4212<-AN4213),IF(AP4212=0,IF(AR4212>-AN4213,AR4212+AN4213,0),IF(AP4212+AR4212>-AN4213,AP4212+AR4212+AN4213,0)),IF(AP4212=Vypocet!$D$18,AR4212+AN4213,AR4212+AN4213-AP4213+AP4212)))","v":{"$error":"#N/A"}},{"$error":"#N/A"},{"$error":"#N/A"},{"$f":"SUM($AS$3:AS4213)","v":{"$error":"#N/A"}},{"$error":"#N/A"},{"$error":"#N/A"},{"$error":"#N/A"},{"$f":"SUM($AW$3:AW4213)","v":{"$error":"#N/A"}},{"$f":"IF(V4213=0,IF(U4213=0,IF(AZ4212+Z4213/1000>Vypocet!$D$18,Vypocet!$D$18,AZ4212+Z4213/1000),IF(Z4213/1000+AZ4212-U4213>Vypocet!$D$18,Vypocet!$D$18,Z4213/1000+AZ4212-U4213)),IF(AZ4212=0,0,IF(AZ4212>V4213,AZ4212-V4213,0)))","v":0},0,null,null,null,null,null,null,null,null,null,null,null,null,null,null,null,null,null,null,null,null,null,null,null,null,null,null,null,null,null,null,null,null,null,null,null,null,null,null,null,null,null,null,null,null,null,null,null,null,null,null,null,null,null,null,null,null,null,null,null,null,null,null,null,null,null,null,null,null,null,null,null,null,null,null,null,null,null,null,null,null,null,null,null,null,null,null,null,null,null,null,null,null,null,null,null,null,null,null,null,null,null,null,null,0.74155000000000004,0.64829999999999999,0.49902999999999997,0.38424000000000003,0.34875,0.31661,0.23346,0.24387,0.34689999999999999,0.26750000000000002,0.28148000000000001,0.28038000000000002,0.36456,0.24048,0]
[6,44008,5,4228,{"$f":"(FA4230*Vypocet!$D$24)/$FA$2","v":0},{"$f":"(FB4230*Vypocet!$D$24)/$FB$2","v":0},{"$f":"(FC4230*Vypocet!$D$24)/$FC$2","v":0},{"$f":"(FD4230*Vypocet!$D$24)/$FD$2","v":0},{"$f":"(FE4230*Vypocet!$D$24)/$FE$2","v":0},{"$f":"(FF4230*Vypocet!$D$24)/$FF$2","v":0},{"$f":"(FG4230*Vypocet!$D$24)/$FG$2","v":0},{"$f":"(FH4230*Vypocet!$D$24)/$FH$2","v":0},{"$f":"(FI4230*Vypocet!$D$24)/$FI$2","v":0},{"$f":"(FJ4230*Vypocet!$D$24)/$FJ$2","v":0},{"$f":"(FK4230*Vypocet!$D$24)/$FK$2","v":0},{"$f":"(FL4230*Vypocet!$D$24)/$FL$2","v":0},{"$f":"(FM4230*Vypocet!$D$24)/$FM$2","v":0},{"$f":"(FN4230*Vypocet!$D$24)/$FN$2","v":0},{"$f":"(FO4230*Vypocet!$D$24)/$FO$2","v":0},{"$f":"(VLOOKUP(A4230,Voda!$B$3:$AC$15,TDDData!C4230+4,0)*4180*(VLOOKUP(A4230,Voda!$B$3:$AC$15,4,0)-VLOOKUP(A4230,Voda!$B$3:$AC$15,3,0)))/3600000","v":0},0,{"$f":"IF(U4230=0,0,IF(Z4230>0,IF(Z4230/1000<U4230,IF(Z4230/1000<=Vypocet!$D$15,IF(U4230<Vypocet!$D$15,U4230-Z4230/1000,Vypocet!$D$15-Z4230/1000),Vypocet!$D$15),0),IF(U4230>Vypocet!$D$15,Vypocet!$D$15,U4230)))","v":0},0,{"$f":"HLOOKUP(Vypocet!$D$11,TDDData!$E:$S,2+TDDData!D4230,0)","v":{"$error":"#N/A"}},0,0,{"$error":"#N/A"},{"$error":"#N/A"},{"$f":"IF(AA4230<0,IF(AC4229>-AA4230,AC4229+AA4230,0),IF(AA4230+AC4229<=Vypocet!$D$18,AA4230+AC4229,Vypocet!$D$18))","v":{"$error":"#N/A"}},{"$error":"#N/A"},{"$f":"IF(AND(AC4230<AC4229,AC4230<>0),AE4229,IF(OR(AND(AC4229=0,AA4230<0),AC4229<-AA4230),IF(AC4229=0,IF(AE4229>-AA4230,AE4229+AA4230,0),IF(AC4229+AE4229>-AA4230,AC4229+AE4229+AA4230,0)),IF(AC4229=Vypocet!$D$18,AE4229+AA4230,AE4229+AA4230-AC4230+AC4229)))","v":{"$error":"#N/A"}},{"$error":"#N/A"},{"$error":"#N/A"},{"$f":"SUM($AF$3:AF4230)","v":{"$error":"#N/A"}},{"$error":"#N/A"},{"$error":"#N/A"},{"$error":"#N/A"},{"$f":"SUM($AJ$3:AJ4230)","v":{"$error":"#N/A"}},{"$error":"#N/A"},{"$error":"#N/A"},{"$error":"#N/A"},{"$f":"IF(AN4230<0,IF(AP4229>-AN4230,AP4229+AN4230,0),IF(AN4230+AP4229<=Vypocet!$D$18,AN4230+AP4229,Vypocet!$D$18))","v":{"$error":"#N/A"}},{"$error":"#N/A"},{"$f":"IF(AND(AP4230<AP4229,AP4230<>0),AR4229,IF(OR(AND(AP4229=0,AN4230<0),AP4229<-AN4230),IF(AP4229=0,IF(AR4229>-AN4230,AR4229+AN4230,0),IF(AP4229+AR4229>-AN4230,AP4229+AR4229+AN4230,0)),IF(AP4229=Vypocet!$D$18,AR4229+AN4230,AR4229+AN4230-AP4230+AP4229)))","v":{"$error":"#N/A"}},{"$error":"#N/A"},{"$error":"#N/A"},{"$f":"SUM($AS$3:AS4230)","v":{"$error":"#N/A"}},{"$error":"#N/A"},{"$error":"#N/A"},{"$error":"#N/A"},{"$f":"SUM($AW$3:AW4230)","v":{"$error":"#N/A"}},{"$f":"IF(V4230=0,IF(U4230=0,IF(AZ4229+Z4230/1000>Vypocet!$D$18,Vypocet!$D$18,AZ4229+Z4230/1000),IF(Z4230/1000+AZ4229-U4230>Vypocet!$D$18,Vypocet!$D$18,Z4230/1000+AZ4229-U4230)),IF(AZ4229=0,0,IF(AZ4229>V4230,AZ4229-V4230,0)))","v":0},0,null,null,null,null,null,null,null,null,null,null,null,null,null,null,null,null,null,null,null,null,null,null,null,null,null,null,null,null,null,null,null,null,null,null,null,null,null,null,null,null,null,null,null,null,null,null,null,null,null,null,null,null,null,null,null,null,null,null,null,null,null,null,null,null,null,null,null,null,null,null,null,null,null,null,null,null,null,null,null,null,null,null,null,null,null,null,null,null,null,null,null,null,null,null,null,null,null,null,null,null,null,null,null,0.29683999999999999,0.29913000000000001,0.22736999999999999,0.19619,0.27800000000000002,0.25418000000000002,0.22195999999999999,0.22611999999999999,0.28576000000000001,0.24429999999999999,0.24603,0.22772999999999999,0.19905999999999999,0.14793999999999999,0.53332999999999997]
[6,44009,16,4263,{"$f":"(FA4265*Vypocet!$D$24)/$FA$2","v":0},{"$f":"(FB4265*Vypocet!$D$24)/$FB$2","v":0},{"$f":"(FC4265*Vypocet!$D$24)/$FC$2","v":0},{"$f":"(FD4265*Vypocet!$D$24)/$FD$2","v":0},{"$f":"(FE4265*Vypocet!$D$24)/$FE$2","v":0},{"$f":"(FF4265*Vypocet!$D$24)/$FF$2","v":0},{"$f":"(FG4265*Vypocet!$D$24)/$FG$2","v":0},{"$f":"(FH4265*Vypocet!$D$24)/$FH$2","v":0},{"$f":"(FI4265*Vypocet!$D$24)/$FI$2","v":0},{"$f":"(FJ4265*Vypocet!$D$24)/$FJ$2","v":0},{"$f":"(FK4265*Vypocet!$D$24)/$FK$2","v":0},{"$f":"(FL4265*Vypocet!$D$24)/$FL$2","v":0},{"$f":"(FM4265*Vypocet!$D$24)/$FM$2","v":0},{"$f":"(FN4265*Vypocet!$D$24)/$FN$2","v":0},{"$f":"(FO4265*Vypocet!$D$24)/$FO$2","v":0},{"$f":"(VLOOKUP(A4265,Voda!$B$3:$AC$15,TDDData!C4265+4,0)*4180*(VLOOKUP(A4265,Voda!$B$3:$AC$15,4,0)-VLOOKUP(A4265,Voda!$B$3:$AC$15,3,0)))/3600000","v":0},0,{"$f":"IF(U4265=0,0,IF(Z4265>0,IF(Z4265/1000<U4265,IF(Z4265/1000<=Vypocet!$D$15,IF(U4265<Vypocet!$D$15,U4265-Z4265/1000,Vypocet!$D$15-Z4265/1000),Vypocet!$D$15),0),IF(U4265>Vypocet!$D$15,Vypocet!$D$15,U4265)))","v":0},0,{"$f":"HLOOKUP(Vypocet!$D$11,TDDData!$E:$S,2+TDDData!D4265,0)","v":{"$error":"#N/A"}},714.18,571.34399999999994,{"$error":"#N/A"},{"$error":"#N/A"},{"$f":"IF(AA4265<0,IF(AC4264>-AA4265,AC4264+AA4265,0),IF(AA4265+AC4264<=Vypocet!$D$18,AA4265+AC4264,Vypocet!$D$18))","v":{"$error":"#N/A"}},{"$error":"#N/A"},{"$f":"IF(AND(AC4265<AC4264,AC4265<>0),AE4264,IF(OR(AND(AC4264=0,AA4265<0),AC4264<-AA4265),IF(AC4264=0,IF(AE4264>-AA4265,AE4264+AA4265,0),IF(AC4264+AE4264>-AA4265,AC4264+AE4264+AA4265,0)),IF(AC4264=Vypocet!$D$18,AE4264+AA4265,AE4264+AA4265-AC4265+AC4264)))","v":{"$error":"#N/A"}},{"$error":"#N/A"},{"$error":"#N/A"},{"$f":"SUM($AF$3:AF4265)","v":{"$error":"#N/A"}},{"$error":"#N/A"},{"$error":"#N/A"},{"$error":"#N/A"},{"$f":"SUM($AJ$3:AJ4265)","v":{"$error":"#N/A"}},{"$error":"#N/A"},{"$error":"#N/A"},{"$error":"#N/A"},{"$f":"IF(AN4265<0,IF(AP4264>-AN4265,AP4264+AN4265,0),IF(AN4265+AP4264<=Vypocet!$D$18,AN4265+AP4264,Vypocet!$D$18))","v":{"$error":"#N/A"}},{"$error":"#N/A"},{"$f":"IF(AND(AP4265<AP4264,AP4265<>0),AR4264,IF(OR(AND(AP4264=0,AN4265<0),AP4264<-AN4265),IF(AP4264=0,IF(AR4264>-AN4265,AR4264+AN4265,0),IF(AP4264+AR4264>-AN4265,AP4264+AR4264+AN4265,0)),IF(AP4264=Vypocet!$D$18,AR4264+AN4265,AR4264+AN4265-AP4265+AP4264)))","v":{"$error":"#N/A"}},{"$error":"#N/A"},{"$error":"#N/A"},{"$f":"SUM($AS$3:AS4265)","v":{"$error":"#N/A"}},{"$error":"#N/A"},{"$error":"#N/A"},{"$error":"#N/A"},{"$f":"SUM($AW$3:AW4265)","v":{"$error":"#N/A"}},{"$f":"IF(V4265=0,IF(U4265=0,IF(AZ4264+Z4265/1000>Vypocet!$D$18,Vypocet!$D$18,AZ4264+Z4265/1000),IF(Z4265/1000+AZ4264-U4265>Vypocet!$D$18,Vypocet!$D$18,Z4265/1000+AZ4264-U4265)),IF(AZ4264=0,0,IF(AZ4264>V4265,AZ4264-V4265,0)))","v":0},0,null,null,null,null,null,null,null,null,null,null,null,null,null,null,null,null,null,null,null,null,null,null,null,null,null,null,null,null,null,null,null,null,null,null,null,null,null,null,null,null,null,null,null,null,null,null,null,null,null,null,null,null,null,null,null,null,null,null,null,null,null,null,null,null,null,null,null,null,null,null,null,null,null,null,null,null,null,null,null,null,null,null,null,null,null,null,null,null,null,null,null,null,null,null,null,null,null,null,null,null,null,null,null,0.62868000000000002,0.57099,0.45041999999999999,0.38832,0.49439,0.43702000000000002,0.41176000000000001,0.54232999999999998,0.59475999999999996,0.57779999999999998,0.44346000000000002,0.50502000000000002,0.35620000000000002,0.28589999999999999,0]
[6,44011,19,4314,{"$f":"(FA4316*Vypocet!$D$24)/$FA$2","v":0},{"$f":"(FB4316*Vypocet!$D$24)/$FB$2","v":0},{"$f":"(FC4316*Vypocet!$D$24)/$FC$2","v":0},{"$f":"(FD4316*Vypocet!$D$24)/$FD$2","v":0},{"$f":"(FE4316*Vypocet!$D$24)/$FE$2","v":0},{"$f":"(FF4316*Vypocet!$D$24)/$FF$2","v":0},{"$f":"(FG4316*Vypocet!$D$24)/$FG$2","v":0},{"$f":"(FH4316*Vypocet!$D$24)/$FH$2","v":0},{"$f":"(FI4316*Vypocet!$D$24)/$FI$2","v":0},{"$f":"(FJ4316*Vypocet!$D$24)/$FJ$2","v":0},{"$f":"(FK4316*Vypocet!$D$24)/$FK$2","v":0},{"$f":"(FL4316*Vypocet!$D$24)/$FL$2","v":0},{"$f":"(FM4316*Vypocet!$D$24)/$FM$2","v":0},{"$f":"(FN4316*Vypocet!$D$24)/$FN$2","v":0},{"$f":"(FO4316*Vypocet!$D$24)/$FO$2","v":0},{"$f":"(VLOOKUP(A4316,Voda!$B$3:$AC$15,TDDData!C4316+4,0)*4180*(VLOOKUP(A4316,Voda!$B$3:$AC$15,4,0)-VLOOKUP(A4316,Voda!$B$3:$AC$15,3,0)))/3600000","v":0},0,{"$f":"IF(U4316=0,0,IF(Z4316>0,IF(Z4316/1000<U4316,IF(Z4316/1000<=Vypocet!$D$15,IF(U4316<Vypocet!$D$15,U4316-Z4316/1000,Vypocet!$D$15-Z4316/1000),Vypocet!$D$15),0),IF(U4316>Vypocet!$D$15,Vypocet!$D$15,U4316)))","v":0},0,{"$f":"HLOOKUP(Vypocet!$D$11,TDDData!$E:$S,2+TDDData!D4316,0)","v":{"$error":"#N/A"}},155.80000000000001,124.64000000000001,{"$error":"#N/A"},{"$error":"#N/A"},{"$f":"IF(AA4316<0,IF(AC4315>-AA4316,AC4315+AA4316,0),IF(AA4316+AC4315<=Vypocet!$D$18,AA4316+AC4315,Vypocet!$D$18))","v":{"$error":"#N/A"}},{"$error":"#N/A"},{"$f":"IF(AND(AC4316<AC4315,AC4316<>0),AE4315,IF(OR(AND(AC4315=0,AA4316<0),AC4315<-AA4316),IF(AC4315=0,IF(AE4315>-AA4316,AE4315+AA4316,0),IF(AC4315+AE4315>-AA4316,AC4315+AE4315+AA4316,0)),IF(AC4315=Vypocet!$D$18,AE4315+AA4316,AE4315+AA4316-AC4316+AC4315)))","v":{"$error":"#N/A"}},{"$error":"#N/A"},{"$error":"#N/A"},{"$f":"SUM($AF$3:AF4316)","v":{"$error":"#N/A"}},{"$error":"#N/A"},{"$error":"#N/A"},{"$error":"#N/A"},{"$f":"SUM($AJ$3:AJ4316)","v":{"$error":"#N/A"}},{"$error":"#N/A"},{"$error":"#N/A"},{"$error":"#N/A"},{"$f":"IF(AN4316<0,IF(AP4315>-AN4316,AP4315+AN4316,0),IF(AN4316+AP4315<=Vypocet!$D$18,AN4316+AP4315,Vypocet!$D$18))","v":{"$error":"#N/A"}},{"$error":"#N/A"},{"$f":"IF(AND(AP4316<AP4315,AP4316<>0),AR4315,IF(OR(AND(AP4315=0,AN4316<0),AP4315<-AN4316),IF(AP4315=0,IF(AR4315>-AN4316,AR4315+AN4316,0),IF(AP4315+AR4315>-AN4316,AP4315+AR4315+AN4316,0)),IF(AP4315=Vypocet!$D$18,AR4315+AN4316,AR4315+AN4316-AP4316+AP4315)))","v":{"$error":"#N/A"}},{"$error":"#N/A"},{"$error":"#N/A"},{"$f":"SUM($AS$3:AS4316)","v":{"$error":"#N/A"}},{"$error":"#N/A"},{"$error":"#N/A"},{"$error":"#N/A"},{"$f":"SUM($AW$3:AW4316)","v":{"$error":"#N/A"}},{"$f":"IF(V4316=0,IF(U4316=0,IF(AZ4315+Z4316/1000>Vypocet!$D$18,Vypocet!$D$18,AZ4315+Z4316/1000),IF(Z4316/1000+AZ4315-U4316>Vypocet!$D$18,Vypocet!$D$18,Z4316/1000+AZ4315-U4316)),IF(AZ4315=0,0,IF(AZ4315>V4316,AZ4315-V4316,0)))","v":0},0,null,null,null,null,null,null,null,null,null,null,null,null,null,null,null,null,null,null,null,null,null,null,null,null,null,null,null,null,null,null,null,null,null,null,null,null,null,null,null,null,null,null,null,null,null,null,null,null,null,null,null,null,null,null,null,null,null,null,null,null,null,null,null,null,null,null,null,null,null,null,null,null,null,null,null,null,null,null,null,null,null,null,null,null,null,null,null,null,null,null,null,null,null,null,null,null,null,null,null,null,null,null,null,0.45177,0.41438999999999998,0.33989999999999998,0.50216000000000005,0.62499000000000005,0.44196999999999997,0.22528999999999999,0.35199999999999998,0.40244999999999997,0.37046000000000001,0.27853,0.55910000000000004,0.40273999999999999,0.31691999999999998,0]
[6,44012,12,4331,{"$f":"(FA4333*Vypocet!$D$24)/$FA$2","v":0},{"$f":"(FB4333*Vypocet!$D$24)/$FB$2","v":0},{"$f":"(FC4333*Vypocet!$D$24)/$FC$2","v":0},{"$f":"(FD4333*Vypocet!$D$24)/$FD$2","v":0},{"$f":"(FE4333*Vypocet!$D$24)/$FE$2","v":0},{"$f":"(FF4333*Vypocet!$D$24)/$FF$2","v":0},{"$f":"(FG4333*Vypocet!$D$24)/$FG$2","v":0},{"$f":"(FH4333*Vypocet!$D$24)/$FH$2","v":0},{"$f":"(FI4333*Vypocet!$D$24)/$FI$2","v":0},{"$f":"(FJ4333*Vypocet!$D$24)/$FJ$2","v":0},{"$f":"(FK4333*Vypocet!$D$24)/$FK$2","v":0},{"$f":"(FL4333*Vypocet!$D$24)/$FL$2","v":0},{"$f":"(FM4333*Vypocet!$D$24)/$FM$2","v":0},{"$f":"(FN4333*Vypocet!$D$24)/$FN$2","v":0},{"$f":"(FO4333*Vypocet!$D$24)/$FO$2","v":0},{"$f":"(VLOOKUP(A4333,Voda!$B$3:$AC$15,TDDData!C4333+4,0)*4180*(VLOOKUP(A4333,Voda!$B$3:$AC$15,4,0)-VLOOKUP(A4333,Voda!$B$3:$AC$15,3,0)))/3600000","v":0},0,{"$f":"IF(U4333=0,0,IF(Z4333>0,IF(Z4333/1000<U4333,IF(Z4333/1000<=Vypocet!$D$15,IF(U4333<Vypocet!$D$15,U4333-Z4333/1000,Vypocet!$D$15-Z4333/1000),Vypocet!$D$15),0),IF(U4333>Vypocet!$D$15,Vypocet!$D$15,U4333)))","v":0},0,{"$f":"HLOOKUP(Vypocet!$D$11,TDDData!$E:$S,2+TDDData!D4333,0)","v":{"$error":"#N/A"}},708.5,566.80000000000007,{"$error":"#N/A"},{"$error":"#N/A"},{"$f":"IF(AA4333<0,IF(AC4332>-AA4333,AC4332+AA4333,0),IF(AA4333+AC4332<=Vypocet!$D$18,AA4333+AC4332,Vypocet!$D$18))","v":{"$error":"#N/A"}},{"$error":"#N/A"},{"$f":"IF(AND(AC4333<AC4332,AC4333<>0),AE4332,IF(OR(AND(AC4332=0,AA4333<0),AC4332<-AA4333),IF(AC4332=0,IF(AE4332>-AA4333,AE4332+AA4333,0),IF(AC4332+AE4332>-AA4333,AC4332+AE4332+AA4333,0)),IF(AC4332=Vypocet!$D$18,AE4332+AA4333,AE4332+AA4333-AC4333+AC4332)))","v":{"$error":"#N/A"}},{"$error":"#N/A"},{"$error":"#N/A"},{"$f":"SUM($AF$3:AF4333)","v":{"$error":"#N/A"}},{"$error":"#N/A"},{"$error":"#N/A"},{"$error":"#N/A"},{"$f":"SUM($AJ$3:AJ4333)","v":{"$error":"#N/A"}},{"$error":"#N/A"},{"$error":"#N/A"},{"$error":"#N/A"},{"$f":"IF(AN4333<0,IF(AP4332>-AN4333,AP4332+AN4333,0),IF(AN4333+AP4332<=Vypocet!$D$18,AN4333+AP4332,Vypocet!$D$18))","v":{"$error":"#N/A"}},{"$error":"#N/A"},{"$f":"IF(AND(AP4333<AP4332,AP4333<>0),AR4332,IF(OR(AND(AP4332=0,AN4333<0),AP4332<-AN4333),IF(AP4332=0,IF(AR4332>-AN4333,AR4332+AN4333,0),IF(AP4332+AR4332>-AN4333,AP4332+AR4332+AN4333,0)),IF(AP4332=Vypocet!$D$18,AR4332+AN4333,AR4332+AN4333-AP4333+AP4332)))","v":{"$error":"#N/A"}},{"$error":"#N/A"},{"$error":"#N/A"},{"$f":"SUM($AS$3:AS4333)","v":{"$error":"#N/A"}},{"$error":"#N/A"},{"$error":"#N/A"},{"$error":"#N/A"},{"$f":"SUM($AW$3:AW4333)","v":{"$error":"#N/A"}},{"$f":"IF(V4333=0,IF(U4333=0,IF(AZ4332+Z4333/1000>Vypocet!$D$18,Vypocet!$D$18,AZ4332+Z4333/1000),IF(Z4333/1000+AZ4332-U4333>Vypocet!$D$18,Vypocet!$D$18,Z4333/1000+AZ4332-U4333)),IF(AZ4332=0,0,IF(AZ4332>V4333,AZ4332-V4333,0)))","v":0},0,null,null,null,null,null,null,null,null,null,null,null,null,null,null,null,null,null,null,null,null,null,null,null,null,null,null,null,null,null,null,null,null,null,null,null,null,null,null,null,null,null,null,null,null,null,null,null,null,null,null,null,null,null,null,null,null,null,null,null,null,null,null,null,null,null,null,null,null,null,null,null,null,null,null,null,null,null,null,null,null,null,null,null,null,null,null,null,null,null,null,null,null,null,null,null,null,null,null,null,null,null,null,null,0.73402000000000001,0.62631000000000003,0.46214,0.39554,0.33995999999999998,0.29028999999999999,0.22550000000000001,0.25941999999999998,0.37175999999999998,0.31816,0.28677000000000002,0.32140000000000002,0.35733999999999999,0.24524000000000001,0]
[7,44013,23,4366,{"$f":"(FA4368*Vypocet!$D$24)/$FA$2","v":0},{"$f":"(FB4368*Vypocet!$D$24)/$FB$2","v":0},{"$f":"(FC4368*Vypocet!$D$24)/$FC$2","v":0},{"$f":"(FD4368*Vypocet!$D$24)/$FD$2","v":0},{"$f":"(FE4368*Vypocet!$D$24)/$FE$2","v":0},{"$f":"(FF4368*Vypocet!$D$24)/$FF$2","v":0},{"$f":"(FG4368*Vypocet!$D$24)/$FG$2","v":0},{"$f":"(FH4368*Vypocet!$D$24)/$FH$2","v":0},{"$f":"(FI4368*Vypocet!$D$24)/$FI$2","v":0},{"$f":"(FJ4368*Vypocet!$D$24)/$FJ$2","v":0},{"$f":"(FK4368*Vypocet!$D$24)/$FK$2","v":0},{"$f":"(FL4368*Vypocet!$D$24)/$FL$2","v":0},{"$f":"(FM4368*Vypocet!$D$24)/$FM$2","v":0},{"$f":"(FN4368*Vypocet!$D$24)/$FN$2","v":0},{"$f":"(FO4368*Vypocet!$D$24)/$FO$2","v":0},{"$f":"(VLOOKUP(A4368,Voda!$B$3:$AC$15,TDDData!C4368+4,0)*4180*(VLOOKUP(A4368,Voda!$B$3:$AC$15,4,0)-VLOOKUP(A4368,Voda!$B$3:$AC$15,3,0)))/3600000","v":0},0,{"$f":"IF(U4368=0,0,IF(Z4368>0,IF(Z4368/1000<U4368,IF(Z4368/1000<=Vypocet!$D$15,IF(U4368<Vypocet!$D$15,U4368-Z4368/1000,Vypocet!$D$15-Z4368/1000),Vypocet!$D$15),0),IF(U4368>Vypocet!$D$15,Vypocet!$D$15,U4368)))","v":0},0,{"$f":"HLOOKUP(Vypocet!$D$11,TDDData!$E:$S,2+TDDData!D4368,0)","v":{"$error":"#N/A"}},0,0,{"$error":"#N/A"},{"$error":"#N/A"},{"$f":"IF(AA4368<0,IF(AC4367>-AA4368,AC4367+AA4368,0),IF(AA4368+AC4367<=Vypocet!$D$18,AA4368+AC4367,Vypocet!$D$18))","v":{"$error":"#N/A"}},{"$error":"#N/A"},{"$f":"IF(AND(AC4368<AC4367,AC4368<>0),AE4367,IF(OR(AND(AC4367=0,AA4368<0),AC4367<-AA4368),IF(AC4367=0,IF(AE4367>-AA4368,AE4367+AA4368,0),IF(AC4367+AE4367>-AA4368,AC4367+AE4367+AA4368,0)),IF(AC4367=Vypocet!$D$18,AE4367+AA4368,AE4367+AA4368-AC4368+AC4367)))","v":{"$error":"#N/A"}},{"$error":"#N/A"},{"$error":"#N/A"},{"$f":"SUM($AF$3:AF4368)","v":{"$error":"#N/A"}},{"$error":"#N/A"},{"$error":"#N/A"},{"$error":"#N/A"},{"$f":"SUM($AJ$3:AJ4368)","v":{"$error":"#N/A"}},{"$error":"#N/A"},{"$error":"#N/A"},{"$error":"#N/A"},{"$f":"IF(AN4368<0,IF(AP4367>-AN4368,AP4367+AN4368,0),IF(AN4368+AP4367<=Vypocet!$D$18,AN4368+AP4367,Vypocet!$D$18))","v":{"$error":"#N/A"}},{"$error":"#N/A"},{"$f":"IF(AND(AP4368<AP4367,AP4368<>0),AR4367,IF(OR(AND(AP4367=0,AN4368<0),AP4367<-AN4368),IF(AP4367=0,IF(AR4367>-AN4368,AR4367+AN4368,0),IF(AP4367+AR4367>-AN4368,AP4367+AR4367+AN4368,0)),IF(AP4367=Vypocet!$D$18,AR4367+AN4368,AR4367+AN4368-AP4368+AP4367)))","v":{"$error":"#N/A"}},{"$error":"#N/A"},{"$error":"#N/A"},{"$f":"SUM($AS$3:AS4368)","v":{"$error":"#N/A"}},{"$error":"#N/A"},{"$error":"#N/A"},{"$error":"#N/A"},{"$f":"SUM($AW$3:AW4368)","v":{"$error":"#N/A"}},{"$f":"IF(V4368=0,IF(U4368=0,IF(AZ4367+Z4368/1000>Vypocet!$D$18,Vypocet!$D$18,AZ4367+Z4368/1000),IF(Z4368/1000+AZ4367-U4368>Vypocet!$D$18,Vypocet!$D$18,Z4368/1000+AZ4367-U4368)),IF(AZ4367=0,0,IF(AZ4367>V4368,AZ4367-V4368,0)))","v":0},0,null,null,null,null,null,null,null,null,null,null,null,null,null,null,null,null,null,null,null,null,null,null,null,null,null,null,null,null,null,null,null,null,null,null,null,null,null,null,null,null,null,null,null,null,null,null,null,null,null,null,null,null,null,null,null,null,null,null,null,null,null,null,null,null,null,null,null,null,null,null,null,null,null,null,null,null,null,null,null,null,null,null,null,null,null,null,null,null,null,null,null,null,null,null,null,null,null,null,null,null,null,null,null,0.41184999999999999,0.37487999999999999,0.30166999999999999,0.39548,0.28832999999999998,0.29286000000000001,0.21157000000000001,0.43626999999999999,0.31905,0.43603999999999998,0.54791999999999996,0.58228000000000002,0.44571,0.29862,1]
[7,44016,2,4417,{"$f":"(FA4419*Vypocet!$D$24)/$FA$2","v":0},{"$f":"(FB4419*Vypocet!$D$24)/$FB$2","v":0},{"$f":"(FC4419*Vypocet!$D$24)/$FC$2","v":0},{"$f":"(FD4419*Vypocet!$D$24)/$FD$2","v":0},{"$f":"(FE4419*Vypocet!$D$24)/$FE$2","v":0},{"$f":"(FF4419*Vypocet!$D$24)/$FF$2","v":0},{"$f":"(FG4419*Vypocet!$D$24)/$FG$2","v":0},{"$f":"(FH4419*Vypocet!$D$24)/$FH$2","v":0},{"$f":"(FI4419*Vypocet!$D$24)/$FI$2","v":0},{"$f":"(FJ4419*Vypocet!$D$24)/$FJ$2","v":0},{"$f":"(FK4419*Vypocet!$D$24)/$FK$2","v":0},{"$f":"(FL4419*Vypocet!$D$24)/$FL$2","v":0},{"$f":"(FM4419*Vypocet!$D$24)/$FM$2","v":0},{"$f":"(FN4419*Vypocet!$D$24)/$FN$2","v":0},{"$f":"(FO4419*Vypocet!$D$24)/$FO$2","v":0},{"$f":"(VLOOKUP(A4419,Voda!$B$3:$AC$15,TDDData!C4419+4,0)*4180*(VLOOKUP(A4419,Voda!$B$3:$AC$15,4,0)-VLOOKUP(A4419,Voda!$B$3:$AC$15,3,0)))/3600000","v":0},0,{"$f":"IF(U4419=0,0,IF(Z4419>0,IF(Z4419/1000<U4419,IF(Z4419/1000<=Vypocet!$D$15,IF(U4419<Vypocet!$D$15,U4419-Z4419/1000,Vypocet!$D$15-Z4419/1000),Vypocet!$D$15),0),IF(U4419>Vypocet!$D$15,Vypocet!$D$15,U4419)))","v":0},0,{"$f":"HLOOKUP(Vypocet!$D$11,TDDData!$E:$S,2+TDDData!D4419,0)","v":{"$error":"#N/A"}},0,{"$f":"Y4419*$BB$2","v":0},{"$error":"#N/A"},{"$error":"#N/A"},{"$f":"IF(AA4419<0,IF(AC4418>-AA4419,AC4418+AA4419,0),IF(AA4419+AC4418<=Vypocet!$D$18,AA4419+AC4418,Vypocet!$D$18))","v":{"$error":"#N/A"}},{"$error":"#N/A"},{"$f":"IF(AND(AC4419<AC4418,AC4419<>0),AE4418,IF(OR(AND(AC4418=0,AA4419<0),AC4418<-AA4419),IF(AC4418=0,IF(AE4418>-AA4419,AE4418+AA4419,0),IF(AC4418+AE4418>-AA4419,AC4418+AE4418+AA4419,0)),IF(AC4418=Vypocet!$D$18,AE4418+AA4419,AE4418+AA4419-AC4419+AC4418)))","v":{"$error":"#N/A"}},{"$error":"#N/A"},{"$error":"#N/A"},{"$f":"SUM($AF$3:AF4419)","v":{"$error":"#N/A"}},{"$error":"#N/A"},{"$error":"#N/A"},{"$f":"IF(AI4419=0,-AA4419,0)","v":{"$error":"#N/A"}},{"$f":"SUM($AJ$3:AJ4419)","v":{"$error":"#N/A"}},{"$error":"#N/A"},{"$error":"#N/A"},{"$error":"#N/A"},{"$f":"IF(AN4419<0,IF(AP4418>-AN4419,AP4418+AN4419,0),IF(AN4419+AP4418<=Vypocet!$D$18,AN4419+AP4418,Vypocet!$D$18))","v":{"$error":"#N/A"}},{"$error":"#N/A"},{"$f":"IF(AND(AP4419<AP4418,AP4419<>0),AR4418,IF(OR(AND(AP4418=0,AN4419<0),AP4418<-AN4419),IF(AP4418=0,IF(AR4418>-AN4419,AR4418+AN4419,0),IF(AP4418+AR4418>-AN4419,AP4418+AR4418+AN4419,0)),IF(AP4418=Vypocet!$D$18,AR4418+AN4419,AR4418+AN4419-AP4419+AP4418)))","v":{"$error":"#N/A"}},{"$error":"#N/A"},{"$error":"#N/A"},{"$f":"SUM($AS$3:AS4419)","v":{"$error":"#N/A"}},{"$error":"#N/A"},{"$error":"#N/A"},{"$f":"IF(AV4419=0,-AN4419,0)","v":{"$error":"#N/A"}},{"$f":"SUM($AW$3:AW4419)","v":{"$error":"#N/A"}},{"$f":"IF(V4419=0,IF(U4419=0,IF(AZ4418+Z4419/1000>Vypocet!$D$18,Vypocet!$D$18,AZ4418+Z4419/1000),IF(Z4419/1000+AZ4418-U4419>Vypocet!$D$18,Vypocet!$D$18,Z4419/1000+AZ4418-U4419)),IF(AZ4418=0,0,IF(AZ4418>V4419,AZ4418-V4419,0)))","v":0},0,null,null,null,null,null,null,null,null,null,null,null,null,null,null,null,null,null,null,null,null,null,null,null,null,null,null,null,null,null,null,null,null,null,null,null,null,null,null,null,null,null,null,null,null,null,null,null,null,null,null,null,null,null,null,null,null,null,null,null,null,null,null,null,null,null,null,null,null,null,null,null,null,null,null,null,null,null,null,null,null,null,null,null,null,null,null,null,null,null,null,null,null,null,null,null,null,null,null,null,null,null,null,null,0.29835,0.32625999999999999,0.22438,0.20716000000000001,0.40073999999999999,0.32118000000000002,0.40294000000000002,0.37143999999999999,0.36112,0.38690000000000002,0.47524,0.35182000000000002,0.19761999999999999,0.16549,1]
[7,44016,19,4434,{"$f":"(FA4436*Vypocet!$D$24)/$FA$2","v":0},{"$f":"(FB4436*Vypocet!$D$24)/$FB$2","v":0},{"$f":"(FC4436*Vypocet!$D$24)/$FC$2","v":0},{"$f":"(FD4436*Vypocet!$D$24)/$FD$2","v":0},{"$f":"(FE4436*Vypocet!$D$24)/$FE$2","v":0},{"$f":"(FF4436*Vypocet!$D$24)/$FF$2","v":0},{"$f":"(FG4436*Vypocet!$D$24)/$FG$2","v":0},{"$f":"(FH4436*Vypocet!$D$24)/$FH$2","v":0},{"$f":"(FI4436*Vypocet!$D$24)/$FI$2","v":0},{"$f":"(FJ4436*Vypocet!$D$24)/$FJ$2","v":0},{"$f":"(FK4436*Vypocet!$D$24)/$FK$2","v":0},{"$f":"(FL4436*Vypocet!$D$24)/$FL$2","v":0},{"$f":"(FM4436*Vypocet!$D$24)/$FM$2","v":0},{"$f":"(FN4436*Vypocet!$D$24)/$FN$2","v":0},{"$f":"(FO4436*Vypocet!$D$24)/$FO$2","v":0},{"$f":"(VLOOKUP(A4436,Voda!$B$3:$AC$15,TDDData!C4436+4,0)*4180*(VLOOKUP(A4436,Voda!$B$3:$AC$15,4,0)-VLOOKUP(A4436,Voda!$B$3:$AC$15,3,0)))/3600000","v":0},0,{"$f":"IF(U4436=0,0,IF(Z4436>0,IF(Z4436/1000<U4436,IF(Z4436/1000<=Vypocet!$D$15,IF(U4436<Vypocet!$D$15,U4436-Z4436/1000,Vypocet!$D$15-Z4436/1000),Vypocet!$D$15),0),IF(U4436>Vypocet!$D$15,Vypocet!$D$15,U4436)))","v":0},0,{"$f":"HLOOKUP(Vypocet!$D$11,TDDData!$E:$S,2+TDDData!D4436,0)","v":{"$error":"#N/A"}},149.69999999999999,119.75999999999999,{"$error":"#N/A"},{"$error":"#N/A"},{"$f":"IF(AA4436<0,IF(AC4435>-AA4436,AC4435+AA4436,0),IF(AA4436+AC4435<=Vypocet!$D$18,AA4436+AC4435,Vypocet!$D$18))","v":{"$error":"#N/A"}},{"$error":"#N/A"},{"$f":"IF(AND(AC4436<AC4435,AC4436<>0),AE4435,IF(OR(AND(AC4435=0,AA4436<0),AC4435<-AA4436),IF(AC4435=0,IF(AE4435>-AA4436,AE4435+AA4436,0),IF(AC4435+AE4435>-AA4436,AC4435+AE4435+AA4436,0)),IF(AC4435=Vypocet!$D$18,AE4435+AA4436,AE4435+AA4436-AC4436+AC4435)))","v":{"$error":"#N/A"}},{"$error":"#N/A"},{"$error":"#N/A"},{"$f":"SUM($AF$3:AF4436)","v":{"$error":"#N/A"}},{"$error":"#N/A"},{"$error":"#N/A"},{"$error":"#N/A"},{"$f":"SUM($AJ$3:AJ4436)","v":{"$error":"#N/A"}},{"$error":"#N/A"},{"$error":"#N/A"},{"$error":"#N/A"},{"$f":"IF(AN4436<0,IF(AP4435>-AN4436,AP4435+AN4436,0),IF(AN4436+AP4435<=Vypocet!$D$18,AN4436+AP4435,Vypocet!$D$18))","v":{"$error":"#N/A"}},{"$error":"#N/A"},{"$f":"IF(AND(AP4436<AP4435,AP4436<>0),AR4435,IF(OR(AND(AP4435=0,AN4436<0),AP4435<-AN4436),IF(AP4435=0,IF(AR4435>-AN4436,AR4435+AN4436,0),IF(AP4435+AR4435>-AN4436,AP4435+AR4435+AN4436,0)),IF(AP4435=Vypocet!$D$18,AR4435+AN4436,AR4435+AN4436-AP4436+AP4435)))","v":{"$error":"#N/A"}},{"$error":"#N/A"},{"$error":"#N/A"},{"$f":"SUM($AS$3:AS4436)","v":{"$error":"#N/A"}},{"$error":"#N/A"},{"$error":"#N/A"},{"$error":"#N/A"},{"$f":"SUM($AW$3:AW4436)","v":{"$error":"#N/A"}},{"$f":"IF(V4436=0,IF(U4436=0,IF(AZ4435+Z4436/1000>Vypocet!$D$18,Vypocet!$D$18,AZ4435+Z4436/1000),IF(Z4436/1000+AZ4435-U4436>Vypocet!$D$18,Vypocet!$D$18,Z4436/1000+AZ4435-U4436)),IF(AZ4435=0,0,IF(AZ4435>V4436,AZ4435-V4436,0)))","v":0},0,null,null,null,null,null,null,null,null,null,null,null,null,null,null,null,null,null,null,null,null,null,null,null,null,null,null,null,null,null,null,null,null,null,null,null,null,null,null,null,null,null,null,null,null,null,null,null,null,null,null,null,null,null,null,null,null,null,null,null,null,null,null,null,null,null,null,null,null,null,null,null,null,null,null,null,null,null,null,null,null,null,null,null,null,null,null,null,null,null,null,null,null,null,null,null,null,null,null,null,null,null,null,null,0.49558999999999997,0.43192000000000003,0.37525999999999998,0.45033000000000001,0.54552999999999996,0.37234,0.22958000000000001,0.34351999999999999,0.46196999999999999,0.38183,0.41249999999999998,0.34893999999999997,0.30931999999999998,0.29041,0]
[7,44018,6,4469,{"$f":"(FA4471*Vypocet!$D$24)/$FA$2","v":0},{"$f":"(FB4471*Vypocet!$D$24)/$FB$2","v":0},{"$f":"(FC4471*Vypocet!$D$24)/$FC$2","v":0},{"$f":"(FD4471*Vypocet!$D$24)/$FD$2","v":0},{"$f":"(FE4471*Vypocet!$D$24)/$FE$2","v":0},{"$f":"(FF4471*Vypocet!$D$24)/$FF$2","v":0},{"$f":"(FG4471*Vypocet!$D$24)/$FG$2","v":0},{"$f":"(FH4471*Vypocet!$D$24)/$FH$2","v":0},{"$f":"(FI4471*Vypocet!$D$24)/$FI$2","v":0},{"$f":"(FJ4471*Vypocet!$D$24)/$FJ$2","v":0},{"$f":"(FK4471*Vypocet!$D$24)/$FK$2","v":0},{"$f":"(FL4471*Vypocet!$D$24)/$FL$2","v":0},{"$f":"(FM4471*Vypocet!$D$24)/$FM$2","v":0},{"$f":"(FN4471*Vypocet!$D$24)/$FN$2","v":0},{"$f":"(FO4471*Vypocet!$D$24)/$FO$2","v":0},{"$f":"(VLOOKUP(A4471,Voda!$B$3:$AC$15,TDDData!C4471+4,0)*4180*(VLOOKUP(A4471,Voda!$B$3:$AC$15,4,0)-VLOOKUP(A4471,Voda!$B$3:$AC$15,3,0)))/3600000","v":0},0,{"$f":"IF(U4471=0,0,IF(Z4471>0,IF(Z4471/1000<U4471,IF(Z4471/1000<=Vypocet!$D$15,IF(U4471<Vypocet!$D$15,U4471-Z4471/1000,Vypocet!$D$15-Z4471/1000),Vypocet!$D$15),0),IF(U4471>Vypocet!$D$15,Vypocet!$D$15,U4471)))","v":0},0,{"$f":"HLOOKUP(Vypocet!$D$11,TDDData!$E:$S,2+TDDData!D4471,0)","v":{"$error":"#N/A"}},36.1,28.880000000000003,{"$error":"#N/A"},{"$error":"#N/A"},{"$f":"IF(AA4471<0,IF(AC4470>-AA4471,AC4470+AA4471,0),IF(AA4471+AC4470<=Vypocet!$D$18,AA4471+AC4470,Vypocet!$D$18))","v":{"$error":"#N/A"}},{"$error":"#N/A"},{"$f":"IF(AND(AC4471<AC4470,AC4471<>0),AE4470,IF(OR(AND(AC4470=0,AA4471<0),AC4470<-AA4471),IF(AC4470=0,IF(AE4470>-AA4471,AE4470+AA4471,0),IF(AC4470+AE4470>-AA4471,AC4470+AE4470+AA4471,0)),IF(AC4470=Vypocet!$D$18,AE4470+AA4471,AE4470+AA4471-AC4471+AC4470)))","v":{"$error":"#N/A"}},{"$error":"#N/A"},{"$error":"#N/A"},{"$f":"SUM($AF$3:AF4471)","v":{"$error":"#N/A"}},{"$error":"#N/A"},{"$error":"#N/A"},{"$error":"#N/A"},{"$f":"SUM($AJ$3:AJ4471)","v":{"$error":"#N/A"}},{"$error":"#N/A"},{"$error":"#N/A"},{"$error":"#N/A"},{"$f":"IF(AN4471<0,IF(AP4470>-AN4471,AP4470+AN4471,0),IF(AN4471+AP4470<=Vypocet!$D$18,AN4471+AP4470,Vypocet!$D$18))","v":{"$error":"#N/A"}},{"$error":"#N/A"},{"$f":"IF(AND(AP4471<AP4470,AP4471<>0),AR4470,IF(OR(AND(AP4470=0,AN4471<0),AP4470<-AN4471),IF(AP4470=0,IF(AR4470>-AN4471,AR4470+AN4471,0),IF(AP4470+AR4470>-AN4471,AP4470+AR4470+AN4471,0)),IF(AP4470=Vypocet!$D$18,AR4470+AN4471,AR4470+AN4471-AP4471+AP4470)))","v":{"$error":"#N/A"}},{"$error":"#N/A"},{"$error":"#N/A"},{"$f":"SUM($AS$3:AS4471)","v":{"$error":"#N/A"}},{"$error":"#N/A"},{"$error":"#N/A"},{"$error":"#N/A"},{"$f":"SUM($AW$3:AW4471)","v":{"$error":"#N/A"}},{"$f":"IF(V4471=0,IF(U4471=0,IF(AZ4470+Z4471/1000>Vypocet!$D$18,Vypocet!$D$18,AZ4470+Z4471/1000),IF(Z4471/1000+AZ4470-U4471>Vypocet!$D$18,Vypocet!$D$18,Z4471/1000+AZ4470-U4471)),IF(AZ4470=0,0,IF(AZ4470>V4471,AZ4470-V4471,0)))","v":0},0,null,null,null,null,null,null,null,null,null,null,null,null,null,null,null,null,null,null,null,null,null,null,null,null,null,null,null,null,null,null,null,null,null,null,null,null,null,null,null,null,null,null,null,null,null,null,null,null,null,null,null,null,null,null,null,null,null,null,null,null,null,null,null,null,null,null,null,null,null,null,null,null,null,null,null,null,null,null,null,null,null,null,null,null,null,null,null,null,null,null,null,null,null,null,null,null,null,null,null,null,null,null,null,0.29171999999999998,0.30026999999999998,0.21662999999999999,0.20463000000000001,0.46795999999999999,0.22672,0.20435,0.25597999999999999,0.23163,0.19553000000000001,0.25597999999999999,0.28644999999999998,0.19238,0.16453999999999999,0]
[7,44019,20,4507,{"$f":"(FA4509*Vypocet!$D$24)/$FA$2","v":0},{"$f":"(FB4509*Vypocet!$D$24)/$FB$2","v":0},{"$f":"(FC4509*Vypocet!$D$24)/$FC$2","v":0},{"$f":"(FD4509*Vypocet!$D$24)/$FD$2","v":0},{"$f":"(FE4509*Vypocet!$D$24)/$FE$2","v":0},{"$f":"(FF4509*Vypocet!$D$24)/$FF$2","v":0},{"$f":"(FG4509*Vypocet!$D$24)/$FG$2","v":0},{"$f":"(FH4509*Vypocet!$D$24)/$FH$2","v":0},{"$f":"(FI4509*Vypocet!$D$24)/$FI$2","v":0},{"$f":"(FJ4509*Vypocet!$D$24)/$FJ$2","v":0},{"$f":"(FK4509*Vypocet!$D$24)/$FK$2","v":0},{"$f":"(FL4509*Vypocet!$D$24)/$FL$2","v":0},{"$f":"(FM4509*Vypocet!$D$24)/$FM$2","v":0},{"$f":"(FN4509*Vypocet!$D$24)/$FN$2","v":0},{"$f":"(FO4509*Vypocet!$D$24)/$FO$2","v":0},{"$f":"(VLOOKUP(A4509,Voda!$B$3:$AC$15,TDDData!C4509+4,0)*4180*(VLOOKUP(A4509,Voda!$B$3:$AC$15,4,0)-VLOOKUP(A4509,Voda!$B$3:$AC$15,3,0)))/3600000","v":0},0,{"$f":"IF(U4509=0,0,IF(Z4509>0,IF(Z4509/1000<U4509,IF(Z4509/1000<=Vypocet!$D$15,IF(U4509<Vypocet!$D$15,U4509-Z4509/1000,Vypocet!$D$15-Z4509/1000),Vypocet!$D$15),0),IF(U4509>Vypocet!$D$15,Vypocet!$D$15,U4509)))","v":0},0,{"$f":"HLOOKUP(Vypocet!$D$11,TDDData!$E:$S,2+TDDData!D4509,0)","v":{"$error":"#N/A"}},34.04,27.231999999999999,{"$error":"#N/A"},{"$error":"#N/A"},{"$f":"IF(AA4509<0,IF(AC4508>-AA4509,AC4508+AA4509,0),IF(AA4509+AC4508<=Vypocet!$D$18,AA4509+AC4508,Vypocet!$D$18))","v":{"$error":"#N/A"}},{"$error":"#N/A"},{"$f":"IF(AND(AC4509<AC4508,AC4509<>0),AE4508,IF(OR(AND(AC4508=0,AA4509<0),AC4508<-AA4509),IF(AC4508=0,IF(AE4508>-AA4509,AE4508+AA4509,0),IF(AC4508+AE4508>-AA4509,AC4508+AE4508+AA4509,0)),IF(AC4508=Vypocet!$D$18,AE4508+AA4509,AE4508+AA4509-AC4509+AC4508)))","v":{"$error":"#N/A"}},{"$error":"#N/A"},{"$error":"#N/A"},{"$f":"SUM($AF$3:AF4509)","v":{"$error":"#N/A"}},{"$error":"#N/A"},{"$error":"#N/A"},{"$error":"#N/A"},{"$f":"SUM($AJ$3:AJ4509)","v":{"$error":"#N/A"}},{"$error":"#N/A"},{"$error":"#N/A"},{"$error":"#N/A"},{"$f":"IF(AN4509<0,IF(AP4508>-AN4509,AP4508+AN4509,0),IF(AN4509+AP4508<=Vypocet!$D$18,AN4509+AP4508,Vypocet!$D$18))","v":{"$error":"#N/A"}},{"$error":"#N/A"},{"$f":"IF(AND(AP4509<AP4508,AP4509<>0),AR4508,IF(OR(AND(AP4508=0,AN4509<0),AP4508<-AN4509),IF(AP4508=0,IF(AR4508>-AN4509,AR4508+AN4509,0),IF(AP4508+AR4508>-AN4509,AP4508+AR4508+AN4509,0)),IF(AP4508=Vypocet!$D$18,AR4508+AN4509,AR4508+AN4509-AP4509+AP4508)))","v":{"$error":"#N/A"}},{"$error":"#N/A"},{"$error":"#N/A"},{"$f":"SUM($AS$3:AS4509)","v":{"$error":"#N/A"}},{"$error":"#N/A"},{"$error":"#N/A"},{"$error":"#N/A"},{"$f":"SUM($AW$3:AW4509)","v":{"$error":"#N/A"}},{"$f":"IF(V4509=0,IF(U4509=0,IF(AZ4508+Z4509/1000>Vypocet!$D$18,Vypocet!$D$18,AZ4508+Z4509/1000),IF(Z4509/1000+AZ4508-U4509>Vypocet!$D$18,Vypocet!$D$18,Z4509/1000+AZ4508-U4509)),IF(AZ4508=0,0,IF(AZ4508>V4509,AZ4508-V4509,0)))","v":0},0,null,null,null,null,null,null,null,null,null,null,null,null,null,null,null,null,null,null,null,null,null,null,null,null,null,null,null,null,null,null,null,null,null,null,null,null,null,null,null,null,null,null,null,null,null,null,null,null,null,null,null,null,null,null,null,null,null,null,null,null,null,null,null,null,null,null,null,null,null,null,null,null,null,null,null,null,null,null,null,null,null,null,null,null,null,null,null,null,null,null,null,null,null,null,null,null,null,null,null,null,null,null,null,0.46760000000000002,0.41882000000000003,0.3533,0.49730999999999997,0.48265999999999998,0.39093,0.23874000000000001,0.28678999999999999,0.33753,0.37997999999999998,0.29774,0.39522000000000002,0.39517999999999998,0.29529,0]
[7,44020,9,4520,{"$f":"(FA4522*Vypocet!$D$24)/$FA$2","v":0},{"$f":"(FB4522*Vypocet!$D$24)/$FB$2","v":0},{"$f":"(FC4522*Vypocet!$D$24)/$FC$2","v":0},{"$f":"(FD4522*Vypocet!$D$24)/$FD$2","v":0},{"$f":"(FE4522*Vypocet!$D$24)/$FE$2","v":0},{"$f":"(FF4522*Vypocet!$D$24)/$FF$2","v":0},{"$f":"(FG4522*Vypocet!$D$24)/$FG$2","v":0},{"$f":"(FH4522*Vypocet!$D$24)/$FH$2","v":0},{"$f":"(FI4522*Vypocet!$D$24)/$FI$2","v":0},{"$f":"(FJ4522*Vypocet!$D$24)/$FJ$2","v":0},{"$f":"(FK4522*Vypocet!$D$24)/$FK$2","v":0},{"$f":"(FL4522*Vypocet!$D$24)/$FL$2","v":0},{"$f":"(FM4522*Vypocet!$D$24)/$FM$2","v":0},{"$f":"(FN4522*Vypocet!$D$24)/$FN$2","v":0},{"$f":"(FO4522*Vypocet!$D$24)/$FO$2","v":0},{"$f":"(VLOOKUP(A4522,Voda!$B$3:$AC$15,TDDData!C4522+4,0)*4180*(VLOOKUP(A4522,Voda!$B$3:$AC$15,4,0)-VLOOKUP(A4522,Voda!$B$3:$AC$15,3,0)))/3600000","v":0},0,{"$f":"IF(U4522=0,0,IF(Z4522>0,IF(Z4522/1000<U4522,IF(Z4522/1000<=Vypocet!$D$15,IF(U4522<Vypocet!$D$15,U4522-Z4522/1000,Vypocet!$D$15-Z4522/1000),Vypocet!$D$15),0),IF(U4522>Vypocet!$D$15,Vypocet!$D$15,U4522)))","v":0},0,{"$f":"HLOOKUP(Vypocet!$D$11,TDDData!$E:$S,2+TDDData!D4522,0)","v":{"$error":"#N/A"}},819.5,655.6,{"$error":"#N/A"},{"$error":"#N/A"},{"$f":"IF(AA4522<0,IF(AC4521>-AA4522,AC4521+AA4522,0),IF(AA4522+AC4521<=Vypocet!$D$18,AA4522+AC4521,Vypocet!$D$18))","v":{"$error":"#N/A"}},{"$error":"#N/A"},{"$f":"IF(AND(AC4522<AC4521,AC4522<>0),AE4521,IF(OR(AND(AC4521=0,AA4522<0),AC4521<-AA4522),IF(AC4521=0,IF(AE4521>-AA4522,AE4521+AA4522,0),IF(AC4521+AE4521>-AA4522,AC4521+AE4521+AA4522,0)),IF(AC4521=Vypocet!$D$18,AE4521+AA4522,AE4521+AA4522-AC4522+AC4521)))","v":{"$error":"#N/A"}},{"$error":"#N/A"},{"$error":"#N/A"},{"$f":"SUM($AF$3:AF4522)","v":{"$error":"#N/A"}},{"$error":"#N/A"},{"$error":"#N/A"},{"$error":"#N/A"},{"$f":"SUM($AJ$3:AJ4522)","v":{"$error":"#N/A"}},{"$error":"#N/A"},{"$error":"#N/A"},{"$error":"#N/A"},{"$f":"IF(AN4522<0,IF(AP4521>-AN4522,AP4521+AN4522,0),IF(AN4522+AP4521<=Vypocet!$D$18,AN4522+AP4521,Vypocet!$D$18))","v":{"$error":"#N/A"}},{"$error":"#N/A"},{"$f":"IF(AND(AP4522<AP4521,AP4522<>0),AR4521,IF(OR(AND(AP4521=0,AN4522<0),AP4521<-AN4522),IF(AP4521=0,IF(AR4521>-AN4522,AR4521+AN4522,0),IF(AP4521+AR4521>-AN4522,AP4521+AR4521+AN4522,0)),IF(AP4521=Vypocet!$D$18,AR4521+AN4522,AR4521+AN4522-AP4522+AP4521)))","v":{"$error":"#N/A"}},{"$error":"#N/A"},{"$error":"#N/A"},{"$f":"SUM($AS$3:AS4522)","v":{"$error":"#N/A"}},{"$error":"#N/A"},{"$error":"#N/A"},{"$error":"#N/A"},{"$f":"SUM($AW$3:AW4522)","v":{"$error":"#N/A"}},{"$f":"IF(V4522=0,IF(U4522=0,IF(AZ4521+Z4522/1000>Vypocet!$D$18,Vypocet!$D$18,AZ4521+Z4522/1000),IF(Z4522/1000+AZ4521-U4522>Vypocet!$D$18,Vypocet!$D$18,Z4522/1000+AZ4521-U4522)),IF(AZ4521=0,0,IF(AZ4521>V4522,AZ4521-V4522,0)))","v":0},0,null,null,null,null,null,null,null,null,null,null,null,null,null,null,null,null,null,null,null,null,null,null,null,null,null,null,null,null,null,null,null,null,null,null,null,null,null,null,null,null,null,null,null,null,null,null,null,null,null,null,null,null,null,null,null,null,null,null,null,null,null,null,null,null,null,null,null,null,null,null,null,null,null,null,null,null,null,null,null,null,null,null,null,null,null,null,null,null,null,null,null,null,null,null,null,null,null,null,null,null,null,null,null,0.66578999999999999,0.61534999999999995,0.41398000000000001,0.36015999999999998,0.23935000000000001,0.27596999999999999,0.22323000000000001,0.21273,0.28632000000000002,0.19642999999999999,0.19886999999999999,0.2344,0.2407,0.20266000000000001,0]
[7,44022,12,4571,{"$f":"(FA4573*Vypocet!$D$24)/$FA$2","v":0},{"$f":"(FB4573*Vypocet!$D$24)/$FB$2","v":0},{"$f":"(FC4573*Vypocet!$D$24)/$FC$2","v":0},{"$f":"(FD4573*Vypocet!$D$24)/$FD$2","v":0},{"$f":"(FE4573*Vypocet!$D$24)/$FE$2","v":0},{"$f":"(FF4573*Vypocet!$D$24)/$FF$2","v":0},{"$f":"(FG4573*Vypocet!$D$24)/$FG$2","v":0},{"$f":"(FH4573*Vypocet!$D$24)/$FH$2","v":0},{"$f":"(FI4573*Vypocet!$D$24)/$FI$2","v":0},{"$f":"(FJ4573*Vypocet!$D$24)/$FJ$2","v":0},{"$f":"(FK4573*Vypocet!$D$24)/$FK$2","v":0},{"$f":"(FL4573*Vypocet!$D$24)/$FL$2","v":0},{"$f":"(FM4573*Vypocet!$D$24)/$FM$2","v":0},{"$f":"(FN4573*Vypocet!$D$24)/$FN$2","v":0},{"$f":"(FO4573*Vypocet!$D$24)/$FO$2","v":0},{"$f":"(VLOOKUP(A4573,Voda!$B$3:$AC$15,TDDData!C4573+4,0)*4180*(VLOOKUP(A4573,Voda!$B$3:$AC$15,4,0)-VLOOKUP(A4573,Voda!$B$3:$AC$15,3,0)))/3600000","v":0},0,{"$f":"IF(U4573=0,0,IF(Z4573>0,IF(Z4573/1000<U4573,IF(Z4573/1000<=Vypocet!$D$15,IF(U4573<Vypocet!$D$15,U4573-Z4573/1000,Vypocet!$D$15-Z4573/1000),Vypocet!$D$15),0),IF(U4573>Vypocet!$D$15,Vypocet!$D$15,U4573)))","v":0},0,{"$f":"HLOOKUP(Vypocet!$D$11,TDDData!$E:$S,2+TDDData!D4573,0)","v":{"$error":"#N/A"}},1010.94,808.75200000000007,{"$error":"#N/A"},{"$error":"#N/A"},{"$f":"IF(AA4573<0,IF(AC4572>-AA4573,AC4572+AA4573,0),IF(AA4573+AC4572<=Vypocet!$D$18,AA4573+AC4572,Vypocet!$D$18))","v":{"$error":"#N/A"}},{"$error":"#N/A"},{"$f":"IF(AND(AC4573<AC4572,AC4573<>0),AE4572,IF(OR(AND(AC4572=0,AA4573<0),AC4572<-AA4573),IF(AC4572=0,IF(AE4572>-AA4573,AE4572+AA4573,0),IF(AC4572+AE4572>-AA4573,AC4572+AE4572+AA4573,0)),IF(AC4572=Vypocet!$D$18,AE4572+AA4573,AE4572+AA4573-AC4573+AC4572)))","v":{"$error":"#N/A"}},{"$error":"#N/A"},{"$error":"#N/A"},{"$f":"SUM($AF$3:AF4573)","v":{"$error":"#N/A"}},{"$error":"#N/A"},{"$error":"#N/A"},{"$error":"#N/A"},{"$f":"SUM($AJ$3:AJ4573)","v":{"$error":"#N/A"}},{"$error":"#N/A"},{"$error":"#N/A"},{"$error":"#N/A"},{"$f":"IF(AN4573<0,IF(AP4572>-AN4573,AP4572+AN4573,0),IF(AN4573+AP4572<=Vypocet!$D$18,AN4573+AP4572,Vypocet!$D$18))","v":{"$error":"#N/A"}},{"$error":"#N/A"},{"$f":"IF(AND(AP4573<AP4572,AP4573<>0),AR4572,IF(OR(AND(AP4572=0,AN4573<0),AP4572<-AN4573),IF(AP4572=0,IF(AR4572>-AN4573,AR4572+AN4573,0),IF(AP4572+AR4572>-AN4573,AP4572+AR4572+AN4573,0)),IF(AP4572=Vypocet!$D$18,AR4572+AN4573,AR4572+AN4573-AP4573+AP4572)))","v":{"$error":"#N/A"}},{"$error":"#N/A"},{"$error":"#N/A"},{"$f":"SUM($AS$3:AS4573)","v":{"$error":"#N/A"}},{"$error":"#N/A"},{"$error":"#N/A"},{"$error":"#N/A"},{"$f":"SUM($AW$3:AW4573)","v":{"$error":"#N/A"}},{"$f":"IF(V4573=0,IF(U4573=0,IF(AZ4572+Z4573/1000>Vypocet!$D$18,Vypocet!$D$18,AZ4572+Z4573/1000),IF(Z4573/1000+AZ4572-U4573>Vypocet!$D$18,Vypocet!$D$18,Z4573/1000+AZ4572-U4573)),IF(AZ4572=0,0,IF(AZ4572>V4573,AZ4572-V4573,0)))","v":0},0,null,null,null,null,null,null,null,null,null,null,null,null,null,null,null,null,null,null,null,null,null,null,null,null,null,null,null,null,null,null,null,null,null,null,null,null,null,null,null,null,null,null,null,null,null,null,null,null,null,null,null,null,null,null,null,null,null,null,null,null,null,null,null,null,null,null,null,null,null,null,null,null,null,null,null,null,null,null,null,null,null,null,null,null,null,null,null,null,null,null,null,null,null,null,null,null,null,null,null,null,null,null,null,0.74160000000000004,0.64625999999999995,0.49715999999999999,0.41516999999999998,0.33193,0.34214,0.20555000000000001,0.28875000000000001,0.38895999999999997,0.32061000000000001,0.25485000000000002,0.29980000000000001,0.37252000000000002,0.24925,0]
[7,44023,5,4588,{"$f":"(FA4590*Vypocet!$D$24)/$FA$2","v":0},{"$f":"(FB4590*Vypocet!$D$24)/$FB$2","v":0},{"$f":"(FC4590*Vypocet!$D$24)/$FC$2","v":0},{"$f":"(FD4590*Vypocet!$D$24)/$FD$2","v":0},{"$f":"(FE4590*Vypocet!$D$24)/$FE$2","v":0},{"$f":"(FF4590*Vypocet!$D$24)/$FF$2","v":0},{"$f":"(FG4590*Vypocet!$D$24)/$FG$2","v":0},{"$f":"(FH4590*Vypocet!$D$24)/$FH$2","v":0},{"$f":"(FI4590*Vypocet!$D$24)/$FI$2","v":0},{"$f":"(FJ4590*Vypocet!$D$24)/$FJ$2","v":0},{"$f":"(FK4590*Vypocet!$D$24)/$FK$2","v":0},{"$f":"(FL4590*Vypocet!$D$24)/$FL$2","v":0},{"$f":"(FM4590*Vypocet!$D$24)/$FM$2","v":0},{"$f":"(FN4590*Vypocet!$D$24)/$FN$2","v":0},{"$f":"(FO4590*Vypocet!$D$24)/$FO$2","v":0},{"$f":"(VLOOKUP(A4590,Voda!$B$3:$AC$15,TDDData!C4590+4,0)*4180*(VLOOKUP(A4590,Voda!$B$3:$AC$15,4,0)-VLOOKUP(A4590,Voda!$B$3:$AC$15,3,0)))/3600000","v":0},0,{"$f":"IF(U4590=0,0,IF(Z4590>0,IF(Z4590/1000<U4590,IF(Z4590/1000<=Vypocet!$D$15,IF(U4590<Vypocet!$D$15,U4590-Z4590/1000,Vypocet!$D$15-Z4590/1000),Vypocet!$D$15),0),IF(U4590>Vypocet!$D$15,Vypocet!$D$15,U4590)))","v":0},0,{"$f":"HLOOKUP(Vypocet!$D$11,TDDData!$E:$S,2+TDDData!D4590,0)","v":{"$error":"#N/A"}},0,0,{"$error":"#N/A"},{"$error":"#N/A"},{"$f":"IF(AA4590<0,IF(AC4589>-AA4590,AC4589+AA4590,0),IF(AA4590+AC4589<=Vypocet!$D$18,AA4590+AC4589,Vypocet!$D$18))","v":{"$error":"#N/A"}},{"$error":"#N/A"},{"$f":"IF(AND(AC4590<AC4589,AC4590<>0),AE4589,IF(OR(AND(AC4589=0,AA4590<0),AC4589<-AA4590),IF(AC4589=0,IF(AE4589>-AA4590,AE4589+AA4590,0),IF(AC4589+AE4589>-AA4590,AC4589+AE4589+AA4590,0)),IF(AC4589=Vypocet!$D$18,AE4589+AA4590,AE4589+AA4590-AC4590+AC4589)))","v":{"$error":"#N/A"}},{"$error":"#N/A"},{"$error":"#N/A"},{"$f":"SUM($AF$3:AF4590)","v":{"$error":"#N/A"}},{"$error":"#N/A"},{"$error":"#N/A"},{"$error":"#N/A"},{"$f":"SUM($AJ$3:AJ4590)","v":{"$error":"#N/A"}},{"$error":"#N/A"},{"$error":"#N/A"},{"$error":"#N/A"},{"$f":"IF(AN4590<0,IF(AP4589>-AN4590,AP4589+AN4590,0),IF(AN4590+AP4589<=Vypocet!$D$18,AN4590+AP4589,Vypocet!$D$18))","v":{"$error":"#N/A"}},{"$error":"#N/A"},{"$f":"IF(AND(AP4590<AP4589,AP4590<>0),AR4589,IF(OR(AND(AP4589=0,AN4590<0),AP4589<-AN4590),IF(AP4589=0,IF(AR4589>-AN4590,AR4589+AN4590,0),IF(AP4589+AR4589>-AN4590,AP4589+AR4589+AN4590,0)),IF(AP4589=Vypocet!$D$18,AR4589+AN4590,AR4589+AN4590-AP4590+AP4589)))","v":{"$error":"#N/A"}},{"$error":"#N/A"},{"$error":"#N/A"},{"$f":"SUM($AS$3:AS4590)","v":{"$error":"#N/A"}},{"$error":"#N/A"},{"$error":"#N/A"},{"$error":"#N/A"},{"$f":"SUM($AW$3:AW4590)","v":{"$error":"#N/A"}},{"$f":"IF(V4590=0,IF(U4590=0,IF(AZ4589+Z4590/1000>Vypocet!$D$18,Vypocet!$D$18,AZ4589+Z4590/1000),IF(Z4590/1000+AZ4589-U4590>Vypocet!$D$18,Vypocet!$D$18,Z4590/1000+AZ4589-U4590)),IF(AZ4589=0,0,IF(AZ4589>V4590,AZ4589-V4590,0)))","v":0},0,null,null,null,null,null,null,null,null,null,null,null,null,null,null,null,null,null,null,null,null,null,null,null,null,null,null,null,null,null,null,null,null,null,null,null,null,null,null,null,null,null,null,null,null,null,null,null,null,null,null,null,null,null,null,null,null,null,null,null,null,null,null,null,null,null,null,null,null,null,null,null,null,null,null,null,null,null,null,null,null,null,null,null,null,null,null,null,null,null,null,null,null,null,null,null,null,null,null,null,null,null,null,null,0.29314000000000001,0.28904999999999997,0.22388,0.21285999999999999,0.26491999999999999,0.21576999999999999,0.19485,0.21135000000000001,0.22653000000000001,0.28835,0.24157999999999999,0.20807999999999999,0.20191000000000001,0.14421,0.68332999999999999]
[7,44024,16,4623,{"$f":"(FA4625*Vypocet!$D$24)/$FA$2","v":0},{"$f":"(FB4625*Vypocet!$D$24)/$FB$2","v":0},{"$f":"(FC4625*Vypocet!$D$24)/$FC$2","v":0},{"$f":"(FD4625*Vypocet!$D$24)/$FD$2","v":0},{"$f":"(FE4625*Vypocet!$D$24)/$FE$2","v":0},{"$f":"(FF4625*Vypocet!$D$24)/$FF$2","v":0},{"$f":"(FG4625*Vypocet!$D$24)/$FG$2","v":0},{"$f":"(FH4625*Vypocet!$D$24)/$FH$2","v":0},{"$f":"(FI4625*Vypocet!$D$24)/$FI$2","v":0},{"$f":"(FJ4625*Vypocet!$D$24)/$FJ$2","v":0},{"$f":"(FK4625*Vypocet!$D$24)/$FK$2","v":0},{"$f":"(FL4625*Vypocet!$D$24)/$FL$2","v":0},{"$f":"(FM4625*Vypocet!$D$24)/$FM$2","v":0},{"$f":"(FN4625*Vypocet!$D$24)/$FN$2","v":0},{"$f":"(FO4625*Vypocet!$D$24)/$FO$2","v":0},{"$f":"(VLOOKUP(A4625,Voda!$B$3:$AC$15,TDDData!C4625+4,0)*4180*(VLOOKUP(A4625,Voda!$B$3:$AC$15,4,0)-VLOOKUP(A4625,Voda!$B$3:$AC$15,3,0)))/3600000","v":0},0,{"$f":"IF(U4625=0,0,IF(Z4625>0,IF(Z4625/1000<U4625,IF(Z4625/1000<=Vypocet!$D$15,IF(U4625<Vypocet!$D$15,U4625-Z4625/1000,Vypocet!$D$15-Z4625/1000),Vypocet!$D$15),0),IF(U4625>Vypocet!$D$15,Vypocet!$D$15,U4625)))","v":0},0,{"$f":"HLOOKUP(Vypocet!$D$11,TDDData!$E:$S,2+TDDData!D4625,0)","v":{"$error":"#N/A"}},459.72,367.77600000000007,{"$error":"#N/A"},{"$error":"#N/A"},{"$f":"IF(AA4625<0,IF(AC4624>-AA4625,AC4624+AA4625,0),IF(AA4625+AC4624<=Vypocet!$D$18,AA4625+AC4624,Vypocet!$D$18))","v":{"$error":"#N/A"}},{"$error":"#N/A"},{"$f":"IF(AND(AC4625<AC4624,AC4625<>0),AE4624,IF(OR(AND(AC4624=0,AA4625<0),AC4624<-AA4625),IF(AC4624=0,IF(AE4624>-AA4625,AE4624+AA4625,0),IF(AC4624+AE4624>-AA4625,AC4624+AE4624+AA4625,0)),IF(AC4624=Vypocet!$D$18,AE4624+AA4625,AE4624+AA4625-AC4625+AC4624)))","v":{"$error":"#N/A"}},{"$error":"#N/A"},{"$error":"#N/A"},{"$f":"SUM($AF$3:AF4625)","v":{"$error":"#N/A"}},{"$error":"#N/A"},{"$error":"#N/A"},{"$error":"#N/A"},{"$f":"SUM($AJ$3:AJ4625)","v":{"$error":"#N/A"}},{"$error":"#N/A"},{"$error":"#N/A"},{"$error":"#N/A"},{"$f":"IF(AN4625<0,IF(AP4624>-AN4625,AP4624+AN4625,0),IF(AN4625+AP4624<=Vypocet!$D$18,AN4625+AP4624,Vypocet!$D$18))","v":{"$error":"#N/A"}},{"$error":"#N/A"},{"$f":"IF(AND(AP4625<AP4624,AP4625<>0),AR4624,IF(OR(AND(AP4624=0,AN4625<0),AP4624<-AN4625),IF(AP4624=0,IF(AR4624>-AN4625,AR4624+AN4625,0),IF(AP4624+AR4624>-AN4625,AP4624+AR4624+AN4625,0)),IF(AP4624=Vypocet!$D$18,AR4624+AN4625,AR4624+AN4625-AP4625+AP4624)))","v":{"$error":"#N/A"}},{"$error":"#N/A"},{"$error":"#N/A"},{"$f":"SUM($AS$3:AS4625)","v":{"$error":"#N/A"}},{"$error":"#N/A"},{"$error":"#N/A"},{"$error":"#N/A"},{"$f":"SUM($AW$3:AW4625)","v":{"$error":"#N/A"}},{"$f":"IF(V4625=0,IF(U4625=0,IF(AZ4624+Z4625/1000>Vypocet!$D$18,Vypocet!$D$18,AZ4624+Z4625/1000),IF(Z4625/1000+AZ4624-U4625>Vypocet!$D$18,Vypocet!$D$18,Z4625/1000+AZ4624-U4625)),IF(AZ4624=0,0,IF(AZ4624>V4625,AZ4624-V4625,0)))","v":0},0,null,null,null,null,null,null,null,null,null,null,null,null,null,null,null,null,null,null,null,null,null,null,null,null,null,null,null,null,null,null,null,null,null,null,null,null,null,null,null,null,null,null,null,null,null,null,null,null,null,null,null,null,null,null,null,null,null,null,null,null,null,null,null,null,null,null,null,null,null,null,null,null,null,null,null,null,null,null,null,null,null,null,null,null,null,null,null,null,null,null,null,null,null,null,null,null,null,null,null,null,null,null,null,0.44725999999999999,0.42716999999999999,0.35909000000000002,0.44540000000000002,0.64998,0.46912999999999999,0.38568999999999998,0.59230000000000005,0.65207000000000004,0.54962999999999995,0.68171999999999999,0.44657999999999998,0.34272999999999998,0.32962999999999998,0]
[7,44026,19,4674,{"$f":"(FA4676*Vypocet!$D$24)/$FA$2","v":0},{"$f":"(FB4676*Vypocet!$D$24)/$FB$2","v":0},{"$f":"(FC4676*Vypocet!$D$24)/$FC$2","v":0},{"$f":"(FD4676*Vypocet!$D$24)/$FD$2","v":0},{"$f":"(FE4676*Vypocet!$D$24)/$FE$2","v":0},{"$f":"(FF4676*Vypocet!$D$24)/$FF$2","v":0},{"$f":"(FG4676*Vypocet!$D$24)/$FG$2","v":0},{"$f":"(FH4676*Vypocet!$D$24)/$FH$2","v":0},{"$f":"(FI4676*Vypocet!$D$24)/$FI$2","v":0},{"$f":"(FJ4676*Vypocet!$D$24)/$FJ$2","v":0},{"$f":"(FK4676*Vypocet!$D$24)/$FK$2","v":0},{"$f":"(FL4676*Vypocet!$D$24)/$FL$2","v":0},{"$f":"(FM4676*Vypocet!$D$24)/$FM$2","v":0},{"$f":"(FN4676*Vypocet!$D$24)/$FN$2","v":0},{"$f":"(FO4676*Vypocet!$D$24)/$FO$2","v":0},{"$f":"(VLOOKUP(A4676,Voda!$B$3:$AC$15,TDDData!C4676+4,0)*4180*(VLOOKUP(A4676,Voda!$B$3:$AC$15,4,0)-VLOOKUP(A4676,Voda!$B$3:$AC$15,3,0)))/3600000","v":0},0,{"$f":"IF(U4676=0,0,IF(Z4676>0,IF(Z4676/1000<U4676,IF(Z4676/1000<=Vypocet!$D$15,IF(U4676<Vypocet!$D$15,U4676-Z4676/1000,Vypocet!$D$15-Z4676/1000),Vypocet!$D$15),0),IF(U4676>Vypocet!$D$15,Vypocet!$D$15,U4676)))","v":0},{"$f":"IF(V4676=0,0,U4676-V4676)","v":0},{"$f":"HLOOKUP(Vypocet!$D$11,TDDData!$E:$S,2+TDDData!D4676,0)","v":{"$error":"#N/A"}},82.14,65.712000000000003,{"$error":"#N/A"},{"$f":"IF(AA4676<0,-AA4676,0)","v":{"$error":"#N/A"}},{"$f":"IF(AA4676<0,IF(AC4675>-AA4676,AC4675+AA4676,0),IF(AA4676+AC4675<=Vypocet!$D$18,AA4676+AC4675,Vypocet!$D$18))","v":{"$error":"#N/A"}},{"$f":"IF(AC4676=0,-AA4676-AC4675,0)","v":{"$error":"#N/A"}},{"$f":"IF(AND(AC4676<AC4675,AC4676<>0),AE4675,IF(OR(AND(AC4675=0,AA4676<0),AC4675<-AA4676),IF(AC4675=0,IF(AE4675>-AA4676,AE4675+AA4676,0),IF(AC4675+AE4675>-AA4676,AC4675+AE4675+AA4676,0)),IF(AC4675=Vypocet!$D$18,AE4675+AA4676,AE4675+AA4676-AC4676+AC4675)))","v":{"$error":"#N/A"}},{"$error":"#N/A"},{"$error":"#N/A"},{"$f":"SUM($AF$3:AF4676)","v":{"$error":"#N/A"}},{"$error":"#N/A"},{"$error":"#N/A"},{"$error":"#N/A"},{"$f":"SUM($AJ$3:AJ4676)","v":{"$error":"#N/A"}},{"$f":"X4676+T4676","v":{"$error":"#N/A"}},{"$f":"Z4676/1000-AM4676","v":{"$error":"#N/A"}},{"$f":"IF(AN4676<0,-AN4676,0)","v":{"$error":"#N/A"}},{"$f":"IF(AN4676<0,IF(AP4675>-AN4676,AP4675+AN4676,0),IF(AN4676+AP4675<=Vypocet!$D$18,AN4676+AP4675,Vypocet!$D$18))","v":{"$error":"#N/A"}},{"$f":"IF(AP4676=0,-AN4676-AP4675,0)","v":{"$error":"#N/A"}},{"$f":"IF(AND(AP4676<AP4675,AP4676<>0),AR4675,IF(OR(AND(AP4675=0,AN4676<0),AP4675<-AN4676),IF(AP4675=0,IF(AR4675>-AN4676,AR4675+AN4676,0),IF(AP4675+AR4675>-AN4676,AP4675+AR4675+AN4676,0)),IF(AP4675=Vypocet!$D$18,AR4675+AN4676,AR4675+AN4676-AP4676+AP4675)))","v":{"$error":"#N/A"}},{"$error":"#N/A"},{"$error":"#N/A"},{"$f":"SUM($AS$3:AS4676)","v":{"$error":"#N/A"}},{"$error":"#N/A"},{"$error":"#N/A"},{"$error":"#N/A"},{"$f":"SUM($AW$3:AW4676)","v":{"$error":"#N/A"}},{"$f":"IF(V4676=0,IF(U4676=0,IF(AZ4675+Z4676/1000>Vypocet!$D$18,Vypocet!$D$18,AZ4675+Z4676/1000),IF(Z4676/1000+AZ4675-U4676>Vypocet!$D$18,Vypocet!$D$18,Z4676/1000+AZ4675-U4676)),IF(AZ4675=0,0,IF(AZ4675>V4676,AZ4675-V4676,0)))","v":0},0,null,null,null,null,null,null,null,null,null,null,null,null,null,null,null,null,null,null,null,null,null,null,null,null,null,null,null,null,null,null,null,null,null,null,null,null,null,null,null,null,null,null,null,null,null,null,null,null,null,null,null,null,null,null,null,null,null,null,null,null,null,null,null,null,null,null,null,null,null,null,null,null,null,null,null,null,null,null,null,null,null,null,null,null,null,null,null,null,null,null,null,null,null,null,null,null,null,null,null,null,null,null,null,0.53802000000000005,0.44051000000000001,0.37306,0.50366999999999995,0.62919000000000003,0.42449999999999999,0.26182,0.33759,0.42029,0.34666000000000002,0.39054,0.37340000000000001,0.33323000000000003,0.29509999999999997,0]
[7,44028,6,4709,{"$f":"(FA4711*Vypocet!$D$24)/$FA$2","v":0},{"$f":"(FB4711*Vypocet!$D$24)/$FB$2","v":0},{"$f":"(FC4711*Vypocet!$D$24)/$FC$2","v":0},{"$f":"(FD4711*Vypocet!$D$24)/$FD$2","v":0},{"$f":"(FE4711*Vypocet!$D$24)/$FE$2","v":0},{"$f":"(FF4711*Vypocet!$D$24)/$FF$2","v":0},{"$f":"(FG4711*Vypocet!$D$24)/$FG$2","v":0},{"$f":"(FH4711*Vypocet!$D$24)/$FH$2","v":0},{"$f":"(FI4711*Vypocet!$D$24)/$FI$2","v":0},{"$f":"(FJ4711*Vypocet!$D$24)/$FJ$2","v":0},{"$f":"(FK4711*Vypocet!$D$24)/$FK$2","v":0},{"$f":"(FL4711*Vypocet!$D$24)/$FL$2","v":0},{"$f":"(FM4711*Vypocet!$D$24)/$FM$2","v":0},{"$f":"(FN4711*Vypocet!$D$24)/$FN$2","v":0},{"$f":"(FO4711*Vypocet!$D$24)/$FO$2","v":0},{"$f":"(VLOOKUP(A4711,Voda!$B$3:$AC$15,TDDData!C4711+4,0)*4180*(VLOOKUP(A4711,Voda!$B$3:$AC$15,4,0)-VLOOKUP(A4711,Voda!$B$3:$AC$15,3,0)))/3600000","v":0},0,{"$f":"IF(U4711=0,0,IF(Z4711>0,IF(Z4711/1000<U4711,IF(Z4711/1000<=Vypocet!$D$15,IF(U4711<Vypocet!$D$15,U4711-Z4711/1000,Vypocet!$D$15-Z4711/1000),Vypocet!$D$15),0),IF(U4711>Vypocet!$D$15,Vypocet!$D$15,U4711)))","v":0},0,{"$f":"HLOOKUP(Vypocet!$D$11,TDDData!$E:$S,2+TDDData!D4711,0)","v":{"$error":"#N/A"}},2.7,2.16,{"$error":"#N/A"},{"$error":"#N/A"},{"$f":"IF(AA4711<0,IF(AC4710>-AA4711,AC4710+AA4711,0),IF(AA4711+AC4710<=Vypocet!$D$18,AA4711+AC4710,Vypocet!$D$18))","v":{"$error":"#N/A"}},{"$error":"#N/A"},{"$f":"IF(AND(AC4711<AC4710,AC4711<>0),AE4710,IF(OR(AND(AC4710=0,AA4711<0),AC4710<-AA4711),IF(AC4710=0,IF(AE4710>-AA4711,AE4710+AA4711,0),IF(AC4710+AE4710>-AA4711,AC4710+AE4710+AA4711,0)),IF(AC4710=Vypocet!$D$18,AE4710+AA4711,AE4710+AA4711-AC4711+AC4710)))","v":{"$error":"#N/A"}},{"$error":"#N/A"},{"$error":"#N/A"},{"$f":"SUM($AF$3:AF4711)","v":{"$error":"#N/A"}},{"$error":"#N/A"},{"$error":"#N/A"},{"$error":"#N/A"},{"$f":"SUM($AJ$3:AJ4711)","v":{"$error":"#N/A"}},{"$error":"#N/A"},{"$error":"#N/A"},{"$error":"#N/A"},{"$f":"IF(AN4711<0,IF(AP4710>-AN4711,AP4710+AN4711,0),IF(AN4711+AP4710<=Vypocet!$D$18,AN4711+AP4710,Vypocet!$D$18))","v":{"$error":"#N/A"}},{"$error":"#N/A"},{"$f":"IF(AND(AP4711<AP4710,AP4711<>0),AR4710,IF(OR(AND(AP4710=0,AN4711<0),AP4710<-AN4711),IF(AP4710=0,IF(AR4710>-AN4711,AR4710+AN4711,0),IF(AP4710+AR4710>-AN4711,AP4710+AR4710+AN4711,0)),IF(AP4710=Vypocet!$D$18,AR4710+AN4711,AR4710+AN4711-AP4711+AP4710)))","v":{"$error":"#N/A"}},{"$error":"#N/A"},{"$error":"#N/A"},{"$f":"SUM($AS$3:AS4711)","v":{"$error":"#N/A"}},{"$error":"#N/A"},{"$error":"#N/A"},{"$error":"#N/A"},{"$f":"SUM($AW$3:AW4711)","v":{"$error":"#N/A"}},{"$f":"IF(V4711=0,IF(U4711=0,IF(AZ4710+Z4711/1000>Vypocet!$D$18,Vypocet!$D$18,AZ4710+Z4711/1000),IF(Z4711/1000+AZ4710-U4711>Vypocet!$D$18,Vypocet!$D$18,Z4711/1000+AZ4710-U4711)),IF(AZ4710=0,0,IF(AZ4710>V4711,AZ4710-V4711,0)))","v":0},0,null,null,null,null,null,null,null,null,null,null,null,null,null,null,null,null,null,null,null,null,null,null,null,null,null,null,null,null,null,null,null,null,null,null,null,null,null,null,null,null,null,null,null,null,null,null,null,null,null,null,null,null,null,null,null,null,null,null,null,null,null,null,null,null,null,null,null,null,null,null,null,null,null,null,null,null,null,null,null,null,null,null,null,null,null,null,null,null,null,null,null,null,null,null,null,null,null,null,null,null,null,null,null,0.32624999999999998,0.35314000000000001,0.25816,0.22026999999999999,0.20444000000000001,0.23435,0.20452000000000001,0.20251,0.26766000000000001,0.22622,0.2198,0.17841000000000001,0.22178999999999999,0.16464000000000001,0]
[7,44028,23,4726,{"$f":"(FA4728*Vypocet!$D$24)/$FA$2","v":0},{"$f":"(FB4728*Vypocet!$D$24)/$FB$2","v":0},{"$f":"(FC4728*Vypocet!$D$24)/$FC$2","v":0},{"$f":"(FD4728*Vypocet!$D$24)/$FD$2","v":0},{"$f":"(FE4728*Vypocet!$D$24)/$FE$2","v":0},{"$f":"(FF4728*Vypocet!$D$24)/$FF$2","v":0},{"$f":"(FG4728*Vypocet!$D$24)/$FG$2","v":0},{"$f":"(FH4728*Vypocet!$D$24)/$FH$2","v":0},{"$f":"(FI4728*Vypocet!$D$24)/$FI$2","v":0},{"$f":"(FJ4728*Vypocet!$D$24)/$FJ$2","v":0},{"$f":"(FK4728*Vypocet!$D$24)/$FK$2","v":0},{"$f":"(FL4728*Vypocet!$D$24)/$FL$2","v":0},{"$f":"(FM4728*Vypocet!$D$24)/$FM$2","v":0},{"$f":"(FN4728*Vypocet!$D$24)/$FN$2","v":0},{"$f":"(FO4728*Vypocet!$D$24)/$FO$2","v":0},{"$f":"(VLOOKUP(A4728,Voda!$B$3:$AC$15,TDDData!C4728+4,0)*4180*(VLOOKUP(A4728,Voda!$B$3:$AC$15,4,0)-VLOOKUP(A4728,Voda!$B$3:$AC$15,3,0)))/3600000","v":0},0,{"$f":"IF(U4728=0,0,IF(Z4728>0,IF(Z4728/1000<U4728,IF(Z4728/1000<=Vypocet!$D$15,IF(U4728<Vypocet!$D$15,U4728-Z4728/1000,Vypocet!$D$15-Z4728/1000),Vypocet!$D$15),0),IF(U4728>Vypocet!$D$15,Vypocet!$D$15,U4728)))","v":0},0,{"$f":"HLOOKUP(Vypocet!$D$11,TDDData!$E:$S,2+TDDData!D4728,0)","v":{"$error":"#N/A"}},0,0,{"$error":"#N/A"},{"$error":"#N/A"},{"$f":"IF(AA4728<0,IF(AC4727>-AA4728,AC4727+AA4728,0),IF(AA4728+AC4727<=Vypocet!$D$18,AA4728+AC4727,Vypocet!$D$18))","v":{"$error":"#N/A"}},{"$error":"#N/A"},{"$f":"IF(AND(AC4728<AC4727,AC4728<>0),AE4727,IF(OR(AND(AC4727=0,AA4728<0),AC4727<-AA4728),IF(AC4727=0,IF(AE4727>-AA4728,AE4727+AA4728,0),IF(AC4727+AE4727>-AA4728,AC4727+AE4727+AA4728,0)),IF(AC4727=Vypocet!$D$18,AE4727+AA4728,AE4727+AA4728-AC4728+AC4727)))","v":{"$error":"#N/A"}},{"$error":"#N/A"},{"$error":"#N/A"},{"$f":"SUM($AF$3:AF4728)","v":{"$error":"#N/A"}},{"$error":"#N/A"},{"$error":"#N/A"},{"$error":"#N/A"},{"$f":"SUM($AJ$3:AJ4728)","v":{"$error":"#N/A"}},{"$error":"#N/A"},{"$error":"#N/A"},{"$error":"#N/A"},{"$f":"IF(AN4728<0,IF(AP4727>-AN4728,AP4727+AN4728,0),IF(AN4728+AP4727<=Vypocet!$D$18,AN4728+AP4727,Vypocet!$D$18))","v":{"$error":"#N/A"}},{"$error":"#N/A"},{"$f":"IF(AND(AP4728<AP4727,AP4728<>0),AR4727,IF(OR(AND(AP4727=0,AN4728<0),AP4727<-AN4728),IF(AP4727=0,IF(AR4727>-AN4728,AR4727+AN4728,0),IF(AP4727+AR4727>-AN4728,AP4727+AR4727+AN4728,0)),IF(AP4727=Vypocet!$D$18,AR4727+AN4728,AR4727+AN4728-AP4728+AP4727)))","v":{"$error":"#N/A"}},{"$error":"#N/A"},{"$error":"#N/A"},{"$f":"SUM($AS$3:AS4728)","v":{"$error":"#N/A"}},{"$error":"#N/A"},{"$error":"#N/A"},{"$error":"#N/A"},{"$f":"SUM($AW$3:AW4728)","v":{"$error":"#N/A"}},{"$f":"IF(V4728=0,IF(U4728=0,IF(AZ4727+Z4728/1000>Vypocet!$D$18,Vypocet!$D$18,AZ4727+Z4728/1000),IF(Z4728/1000+AZ4727-U4728>Vypocet!$D$18,Vypocet!$D$18,Z4728/1000+AZ4727-U4728)),IF(AZ4727=0,0,IF(AZ4727>V4728,AZ4727-V4728,0)))","v":0},0,null,null,null,null,null,null,null,null,null,null,null,null,null,null,null,null,null,null,null,null,null,null,null,null,null,null,null,null,null,null,null,null,null,null,null,null,null,null,null,null,null,null,null,null,null,null,null,null,null,null,null,null,null,null,null,null,null,null,null,null,null,null,null,null,null,null,null,null,null,null,null,null,null,null,null,null,null,null,null,null,null,null,null,null,null,null,null,null,null,null,null,null,null,null,null,null,null,null,null,null,null,null,null,0.39996999999999999,0.39235999999999999,0.30778,0.39444000000000001,0.2712,0.27140999999999998,0.21894,0.46396999999999999,0.32619999999999999,0.41625000000000001,0.55132000000000003,0.55001,0.43957000000000002,0.31158000000000002,1]
[7,44031,2,4777,{"$f":"(FA4779*Vypocet!$D$24)/$FA$2","v":0},{"$f":"(FB4779*Vypocet!$D$24)/$FB$2","v":0},{"$f":"(FC4779*Vypocet!$D$24)/$FC$2","v":0},{"$f":"(FD4779*Vypocet!$D$24)/$FD$2","v":0},{"$f":"(FE4779*Vypocet!$D$24)/$FE$2","v":0},{"$f":"(FF4779*Vypocet!$D$24)/$FF$2","v":0},{"$f":"(FG4779*Vypocet!$D$24)/$FG$2","v":0},{"$f":"(FH4779*Vypocet!$D$24)/$FH$2","v":0},{"$f":"(FI4779*Vypocet!$D$24)/$FI$2","v":0},{"$f":"(FJ4779*Vypocet!$D$24)/$FJ$2","v":0},{"$f":"(FK4779*Vypocet!$D$24)/$FK$2","v":0},{"$f":"(FL4779*Vypocet!$D$24)/$FL$2","v":0},{"$f":"(FM4779*Vypocet!$D$24)/$FM$2","v":0},{"$f":"(FN4779*Vypocet!$D$24)/$FN$2","v":0},{"$f":"(FO4779*Vypocet!$D$24)/$FO$2","v":0},{"$f":"(VLOOKUP(A4779,Voda!$B$3:$AC$15,TDDData!C4779+4,0)*4180*(VLOOKUP(A4779,Voda!$B$3:$AC$15,4,0)-VLOOKUP(A4779,Voda!$B$3:$AC$15,3,0)))/3600000","v":0},0,{"$f":"IF(U4779=0,0,IF(Z4779>0,IF(Z4779/1000<U4779,IF(Z4779/1000<=Vypocet!$D$15,IF(U4779<Vypocet!$D$15,U4779-Z4779/1000,Vypocet!$D$15-Z4779/1000),Vypocet!$D$15),0),IF(U4779>Vypocet!$D$15,Vypocet!$D$15,U4779)))","v":0},0,{"$f":"HLOOKUP(Vypocet!$D$11,TDDData!$E:$S,2+TDDData!D4779,0)","v":{"$error":"#N/A"}},0,0,{"$error":"#N/A"},{"$error":"#N/A"},{"$f":"IF(AA4779<0,IF(AC4778>-AA4779,AC4778+AA4779,0),IF(AA4779+AC4778<=Vypocet!$D$18,AA4779+AC4778,Vypocet!$D$18))","v":{"$error":"#N/A"}},{"$error":"#N/A"},{"$f":"IF(AND(AC4779<AC4778,AC4779<>0),AE4778,IF(OR(AND(AC4778=0,AA4779<0),AC4778<-AA4779),IF(AC4778=0,IF(AE4778>-AA4779,AE4778+AA4779,0),IF(AC4778+AE4778>-AA4779,AC4778+AE4778+AA4779,0)),IF(AC4778=Vypocet!$D$18,AE4778+AA4779,AE4778+AA4779-AC4779+AC4778)))","v":{"$error":"#N/A"}},{"$error":"#N/A"},{"$error":"#N/A"},{"$f":"SUM($AF$3:AF4779)","v":{"$error":"#N/A"}},{"$error":"#N/A"},{"$error":"#N/A"},{"$error":"#N/A"},{"$f":"SUM($AJ$3:AJ4779)","v":{"$error":"#N/A"}},{"$error":"#N/A"},{"$error":"#N/A"},{"$error":"#N/A"},{"$f":"IF(AN4779<0,IF(AP4778>-AN4779,AP4778+AN4779,0),IF(AN4779+AP4778<=Vypocet!$D$18,AN4779+AP4778,Vypocet!$D$18))","v":{"$error":"#N/A"}},{"$error":"#N/A"},{"$f":"IF(AND(AP4779<AP4778,AP4779<>0),AR4778,IF(OR(AND(AP4778=0,AN4779<0),AP4778<-AN4779),IF(AP4778=0,IF(AR4778>-AN4779,AR4778+AN4779,0),IF(AP4778+AR4778>-AN4779,AP4778+AR4778+AN4779,0)),IF(AP4778=Vypocet!$D$18,AR4778+AN4779,AR4778+AN4779-AP4779+AP4778)))","v":{"$error":"#N/A"}},{"$error":"#N/A"},{"$error":"#N/A"},{"$f":"SUM($AS$3:AS4779)","v":{"$error":"#N/A"}},{"$error":"#N/A"},{"$error":"#N/A"},{"$error":"#N/A"},{"$f":"SUM($AW$3:AW4779)","v":{"$error":"#N/A"}},{"$f":"IF(V4779=0,IF(U4779=0,IF(AZ4778+Z4779/1000>Vypocet!$D$18,Vypocet!$D$18,AZ4778+Z4779/1000),IF(Z4779/1000+AZ4778-U4779>Vypocet!$D$18,Vypocet!$D$18,Z4779/1000+AZ4778-U4779)),IF(AZ4778=0,0,IF(AZ4778>V4779,AZ4778-V4779,0)))","v":0},0,null,null,null,null,null,null,null,null,null,null,null,null,null,null,null,null,null,null,null,null,null,null,null,null,null,null,null,null,null,null,null,null,null,null,null,null,null,null,null,null,null,null,null,null,null,null,null,null,null,null,null,null,null,null,null,null,null,null,null,null,null,null,null,null,null,null,null,null,null,null,null,null,null,null,null,null,null,null,null,null,null,null,null,null,null,null,null,null,null,null,null,null,null,null,null,null,null,null,null,null,null,null,null,0.32779999999999998,0.34922999999999998,0.27115,0.25219999999999998,0.17179,0.40764,0.33084999999999998,0.20583000000000001,0.3054,0.40156999999999998,0.26694000000000001,0.25749,0.22892000000000001,0.1867,1]
[7,44032,17,4816,{"$f":"(FA4818*Vypocet!$D$24)/$FA$2","v":0},{"$f":"(FB4818*Vypocet!$D$24)/$FB$2","v":0},{"$f":"(FC4818*Vypocet!$D$24)/$FC$2","v":0},{"$f":"(FD4818*Vypocet!$D$24)/$FD$2","v":0},{"$f":"(FE4818*Vypocet!$D$24)/$FE$2","v":0},{"$f":"(FF4818*Vypocet!$D$24)/$FF$2","v":0},{"$f":"(FG4818*Vypocet!$D$24)/$FG$2","v":0},{"$f":"(FH4818*Vypocet!$D$24)/$FH$2","v":0},{"$f":"(FI4818*Vypocet!$D$24)/$FI$2","v":0},{"$f":"(FJ4818*Vypocet!$D$24)/$FJ$2","v":0},{"$f":"(FK4818*Vypocet!$D$24)/$FK$2","v":0},{"$f":"(FL4818*Vypocet!$D$24)/$FL$2","v":0},{"$f":"(FM4818*Vypocet!$D$24)/$FM$2","v":0},{"$f":"(FN4818*Vypocet!$D$24)/$FN$2","v":0},{"$f":"(FO4818*Vypocet!$D$24)/$FO$2","v":0},{"$f":"(VLOOKUP(A4818,Voda!$B$3:$AC$15,TDDData!C4818+4,0)*4180*(VLOOKUP(A4818,Voda!$B$3:$AC$15,4,0)-VLOOKUP(A4818,Voda!$B$3:$AC$15,3,0)))/3600000","v":0},0,{"$f":"IF(U4818=0,0,IF(Z4818>0,IF(Z4818/1000<U4818,IF(Z4818/1000<=Vypocet!$D$15,IF(U4818<Vypocet!$D$15,U4818-Z4818/1000,Vypocet!$D$15-Z4818/1000),Vypocet!$D$15),0),IF(U4818>Vypocet!$D$15,Vypocet!$D$15,U4818)))","v":0},0,{"$f":"HLOOKUP(Vypocet!$D$11,TDDData!$E:$S,2+TDDData!D4818,0)","v":{"$error":"#N/A"}},652.24,521.79200000000003,{"$error":"#N/A"},{"$error":"#N/A"},{"$f":"IF(AA4818<0,IF(AC4817>-AA4818,AC4817+AA4818,0),IF(AA4818+AC4817<=Vypocet!$D$18,AA4818+AC4817,Vypocet!$D$18))","v":{"$error":"#N/A"}},{"$error":"#N/A"},{"$f":"IF(AND(AC4818<AC4817,AC4818<>0),AE4817,IF(OR(AND(AC4817=0,AA4818<0),AC4817<-AA4818),IF(AC4817=0,IF(AE4817>-AA4818,AE4817+AA4818,0),IF(AC4817+AE4817>-AA4818,AC4817+AE4817+AA4818,0)),IF(AC4817=Vypocet!$D$18,AE4817+AA4818,AE4817+AA4818-AC4818+AC4817)))","v":{"$error":"#N/A"}},{"$error":"#N/A"},{"$error":"#N/A"},{"$f":"SUM($AF$3:AF4818)","v":{"$error":"#N/A"}},{"$error":"#N/A"},{"$error":"#N/A"},{"$error":"#N/A"},{"$f":"SUM($AJ$3:AJ4818)","v":{"$error":"#N/A"}},{"$error":"#N/A"},{"$error":"#N/A"},{"$error":"#N/A"},{"$f":"IF(AN4818<0,IF(AP4817>-AN4818,AP4817+AN4818,0),IF(AN4818+AP4817<=Vypocet!$D$18,AN4818+AP4817,Vypocet!$D$18))","v":{"$error":"#N/A"}},{"$error":"#N/A"},{"$f":"IF(AND(AP4818<AP4817,AP4818<>0),AR4817,IF(OR(AND(AP4817=0,AN4818<0),AP4817<-AN4818),IF(AP4817=0,IF(AR4817>-AN4818,AR4817+AN4818,0),IF(AP4817+AR4817>-AN4818,AP4817+AR4817+AN4818,0)),IF(AP4817=Vypocet!$D$18,AR4817+AN4818,AR4817+AN4818-AP4818+AP4817)))","v":{"$error":"#N/A"}},{"$error":"#N/A"},{"$error":"#N/A"},{"$f":"SUM($AS$3:AS4818)","v":{"$error":"#N/A"}},{"$error":"#N/A"},{"$error":"#N/A"},{"$error":"#N/A"},{"$f":"SUM($AW$3:AW4818)","v":{"$error":"#N/A"}},{"$f":"IF(V4818=0,IF(U4818=0,IF(AZ4817+Z4818/1000>Vypocet!$D$18,Vypocet!$D$18,AZ4817+Z4818/1000),IF(Z4818/1000+AZ4817-U4818>Vypocet!$D$18,Vypocet!$D$18,Z4818/1000+AZ4817-U4818)),IF(AZ4817=0,0,IF(AZ4817>V4818,AZ4817-V4818,0)))","v":0},0,null,null,null,null,null,null,null,null,null,null,null,null,null,null,null,null,null,null,null,null,null,null,null,null,null,null,null,null,null,null,null,null,null,null,null,null,null,null,null,null,null,null,null,null,null,null,null,null,null,null,null,null,null,null,null,null,null,null,null,null,null,null,null,null,null,null,null,null,null,null,null,null,null,null,null,null,null,null,null,null,null,null,null,null,null,null,null,null,null,null,null,null,null,null,null,null,null,null,null,null,null,null,null,0.45776,0.41228999999999999,0.36349999999999999,0.48276999999999998,0.56767999999999996,0.53293999999999997,0.30358000000000002,0.54225000000000001,0.68528,0.45068999999999998,0.43926999999999999,0.72431999999999996,0.37687999999999999,0.32584000000000002,0]
[7,44033,5,4828,{"$f":"(FA4830*Vypocet!$D$24)/$FA$2","v":0},{"$f":"(FB4830*Vypocet!$D$24)/$FB$2","v":0},{"$f":"(FC4830*Vypocet!$D$24)/$FC$2","v":0},{"$f":"(FD4830*Vypocet!$D$24)/$FD$2","v":0},{"$f":"(FE4830*Vypocet!$D$24)/$FE$2","v":0},{"$f":"(FF4830*Vypocet!$D$24)/$FF$2","v":0},{"$f":"(FG4830*Vypocet!$D$24)/$FG$2","v":0},{"$f":"(FH4830*Vypocet!$D$24)/$FH$2","v":0},{"$f":"(FI4830*Vypocet!$D$24)/$FI$2","v":0},{"$f":"(FJ4830*Vypocet!$D$24)/$FJ$2","v":0},{"$f":"(FK4830*Vypocet!$D$24)/$FK$2","v":0},{"$f":"(FL4830*Vypocet!$D$24)/$FL$2","v":0},{"$f":"(FM4830*Vypocet!$D$24)/$FM$2","v":0},{"$f":"(FN4830*Vypocet!$D$24)/$FN$2","v":0},{"$f":"(FO4830*Vypocet!$D$24)/$FO$2","v":0},{"$f":"(VLOOKUP(A4830,Voda!$B$3:$AC$15,TDDData!C4830+4,0)*4180*(VLOOKUP(A4830,Voda!$B$3:$AC$15,4,0)-VLOOKUP(A4830,Voda!$B$3:$AC$15,3,0)))/3600000","v":0},0,{"$f":"IF(U4830=0,0,IF(Z4830>0,IF(Z4830/1000<U4830,IF(Z4830/1000<=Vypocet!$D$15,IF(U4830<Vypocet!$D$15,U4830-Z4830/1000,Vypocet!$D$15-Z4830/1000),Vypocet!$D$15),0),IF(U4830>Vypocet!$D$15,Vypocet!$D$15,U4830)))","v":0},0,{"$f":"HLOOKUP(Vypocet!$D$11,TDDData!$E:$S,2+TDDData!D4830,0)","v":{"$error":"#N/A"}},0,0,{"$error":"#N/A"},{"$error":"#N/A"},{"$f":"IF(AA4830<0,IF(AC4829>-AA4830,AC4829+AA4830,0),IF(AA4830+AC4829<=Vypocet!$D$18,AA4830+AC4829,Vypocet!$D$18))","v":{"$error":"#N/A"}},{"$error":"#N/A"},{"$f":"IF(AND(AC4830<AC4829,AC4830<>0),AE4829,IF(OR(AND(AC4829=0,AA4830<0),AC4829<-AA4830),IF(AC4829=0,IF(AE4829>-AA4830,AE4829+AA4830,0),IF(AC4829+AE4829>-AA4830,AC4829+AE4829+AA4830,0)),IF(AC4829=Vypocet!$D$18,AE4829+AA4830,AE4829+AA4830-AC4830+AC4829)))","v":{"$error":"#N/A"}},{"$error":"#N/A"},{"$error":"#N/A"},{"$f":"SUM($AF$3:AF4830)","v":{"$error":"#N/A"}},{"$error":"#N/A"},{"$error":"#N/A"},{"$error":"#N/A"},{"$f":"SUM($AJ$3:AJ4830)","v":{"$error":"#N/A"}},{"$error":"#N/A"},{"$error":"#N/A"},{"$error":"#N/A"},{"$f":"IF(AN4830<0,IF(AP4829>-AN4830,AP4829+AN4830,0),IF(AN4830+AP4829<=Vypocet!$D$18,AN4830+AP4829,Vypocet!$D$18))","v":{"$error":"#N/A"}},{"$error":"#N/A"},{"$f":"IF(AND(AP4830<AP4829,AP4830<>0),AR4829,IF(OR(AND(AP4829=0,AN4830<0),AP4829<-AN4830),IF(AP4829=0,IF(AR4829>-AN4830,AR4829+AN4830,0),IF(AP4829+AR4829>-AN4830,AP4829+AR4829+AN4830,0)),IF(AP4829=Vypocet!$D$18,AR4829+AN4830,AR4829+AN4830-AP4830+AP4829)))","v":{"$error":"#N/A"}},{"$error":"#N/A"},{"$error":"#N/A"},{"$f":"SUM($AS$3:AS4830)","v":{"$error":"#N/A"}},{"$error":"#N/A"},{"$error":"#N/A"},{"$error":"#N/A"},{"$f":"SUM($AW$3:AW4830)","v":{"$error":"#N/A"}},{"$f":"IF(V4830=0,IF(U4830=0,IF(AZ4829+Z4830/1000>Vypocet!$D$18,Vypocet!$D$18,AZ4829+Z4830/1000),IF(Z4830/1000+AZ4829-U4830>Vypocet!$D$18,Vypocet!$D$18,Z4830/1000+AZ4829-U4830)),IF(AZ4829=0,0,IF(AZ4829>V4830,AZ4829-V4830,0)))","v":0},0,null,null,null,null,null,null,null,null,null,null,null,null,null,null,null,null,null,null,null,null,null,null,null,null,null,null,null,null,null,null,null,null,null,null,null,null,null,null,null,null,null,null,null,null,null,null,null,null,null,null,null,null,null,null,null,null,null,null,null,null,null,null,null,null,null,null,null,null,null,null,null,null,null,null,null,null,null,null,null,null,null,null,null,null,null,null,null,null,null,null,null,null,null,null,null,null,null,null,null,null,null,null,null,0.30992999999999998,0.29987999999999998,0.23543,0.20852999999999999,0.27411999999999997,0.23937,0.21296999999999999,0.21224000000000001,0.23688999999999999,0.2208,0.26393,0.20513000000000001,0.19306999999999999,0.14485000000000001,0.9]
[7,44035,8,4879,{"$f":"(FA4881*Vypocet!$D$24)/$FA$2","v":0},{"$f":"(FB4881*Vypocet!$D$24)/$FB$2","v":0},{"$f":"(FC4881*Vypocet!$D$24)/$FC$2","v":0},{"$f":"(FD4881*Vypocet!$D$24)/$FD$2","v":0},{"$f":"(FE4881*Vypocet!$D$24)/$FE$2","v":0},{"$f":"(FF4881*Vypocet!$D$24)/$FF$2","v":0},{"$f":"(FG4881*Vypocet!$D$24)/$FG$2","v":0},{"$f":"(FH4881*Vypocet!$D$24)/$FH$2","v":0},{"$f":"(FI4881*Vypocet!$D$24)/$FI$2","v":0},{"$f":"(FJ4881*Vypocet!$D$24)/$FJ$2","v":0},{"$f":"(FK4881*Vypocet!$D$24)/$FK$2","v":0},{"$f":"(FL4881*Vypocet!$D$24)/$FL$2","v":0},{"$f":"(FM4881*Vypocet!$D$24)/$FM$2","v":0},{"$f":"(FN4881*Vypocet!$D$24)/$FN$2","v":0},{"$f":"(FO4881*Vypocet!$D$24)/$FO$2","v":0},{"$f":"(VLOOKUP(A4881,Voda!$B$3:$AC$15,TDDData!C4881+4,0)*4180*(VLOOKUP(A4881,Voda!$B$3:$AC$15,4,0)-VLOOKUP(A4881,Voda!$B$3:$AC$15,3,0)))/3600000","v":0},0,{"$f":"IF(U4881=0,0,IF(Z4881>0,IF(Z4881/1000<U4881,IF(Z4881/1000<=Vypocet!$D$15,IF(U4881<Vypocet!$D$15,U4881-Z4881/1000,Vypocet!$D$15-Z4881/1000),Vypocet!$D$15),0),IF(U4881>Vypocet!$D$15,Vypocet!$D$15,U4881)))","v":0},0,{"$f":"HLOOKUP(Vypocet!$D$11,TDDData!$E:$S,2+TDDData!D4881,0)","v":{"$error":"#N/A"}},243.04,194.43200000000002,{"$error":"#N/A"},{"$error":"#N/A"},{"$f":"IF(AA4881<0,IF(AC4880>-AA4881,AC4880+AA4881,0),IF(AA4881+AC4880<=Vypocet!$D$18,AA4881+AC4880,Vypocet!$D$18))","v":{"$error":"#N/A"}},{"$error":"#N/A"},{"$f":"IF(AND(AC4881<AC4880,AC4881<>0),AE4880,IF(OR(AND(AC4880=0,AA4881<0),AC4880<-AA4881),IF(AC4880=0,IF(AE4880>-AA4881,AE4880+AA4881,0),IF(AC4880+AE4880>-AA4881,AC4880+AE4880+AA4881,0)),IF(AC4880=Vypocet!$D$18,AE4880+AA4881,AE4880+AA4881-AC4881+AC4880)))","v":{"$error":"#N/A"}},{"$error":"#N/A"},{"$error":"#N/A"},{"$f":"SUM($AF$3:AF4881)","v":{"$error":"#N/A"}},{"$error":"#N/A"},{"$error":"#N/A"},{"$error":"#N/A"},{"$f":"SUM($AJ$3:AJ4881)","v":{"$error":"#N/A"}},{"$error":"#N/A"},{"$error":"#N/A"},{"$error":"#N/A"},{"$f":"IF(AN4881<0,IF(AP4880>-AN4881,AP4880+AN4881,0),IF(AN4881+AP4880<=Vypocet!$D$18,AN4881+AP4880,Vypocet!$D$18))","v":{"$error":"#N/A"}},{"$error":"#N/A"},{"$f":"IF(AND(AP4881<AP4880,AP4881<>0),AR4880,IF(OR(AND(AP4880=0,AN4881<0),AP4880<-AN4881),IF(AP4880=0,IF(AR4880>-AN4881,AR4880+AN4881,0),IF(AP4880+AR4880>-AN4881,AP4880+AR4880+AN4881,0)),IF(AP4880=Vypocet!$D$18,AR4880+AN4881,AR4880+AN4881-AP4881+AP4880)))","v":{"$error":"#N/A"}},{"$error":"#N/A"},{"$error":"#N/A"},{"$f":"SUM($AS$3:AS4881)","v":{"$error":"#N/A"}},{"$error":"#N/A"},{"$error":"#N/A"},{"$error":"#N/A"},{"$f":"SUM($AW$3:AW4881)","v":{"$error":"#N/A"}},{"$f":"IF(V4881=0,IF(U4881=0,IF(AZ4880+Z4881/1000>Vypocet!$D$18,Vypocet!$D$18,AZ4880+Z4881/1000),IF(Z4881/1000+AZ4880-U4881>Vypocet!$D$18,Vypocet!$D$18,Z4881/1000+AZ4880-U4881)),IF(AZ4880=0,0,IF(AZ4880>V4881,AZ4880-V4881,0)))","v":0},0,null,null,null,null,null,null,null,null,null,null,null,null,null,null,null,null,null,null,null,null,null,null,null,null,null,null,null,null,null,null,null,null,null,null,null,null,null,null,null,null,null,null,null,null,null,null,null,null,null,null,null,null,null,null,null,null,null,null,null,null,null,null,null,null,null,null,null,null,null,null,null,null,null,null,null,null,null,null,null,null,null,null,null,null,null,null,null,null,null,null,null,null,null,null,null,null,null,null,null,null,null,null,null,0.54405999999999999,0.52936000000000005,0.36723,0.35269,0.24773999999999999,0.21789,0.21976999999999999,0.23177,0.29554000000000002,0.23669999999999999,0.19850999999999999,0.22306000000000001,0.21132999999999999,0.20394000000000001,0]
[7,44036,19,4914,{"$f":"(FA4916*Vypocet!$D$24)/$FA$2","v":0},{"$f":"(FB4916*Vypocet!$D$24)/$FB$2","v":0},{"$f":"(FC4916*Vypocet!$D$24)/$FC$2","v":0},{"$f":"(FD4916*Vypocet!$D$24)/$FD$2","v":0},{"$f":"(FE4916*Vypocet!$D$24)/$FE$2","v":0},{"$f":"(FF4916*Vypocet!$D$24)/$FF$2","v":0},{"$f":"(FG4916*Vypocet!$D$24)/$FG$2","v":0},{"$f":"(FH4916*Vypocet!$D$24)/$FH$2","v":0},{"$f":"(FI4916*Vypocet!$D$24)/$FI$2","v":0},{"$f":"(FJ4916*Vypocet!$D$24)/$FJ$2","v":0},{"$f":"(FK4916*Vypocet!$D$24)/$FK$2","v":0},{"$f":"(FL4916*Vypocet!$D$24)/$FL$2","v":0},{"$f":"(FM4916*Vypocet!$D$24)/$FM$2","v":0},{"$f":"(FN4916*Vypocet!$D$24)/$FN$2","v":0},{"$f":"(FO4916*Vypocet!$D$24)/$FO$2","v":0},{"$f":"(VLOOKUP(A4916,Voda!$B$3:$AC$15,TDDData!C4916+4,0)*4180*(VLOOKUP(A4916,Voda!$B$3:$AC$15,4,0)-VLOOKUP(A4916,Voda!$B$3:$AC$15,3,0)))/3600000","v":0},0,{"$f":"IF(U4916=0,0,IF(Z4916>0,IF(Z4916/1000<U4916,IF(Z4916/1000<=Vypocet!$D$15,IF(U4916<Vypocet!$D$15,U4916-Z4916/1000,Vypocet!$D$15-Z4916/1000),Vypocet!$D$15),0),IF(U4916>Vypocet!$D$15,Vypocet!$D$15,U4916)))","v":0},0,{"$f":"HLOOKUP(Vypocet!$D$11,TDDData!$E:$S,2+TDDData!D4916,0)","v":{"$error":"#N/A"}},132.76,106.208,{"$error":"#N/A"},{"$error":"#N/A"},{"$f":"IF(AA4916<0,IF(AC4915>-AA4916,AC4915+AA4916,0),IF(AA4916+AC4915<=Vypocet!$D$18,AA4916+AC4915,Vypocet!$D$18))","v":{"$error":"#N/A"}},{"$error":"#N/A"},{"$f":"IF(AND(AC4916<AC4915,AC4916<>0),AE4915,IF(OR(AND(AC4915=0,AA4916<0),AC4915<-AA4916),IF(AC4915=0,IF(AE4915>-AA4916,AE4915+AA4916,0),IF(AC4915+AE4915>-AA4916,AC4915+AE4915+AA4916,0)),IF(AC4915=Vypocet!$D$18,AE4915+AA4916,AE4915+AA4916-AC4916+AC4915)))","v":{"$error":"#N/A"}},{"$error":"#N/A"},{"$error":"#N/A"},{"$f":"SUM($AF$3:AF4916)","v":{"$error":"#N/A"}},{"$error":"#N/A"},{"$error":"#N/A"},{"$error":"#N/A"},{"$f":"SUM($AJ$3:AJ4916)","v":{"$error":"#N/A"}},{"$error":"#N/A"},{"$error":"#N/A"},{"$error":"#N/A"},{"$f":"IF(AN4916<0,IF(AP4915>-AN4916,AP4915+AN4916,0),IF(AN4916+AP4915<=Vypocet!$D$18,AN4916+AP4915,Vypocet!$D$18))","v":{"$error":"#N/A"}},{"$error":"#N/A"},{"$f":"IF(AND(AP4916<AP4915,AP4916<>0),AR4915,IF(OR(AND(AP4915=0,AN4916<0),AP4915<-AN4916),IF(AP4915=0,IF(AR4915>-AN4916,AR4915+AN4916,0),IF(AP4915+AR4915>-AN4916,AP4915+AR4915+AN4916,0)),IF(AP4915=Vypocet!$D$18,AR4915+AN4916,AR4915+AN4916-AP4916+AP4915)))","v":{"$error":"#N/A"}},{"$error":"#N/A"},{"$error":"#N/A"},{"$f":"SUM($AS$3:AS4916)","v":{"$error":"#N/A"}},{"$error":"#N/A"},{"$error":"#N/A"},{"$error":"#N/A"},{"$f":"SUM($AW$3:AW4916)","v":{"$error":"#N/A"}},{"$f":"IF(V4916=0,IF(U4916=0,IF(AZ4915+Z4916/1000>Vypocet!$D$18,Vypocet!$D$18,AZ4915+Z4916/1000),IF(Z4916/1000+AZ4915-U4916>Vypocet!$D$18,Vypocet!$D$18,Z4916/1000+AZ4915-U4916)),IF(AZ4915=0,0,IF(AZ4915>V4916,AZ4915-V4916,0)))","v":0},0,null,null,null,null,null,null,null,null,null,null,null,null,null,null,null,null,null,null,null,null,null,null,null,null,null,null,null,null,null,null,null,null,null,null,null,null,null,null,null,null,null,null,null,null,null,null,null,null,null,null,null,null,null,null,null,null,null,null,null,null,null,null,null,null,null,null,null,null,null,null,null,null,null,null,null,null,null,null,null,null,null,null,null,null,null,null,null,null,null,null,null,null,null,null,null,null,null,null,null,null,null,null,null,0.55413000000000001,0.45282,0.39360000000000001,0.46626000000000001,0.55415000000000003,0.41313,0.23233000000000001,0.36437000000000003,0.40745999999999999,0.37824000000000002,0.41754999999999998,0.36264000000000002,0.34294000000000002,0.29885,0]
[7,44037,12,4931,{"$f":"(FA4933*Vypocet!$D$24)/$FA$2","v":0},{"$f":"(FB4933*Vypocet!$D$24)/$FB$2","v":0},{"$f":"(FC4933*Vypocet!$D$24)/$FC$2","v":0},{"$f":"(FD4933*Vypocet!$D$24)/$FD$2","v":0},{"$f":"(FE4933*Vypocet!$D$24)/$FE$2","v":0},{"$f":"(FF4933*Vypocet!$D$24)/$FF$2","v":0},{"$f":"(FG4933*Vypocet!$D$24)/$FG$2","v":0},{"$f":"(FH4933*Vypocet!$D$24)/$FH$2","v":0},{"$f":"(FI4933*Vypocet!$D$24)/$FI$2","v":0},{"$f":"(FJ4933*Vypocet!$D$24)/$FJ$2","v":0},{"$f":"(FK4933*Vypocet!$D$24)/$FK$2","v":0},{"$f":"(FL4933*Vypocet!$D$24)/$FL$2","v":0},{"$f":"(FM4933*Vypocet!$D$24)/$FM$2","v":0},{"$f":"(FN4933*Vypocet!$D$24)/$FN$2","v":0},{"$f":"(FO4933*Vypocet!$D$24)/$FO$2","v":0},{"$f":"(VLOOKUP(A4933,Voda!$B$3:$AC$15,TDDData!C4933+4,0)*4180*(VLOOKUP(A4933,Voda!$B$3:$AC$15,4,0)-VLOOKUP(A4933,Voda!$B$3:$AC$15,3,0)))/3600000","v":0},{"$f":"W4932+T4933","v":0},{"$f":"IF(U4933=0,0,IF(Z4933>0,IF(Z4933/1000<U4933,IF(Z4933/1000<=Vypocet!$D$15,IF(U4933<Vypocet!$D$15,U4933-Z4933/1000,Vypocet!$D$15-Z4933/1000),Vypocet!$D$15),0),IF(U4933>Vypocet!$D$15,Vypocet!$D$15,U4933)))","v":0},0,{"$f":"HLOOKUP(Vypocet!$D$11,TDDData!$E:$S,2+TDDData!D4933,0)","v":{"$error":"#N/A"}},712.06,569.64800000000002,{"$error":"#N/A"},{"$error":"#N/A"},{"$f":"IF(AA4933<0,IF(AC4932>-AA4933,AC4932+AA4933,0),IF(AA4933+AC4932<=Vypocet!$D$18,AA4933+AC4932,Vypocet!$D$18))","v":{"$error":"#N/A"}},{"$error":"#N/A"},{"$f":"IF(AND(AC4933<AC4932,AC4933<>0),AE4932,IF(OR(AND(AC4932=0,AA4933<0),AC4932<-AA4933),IF(AC4932=0,IF(AE4932>-AA4933,AE4932+AA4933,0),IF(AC4932+AE4932>-AA4933,AC4932+AE4932+AA4933,0)),IF(AC4932=Vypocet!$D$18,AE4932+AA4933,AE4932+AA4933-AC4933+AC4932)))","v":{"$error":"#N/A"}},{"$f":"IF(AE4933>AE4932,AE4933-AE4932,0)","v":{"$error":"#N/A"}},{"$error":"#N/A"},{"$f":"SUM($AF$3:AF4933)","v":{"$error":"#N/A"}},{"$f":"IF(AA4933<0,IF(AI4932>-AA4933,AI4932+AA4933,0),AA4933+AI4932)","v":{"$error":"#N/A"}},{"$f":"IF(AI4933>AI4932,AI4933-AI4932,0)","v":{"$error":"#N/A"}},{"$error":"#N/A"},{"$f":"SUM($AJ$3:AJ4933)","v":{"$error":"#N/A"}},{"$error":"#N/A"},{"$error":"#N/A"},{"$error":"#N/A"},{"$f":"IF(AN4933<0,IF(AP4932>-AN4933,AP4932+AN4933,0),IF(AN4933+AP4932<=Vypocet!$D$18,AN4933+AP4932,Vypocet!$D$18))","v":{"$error":"#N/A"}},{"$error":"#N/A"},{"$f":"IF(AND(AP4933<AP4932,AP4933<>0),AR4932,IF(OR(AND(AP4932=0,AN4933<0),AP4932<-AN4933),IF(AP4932=0,IF(AR4932>-AN4933,AR4932+AN4933,0),IF(AP4932+AR4932>-AN4933,AP4932+AR4932+AN4933,0)),IF(AP4932=Vypocet!$D$18,AR4932+AN4933,AR4932+AN4933-AP4933+AP4932)))","v":{"$error":"#N/A"}},{"$error":"#N/A"},{"$error":"#N/A"},{"$f":"SUM($AS$3:AS4933)","v":{"$error":"#N/A"}},{"$f":"IF(AN4933<0,IF(AV4932>-AN4933,AV4932+AN4933,0),AN4933+AV4932)","v":{"$error":"#N/A"}},{"$error":"#N/A"},{"$error":"#N/A"},{"$f":"SUM($AW$3:AW4933)","v":{"$error":"#N/A"}},{"$f":"IF(V4933=0,IF(U4933=0,IF(AZ4932+Z4933/1000>Vypocet!$D$18,Vypocet!$D$18,AZ4932+Z4933/1000),IF(Z4933/1000+AZ4932-U4933>Vypocet!$D$18,Vypocet!$D$18,Z4933/1000+AZ4932-U4933)),IF(AZ4932=0,0,IF(AZ4932>V4933,AZ4932-V4933,0)))","v":0},0,null,null,null,null,null,null,null,null,null,null,null,null,null,null,null,null,null,null,null,null,null,null,null,null,null,null,null,null,null,null,null,null,null,null,null,null,null,null,null,null,null,null,null,null,null,null,null,null,null,null,null,null,null,null,null,null,null,null,null,null,null,null,null,null,null,null,null,null,null,null,null,null,null,null,null,null,null,null,null,null,null,null,null,null,null,null,null,null,null,null,null,null,null,null,null,null,null,null,null,null,null,null,null,0.74570999999999998,0.63880000000000003,0.50722,0.42584,0.38646000000000003,0.37378,0.22394,0.32317000000000001,0.38907000000000003,0.38429000000000002,0.31524000000000002,0.39234000000000002,0.40500000000000003,0.27772000000000002,0]
[7,44038,23,4966,{"$f":"(FA4968*Vypocet!$D$24)/$FA$2","v":0},{"$f":"(FB4968*Vypocet!$D$24)/$FB$2","v":0},{"$f":"(FC4968*Vypocet!$D$24)/$FC$2","v":0},{"$f":"(FD4968*Vypocet!$D$24)/$FD$2","v":0},{"$f":"(FE4968*Vypocet!$D$24)/$FE$2","v":0},{"$f":"(FF4968*Vypocet!$D$24)/$FF$2","v":0},{"$f":"(FG4968*Vypocet!$D$24)/$FG$2","v":0},{"$f":"(FH4968*Vypocet!$D$24)/$FH$2","v":0},{"$f":"(FI4968*Vypocet!$D$24)/$FI$2","v":0},{"$f":"(FJ4968*Vypocet!$D$24)/$FJ$2","v":0},{"$f":"(FK4968*Vypocet!$D$24)/$FK$2","v":0},{"$f":"(FL4968*Vypocet!$D$24)/$FL$2","v":0},{"$f":"(FM4968*Vypocet!$D$24)/$FM$2","v":0},{"$f":"(FN4968*Vypocet!$D$24)/$FN$2","v":0},{"$f":"(FO4968*Vypocet!$D$24)/$FO$2","v":0},{"$f":"(VLOOKUP(A4968,Voda!$B$3:$AC$15,TDDData!C4968+4,0)*4180*(VLOOKUP(A4968,Voda!$B$3:$AC$15,4,0)-VLOOKUP(A4968,Voda!$B$3:$AC$15,3,0)))/3600000","v":0},0,{"$f":"IF(U4968=0,0,IF(Z4968>0,IF(Z4968/1000<U4968,IF(Z4968/1000<=Vypocet!$D$15,IF(U4968<Vypocet!$D$15,U4968-Z4968/1000,Vypocet!$D$15-Z4968/1000),Vypocet!$D$15),0),IF(U4968>Vypocet!$D$15,Vypocet!$D$15,U4968)))","v":0},0,{"$f":"HLOOKUP(Vypocet!$D$11,TDDData!$E:$S,2+TDDData!D4968,0)","v":{"$error":"#N/A"}},0,0,{"$error":"#N/A"},{"$error":"#N/A"},{"$f":"IF(AA4968<0,IF(AC4967>-AA4968,AC4967+AA4968,0),IF(AA4968+AC4967<=Vypocet!$D$18,AA4968+AC4967,Vypocet!$D$18))","v":{"$error":"#N/A"}},{"$error":"#N/A"},{"$f":"IF(AND(AC4968<AC4967,AC4968<>0),AE4967,IF(OR(AND(AC4967=0,AA4968<0),AC4967<-AA4968),IF(AC4967=0,IF(AE4967>-AA4968,AE4967+AA4968,0),IF(AC4967+AE4967>-AA4968,AC4967+AE4967+AA4968,0)),IF(AC4967=Vypocet!$D$18,AE4967+AA4968,AE4967+AA4968-AC4968+AC4967)))","v":{"$error":"#N/A"}},{"$error":"#N/A"},{"$error":"#N/A"},{"$f":"SUM($AF$3:AF4968)","v":{"$error":"#N/A"}},{"$error":"#N/A"},{"$error":"#N/A"},{"$error":"#N/A"},{"$f":"SUM($AJ$3:AJ4968)","v":{"$error":"#N/A"}},{"$error":"#N/A"},{"$error":"#N/A"},{"$error":"#N/A"},{"$f":"IF(AN4968<0,IF(AP4967>-AN4968,AP4967+AN4968,0),IF(AN4968+AP4967<=Vypocet!$D$18,AN4968+AP4967,Vypocet!$D$18))","v":{"$error":"#N/A"}},{"$error":"#N/A"},{"$f":"IF(AND(AP4968<AP4967,AP4968<>0),AR4967,IF(OR(AND(AP4967=0,AN4968<0),AP4967<-AN4968),IF(AP4967=0,IF(AR4967>-AN4968,AR4967+AN4968,0),IF(AP4967+AR4967>-AN4968,AP4967+AR4967+AN4968,0)),IF(AP4967=Vypocet!$D$18,AR4967+AN4968,AR4967+AN4968-AP4968+AP4967)))","v":{"$error":"#N/A"}},{"$error":"#N/A"},{"$error":"#N/A"},{"$f":"SUM($AS$3:AS4968)","v":{"$error":"#N/A"}},{"$error":"#N/A"},{"$error":"#N/A"},{"$error":"#N/A"},{"$f":"SUM($AW$3:AW4968)","v":{"$error":"#N/A"}},{"$f":"IF(V4968=0,IF(U4968=0,IF(AZ4967+Z4968/1000>Vypocet!$D$18,Vypocet!$D$18,AZ4967+Z4968/1000),IF(Z4968/1000+AZ4967-U4968>Vypocet!$D$18,Vypocet!$D$18,Z4968/1000+AZ4967-U4968)),IF(AZ4967=0,0,IF(AZ4967>V4968,AZ4967-V4968,0)))","v":0},0,null,null,null,null,null,null,null,null,null,null,null,null,null,null,null,null,null,null,null,null,null,null,null,null,null,null,null,null,null,null,null,null,null,null,null,null,null,null,null,null,null,null,null,null,null,null,null,null,null,null,null,null,null,null,null,null,null,null,null,null,null,null,null,null,null,null,null,null,null,null,null,null,null,null,null,null,null,null,null,null,null,null,null,null,null,null,null,null,null,null,null,null,null,null,null,null,null,null,null,null,null,null,null,0.40887000000000001,0.38188,0.33904000000000001,0.38985999999999998,0.29838999999999999,0.30980000000000002,0.23821000000000001,0.34234999999999999,0.39913999999999999,0.40056000000000003,0.44772000000000001,0.54598000000000002,0.41336000000000001,0.30614000000000002,1]
[7,44041,2,5017,{"$f":"(FA5019*Vypocet!$D$24)/$FA$2","v":0},{"$f":"(FB5019*Vypocet!$D$24)/$FB$2","v":0},{"$f":"(FC5019*Vypocet!$D$24)/$FC$2","v":0},{"$f":"(FD5019*Vypocet!$D$24)/$FD$2","v":0},{"$f":"(FE5019*Vypocet!$D$24)/$FE$2","v":0},{"$f":"(FF5019*Vypocet!$D$24)/$FF$2","v":0},{"$f":"(FG5019*Vypocet!$D$24)/$FG$2","v":0},{"$f":"(FH5019*Vypocet!$D$24)/$FH$2","v":0},{"$f":"(FI5019*Vypocet!$D$24)/$FI$2","v":0},{"$f":"(FJ5019*Vypocet!$D$24)/$FJ$2","v":0},{"$f":"(FK5019*Vypocet!$D$24)/$FK$2","v":0},{"$f":"(FL5019*Vypocet!$D$24)/$FL$2","v":0},{"$f":"(FM5019*Vypocet!$D$24)/$FM$2","v":0},{"$f":"(FN5019*Vypocet!$D$24)/$FN$2","v":0},{"$f":"(FO5019*Vypocet!$D$24)/$FO$2","v":0},{"$f":"(VLOOKUP(A5019,Voda!$B$3:$AC$15,TDDData!C5019+4,0)*4180*(VLOOKUP(A5019,Voda!$B$3:$AC$15,4,0)-VLOOKUP(A5019,Voda!$B$3:$AC$15,3,0)))/3600000","v":0},0,{"$f":"IF(U5019=0,0,IF(Z5019>0,IF(Z5019/1000<U5019,IF(Z5019/1000<=Vypocet!$D$15,IF(U5019<Vypocet!$D$15,U5019-Z5019/1000,Vypocet!$D$15-Z5019/1000),Vypocet!$D$15),0),IF(U5019>Vypocet!$D$15,Vypocet!$D$15,U5019)))","v":0},0,{"$f":"HLOOKUP(Vypocet!$D$11,TDDData!$E:$S,2+TDDData!D5019,0)","v":{"$error":"#N/A"}},0,0,{"$error":"#N/A"},{"$error":"#N/A"},{"$f":"IF(AA5019<0,IF(AC5018>-AA5019,AC5018+AA5019,0),IF(AA5019+AC5018<=Vypocet!$D$18,AA5019+AC5018,Vypocet!$D$18))","v":{"$error":"#N/A"}},{"$error":"#N/A"},{"$f":"IF(AND(AC5019<AC5018,AC5019<>0),AE5018,IF(OR(AND(AC5018=0,AA5019<0),AC5018<-AA5019),IF(AC5018=0,IF(AE5018>-AA5019,AE5018+AA5019,0),IF(AC5018+AE5018>-AA5019,AC5018+AE5018+AA5019,0)),IF(AC5018=Vypocet!$D$18,AE5018+AA5019,AE5018+AA5019-AC5019+AC5018)))","v":{"$error":"#N/A"}},{"$error":"#N/A"},{"$error":"#N/A"},{"$f":"SUM($AF$3:AF5019)","v":{"$error":"#N/A"}},{"$error":"#N/A"},{"$error":"#N/A"},{"$error":"#N/A"},{"$f":"SUM($AJ$3:AJ5019)","v":{"$error":"#N/A"}},{"$error":"#N/A"},{"$error":"#N/A"},{"$error":"#N/A"},{"$f":"IF(AN5019<0,IF(AP5018>-AN5019,AP5018+AN5019,0),IF(AN5019+AP5018<=Vypocet!$D$18,AN5019+AP5018,Vypocet!$D$18))","v":{"$error":"#N/A"}},{"$error":"#N/A"},{"$f":"IF(AND(AP5019<AP5018,AP5019<>0),AR5018,IF(OR(AND(AP5018=0,AN5019<0),AP5018<-AN5019),IF(AP5018=0,IF(AR5018>-AN5019,AR5018+AN5019,0),IF(AP5018+AR5018>-AN5019,AP5018+AR5018+AN5019,0)),IF(AP5018=Vypocet!$D$18,AR5018+AN5019,AR5018+AN5019-AP5019+AP5018)))","v":{"$error":"#N/A"}},{"$error":"#N/A"},{"$error":"#N/A"},{"$f":"SUM($AS$3:AS5019)","v":{"$error":"#N/A"}},{"$error":"#N/A"},{"$error":"#N/A"},{"$error":"#N/A"},{"$f":"SUM($AW$3:AW5019)","v":{"$error":"#N/A"}},{"$f":"IF(V5019=0,IF(U5019=0,IF(AZ5018+Z5019/1000>Vypocet!$D$18,Vypocet!$D$18,AZ5018+Z5019/1000),IF(Z5019/1000+AZ5018-U5019>Vypocet!$D$18,Vypocet!$D$18,Z5019/1000+AZ5018-U5019)),IF(AZ5018=0,0,IF(AZ5018>V5019,AZ5018-V5019,0)))","v":0},0,null,null,null,null,null,null,null,null,null,null,null,null,null,null,null,null,null,null,null,null,null,null,null,null,null,null,null,null,null,null,null,null,null,null,null,null,null,null,null,null,null,null,null,null,null,null,null,null,null,null,null,null,null,null,null,null,null,null,null,null,null,null,null,null,null,null,null,null,null,null,null,null,null,null,null,null,null,null,null,null,null,null,null,null,null,null,null,null,null,null,null,null,null,null,null,null,null,null,null,null,null,null,null,0.30936999999999998,0.32618999999999998,0.24310999999999999,0.22928999999999999,0.37574999999999997,0.27050999999999997,0.36731000000000003,0.37219000000000002,0.28341,0.36714999999999998,0.45496999999999999,0.31974000000000002,0.20544999999999999,0.17627000000000001,1]
[{"$f":"MONTH(B5036)","v":7},44041,19,5034,{"$f":"(FA5036*Vypocet!$D$24)/$FA$2","v":0},{"$f":"(FB5036*Vypocet!$D$24)/$FB$2","v":0},{"$f":"(FC5036*Vypocet!$D$24)/$FC$2","v":0},{"$f":"(FD5036*Vypocet!$D$24)/$FD$2","v":0},{"$f":"(FE5036*Vypocet!$D$24)/$FE$2","v":0},{"$f":"(FF5036*Vypocet!$D$24)/$FF$2","v":0},{"$f":"(FG5036*Vypocet!$D$24)/$FG$2","v":0},{"$f":"(FH5036*Vypocet!$D$24)/$FH$2","v":0},{"$f":"(FI5036*Vypocet!$D$24)/$FI$2","v":0},{"$f":"(FJ5036*Vypocet!$D$24)/$FJ$2","v":0},{"$f":"(FK5036*Vypocet!$D$24)/$FK$2","v":0},{"$f":"(FL5036*Vypocet!$D$24)/$FL$2","v":0},{"$f":"(FM5036*Vypocet!$D$24)/$FM$2","v":0},{"$f":"(FN5036*Vypocet!$D$24)/$FN$2","v":0},{"$f":"(FO5036*Vypocet!$D$24)/$FO$2","v":0},{"$f":"(VLOOKUP(A5036,Voda!$B$3:$AC$15,TDDData!C5036+4,0)*4180*(VLOOKUP(A5036,Voda!$B$3:$AC$15,4,0)-VLOOKUP(A5036,Voda!$B$3:$AC$15,3,0)))/3600000","v":0},0,{"$f":"IF(U5036=0,0,IF(Z5036>0,IF(Z5036/1000<U5036,IF(Z5036/1000<=Vypocet!$D$15,IF(U5036<Vypocet!$D$15,U5036-Z5036/1000,Vypocet!$D$15-Z5036/1000),Vypocet!$D$15),0),IF(U5036>Vypocet!$D$15,Vypocet!$D$15,U5036)))","v":0},0,{"$f":"HLOOKUP(Vypocet!$D$11,TDDData!$E:$S,2+TDDData!D5036,0)","v":{"$error":"#N/A"}},42.78,34.224000000000004,{"$f":"Z5036/1000-X5036","v":{"$error":"#N/A"}},{"$error":"#N/A"},{"$f":"IF(AA5036<0,IF(AC5035>-AA5036,AC5035+AA5036,0),IF(AA5036+AC5035<=Vypocet!$D$18,AA5036+AC5035,Vypocet!$D$18))","v":{"$error":"#N/A"}},{"$error":"#N/A"},{"$f":"IF(AND(AC5036<AC5035,AC5036<>0),AE5035,IF(OR(AND(AC5035=0,AA5036<0),AC5035<-AA5036),IF(AC5035=0,IF(AE5035>-AA5036,AE5035+AA5036,0),IF(AC5035+AE5035>-AA5036,AC5035+AE5035+AA5036,0)),IF(AC5035=Vypocet!$D$18,AE5035+AA5036,AE5035+AA5036-AC5036+AC5035)))","v":{"$error":"#N/A"}},{"$error":"#N/A"},{"$error":"#N/A"},{"$f":"SUM($AF$3:AF5036)","v":{"$error":"#N/A"}},{"$error":"#N/A"},{"$error":"#N/A"},{"$error":"#N/A"},{"$f":"SUM($AJ$3:AJ5036)","v":{"$error":"#N/A"}},{"$error":"#N/A"},{"$error":"#N/A"},{"$error":"#N/A"},{"$f":"IF(AN5036<0,IF(AP5035>-AN5036,AP5035+AN5036,0),IF(AN5036+AP5035<=Vypocet!$D$18,AN5036+AP5035,Vypocet!$D$18))","v":{"$error":"#N/A"}},{"$error":"#N/A"},{"$f":"IF(AND(AP5036<AP5035,AP5036<>0),AR5035,IF(OR(AND(AP5035=0,AN5036<0),AP5035<-AN5036),IF(AP5035=0,IF(AR5035>-AN5036,AR5035+AN5036,0),IF(AP5035+AR5035>-AN5036,AP5035+AR5035+AN5036,0)),IF(AP5035=Vypocet!$D$18,AR5035+AN5036,AR5035+AN5036-AP5036+AP5035)))","v":{"$error":"#N/A"}},{"$error":"#N/A"},{"$error":"#N/A"},{"$f":"SUM($AS$3:AS5036)","v":{"$error":"#N/A"}},{"$error":"#N/A"},{"$error":"#N/A"},{"$error":"#N/A"},{"$f":"SUM($AW$3:AW5036)","v":{"$error":"#N/A"}},{"$f":"IF(V5036=0,IF(U5036=0,IF(AZ5035+Z5036/1000>Vypocet!$D$18,Vypocet!$D$18,AZ5035+Z5036/1000),IF(Z5036/1000+AZ5035-U5036>Vypocet!$D$18,Vypocet!$D$18,Z5036/1000+AZ5035-U5036)),IF(AZ5035=0,0,IF(AZ5035>V5036,AZ5035-V5036,0)))","v":0},0,null,null,null,null,null,null,null,null,null,null,null,null,null,null,null,null,null,null,null,null,null,null,null,null,null,null,null,null,null,null,null,null,null,null,null,null,null,null,null,null,null,null,null,null,null,null,null,null,null,null,null,null,null,null,null,null,null,null,null,null,null,null,null,null,null,null,null,null,null,null,null,null,null,null,null,null,null,null,null,null,null,null,null,null,null,null,null,null,null,null,null,null,null,null,null,null,null,null,null,null,null,null,null,0.57877000000000001,0.45474999999999999,0.40406999999999998,0.50456000000000001,0.64656999999999998,0.35164000000000001,0.27438000000000001,0.38263000000000003,0.39789000000000002,0.37336000000000003,0.41532999999999998,0.37541000000000002,0.30409000000000003,0.31280000000000002,0]
[7,44043,6,5069,{"$f":"(FA5071*Vypocet!$D$24)/$FA$2","v":0},{"$f":"(FB5071*Vypocet!$D$24)/$FB$2","v":0},{"$f":"(FC5071*Vypocet!$D$24)/$FC$2","v":0},{"$f":"(FD5071*Vypocet!$D$24)/$FD$2","v":0},{"$f":"(FE5071*Vypocet!$D$24)/$FE$2","v":0},{"$f":"(FF5071*Vypocet!$D$24)/$FF$2","v":0},{"$f":"(FG5071*Vypocet!$D$24)/$FG$2","v":0},{"$f":"(FH5071*Vypocet!$D$24)/$FH$2","v":0},{"$f":"(FI5071*Vypocet!$D$24)/$FI$2","v":0},{"$f":"(FJ5071*Vypocet!$D$24)/$FJ$2","v":0},{"$f":"(FK5071*Vypocet!$D$24)/$FK$2","v":0},{"$f":"(FL5071*Vypocet!$D$24)/$FL$2","v":0},{"$f":"(FM5071*Vypocet!$D$24)/$FM$2","v":0},{"$f":"(FN5071*Vypocet!$D$24)/$FN$2","v":0},{"$f":"(FO5071*Vypocet!$D$24)/$FO$2","v":0},{"$f":"(VLOOKUP(A5071,Voda!$B$3:$AC$15,TDDData!C5071+4,0)*4180*(VLOOKUP(A5071,Voda!$B$3:$AC$15,4,0)-VLOOKUP(A5071,Voda!$B$3:$AC$15,3,0)))/3600000","v":0},0,{"$f":"IF(U5071=0,0,IF(Z5071>0,IF(Z5071/1000<U5071,IF(Z5071/1000<=Vypocet!$D$15,IF(U5071<Vypocet!$D$15,U5071-Z5071/1000,Vypocet!$D$15-Z5071/1000),Vypocet!$D$15),0),IF(U5071>Vypocet!$D$15,Vypocet!$D$15,U5071)))","v":0},0,{"$f":"HLOOKUP(Vypocet!$D$11,TDDData!$E:$S,2+TDDData!D5071,0)","v":{"$error":"#N/A"}},35,28,{"$error":"#N/A"},{"$error":"#N/A"},{"$f":"IF(AA5071<0,IF(AC5070>-AA5071,AC5070+AA5071,0),IF(AA5071+AC5070<=Vypocet!$D$18,AA5071+AC5070,Vypocet!$D$18))","v":{"$error":"#N/A"}},{"$error":"#N/A"},{"$f":"IF(AND(AC5071<AC5070,AC5071<>0),AE5070,IF(OR(AND(AC5070=0,AA5071<0),AC5070<-AA5071),IF(AC5070=0,IF(AE5070>-AA5071,AE5070+AA5071,0),IF(AC5070+AE5070>-AA5071,AC5070+AE5070+AA5071,0)),IF(AC5070=Vypocet!$D$18,AE5070+AA5071,AE5070+AA5071-AC5071+AC5070)))","v":{"$error":"#N/A"}},{"$error":"#N/A"},{"$error":"#N/A"},{"$f":"SUM($AF$3:AF5071)","v":{"$error":"#N/A"}},{"$error":"#N/A"},{"$error":"#N/A"},{"$error":"#N/A"},{"$f":"SUM($AJ$3:AJ5071)","v":{"$error":"#N/A"}},{"$error":"#N/A"},{"$error":"#N/A"},{"$error":"#N/A"},{"$f":"IF(AN5071<0,IF(AP5070>-AN5071,AP5070+AN5071,0),IF(AN5071+AP5070<=Vypocet!$D$18,AN5071+AP5070,Vypocet!$D$18))","v":{"$error":"#N/A"}},{"$error":"#N/A"},{"$f":"IF(AND(AP5071<AP5070,AP5071<>0),AR5070,IF(OR(AND(AP5070=0,AN5071<0),AP5070<-AN5071),IF(AP5070=0,IF(AR5070>-AN5071,AR5070+AN5071,0),IF(AP5070+AR5070>-AN5071,AP5070+AR5070+AN5071,0)),IF(AP5070=Vypocet!$D$18,AR5070+AN5071,AR5070+AN5071-AP5071+AP5070)))","v":{"$error":"#N/A"}},{"$error":"#N/A"},{"$error":"#N/A"},{"$f":"SUM($AS$3:AS5071)","v":{"$error":"#N/A"}},{"$error":"#N/A"},{"$error":"#N/A"},{"$error":"#N/A"},{"$f":"SUM($AW$3:AW5071)","v":{"$error":"#N/A"}},{"$f":"IF(V5071=0,IF(U5071=0,IF(AZ5070+Z5071/1000>Vypocet!$D$18,Vypocet!$D$18,AZ5070+Z5071/1000),IF(Z5071/1000+AZ5070-U5071>Vypocet!$D$18,Vypocet!$D$18,Z5071/1000+AZ5070-U5071)),IF(AZ5070=0,0,IF(AZ5070>V5071,AZ5070-V5071,0)))","v":0},0,null,null,null,null,null,null,null,null,null,null,null,null,null,null,null,null,null,null,null,null,null,null,null,null,null,null,null,null,null,null,null,null,null,null,null,null,null,null,null,null,null,null,null,null,null,null,null,null,null,null,null,null,null,null,null,null,null,null,null,null,null,null,null,null,null,null,null,null,null,null,null,null,null,null,null,null,null,null,null,null,null,null,null,null,null,null,null,null,null,null,null,null,null,null,null,null,null,null,null,null,null,null,null,0.35808000000000001,0.36409999999999998,0.27703,0.22509999999999999,0.22835,0.22588,0.21934999999999999,0.21803,0.26751000000000003,0.23274,0.26558999999999999,0.20138,0.20927999999999999,0.16164999999999999,0.15]
[8,44045,9,5120,{"$f":"(FA5122*Vypocet!$D$24)/$FA$2","v":0},{"$f":"(FB5122*Vypocet!$D$24)/$FB$2","v":0},{"$f":"(FC5122*Vypocet!$D$24)/$FC$2","v":0},{"$f":"(FD5122*Vypocet!$D$24)/$FD$2","v":0},{"$f":"(FE5122*Vypocet!$D$24)/$FE$2","v":0},{"$f":"(FF5122*Vypocet!$D$24)/$FF$2","v":0},{"$f":"(FG5122*Vypocet!$D$24)/$FG$2","v":0},{"$f":"(FH5122*Vypocet!$D$24)/$FH$2","v":0},{"$f":"(FI5122*Vypocet!$D$24)/$FI$2","v":0},{"$f":"(FJ5122*Vypocet!$D$24)/$FJ$2","v":0},{"$f":"(FK5122*Vypocet!$D$24)/$FK$2","v":0},{"$f":"(FL5122*Vypocet!$D$24)/$FL$2","v":0},{"$f":"(FM5122*Vypocet!$D$24)/$FM$2","v":0},{"$f":"(FN5122*Vypocet!$D$24)/$FN$2","v":0},{"$f":"(FO5122*Vypocet!$D$24)/$FO$2","v":0},{"$f":"(VLOOKUP(A5122,Voda!$B$3:$AC$15,TDDData!C5122+4,0)*4180*(VLOOKUP(A5122,Voda!$B$3:$AC$15,4,0)-VLOOKUP(A5122,Voda!$B$3:$AC$15,3,0)))/3600000","v":0},0,{"$f":"IF(U5122=0,0,IF(Z5122>0,IF(Z5122/1000<U5122,IF(Z5122/1000<=Vypocet!$D$15,IF(U5122<Vypocet!$D$15,U5122-Z5122/1000,Vypocet!$D$15-Z5122/1000),Vypocet!$D$15),0),IF(U5122>Vypocet!$D$15,Vypocet!$D$15,U5122)))","v":0},0,{"$f":"HLOOKUP(Vypocet!$D$11,TDDData!$E:$S,2+TDDData!D5122,0)","v":{"$error":"#N/A"}},697.68,558.14400000000001,{"$error":"#N/A"},{"$error":"#N/A"},{"$f":"IF(AA5122<0,IF(AC5121>-AA5122,AC5121+AA5122,0),IF(AA5122+AC5121<=Vypocet!$D$18,AA5122+AC5121,Vypocet!$D$18))","v":{"$error":"#N/A"}},{"$error":"#N/A"},{"$f":"IF(AND(AC5122<AC5121,AC5122<>0),AE5121,IF(OR(AND(AC5121=0,AA5122<0),AC5121<-AA5122),IF(AC5121=0,IF(AE5121>-AA5122,AE5121+AA5122,0),IF(AC5121+AE5121>-AA5122,AC5121+AE5121+AA5122,0)),IF(AC5121=Vypocet!$D$18,AE5121+AA5122,AE5121+AA5122-AC5122+AC5121)))","v":{"$error":"#N/A"}},{"$error":"#N/A"},{"$error":"#N/A"},{"$f":"SUM($AF$3:AF5122)","v":{"$error":"#N/A"}},{"$error":"#N/A"},{"$error":"#N/A"},{"$error":"#N/A"},{"$f":"SUM($AJ$3:AJ5122)","v":{"$error":"#N/A"}},{"$error":"#N/A"},{"$error":"#N/A"},{"$error":"#N/A"},{"$f":"IF(AN5122<0,IF(AP5121>-AN5122,AP5121+AN5122,0),IF(AN5122+AP5121<=Vypocet!$D$18,AN5122+AP5121,Vypocet!$D$18))","v":{"$error":"#N/A"}},{"$error":"#N/A"},{"$f":"IF(AND(AP5122<AP5121,AP5122<>0),AR5121,IF(OR(AND(AP5121=0,AN5122<0),AP5121<-AN5122),IF(AP5121=0,IF(AR5121>-AN5122,AR5121+AN5122,0),IF(AP5121+AR5121>-AN5122,AP5121+AR5121+AN5122,0)),IF(AP5121=Vypocet!$D$18,AR5121+AN5122,AR5121+AN5122-AP5122+AP5121)))","v":{"$error":"#N/A"}},{"$error":"#N/A"},{"$error":"#N/A"},{"$f":"SUM($AS$3:AS5122)","v":{"$error":"#N/A"}},{"$error":"#N/A"},{"$error":"#N/A"},{"$error":"#N/A"},{"$f":"SUM($AW$3:AW5122)","v":{"$error":"#N/A"}},{"$f":"IF(V5122=0,IF(U5122=0,IF(AZ5121+Z5122/1000>Vypocet!$D$18,Vypocet!$D$18,AZ5121+Z5122/1000),IF(Z5122/1000+AZ5121-U5122>Vypocet!$D$18,Vypocet!$D$18,Z5122/1000+AZ5121-U5122)),IF(AZ5121=0,0,IF(AZ5121>V5122,AZ5121-V5122,0)))","v":0},0,null,null,null,null,null,null,null,null,null,null,null,null,null,null,null,null,null,null,null,null,null,null,null,null,null,null,null,null,null,null,null,null,null,null,null,null,null,null,null,null,null,null,null,null,null,null,null,null,null,null,null,null,null,null,null,null,null,null,null,null,null,null,null,null,null,null,null,null,null,null,null,null,null,null,null,null,null,null,null,null,null,null,null,null,null,null,null,null,null,null,null,null,null,null,null,null,null,null,null,null,null,null,null,0.46450999999999998,0.44807000000000002,0.34481000000000001,0.43952000000000002,0.40326000000000001,0.33961999999999998,0.26307999999999998,0.31785999999999998,0.37897999999999998,0.36797000000000002,0.36820999999999998,0.42801,0.29059000000000001,0.28809000000000001,0]
[8,44045,21,5132,{"$f":"(FA5134*Vypocet!$D$24)/$FA$2","v":0},{"$f":"(FB5134*Vypocet!$D$24)/$FB$2","v":0},{"$f":"(FC5134*Vypocet!$D$24)/$FC$2","v":0},{"$f":"(FD5134*Vypocet!$D$24)/$FD$2","v":0},{"$f":"(FE5134*Vypocet!$D$24)/$FE$2","v":0},{"$f":"(FF5134*Vypocet!$D$24)/$FF$2","v":0},{"$f":"(FG5134*Vypocet!$D$24)/$FG$2","v":0},{"$f":"(FH5134*Vypocet!$D$24)/$FH$2","v":0},{"$f":"(FI5134*Vypocet!$D$24)/$FI$2","v":0},{"$f":"(FJ5134*Vypocet!$D$24)/$FJ$2","v":0},{"$f":"(FK5134*Vypocet!$D$24)/$FK$2","v":0},{"$f":"(FL5134*Vypocet!$D$24)/$FL$2","v":0},{"$f":"(FM5134*Vypocet!$D$24)/$FM$2","v":0},{"$f":"(FN5134*Vypocet!$D$24)/$FN$2","v":0},{"$f":"(FO5134*Vypocet!$D$24)/$FO$2","v":0},{"$f":"(VLOOKUP(A5134,Voda!$B$3:$AC$15,TDDData!C5134+4,0)*4180*(VLOOKUP(A5134,Voda!$B$3:$AC$15,4,0)-VLOOKUP(A5134,Voda!$B$3:$AC$15,3,0)))/3600000","v":0},0,{"$f":"IF(U5134=0,0,IF(Z5134>0,IF(Z5134/1000<U5134,IF(Z5134/1000<=Vypocet!$D$15,IF(U5134<Vypocet!$D$15,U5134-Z5134/1000,Vypocet!$D$15-Z5134/1000),Vypocet!$D$15),0),IF(U5134>Vypocet!$D$15,Vypocet!$D$15,U5134)))","v":0},0,{"$f":"HLOOKUP(Vypocet!$D$11,TDDData!$E:$S,2+TDDData!D5134,0)","v":{"$error":"#N/A"}},0,0,{"$error":"#N/A"},{"$error":"#N/A"},{"$f":"IF(AA5134<0,IF(AC5133>-AA5134,AC5133+AA5134,0),IF(AA5134+AC5133<=Vypocet!$D$18,AA5134+AC5133,Vypocet!$D$18))","v":{"$error":"#N/A"}},{"$error":"#N/A"},{"$f":"IF(AND(AC5134<AC5133,AC5134<>0),AE5133,IF(OR(AND(AC5133=0,AA5134<0),AC5133<-AA5134),IF(AC5133=0,IF(AE5133>-AA5134,AE5133+AA5134,0),IF(AC5133+AE5133>-AA5134,AC5133+AE5133+AA5134,0)),IF(AC5133=Vypocet!$D$18,AE5133+AA5134,AE5133+AA5134-AC5134+AC5133)))","v":{"$error":"#N/A"}},{"$error":"#N/A"},{"$error":"#N/A"},{"$f":"SUM($AF$3:AF5134)","v":{"$error":"#N/A"}},{"$error":"#N/A"},{"$error":"#N/A"},{"$error":"#N/A"},{"$f":"SUM($AJ$3:AJ5134)","v":{"$error":"#N/A"}},{"$error":"#N/A"},{"$error":"#N/A"},{"$error":"#N/A"},{"$f":"IF(AN5134<0,IF(AP5133>-AN5134,AP5133+AN5134,0),IF(AN5134+AP5133<=Vypocet!$D$18,AN5134+AP5133,Vypocet!$D$18))","v":{"$error":"#N/A"}},{"$error":"#N/A"},{"$f":"IF(AND(AP5134<AP5133,AP5134<>0),AR5133,IF(OR(AND(AP5133=0,AN5134<0),AP5133<-AN5134),IF(AP5133=0,IF(AR5133>-AN5134,AR5133+AN5134,0),IF(AP5133+AR5133>-AN5134,AP5133+AR5133+AN5134,0)),IF(AP5133=Vypocet!$D$18,AR5133+AN5134,AR5133+AN5134-AP5134+AP5133)))","v":{"$error":"#N/A"}},{"$error":"#N/A"},{"$error":"#N/A"},{"$f":"SUM($AS$3:AS5134)","v":{"$error":"#N/A"}},{"$error":"#N/A"},{"$error":"#N/A"},{"$error":"#N/A"},{"$f":"SUM($AW$3:AW5134)","v":{"$error":"#N/A"}},{"$f":"IF(V5134=0,IF(U5134=0,IF(AZ5133+Z5134/1000>Vypocet!$D$18,Vypocet!$D$18,AZ5133+Z5134/1000),IF(Z5134/1000+AZ5133-U5134>Vypocet!$D$18,Vypocet!$D$18,Z5134/1000+AZ5133-U5134)),IF(AZ5133=0,0,IF(AZ5133>V5134,AZ5133-V5134,0)))","v":0},0,null,null,null,null,null,null,null,null,null,null,null,null,null,null,null,null,null,null,null,null,null,null,null,null,null,null,null,null,null,null,null,null,null,null,null,null,null,null,null,null,null,null,null,null,null,null,null,null,null,null,null,null,null,null,null,null,null,null,null,null,null,null,null,null,null,null,null,null,null,null,null,null,null,null,null,null,null,null,null,null,null,null,null,null,null,null,null,null,null,null,null,null,null,null,null,null,null,null,null,null,null,null,null,0.47534999999999999,0.41852,0.37181999999999998,0.44112000000000001,0.38385000000000002,0.36548000000000003,0.25684000000000001,0.32084000000000001,0.37409999999999999,0.33354,0.34933999999999998,0.31064999999999998,0.35585,0.29716999999999999,3.3329999999999999E-2]
[8,44047,12,5171,{"$f":"(FA5173*Vypocet!$D$24)/$FA$2","v":0},{"$f":"(FB5173*Vypocet!$D$24)/$FB$2","v":0},{"$f":"(FC5173*Vypocet!$D$24)/$FC$2","v":0},{"$f":"(FD5173*Vypocet!$D$24)/$FD$2","v":0},{"$f":"(FE5173*Vypocet!$D$24)/$FE$2","v":0},{"$f":"(FF5173*Vypocet!$D$24)/$FF$2","v":0},{"$f":"(FG5173*Vypocet!$D$24)/$FG$2","v":0},{"$f":"(FH5173*Vypocet!$D$24)/$FH$2","v":0},{"$f":"(FI5173*Vypocet!$D$24)/$FI$2","v":0},{"$f":"(FJ5173*Vypocet!$D$24)/$FJ$2","v":0},{"$f":"(FK5173*Vypocet!$D$24)/$FK$2","v":0},{"$f":"(FL5173*Vypocet!$D$24)/$FL$2","v":0},{"$f":"(FM5173*Vypocet!$D$24)/$FM$2","v":0},{"$f":"(FN5173*Vypocet!$D$24)/$FN$2","v":0},{"$f":"(FO5173*Vypocet!$D$24)/$FO$2","v":0},{"$f":"(VLOOKUP(A5173,Voda!$B$3:$AC$15,TDDData!C5173+4,0)*4180*(VLOOKUP(A5173,Voda!$B$3:$AC$15,4,0)-VLOOKUP(A5173,Voda!$B$3:$AC$15,3,0)))/3600000","v":0},0,{"$f":"IF(U5173=0,0,IF(Z5173>0,IF(Z5173/1000<U5173,IF(Z5173/1000<=Vypocet!$D$15,IF(U5173<Vypocet!$D$15,U5173-Z5173/1000,Vypocet!$D$15-Z5173/1000),Vypocet!$D$15),0),IF(U5173>Vypocet!$D$15,Vypocet!$D$15,U5173)))","v":0},0,{"$f":"HLOOKUP(Vypocet!$D$11,TDDData!$E:$S,2+TDDData!D5173,0)","v":{"$error":"#N/A"}},651.08000000000004,520.86400000000003,{"$error":"#N/A"},{"$error":"#N/A"},{"$f":"IF(AA5173<0,IF(AC5172>-AA5173,AC5172+AA5173,0),IF(AA5173+AC5172<=Vypocet!$D$18,AA5173+AC5172,Vypocet!$D$18))","v":{"$error":"#N/A"}},{"$error":"#N/A"},{"$f":"IF(AND(AC5173<AC5172,AC5173<>0),AE5172,IF(OR(AND(AC5172=0,AA5173<0),AC5172<-AA5173),IF(AC5172=0,IF(AE5172>-AA5173,AE5172+AA5173,0),IF(AC5172+AE5172>-AA5173,AC5172+AE5172+AA5173,0)),IF(AC5172=Vypocet!$D$18,AE5172+AA5173,AE5172+AA5173-AC5173+AC5172)))","v":{"$error":"#N/A"}},{"$error":"#N/A"},{"$error":"#N/A"},{"$f":"SUM($AF$3:AF5173)","v":{"$error":"#N/A"}},{"$error":"#N/A"},{"$error":"#N/A"},{"$error":"#N/A"},{"$f":"SUM($AJ$3:AJ5173)","v":{"$error":"#N/A"}},{"$error":"#N/A"},{"$error":"#N/A"},{"$error":"#N/A"},{"$f":"IF(AN5173<0,IF(AP5172>-AN5173,AP5172+AN5173,0),IF(AN5173+AP5172<=Vypocet!$D$18,AN5173+AP5172,Vypocet!$D$18))","v":{"$error":"#N/A"}},{"$error":"#N/A"},{"$f":"IF(AND(AP5173<AP5172,AP5173<>0),AR5172,IF(OR(AND(AP5172=0,AN5173<0),AP5172<-AN5173),IF(AP5172=0,IF(AR5172>-AN5173,AR5172+AN5173,0),IF(AP5172+AR5172>-AN5173,AP5172+AR5172+AN5173,0)),IF(AP5172=Vypocet!$D$18,AR5172+AN5173,AR5172+AN5173-AP5173+AP5172)))","v":{"$error":"#N/A"}},{"$error":"#N/A"},{"$error":"#N/A"},{"$f":"SUM($AS$3:AS5173)","v":{"$error":"#N/A"}},{"$error":"#N/A"},{"$error":"#N/A"},{"$error":"#N/A"},{"$f":"SUM($AW$3:AW5173)","v":{"$error":"#N/A"}},{"$f":"IF(V5173=0,IF(U5173=0,IF(AZ5172+Z5173/1000>Vypocet!$D$18,Vypocet!$D$18,AZ5172+Z5173/1000),IF(Z5173/1000+AZ5172-U5173>Vypocet!$D$18,Vypocet!$D$18,Z5173/1000+AZ5172-U5173)),IF(AZ5172=0,0,IF(AZ5172>V5173,AZ5172-V5173,0)))","v":0},0,null,null,null,null,null,null,null,null,null,null,null,null,null,null,null,null,null,null,null,null,null,null,null,null,null,null,null,null,null,null,null,null,null,null,null,null,null,null,null,null,null,null,null,null,null,null,null,null,null,null,null,null,null,null,null,null,null,null,null,null,null,null,null,null,null,null,null,null,null,null,null,null,null,null,null,null,null,null,null,null,null,null,null,null,null,null,null,null,null,null,null,null,null,null,null,null,null,null,null,null,null,null,null,0.77358000000000005,0.62631999999999999,0.48888999999999999,0.45046000000000003,0.34577999999999998,0.39523000000000003,0.23330999999999999,0.29729,0.37447999999999998,0.32579000000000002,0.27947,0.38074999999999998,0.38879000000000002,0.27418999999999999,0]
[8,44049,15,5222,{"$f":"(FA5224*Vypocet!$D$24)/$FA$2","v":0},{"$f":"(FB5224*Vypocet!$D$24)/$FB$2","v":0},{"$f":"(FC5224*Vypocet!$D$24)/$FC$2","v":0},{"$f":"(FD5224*Vypocet!$D$24)/$FD$2","v":0},{"$f":"(FE5224*Vypocet!$D$24)/$FE$2","v":0},{"$f":"(FF5224*Vypocet!$D$24)/$FF$2","v":0},{"$f":"(FG5224*Vypocet!$D$24)/$FG$2","v":0},{"$f":"(FH5224*Vypocet!$D$24)/$FH$2","v":0},{"$f":"(FI5224*Vypocet!$D$24)/$FI$2","v":0},{"$f":"(FJ5224*Vypocet!$D$24)/$FJ$2","v":0},{"$f":"(FK5224*Vypocet!$D$24)/$FK$2","v":0},{"$f":"(FL5224*Vypocet!$D$24)/$FL$2","v":0},{"$f":"(FM5224*Vypocet!$D$24)/$FM$2","v":0},{"$f":"(FN5224*Vypocet!$D$24)/$FN$2","v":0},{"$f":"(FO5224*Vypocet!$D$24)/$FO$2","v":0},{"$f":"(VLOOKUP(A5224,Voda!$B$3:$AC$15,TDDData!C5224+4,0)*4180*(VLOOKUP(A5224,Voda!$B$3:$AC$15,4,0)-VLOOKUP(A5224,Voda!$B$3:$AC$15,3,0)))/3600000","v":0},0,{"$f":"IF(U5224=0,0,IF(Z5224>0,IF(Z5224/1000<U5224,IF(Z5224/1000<=Vypocet!$D$15,IF(U5224<Vypocet!$D$15,U5224-Z5224/1000,Vypocet!$D$15-Z5224/1000),Vypocet!$D$15),0),IF(U5224>Vypocet!$D$15,Vypocet!$D$15,U5224)))","v":0},0,{"$f":"HLOOKUP(Vypocet!$D$11,TDDData!$E:$S,2+TDDData!D5224,0)","v":{"$error":"#N/A"}},199,159.20000000000002,{"$error":"#N/A"},{"$error":"#N/A"},{"$f":"IF(AA5224<0,IF(AC5223>-AA5224,AC5223+AA5224,0),IF(AA5224+AC5223<=Vypocet!$D$18,AA5224+AC5223,Vypocet!$D$18))","v":{"$error":"#N/A"}},{"$error":"#N/A"},{"$f":"IF(AND(AC5224<AC5223,AC5224<>0),AE5223,IF(OR(AND(AC5223=0,AA5224<0),AC5223<-AA5224),IF(AC5223=0,IF(AE5223>-AA5224,AE5223+AA5224,0),IF(AC5223+AE5223>-AA5224,AC5223+AE5223+AA5224,0)),IF(AC5223=Vypocet!$D$18,AE5223+AA5224,AE5223+AA5224-AC5224+AC5223)))","v":{"$error":"#N/A"}},{"$error":"#N/A"},{"$error":"#N/A"},{"$f":"SUM($AF$3:AF5224)","v":{"$error":"#N/A"}},{"$error":"#N/A"},{"$error":"#N/A"},{"$error":"#N/A"},{"$f":"SUM($AJ$3:AJ5224)","v":{"$error":"#N/A"}},{"$error":"#N/A"},{"$error":"#N/A"},{"$error":"#N/A"},{"$f":"IF(AN5224<0,IF(AP5223>-AN5224,AP5223+AN5224,0),IF(AN5224+AP5223<=Vypocet!$D$18,AN5224+AP5223,Vypocet!$D$18))","v":{"$error":"#N/A"}},{"$error":"#N/A"},{"$f":"IF(AND(AP5224<AP5223,AP5224<>0),AR5223,IF(OR(AND(AP5223=0,AN5224<0),AP5223<-AN5224),IF(AP5223=0,IF(AR5223>-AN5224,AR5223+AN5224,0),IF(AP5223+AR5223>-AN5224,AP5223+AR5223+AN5224,0)),IF(AP5223=Vypocet!$D$18,AR5223+AN5224,AR5223+AN5224-AP5224+AP5223)))","v":{"$error":"#N/A"}},{"$error":"#N/A"},{"$error":"#N/A"},{"$f":"SUM($AS$3:AS5224)","v":{"$error":"#N/A"}},{"$error":"#N/A"},{"$error":"#N/A"},{"$error":"#N/A"},{"$f":"SUM($AW$3:AW5224)","v":{"$error":"#N/A"}},{"$f":"IF(V5224=0,IF(U5224=0,IF(AZ5223+Z5224/1000>Vypocet!$D$18,Vypocet!$D$18,AZ5223+Z5224/1000),IF(Z5224/1000+AZ5223-U5224>Vypocet!$D$18,Vypocet!$D$18,Z5224/1000+AZ5223-U5224)),IF(AZ5223=0,0,IF(AZ5223>V5224,AZ5223-V5224,0)))","v":0},0,null,null,null,null,null,null,null,null,null,null,null,null,null,null,null,null,null,null,null,null,null,null,null,null,null,null,null,null,null,null,null,null,null,null,null,null,null,null,null,null,null,null,null,null,null,null,null,null,null,null,null,null,null,null,null,null,null,null,null,null,null,null,null,null,null,null,null,null,null,null,null,null,null,null,null,null,null,null,null,null,null,null,null,null,null,null,null,null,null,null,null,null,null,null,null,null,null,null,null,null,null,null,null,0.72602999999999995,0.64832999999999996,0.4864,0.38788,0.44257000000000002,0.45229999999999998,0.35093999999999997,0.37641000000000002,0.38080999999999998,0.45232,0.41571000000000002,0.53322999999999998,0.34011000000000002,0.25185999999999997,0]
[8,44051,2,5257,{"$f":"(FA5259*Vypocet!$D$24)/$FA$2","v":0},{"$f":"(FB5259*Vypocet!$D$24)/$FB$2","v":0},{"$f":"(FC5259*Vypocet!$D$24)/$FC$2","v":0},{"$f":"(FD5259*Vypocet!$D$24)/$FD$2","v":0},{"$f":"(FE5259*Vypocet!$D$24)/$FE$2","v":0},{"$f":"(FF5259*Vypocet!$D$24)/$FF$2","v":0},{"$f":"(FG5259*Vypocet!$D$24)/$FG$2","v":0},{"$f":"(FH5259*Vypocet!$D$24)/$FH$2","v":0},{"$f":"(FI5259*Vypocet!$D$24)/$FI$2","v":0},{"$f":"(FJ5259*Vypocet!$D$24)/$FJ$2","v":0},{"$f":"(FK5259*Vypocet!$D$24)/$FK$2","v":0},{"$f":"(FL5259*Vypocet!$D$24)/$FL$2","v":0},{"$f":"(FM5259*Vypocet!$D$24)/$FM$2","v":0},{"$f":"(FN5259*Vypocet!$D$24)/$FN$2","v":0},{"$f":"(FO5259*Vypocet!$D$24)/$FO$2","v":0},{"$f":"(VLOOKUP(A5259,Voda!$B$3:$AC$15,TDDData!C5259+4,0)*4180*(VLOOKUP(A5259,Voda!$B$3:$AC$15,4,0)-VLOOKUP(A5259,Voda!$B$3:$AC$15,3,0)))/3600000","v":0},0,{"$f":"IF(U5259=0,0,IF(Z5259>0,IF(Z5259/1000<U5259,IF(Z5259/1000<=Vypocet!$D$15,IF(U5259<Vypocet!$D$15,U5259-Z5259/1000,Vypocet!$D$15-Z5259/1000),Vypocet!$D$15),0),IF(U5259>Vypocet!$D$15,Vypocet!$D$15,U5259)))","v":0},0,{"$f":"HLOOKUP(Vypocet!$D$11,TDDData!$E:$S,2+TDDData!D5259,0)","v":{"$error":"#N/A"}},0,0,{"$error":"#N/A"},{"$error":"#N/A"},{"$f":"IF(AA5259<0,IF(AC5258>-AA5259,AC5258+AA5259,0),IF(AA5259+AC5258<=Vypocet!$D$18,AA5259+AC5258,Vypocet!$D$18))","v":{"$error":"#N/A"}},{"$error":"#N/A"},{"$f":"IF(AND(AC5259<AC5258,AC5259<>0),AE5258,IF(OR(AND(AC5258=0,AA5259<0),AC5258<-AA5259),IF(AC5258=0,IF(AE5258>-AA5259,AE5258+AA5259,0),IF(AC5258+AE5258>-AA5259,AC5258+AE5258+AA5259,0)),IF(AC5258=Vypocet!$D$18,AE5258+AA5259,AE5258+AA5259-AC5259+AC5258)))","v":{"$error":"#N/A"}},{"$error":"#N/A"},{"$error":"#N/A"},{"$f":"SUM($AF$3:AF5259)","v":{"$error":"#N/A"}},{"$error":"#N/A"},{"$error":"#N/A"},{"$error":"#N/A"},{"$f":"SUM($AJ$3:AJ5259)","v":{"$error":"#N/A"}},{"$error":"#N/A"},{"$error":"#N/A"},{"$error":"#N/A"},{"$f":"IF(AN5259<0,IF(AP5258>-AN5259,AP5258+AN5259,0),IF(AN5259+AP5258<=Vypocet!$D$18,AN5259+AP5258,Vypocet!$D$18))","v":{"$error":"#N/A"}},{"$error":"#N/A"},{"$f":"IF(AND(AP5259<AP5258,AP5259<>0),AR5258,IF(OR(AND(AP5258=0,AN5259<0),AP5258<-AN5259),IF(AP5258=0,IF(AR5258>-AN5259,AR5258+AN5259,0),IF(AP5258+AR5258>-AN5259,AP5258+AR5258+AN5259,0)),IF(AP5258=Vypocet!$D$18,AR5258+AN5259,AR5258+AN5259-AP5259+AP5258)))","v":{"$error":"#N/A"}},{"$error":"#N/A"},{"$error":"#N/A"},{"$f":"SUM($AS$3:AS5259)","v":{"$error":"#N/A"}},{"$error":"#N/A"},{"$error":"#N/A"},{"$error":"#N/A"},{"$f":"SUM($AW$3:AW5259)","v":{"$error":"#N/A"}},{"$f":"IF(V5259=0,IF(U5259=0,IF(AZ5258+Z5259/1000>Vypocet!$D$18,Vypocet!$D$18,AZ5258+Z5259/1000),IF(Z5259/1000+AZ5258-U5259>Vypocet!$D$18,Vypocet!$D$18,Z5259/1000+AZ5258-U5259)),IF(AZ5258=0,0,IF(AZ5258>V5259,AZ5258-V5259,0)))","v":0},0,null,null,null,null,null,null,null,null,null,null,null,null,null,null,null,null,null,null,null,null,null,null,null,null,null,null,null,null,null,null,null,null,null,null,null,null,null,null,null,null,null,null,null,null,null,null,null,null,null,null,null,null,null,null,null,null,null,null,null,null,null,null,null,null,null,null,null,null,null,null,null,null,null,null,null,null,null,null,null,null,null,null,null,null,null,null,null,null,null,null,null,null,null,null,null,null,null,null,null,null,null,null,null,0.31783,0.34710999999999997,0.24245,0.22428000000000001,0.37198999999999999,0.28542000000000001,0.38512999999999997,0.39705000000000001,0.37498999999999999,0.38651999999999997,0.47311999999999999,0.33105000000000001,0.20907000000000001,0.16836000000000001,1]
[8,44051,19,5274,{"$f":"(FA5276*Vypocet!$D$24)/$FA$2","v":0},{"$f":"(FB5276*Vypocet!$D$24)/$FB$2","v":0},{"$f":"(FC5276*Vypocet!$D$24)/$FC$2","v":0},{"$f":"(FD5276*Vypocet!$D$24)/$FD$2","v":0},{"$f":"(FE5276*Vypocet!$D$24)/$FE$2","v":0},{"$f":"(FF5276*Vypocet!$D$24)/$FF$2","v":0},{"$f":"(FG5276*Vypocet!$D$24)/$FG$2","v":0},{"$f":"(FH5276*Vypocet!$D$24)/$FH$2","v":0},{"$f":"(FI5276*Vypocet!$D$24)/$FI$2","v":0},{"$f":"(FJ5276*Vypocet!$D$24)/$FJ$2","v":0},{"$f":"(FK5276*Vypocet!$D$24)/$FK$2","v":0},{"$f":"(FL5276*Vypocet!$D$24)/$FL$2","v":0},{"$f":"(FM5276*Vypocet!$D$24)/$FM$2","v":0},{"$f":"(FN5276*Vypocet!$D$24)/$FN$2","v":0},{"$f":"(FO5276*Vypocet!$D$24)/$FO$2","v":0},{"$f":"(VLOOKUP(A5276,Voda!$B$3:$AC$15,TDDData!C5276+4,0)*4180*(VLOOKUP(A5276,Voda!$B$3:$AC$15,4,0)-VLOOKUP(A5276,Voda!$B$3:$AC$15,3,0)))/3600000","v":0},0,{"$f":"IF(U5276=0,0,IF(Z5276>0,IF(Z5276/1000<U5276,IF(Z5276/1000<=Vypocet!$D$15,IF(U5276<Vypocet!$D$15,U5276-Z5276/1000,Vypocet!$D$15-Z5276/1000),Vypocet!$D$15),0),IF(U5276>Vypocet!$D$15,Vypocet!$D$15,U5276)))","v":0},0,{"$f":"HLOOKUP(Vypocet!$D$11,TDDData!$E:$S,2+TDDData!D5276,0)","v":{"$error":"#N/A"}},81.56,65.248000000000005,{"$error":"#N/A"},{"$error":"#N/A"},{"$f":"IF(AA5276<0,IF(AC5275>-AA5276,AC5275+AA5276,0),IF(AA5276+AC5275<=Vypocet!$D$18,AA5276+AC5275,Vypocet!$D$18))","v":{"$error":"#N/A"}},{"$error":"#N/A"},{"$f":"IF(AND(AC5276<AC5275,AC5276<>0),AE5275,IF(OR(AND(AC5275=0,AA5276<0),AC5275<-AA5276),IF(AC5275=0,IF(AE5275>-AA5276,AE5275+AA5276,0),IF(AC5275+AE5275>-AA5276,AC5275+AE5275+AA5276,0)),IF(AC5275=Vypocet!$D$18,AE5275+AA5276,AE5275+AA5276-AC5276+AC5275)))","v":{"$error":"#N/A"}},{"$error":"#N/A"},{"$error":"#N/A"},{"$f":"SUM($AF$3:AF5276)","v":{"$error":"#N/A"}},{"$error":"#N/A"},{"$error":"#N/A"},{"$error":"#N/A"},{"$f":"SUM($AJ$3:AJ5276)","v":{"$error":"#N/A"}},{"$error":"#N/A"},{"$error":"#N/A"},{"$error":"#N/A"},{"$f":"IF(AN5276<0,IF(AP5275>-AN5276,AP5275+AN5276,0),IF(AN5276+AP5275<=Vypocet!$D$18,AN5276+AP5275,Vypocet!$D$18))","v":{"$error":"#N/A"}},{"$error":"#N/A"},{"$f":"IF(AND(AP5276<AP5275,AP5276<>0),AR5275,IF(OR(AND(AP5275=0,AN5276<0),AP5275<-AN5276),IF(AP5275=0,IF(AR5275>-AN5276,AR5275+AN5276,0),IF(AP5275+AR5275>-AN5276,AP5275+AR5275+AN5276,0)),IF(AP5275=Vypocet!$D$18,AR5275+AN5276,AR5275+AN5276-AP5276+AP5275)))","v":{"$error":"#N/A"}},{"$error":"#N/A"},{"$error":"#N/A"},{"$f":"SUM($AS$3:AS5276)","v":{"$error":"#N/A"}},{"$error":"#N/A"},{"$error":"#N/A"},{"$error":"#N/A"},{"$f":"SUM($AW$3:AW5276)","v":{"$error":"#N/A"}},{"$f":"IF(V5276=0,IF(U5276=0,IF(AZ5275+Z5276/1000>Vypocet!$D$18,Vypocet!$D$18,AZ5275+Z5276/1000),IF(Z5276/1000+AZ5275-U5276>Vypocet!$D$18,Vypocet!$D$18,Z5276/1000+AZ5275-U5276)),IF(AZ5275=0,0,IF(AZ5275>V5276,AZ5275-V5276,0)))","v":0},0,null,null,null,null,null,null,null,null,null,null,null,null,null,null,null,null,null,null,null,null,null,null,null,null,null,null,null,null,null,null,null,null,null,null,null,null,null,null,null,null,null,null,null,null,null,null,null,null,null,null,null,null,null,null,null,null,null,null,null,null,null,null,null,null,null,null,null,null,null,null,null,null,null,null,null,null,null,null,null,null,null,null,null,null,null,null,null,null,null,null,null,null,null,null,null,null,null,null,null,null,null,null,null,0.52200000000000002,0.45354,0.38246999999999998,0.4728,0.66610000000000003,0.37746000000000002,0.25863000000000003,0.34375,0.44450000000000001,0.38429999999999997,0.39134999999999998,0.38764999999999999,0.32285999999999998,0.30263000000000001,0]
[8,44053,22,5325,{"$f":"(FA5327*Vypocet!$D$24)/$FA$2","v":0},{"$f":"(FB5327*Vypocet!$D$24)/$FB$2","v":0},{"$f":"(FC5327*Vypocet!$D$24)/$FC$2","v":0},{"$f":"(FD5327*Vypocet!$D$24)/$FD$2","v":0},{"$f":"(FE5327*Vypocet!$D$24)/$FE$2","v":0},{"$f":"(FF5327*Vypocet!$D$24)/$FF$2","v":0},{"$f":"(FG5327*Vypocet!$D$24)/$FG$2","v":0},{"$f":"(FH5327*Vypocet!$D$24)/$FH$2","v":0},{"$f":"(FI5327*Vypocet!$D$24)/$FI$2","v":0},{"$f":"(FJ5327*Vypocet!$D$24)/$FJ$2","v":0},{"$f":"(FK5327*Vypocet!$D$24)/$FK$2","v":0},{"$f":"(FL5327*Vypocet!$D$24)/$FL$2","v":0},{"$f":"(FM5327*Vypocet!$D$24)/$FM$2","v":0},{"$f":"(FN5327*Vypocet!$D$24)/$FN$2","v":0},{"$f":"(FO5327*Vypocet!$D$24)/$FO$2","v":0},{"$f":"(VLOOKUP(A5327,Voda!$B$3:$AC$15,TDDData!C5327+4,0)*4180*(VLOOKUP(A5327,Voda!$B$3:$AC$15,4,0)-VLOOKUP(A5327,Voda!$B$3:$AC$15,3,0)))/3600000","v":0},0,{"$f":"IF(U5327=0,0,IF(Z5327>0,IF(Z5327/1000<U5327,IF(Z5327/1000<=Vypocet!$D$15,IF(U5327<Vypocet!$D$15,U5327-Z5327/1000,Vypocet!$D$15-Z5327/1000),Vypocet!$D$15),0),IF(U5327>Vypocet!$D$15,Vypocet!$D$15,U5327)))","v":0},0,{"$f":"HLOOKUP(Vypocet!$D$11,TDDData!$E:$S,2+TDDData!D5327,0)","v":{"$error":"#N/A"}},0,0,{"$error":"#N/A"},{"$error":"#N/A"},{"$f":"IF(AA5327<0,IF(AC5326>-AA5327,AC5326+AA5327,0),IF(AA5327+AC5326<=Vypocet!$D$18,AA5327+AC5326,Vypocet!$D$18))","v":{"$error":"#N/A"}},{"$error":"#N/A"},{"$f":"IF(AND(AC5327<AC5326,AC5327<>0),AE5326,IF(OR(AND(AC5326=0,AA5327<0),AC5326<-AA5327),IF(AC5326=0,IF(AE5326>-AA5327,AE5326+AA5327,0),IF(AC5326+AE5326>-AA5327,AC5326+AE5326+AA5327,0)),IF(AC5326=Vypocet!$D$18,AE5326+AA5327,AE5326+AA5327-AC5327+AC5326)))","v":{"$error":"#N/A"}},{"$error":"#N/A"},{"$error":"#N/A"},{"$f":"SUM($AF$3:AF5327)","v":{"$error":"#N/A"}},{"$error":"#N/A"},{"$error":"#N/A"},{"$error":"#N/A"},{"$f":"SUM($AJ$3:AJ5327)","v":{"$error":"#N/A"}},{"$error":"#N/A"},{"$error":"#N/A"},{"$error":"#N/A"},{"$f":"IF(AN5327<0,IF(AP5326>-AN5327,AP5326+AN5327,0),IF(AN5327+AP5326<=Vypocet!$D$18,AN5327+AP5326,Vypocet!$D$18))","v":{"$error":"#N/A"}},{"$error":"#N/A"},{"$f":"IF(AND(AP5327<AP5326,AP5327<>0),AR5326,IF(OR(AND(AP5326=0,AN5327<0),AP5326<-AN5327),IF(AP5326=0,IF(AR5326>-AN5327,AR5326+AN5327,0),IF(AP5326+AR5326>-AN5327,AP5326+AR5326+AN5327,0)),IF(AP5326=Vypocet!$D$18,AR5326+AN5327,AR5326+AN5327-AP5327+AP5326)))","v":{"$error":"#N/A"}},{"$error":"#N/A"},{"$error":"#N/A"},{"$f":"SUM($AS$3:AS5327)","v":{"$error":"#N/A"}},{"$error":"#N/A"},{"$error":"#N/A"},{"$error":"#N/A"},{"$f":"SUM($AW$3:AW5327)","v":{"$error":"#N/A"}},{"$f":"IF(V5327=0,IF(U5327=0,IF(AZ5326+Z5327/1000>Vypocet!$D$18,Vypocet!$D$18,AZ5326+Z5327/1000),IF(Z5327/1000+AZ5326-U5327>Vypocet!$D$18,Vypocet!$D$18,Z5327/1000+AZ5326-U5327)),IF(AZ5326=0,0,IF(AZ5326>V5327,AZ5326-V5327,0)))","v":0},0,null,null,null,null,null,null,null,null,null,null,null,null,null,null,null,null,null,null,null,null,null,null,null,null,null,null,null,null,null,null,null,null,null,null,null,null,null,null,null,null,null,null,null,null,null,null,null,null,null,null,null,null,null,null,null,null,null,null,null,null,null,null,null,null,null,null,null,null,null,null,null,null,null,null,null,null,null,null,null,null,null,null,null,null,null,null,null,null,null,null,null,null,null,null,null,null,null,null,null,null,null,null,null,0.43403000000000003,0.40462999999999999,0.32933000000000001,0.52266000000000001,0.37597999999999998,0.41628999999999999,0.26856999999999998,0.42587999999999998,0.39918999999999999,0.35078999999999999,0.30241000000000001,0.38451000000000002,0.48448000000000002,0.33239999999999997,1]
[8,44055,9,5360,{"$f":"(FA5362*Vypocet!$D$24)/$FA$2","v":0},{"$f":"(FB5362*Vypocet!$D$24)/$FB$2","v":0},{"$f":"(FC5362*Vypocet!$D$24)/$FC$2","v":0},{"$f":"(FD5362*Vypocet!$D$24)/$FD$2","v":0},{"$f":"(FE5362*Vypocet!$D$24)/$FE$2","v":0},{"$f":"(FF5362*Vypocet!$D$24)/$FF$2","v":0},{"$f":"(FG5362*Vypocet!$D$24)/$FG$2","v":0},{"$f":"(FH5362*Vypocet!$D$24)/$FH$2","v":0},{"$f":"(FI5362*Vypocet!$D$24)/$FI$2","v":0},{"$f":"(FJ5362*Vypocet!$D$24)/$FJ$2","v":0},{"$f":"(FK5362*Vypocet!$D$24)/$FK$2","v":0},{"$f":"(FL5362*Vypocet!$D$24)/$FL$2","v":0},{"$f":"(FM5362*Vypocet!$D$24)/$FM$2","v":0},{"$f":"(FN5362*Vypocet!$D$24)/$FN$2","v":0},{"$f":"(FO5362*Vypocet!$D$24)/$FO$2","v":0},{"$f":"(VLOOKUP(A5362,Voda!$B$3:$AC$15,TDDData!C5362+4,0)*4180*(VLOOKUP(A5362,Voda!$B$3:$AC$15,4,0)-VLOOKUP(A5362,Voda!$B$3:$AC$15,3,0)))/3600000","v":0},0,{"$f":"IF(U5362=0,0,IF(Z5362>0,IF(Z5362/1000<U5362,IF(Z5362/1000<=Vypocet!$D$15,IF(U5362<Vypocet!$D$15,U5362-Z5362/1000,Vypocet!$D$15-Z5362/1000),Vypocet!$D$15),0),IF(U5362>Vypocet!$D$15,Vypocet!$D$15,U5362)))","v":0},0,{"$f":"HLOOKUP(Vypocet!$D$11,TDDData!$E:$S,2+TDDData!D5362,0)","v":{"$error":"#N/A"}},780.1,624.08000000000004,{"$error":"#N/A"},{"$error":"#N/A"},{"$f":"IF(AA5362<0,IF(AC5361>-AA5362,AC5361+AA5362,0),IF(AA5362+AC5361<=Vypocet!$D$18,AA5362+AC5361,Vypocet!$D$18))","v":{"$error":"#N/A"}},{"$error":"#N/A"},{"$f":"IF(AND(AC5362<AC5361,AC5362<>0),AE5361,IF(OR(AND(AC5361=0,AA5362<0),AC5361<-AA5362),IF(AC5361=0,IF(AE5361>-AA5362,AE5361+AA5362,0),IF(AC5361+AE5361>-AA5362,AC5361+AE5361+AA5362,0)),IF(AC5361=Vypocet!$D$18,AE5361+AA5362,AE5361+AA5362-AC5362+AC5361)))","v":{"$error":"#N/A"}},{"$error":"#N/A"},{"$error":"#N/A"},{"$f":"SUM($AF$3:AF5362)","v":{"$error":"#N/A"}},{"$error":"#N/A"},{"$error":"#N/A"},{"$error":"#N/A"},{"$f":"SUM($AJ$3:AJ5362)","v":{"$error":"#N/A"}},{"$error":"#N/A"},{"$error":"#N/A"},{"$error":"#N/A"},{"$f":"IF(AN5362<0,IF(AP5361>-AN5362,AP5361+AN5362,0),IF(AN5362+AP5361<=Vypocet!$D$18,AN5362+AP5361,Vypocet!$D$18))","v":{"$error":"#N/A"}},{"$error":"#N/A"},{"$f":"IF(AND(AP5362<AP5361,AP5362<>0),AR5361,IF(OR(AND(AP5361=0,AN5362<0),AP5361<-AN5362),IF(AP5361=0,IF(AR5361>-AN5362,AR5361+AN5362,0),IF(AP5361+AR5361>-AN5362,AP5361+AR5361+AN5362,0)),IF(AP5361=Vypocet!$D$18,AR5361+AN5362,AR5361+AN5362-AP5362+AP5361)))","v":{"$error":"#N/A"}},{"$error":"#N/A"},{"$error":"#N/A"},{"$f":"SUM($AS$3:AS5362)","v":{"$error":"#N/A"}},{"$error":"#N/A"},{"$error":"#N/A"},{"$error":"#N/A"},{"$f":"SUM($AW$3:AW5362)","v":{"$error":"#N/A"}},{"$f":"IF(V5362=0,IF(U5362=0,IF(AZ5361+Z5362/1000>Vypocet!$D$18,Vypocet!$D$18,AZ5361+Z5362/1000),IF(Z5362/1000+AZ5361-U5362>Vypocet!$D$18,Vypocet!$D$18,Z5362/1000+AZ5361-U5362)),IF(AZ5361=0,0,IF(AZ5361>V5362,AZ5361-V5362,0)))","v":0},0,null,null,null,null,null,null,null,null,null,null,null,null,null,null,null,null,null,null,null,null,null,null,null,null,null,null,null,null,null,null,null,null,null,null,null,null,null,null,null,null,null,null,null,null,null,null,null,null,null,null,null,null,null,null,null,null,null,null,null,null,null,null,null,null,null,null,null,null,null,null,null,null,null,null,null,null,null,null,null,null,null,null,null,null,null,null,null,null,null,null,null,null,null,null,null,null,null,null,null,null,null,null,null,0.63282000000000005,0.61168,0.43134,0.36276000000000003,0.25735999999999998,0.28200999999999998,0.20995,0.21163999999999999,0.26741999999999999,0.26404,0.20810000000000001,0.29086000000000001,0.24535000000000001,0.22237999999999999,0]
[8,44056,2,5377,{"$f":"(FA5379*Vypocet!$D$24)/$FA$2","v":0},{"$f":"(FB5379*Vypocet!$D$24)/$FB$2","v":0},{"$f":"(FC5379*Vypocet!$D$24)/$FC$2","v":0},{"$f":"(FD5379*Vypocet!$D$24)/$FD$2","v":0},{"$f":"(FE5379*Vypocet!$D$24)/$FE$2","v":0},{"$f":"(FF5379*Vypocet!$D$24)/$FF$2","v":0},{"$f":"(FG5379*Vypocet!$D$24)/$FG$2","v":0},{"$f":"(FH5379*Vypocet!$D$24)/$FH$2","v":0},{"$f":"(FI5379*Vypocet!$D$24)/$FI$2","v":0},{"$f":"(FJ5379*Vypocet!$D$24)/$FJ$2","v":0},{"$f":"(FK5379*Vypocet!$D$24)/$FK$2","v":0},{"$f":"(FL5379*Vypocet!$D$24)/$FL$2","v":0},{"$f":"(FM5379*Vypocet!$D$24)/$FM$2","v":0},{"$f":"(FN5379*Vypocet!$D$24)/$FN$2","v":0},{"$f":"(FO5379*Vypocet!$D$24)/$FO$2","v":0},{"$f":"(VLOOKUP(A5379,Voda!$B$3:$AC$15,TDDData!C5379+4,0)*4180*(VLOOKUP(A5379,Voda!$B$3:$AC$15,4,0)-VLOOKUP(A5379,Voda!$B$3:$AC$15,3,0)))/3600000","v":0},0,{"$f":"IF(U5379=0,0,IF(Z5379>0,IF(Z5379/1000<U5379,IF(Z5379/1000<=Vypocet!$D$15,IF(U5379<Vypocet!$D$15,U5379-Z5379/1000,Vypocet!$D$15-Z5379/1000),Vypocet!$D$15),0),IF(U5379>Vypocet!$D$15,Vypocet!$D$15,U5379)))","v":0},0,{"$f":"HLOOKUP(Vypocet!$D$11,TDDData!$E:$S,2+TDDData!D5379,0)","v":{"$error":"#N/A"}},0,{"$f":"Y5379*$BB$2","v":0},{"$error":"#N/A"},{"$error":"#N/A"},{"$f":"IF(AA5379<0,IF(AC5378>-AA5379,AC5378+AA5379,0),IF(AA5379+AC5378<=Vypocet!$D$18,AA5379+AC5378,Vypocet!$D$18))","v":{"$error":"#N/A"}},{"$error":"#N/A"},{"$f":"IF(AND(AC5379<AC5378,AC5379<>0),AE5378,IF(OR(AND(AC5378=0,AA5379<0),AC5378<-AA5379),IF(AC5378=0,IF(AE5378>-AA5379,AE5378+AA5379,0),IF(AC5378+AE5378>-AA5379,AC5378+AE5378+AA5379,0)),IF(AC5378=Vypocet!$D$18,AE5378+AA5379,AE5378+AA5379-AC5379+AC5378)))","v":{"$error":"#N/A"}},{"$error":"#N/A"},{"$error":"#N/A"},{"$f":"SUM($AF$3:AF5379)","v":{"$error":"#N/A"}},{"$error":"#N/A"},{"$error":"#N/A"},{"$f":"IF(AI5379=0,-AA5379,0)","v":{"$error":"#N/A"}},{"$f":"SUM($AJ$3:AJ5379)","v":{"$error":"#N/A"}},{"$error":"#N/A"},{"$error":"#N/A"},{"$error":"#N/A"},{"$f":"IF(AN5379<0,IF(AP5378>-AN5379,AP5378+AN5379,0),IF(AN5379+AP5378<=Vypocet!$D$18,AN5379+AP5378,Vypocet!$D$18))","v":{"$error":"#N/A"}},{"$error":"#N/A"},{"$f":"IF(AND(AP5379<AP5378,AP5379<>0),AR5378,IF(OR(AND(AP5378=0,AN5379<0),AP5378<-AN5379),IF(AP5378=0,IF(AR5378>-AN5379,AR5378+AN5379,0),IF(AP5378+AR5378>-AN5379,AP5378+AR5378+AN5379,0)),IF(AP5378=Vypocet!$D$18,AR5378+AN5379,AR5378+AN5379-AP5379+AP5378)))","v":{"$error":"#N/A"}},{"$error":"#N/A"},{"$error":"#N/A"},{"$f":"SUM($AS$3:AS5379)","v":{"$error":"#N/A"}},{"$error":"#N/A"},{"$error":"#N/A"},{"$f":"IF(AV5379=0,-AN5379,0)","v":{"$error":"#N/A"}},{"$f":"SUM($AW$3:AW5379)","v":{"$error":"#N/A"}},{"$f":"IF(V5379=0,IF(U5379=0,IF(AZ5378+Z5379/1000>Vypocet!$D$18,Vypocet!$D$18,AZ5378+Z5379/1000),IF(Z5379/1000+AZ5378-U5379>Vypocet!$D$18,Vypocet!$D$18,Z5379/1000+AZ5378-U5379)),IF(AZ5378=0,0,IF(AZ5378>V5379,AZ5378-V5379,0)))","v":0},0,null,null,null,null,null,null,null,null,null,null,null,null,null,null,null,null,null,null,null,null,null,null,null,null,null,null,null,null,null,null,null,null,null,null,null,null,null,null,null,null,null,null,null,null,null,null,null,null,null,null,null,null,null,null,null,null,null,null,null,null,null,null,null,null,null,null,null,null,null,null,null,null,null,null,null,null,null,null,null,null,null,null,null,null,null,null,null,null,null,null,null,null,null,null,null,null,null,null,null,null,null,null,null,0.30670999999999998,0.33100000000000002,0.23804,0.21672,0.38557999999999998,0.29415999999999998,0.37580000000000002,0.37408999999999998,0.33288000000000001,0.39591999999999999,0.46113999999999999,0.31963999999999998,0.19633999999999999,0.16133,1]
[8,44057,13,5412,{"$f":"(FA5414*Vypocet!$D$24)/$FA$2","v":0},{"$f":"(FB5414*Vypocet!$D$24)/$FB$2","v":0},{"$f":"(FC5414*Vypocet!$D$24)/$FC$2","v":0},{"$f":"(FD5414*Vypocet!$D$24)/$FD$2","v":0},{"$f":"(FE5414*Vypocet!$D$24)/$FE$2","v":0},{"$f":"(FF5414*Vypocet!$D$24)/$FF$2","v":0},{"$f":"(FG5414*Vypocet!$D$24)/$FG$2","v":0},{"$f":"(FH5414*Vypocet!$D$24)/$FH$2","v":0},{"$f":"(FI5414*Vypocet!$D$24)/$FI$2","v":0},{"$f":"(FJ5414*Vypocet!$D$24)/$FJ$2","v":0},{"$f":"(FK5414*Vypocet!$D$24)/$FK$2","v":0},{"$f":"(FL5414*Vypocet!$D$24)/$FL$2","v":0},{"$f":"(FM5414*Vypocet!$D$24)/$FM$2","v":0},{"$f":"(FN5414*Vypocet!$D$24)/$FN$2","v":0},{"$f":"(FO5414*Vypocet!$D$24)/$FO$2","v":0},{"$f":"(VLOOKUP(A5414,Voda!$B$3:$AC$15,TDDData!C5414+4,0)*4180*(VLOOKUP(A5414,Voda!$B$3:$AC$15,4,0)-VLOOKUP(A5414,Voda!$B$3:$AC$15,3,0)))/3600000","v":0},0,{"$f":"IF(U5414=0,0,IF(Z5414>0,IF(Z5414/1000<U5414,IF(Z5414/1000<=Vypocet!$D$15,IF(U5414<Vypocet!$D$15,U5414-Z5414/1000,Vypocet!$D$15-Z5414/1000),Vypocet!$D$15),0),IF(U5414>Vypocet!$D$15,Vypocet!$D$15,U5414)))","v":0},0,{"$f":"HLOOKUP(Vypocet!$D$11,TDDData!$E:$S,2+TDDData!D5414,0)","v":{"$error":"#N/A"}},1128.8800000000001,903.10400000000016,{"$error":"#N/A"},{"$error":"#N/A"},{"$f":"IF(AA5414<0,IF(AC5413>-AA5414,AC5413+AA5414,0),IF(AA5414+AC5413<=Vypocet!$D$18,AA5414+AC5413,Vypocet!$D$18))","v":{"$error":"#N/A"}},{"$error":"#N/A"},{"$f":"IF(AND(AC5414<AC5413,AC5414<>0),AE5413,IF(OR(AND(AC5413=0,AA5414<0),AC5413<-AA5414),IF(AC5413=0,IF(AE5413>-AA5414,AE5413+AA5414,0),IF(AC5413+AE5413>-AA5414,AC5413+AE5413+AA5414,0)),IF(AC5413=Vypocet!$D$18,AE5413+AA5414,AE5413+AA5414-AC5414+AC5413)))","v":{"$error":"#N/A"}},{"$error":"#N/A"},{"$error":"#N/A"},{"$f":"SUM($AF$3:AF5414)","v":{"$error":"#N/A"}},{"$error":"#N/A"},{"$error":"#N/A"},{"$error":"#N/A"},{"$f":"SUM($AJ$3:AJ5414)","v":{"$error":"#N/A"}},{"$error":"#N/A"},{"$error":"#N/A"},{"$error":"#N/A"},{"$f":"IF(AN5414<0,IF(AP5413>-AN5414,AP5413+AN5414,0),IF(AN5414+AP5413<=Vypocet!$D$18,AN5414+AP5413,Vypocet!$D$18))","v":{"$error":"#N/A"}},{"$error":"#N/A"},{"$f":"IF(AND(AP5414<AP5413,AP5414<>0),AR5413,IF(OR(AND(AP5413=0,AN5414<0),AP5413<-AN5414),IF(AP5413=0,IF(AR5413>-AN5414,AR5413+AN5414,0),IF(AP5413+AR5413>-AN5414,AP5413+AR5413+AN5414,0)),IF(AP5413=Vypocet!$D$18,AR5413+AN5414,AR5413+AN5414-AP5414+AP5413)))","v":{"$error":"#N/A"}},{"$error":"#N/A"},{"$error":"#N/A"},{"$f":"SUM($AS$3:AS5414)","v":{"$error":"#N/A"}},{"$error":"#N/A"},{"$error":"#N/A"},{"$error":"#N/A"},{"$f":"SUM($AW$3:AW5414)","v":{"$error":"#N/A"}},{"$f":"IF(V5414=0,IF(U5414=0,IF(AZ5413+Z5414/1000>Vypocet!$D$18,Vypocet!$D$18,AZ5413+Z5414/1000),IF(Z5414/1000+AZ5413-U5414>Vypocet!$D$18,Vypocet!$D$18,Z5414/1000+AZ5413-U5414)),IF(AZ5413=0,0,IF(AZ5413>V5414,AZ5413-V5414,0)))","v":0},0,null,null,null,null,null,null,null,null,null,null,null,null,null,null,null,null,null,null,null,null,null,null,null,null,null,null,null,null,null,null,null,null,null,null,null,null,null,null,null,null,null,null,null,null,null,null,null,null,null,null,null,null,null,null,null,null,null,null,null,null,null,null,null,null,null,null,null,null,null,null,null,null,null,null,null,null,null,null,null,null,null,null,null,null,null,null,null,null,null,null,null,null,null,null,null,null,null,null,null,null,null,null,null,0.71823000000000004,0.61500999999999995,0.50099000000000005,0.39871000000000001,0.36442000000000002,0.31667000000000001,0.22900999999999999,0.2777,0.43692999999999999,0.45732,0.29003000000000001,0.30735000000000001,0.35125000000000001,0.26013999999999998,0]
[8,44058,14,5437,{"$f":"(FA5439*Vypocet!$D$24)/$FA$2","v":0},{"$f":"(FB5439*Vypocet!$D$24)/$FB$2","v":0},{"$f":"(FC5439*Vypocet!$D$24)/$FC$2","v":0},{"$f":"(FD5439*Vypocet!$D$24)/$FD$2","v":0},{"$f":"(FE5439*Vypocet!$D$24)/$FE$2","v":0},{"$f":"(FF5439*Vypocet!$D$24)/$FF$2","v":0},{"$f":"(FG5439*Vypocet!$D$24)/$FG$2","v":0},{"$f":"(FH5439*Vypocet!$D$24)/$FH$2","v":0},{"$f":"(FI5439*Vypocet!$D$24)/$FI$2","v":0},{"$f":"(FJ5439*Vypocet!$D$24)/$FJ$2","v":0},{"$f":"(FK5439*Vypocet!$D$24)/$FK$2","v":0},{"$f":"(FL5439*Vypocet!$D$24)/$FL$2","v":0},{"$f":"(FM5439*Vypocet!$D$24)/$FM$2","v":0},{"$f":"(FN5439*Vypocet!$D$24)/$FN$2","v":0},{"$f":"(FO5439*Vypocet!$D$24)/$FO$2","v":0},{"$f":"(VLOOKUP(A5439,Voda!$B$3:$AC$15,TDDData!C5439+4,0)*4180*(VLOOKUP(A5439,Voda!$B$3:$AC$15,4,0)-VLOOKUP(A5439,Voda!$B$3:$AC$15,3,0)))/3600000","v":0},0,{"$f":"IF(U5439=0,0,IF(Z5439>0,IF(Z5439/1000<U5439,IF(Z5439/1000<=Vypocet!$D$15,IF(U5439<Vypocet!$D$15,U5439-Z5439/1000,Vypocet!$D$15-Z5439/1000),Vypocet!$D$15),0),IF(U5439>Vypocet!$D$15,Vypocet!$D$15,U5439)))","v":0},0,{"$f":"HLOOKUP(Vypocet!$D$11,TDDData!$E:$S,2+TDDData!D5439,0)","v":{"$error":"#N/A"}},669.36,535.48800000000006,{"$error":"#N/A"},{"$error":"#N/A"},{"$f":"IF(AA5439<0,IF(AC5438>-AA5439,AC5438+AA5439,0),IF(AA5439+AC5438<=Vypocet!$D$18,AA5439+AC5438,Vypocet!$D$18))","v":{"$error":"#N/A"}},{"$error":"#N/A"},{"$f":"IF(AND(AC5439<AC5438,AC5439<>0),AE5438,IF(OR(AND(AC5438=0,AA5439<0),AC5438<-AA5439),IF(AC5438=0,IF(AE5438>-AA5439,AE5438+AA5439,0),IF(AC5438+AE5438>-AA5439,AC5438+AE5438+AA5439,0)),IF(AC5438=Vypocet!$D$18,AE5438+AA5439,AE5438+AA5439-AC5439+AC5438)))","v":{"$error":"#N/A"}},{"$error":"#N/A"},{"$error":"#N/A"},{"$f":"SUM($AF$3:AF5439)","v":{"$error":"#N/A"}},{"$error":"#N/A"},{"$error":"#N/A"},{"$error":"#N/A"},{"$f":"SUM($AJ$3:AJ5439)","v":{"$error":"#N/A"}},{"$error":"#N/A"},{"$error":"#N/A"},{"$error":"#N/A"},{"$f":"IF(AN5439<0,IF(AP5438>-AN5439,AP5438+AN5439,0),IF(AN5439+AP5438<=Vypocet!$D$18,AN5439+AP5438,Vypocet!$D$18))","v":{"$error":"#N/A"}},{"$error":"#N/A"},{"$f":"IF(AND(AP5439<AP5438,AP5439<>0),AR5438,IF(OR(AND(AP5438=0,AN5439<0),AP5438<-AN5439),IF(AP5438=0,IF(AR5438>-AN5439,AR5438+AN5439,0),IF(AP5438+AR5438>-AN5439,AP5438+AR5438+AN5439,0)),IF(AP5438=Vypocet!$D$18,AR5438+AN5439,AR5438+AN5439-AP5439+AP5438)))","v":{"$error":"#N/A"}},{"$error":"#N/A"},{"$error":"#N/A"},{"$f":"SUM($AS$3:AS5439)","v":{"$error":"#N/A"}},{"$error":"#N/A"},{"$error":"#N/A"},{"$error":"#N/A"},{"$f":"SUM($AW$3:AW5439)","v":{"$error":"#N/A"}},{"$f":"IF(V5439=0,IF(U5439=0,IF(AZ5438+Z5439/1000>Vypocet!$D$18,Vypocet!$D$18,AZ5438+Z5439/1000),IF(Z5439/1000+AZ5438-U5439>Vypocet!$D$18,Vypocet!$D$18,Z5439/1000+AZ5438-U5439)),IF(AZ5438=0,0,IF(AZ5438>V5439,AZ5438-V5439,0)))","v":0},0,null,null,null,null,null,null,null,null,null,null,null,null,null,null,null,null,null,null,null,null,null,null,null,null,null,null,null,null,null,null,null,null,null,null,null,null,null,null,null,null,null,null,null,null,null,null,null,null,null,null,null,null,null,null,null,null,null,null,null,null,null,null,null,null,null,null,null,null,null,null,null,null,null,null,null,null,null,null,null,null,null,null,null,null,null,null,null,null,null,null,null,null,null,null,null,null,null,null,null,null,null,null,null,0.71894000000000002,0.65524000000000004,0.50721000000000005,0.41177000000000002,0.41075,0.49387999999999999,0.25057000000000001,0.39933000000000002,0.47127999999999998,0.44066,0.34340999999999999,0.53522999999999998,0.38979999999999998,0.29460999999999998,0]
[8,44060,8,5479,{"$f":"(FA5481*Vypocet!$D$24)/$FA$2","v":0},{"$f":"(FB5481*Vypocet!$D$24)/$FB$2","v":0},{"$f":"(FC5481*Vypocet!$D$24)/$FC$2","v":0},{"$f":"(FD5481*Vypocet!$D$24)/$FD$2","v":0},{"$f":"(FE5481*Vypocet!$D$24)/$FE$2","v":0},{"$f":"(FF5481*Vypocet!$D$24)/$FF$2","v":0},{"$f":"(FG5481*Vypocet!$D$24)/$FG$2","v":0},{"$f":"(FH5481*Vypocet!$D$24)/$FH$2","v":0},{"$f":"(FI5481*Vypocet!$D$24)/$FI$2","v":0},{"$f":"(FJ5481*Vypocet!$D$24)/$FJ$2","v":0},{"$f":"(FK5481*Vypocet!$D$24)/$FK$2","v":0},{"$f":"(FL5481*Vypocet!$D$24)/$FL$2","v":0},{"$f":"(FM5481*Vypocet!$D$24)/$FM$2","v":0},{"$f":"(FN5481*Vypocet!$D$24)/$FN$2","v":0},{"$f":"(FO5481*Vypocet!$D$24)/$FO$2","v":0},{"$f":"(VLOOKUP(A5481,Voda!$B$3:$AC$15,TDDData!C5481+4,0)*4180*(VLOOKUP(A5481,Voda!$B$3:$AC$15,4,0)-VLOOKUP(A5481,Voda!$B$3:$AC$15,3,0)))/3600000","v":0},0,{"$f":"IF(U5481=0,0,IF(Z5481>0,IF(Z5481/1000<U5481,IF(Z5481/1000<=Vypocet!$D$15,IF(U5481<Vypocet!$D$15,U5481-Z5481/1000,Vypocet!$D$15-Z5481/1000),Vypocet!$D$15),0),IF(U5481>Vypocet!$D$15,Vypocet!$D$15,U5481)))","v":0},0,{"$f":"HLOOKUP(Vypocet!$D$11,TDDData!$E:$S,2+TDDData!D5481,0)","v":{"$error":"#N/A"}},388.34,310.67200000000003,{"$error":"#N/A"},{"$error":"#N/A"},{"$f":"IF(AA5481<0,IF(AC5480>-AA5481,AC5480+AA5481,0),IF(AA5481+AC5480<=Vypocet!$D$18,AA5481+AC5480,Vypocet!$D$18))","v":{"$error":"#N/A"}},{"$error":"#N/A"},{"$f":"IF(AND(AC5481<AC5480,AC5481<>0),AE5480,IF(OR(AND(AC5480=0,AA5481<0),AC5480<-AA5481),IF(AC5480=0,IF(AE5480>-AA5481,AE5480+AA5481,0),IF(AC5480+AE5480>-AA5481,AC5480+AE5480+AA5481,0)),IF(AC5480=Vypocet!$D$18,AE5480+AA5481,AE5480+AA5481-AC5481+AC5480)))","v":{"$error":"#N/A"}},{"$error":"#N/A"},{"$error":"#N/A"},{"$f":"SUM($AF$3:AF5481)","v":{"$error":"#N/A"}},{"$error":"#N/A"},{"$error":"#N/A"},{"$error":"#N/A"},{"$f":"SUM($AJ$3:AJ5481)","v":{"$error":"#N/A"}},{"$error":"#N/A"},{"$error":"#N/A"},{"$error":"#N/A"},{"$f":"IF(AN5481<0,IF(AP5480>-AN5481,AP5480+AN5481,0),IF(AN5481+AP5480<=Vypocet!$D$18,AN5481+AP5480,Vypocet!$D$18))","v":{"$error":"#N/A"}},{"$error":"#N/A"},{"$f":"IF(AND(AP5481<AP5480,AP5481<>0),AR5480,IF(OR(AND(AP5480=0,AN5481<0),AP5480<-AN5481),IF(AP5480=0,IF(AR5480>-AN5481,AR5480+AN5481,0),IF(AP5480+AR5480>-AN5481,AP5480+AR5480+AN5481,0)),IF(AP5480=Vypocet!$D$18,AR5480+AN5481,AR5480+AN5481-AP5481+AP5480)))","v":{"$error":"#N/A"}},{"$error":"#N/A"},{"$error":"#N/A"},{"$f":"SUM($AS$3:AS5481)","v":{"$error":"#N/A"}},{"$error":"#N/A"},{"$error":"#N/A"},{"$error":"#N/A"},{"$f":"SUM($AW$3:AW5481)","v":{"$error":"#N/A"}},{"$f":"IF(V5481=0,IF(U5481=0,IF(AZ5480+Z5481/1000>Vypocet!$D$18,Vypocet!$D$18,AZ5480+Z5481/1000),IF(Z5481/1000+AZ5480-U5481>Vypocet!$D$18,Vypocet!$D$18,Z5481/1000+AZ5480-U5481)),IF(AZ5480=0,0,IF(AZ5480>V5481,AZ5480-V5481,0)))","v":0},0,null,null,null,null,null,null,null,null,null,null,null,null,null,null,null,null,null,null,null,null,null,null,null,null,null,null,null,null,null,null,null,null,null,null,null,null,null,null,null,null,null,null,null,null,null,null,null,null,null,null,null,null,null,null,null,null,null,null,null,null,null,null,null,null,null,null,null,null,null,null,null,null,null,null,null,null,null,null,null,null,null,null,null,null,null,null,null,null,null,null,null,null,null,null,null,null,null,null,null,null,null,null,null,0.34982999999999997,0.34353,0.25377,0.33605000000000002,0.33044000000000001,0.25935000000000002,0.21562999999999999,0.27755999999999997,0.30520999999999998,0.25423000000000001,0.30508000000000002,0.33821000000000001,0.21572,0.20699000000000001,0]
[8,44061,19,5514,{"$f":"(FA5516*Vypocet!$D$24)/$FA$2","v":0},{"$f":"(FB5516*Vypocet!$D$24)/$FB$2","v":0},{"$f":"(FC5516*Vypocet!$D$24)/$FC$2","v":0},{"$f":"(FD5516*Vypocet!$D$24)/$FD$2","v":0},{"$f":"(FE5516*Vypocet!$D$24)/$FE$2","v":0},{"$f":"(FF5516*Vypocet!$D$24)/$FF$2","v":0},{"$f":"(FG5516*Vypocet!$D$24)/$FG$2","v":0},{"$f":"(FH5516*Vypocet!$D$24)/$FH$2","v":0},{"$f":"(FI5516*Vypocet!$D$24)/$FI$2","v":0},{"$f":"(FJ5516*Vypocet!$D$24)/$FJ$2","v":0},{"$f":"(FK5516*Vypocet!$D$24)/$FK$2","v":0},{"$f":"(FL5516*Vypocet!$D$24)/$FL$2","v":0},{"$f":"(FM5516*Vypocet!$D$24)/$FM$2","v":0},{"$f":"(FN5516*Vypocet!$D$24)/$FN$2","v":0},{"$f":"(FO5516*Vypocet!$D$24)/$FO$2","v":0},{"$f":"(VLOOKUP(A5516,Voda!$B$3:$AC$15,TDDData!C5516+4,0)*4180*(VLOOKUP(A5516,Voda!$B$3:$AC$15,4,0)-VLOOKUP(A5516,Voda!$B$3:$AC$15,3,0)))/3600000","v":0},0,{"$f":"IF(U5516=0,0,IF(Z5516>0,IF(Z5516/1000<U5516,IF(Z5516/1000<=Vypocet!$D$15,IF(U5516<Vypocet!$D$15,U5516-Z5516/1000,Vypocet!$D$15-Z5516/1000),Vypocet!$D$15),0),IF(U5516>Vypocet!$D$15,Vypocet!$D$15,U5516)))","v":0},0,{"$f":"HLOOKUP(Vypocet!$D$11,TDDData!$E:$S,2+TDDData!D5516,0)","v":{"$error":"#N/A"}},67.3,53.84,{"$error":"#N/A"},{"$error":"#N/A"},{"$f":"IF(AA5516<0,IF(AC5515>-AA5516,AC5515+AA5516,0),IF(AA5516+AC5515<=Vypocet!$D$18,AA5516+AC5515,Vypocet!$D$18))","v":{"$error":"#N/A"}},{"$error":"#N/A"},{"$f":"IF(AND(AC5516<AC5515,AC5516<>0),AE5515,IF(OR(AND(AC5515=0,AA5516<0),AC5515<-AA5516),IF(AC5515=0,IF(AE5515>-AA5516,AE5515+AA5516,0),IF(AC5515+AE5515>-AA5516,AC5515+AE5515+AA5516,0)),IF(AC5515=Vypocet!$D$18,AE5515+AA5516,AE5515+AA5516-AC5516+AC5515)))","v":{"$error":"#N/A"}},{"$error":"#N/A"},{"$error":"#N/A"},{"$f":"SUM($AF$3:AF5516)","v":{"$error":"#N/A"}},{"$error":"#N/A"},{"$error":"#N/A"},{"$error":"#N/A"},{"$f":"SUM($AJ$3:AJ5516)","v":{"$error":"#N/A"}},{"$error":"#N/A"},{"$error":"#N/A"},{"$error":"#N/A"},{"$f":"IF(AN5516<0,IF(AP5515>-AN5516,AP5515+AN5516,0),IF(AN5516+AP5515<=Vypocet!$D$18,AN5516+AP5515,Vypocet!$D$18))","v":{"$error":"#N/A"}},{"$error":"#N/A"},{"$f":"IF(AND(AP5516<AP5515,AP5516<>0),AR5515,IF(OR(AND(AP5515=0,AN5516<0),AP5515<-AN5516),IF(AP5515=0,IF(AR5515>-AN5516,AR5515+AN5516,0),IF(AP5515+AR5515>-AN5516,AP5515+AR5515+AN5516,0)),IF(AP5515=Vypocet!$D$18,AR5515+AN5516,AR5515+AN5516-AP5516+AP5515)))","v":{"$error":"#N/A"}},{"$error":"#N/A"},{"$error":"#N/A"},{"$f":"SUM($AS$3:AS5516)","v":{"$error":"#N/A"}},{"$error":"#N/A"},{"$error":"#N/A"},{"$error":"#N/A"},{"$f":"SUM($AW$3:AW5516)","v":{"$error":"#N/A"}},{"$f":"IF(V5516=0,IF(U5516=0,IF(AZ5515+Z5516/1000>Vypocet!$D$18,Vypocet!$D$18,AZ5515+Z5516/1000),IF(Z5516/1000+AZ5515-U5516>Vypocet!$D$18,Vypocet!$D$18,Z5516/1000+AZ5515-U5516)),IF(AZ5515=0,0,IF(AZ5515>V5516,AZ5515-V5516,0)))","v":0},{"$f":"IF(AZ5515=0,IF(Z5516=0,V5516,IF(V5516<Z5516,0,V5516-Z5516)),IF(AZ5515>V5516,0,V5516-AZ5515))","v":0},null,null,null,null,null,null,null,null,null,null,null,null,null,null,null,null,null,null,null,null,null,null,null,null,null,null,null,null,null,null,null,null,null,null,null,null,null,null,null,null,null,null,null,null,null,null,null,null,null,null,null,null,null,null,null,null,null,null,null,null,null,null,null,null,null,null,null,null,null,null,null,null,null,null,null,null,null,null,null,null,null,null,null,null,null,null,null,null,null,null,null,null,null,null,null,null,null,null,null,null,null,null,null,0.56654000000000004,0.45415,0.38262000000000002,0.46518999999999999,0.54222999999999999,0.38895000000000002,0.27526,0.36846000000000001,0.45480999999999999,0.35188000000000003,0.39785999999999999,0.36353000000000002,0.34294999999999998,0.28784999999999999,0]
[8,44063,22,5565,{"$f":"(FA5567*Vypocet!$D$24)/$FA$2","v":0},{"$f":"(FB5567*Vypocet!$D$24)/$FB$2","v":0},{"$f":"(FC5567*Vypocet!$D$24)/$FC$2","v":0},{"$f":"(FD5567*Vypocet!$D$24)/$FD$2","v":0},{"$f":"(FE5567*Vypocet!$D$24)/$FE$2","v":0},{"$f":"(FF5567*Vypocet!$D$24)/$FF$2","v":0},{"$f":"(FG5567*Vypocet!$D$24)/$FG$2","v":0},{"$f":"(FH5567*Vypocet!$D$24)/$FH$2","v":0},{"$f":"(FI5567*Vypocet!$D$24)/$FI$2","v":0},{"$f":"(FJ5567*Vypocet!$D$24)/$FJ$2","v":0},{"$f":"(FK5567*Vypocet!$D$24)/$FK$2","v":0},{"$f":"(FL5567*Vypocet!$D$24)/$FL$2","v":0},{"$f":"(FM5567*Vypocet!$D$24)/$FM$2","v":0},{"$f":"(FN5567*Vypocet!$D$24)/$FN$2","v":0},{"$f":"(FO5567*Vypocet!$D$24)/$FO$2","v":0},{"$f":"(VLOOKUP(A5567,Voda!$B$3:$AC$15,TDDData!C5567+4,0)*4180*(VLOOKUP(A5567,Voda!$B$3:$AC$15,4,0)-VLOOKUP(A5567,Voda!$B$3:$AC$15,3,0)))/3600000","v":0},0,{"$f":"IF(U5567=0,0,IF(Z5567>0,IF(Z5567/1000<U5567,IF(Z5567/1000<=Vypocet!$D$15,IF(U5567<Vypocet!$D$15,U5567-Z5567/1000,Vypocet!$D$15-Z5567/1000),Vypocet!$D$15),0),IF(U5567>Vypocet!$D$15,Vypocet!$D$15,U5567)))","v":0},0,{"$f":"HLOOKUP(Vypocet!$D$11,TDDData!$E:$S,2+TDDData!D5567,0)","v":{"$error":"#N/A"}},0,0,{"$error":"#N/A"},{"$error":"#N/A"},{"$f":"IF(AA5567<0,IF(AC5566>-AA5567,AC5566+AA5567,0),IF(AA5567+AC5566<=Vypocet!$D$18,AA5567+AC5566,Vypocet!$D$18))","v":{"$error":"#N/A"}},{"$error":"#N/A"},{"$f":"IF(AND(AC5567<AC5566,AC5567<>0),AE5566,IF(OR(AND(AC5566=0,AA5567<0),AC5566<-AA5567),IF(AC5566=0,IF(AE5566>-AA5567,AE5566+AA5567,0),IF(AC5566+AE5566>-AA5567,AC5566+AE5566+AA5567,0)),IF(AC5566=Vypocet!$D$18,AE5566+AA5567,AE5566+AA5567-AC5567+AC5566)))","v":{"$error":"#N/A"}},{"$error":"#N/A"},{"$error":"#N/A"},{"$f":"SUM($AF$3:AF5567)","v":{"$error":"#N/A"}},{"$error":"#N/A"},{"$error":"#N/A"},{"$error":"#N/A"},{"$f":"SUM($AJ$3:AJ5567)","v":{"$error":"#N/A"}},{"$error":"#N/A"},{"$error":"#N/A"},{"$error":"#N/A"},{"$f":"IF(AN5567<0,IF(AP5566>-AN5567,AP5566+AN5567,0),IF(AN5567+AP5566<=Vypocet!$D$18,AN5567+AP5566,Vypocet!$D$18))","v":{"$error":"#N/A"}},{"$error":"#N/A"},{"$f":"IF(AND(AP5567<AP5566,AP5567<>0),AR5566,IF(OR(AND(AP5566=0,AN5567<0),AP5566<-AN5567),IF(AP5566=0,IF(AR5566>-AN5567,AR5566+AN5567,0),IF(AP5566+AR5566>-AN5567,AP5566+AR5566+AN5567,0)),IF(AP5566=Vypocet!$D$18,AR5566+AN5567,AR5566+AN5567-AP5567+AP5566)))","v":{"$error":"#N/A"}},{"$error":"#N/A"},{"$error":"#N/A"},{"$f":"SUM($AS$3:AS5567)","v":{"$error":"#N/A"}},{"$error":"#N/A"},{"$error":"#N/A"},{"$error":"#N/A"},{"$f":"SUM($AW$3:AW5567)","v":{"$error":"#N/A"}},{"$f":"IF(V5567=0,IF(U5567=0,IF(AZ5566+Z5567/1000>Vypocet!$D$18,Vypocet!$D$18,AZ5566+Z5567/1000),IF(Z5567/1000+AZ5566-U5567>Vypocet!$D$18,Vypocet!$D$18,Z5567/1000+AZ5566-U5567)),IF(AZ5566=0,0,IF(AZ5566>V5567,AZ5566-V5567,0)))","v":0},0,null,null,null,null,null,null,null,null,null,null,null,null,null,null,null,null,null,null,null,null,null,null,null,null,null,null,null,null,null,null,null,null,null,null,null,null,null,null,null,null,null,null,null,null,null,null,null,null,null,null,null,null,null,null,null,null,null,null,null,null,null,null,null,null,null,null,null,null,null,null,null,null,null,null,null,null,null,null,null,null,null,null,null,null,null,null,null,null,null,null,null,null,null,null,null,null,null,null,null,null,null,null,null,0.47804000000000002,0.42115000000000002,0.32499,0.50922000000000001,0.39343,0.33443000000000001,0.24512999999999999,0.40166000000000002,0.37870999999999999,0.35344999999999999,0.43593999999999999,0.47921000000000002,0.47271999999999997,0.32268999999999998,1]
[8,44064,15,5582,{"$f":"(FA5584*Vypocet!$D$24)/$FA$2","v":0},{"$f":"(FB5584*Vypocet!$D$24)/$FB$2","v":0},{"$f":"(FC5584*Vypocet!$D$24)/$FC$2","v":0},{"$f":"(FD5584*Vypocet!$D$24)/$FD$2","v":0},{"$f":"(FE5584*Vypocet!$D$24)/$FE$2","v":0},{"$f":"(FF5584*Vypocet!$D$24)/$FF$2","v":0},{"$f":"(FG5584*Vypocet!$D$24)/$FG$2","v":0},{"$f":"(FH5584*Vypocet!$D$24)/$FH$2","v":0},{"$f":"(FI5584*Vypocet!$D$24)/$FI$2","v":0},{"$f":"(FJ5584*Vypocet!$D$24)/$FJ$2","v":0},{"$f":"(FK5584*Vypocet!$D$24)/$FK$2","v":0},{"$f":"(FL5584*Vypocet!$D$24)/$FL$2","v":0},{"$f":"(FM5584*Vypocet!$D$24)/$FM$2","v":0},{"$f":"(FN5584*Vypocet!$D$24)/$FN$2","v":0},{"$f":"(FO5584*Vypocet!$D$24)/$FO$2","v":0},{"$f":"(VLOOKUP(A5584,Voda!$B$3:$AC$15,TDDData!C5584+4,0)*4180*(VLOOKUP(A5584,Voda!$B$3:$AC$15,4,0)-VLOOKUP(A5584,Voda!$B$3:$AC$15,3,0)))/3600000","v":0},0,{"$f":"IF(U5584=0,0,IF(Z5584>0,IF(Z5584/1000<U5584,IF(Z5584/1000<=Vypocet!$D$15,IF(U5584<Vypocet!$D$15,U5584-Z5584/1000,Vypocet!$D$15-Z5584/1000),Vypocet!$D$15),0),IF(U5584>Vypocet!$D$15,Vypocet!$D$15,U5584)))","v":0},0,{"$f":"HLOOKUP(Vypocet!$D$11,TDDData!$E:$S,2+TDDData!D5584,0)","v":{"$error":"#N/A"}},728.3,582.64,{"$error":"#N/A"},{"$error":"#N/A"},{"$f":"IF(AA5584<0,IF(AC5583>-AA5584,AC5583+AA5584,0),IF(AA5584+AC5583<=Vypocet!$D$18,AA5584+AC5583,Vypocet!$D$18))","v":{"$error":"#N/A"}},{"$error":"#N/A"},{"$f":"IF(AND(AC5584<AC5583,AC5584<>0),AE5583,IF(OR(AND(AC5583=0,AA5584<0),AC5583<-AA5584),IF(AC5583=0,IF(AE5583>-AA5584,AE5583+AA5584,0),IF(AC5583+AE5583>-AA5584,AC5583+AE5583+AA5584,0)),IF(AC5583=Vypocet!$D$18,AE5583+AA5584,AE5583+AA5584-AC5584+AC5583)))","v":{"$error":"#N/A"}},{"$error":"#N/A"},{"$error":"#N/A"},{"$f":"SUM($AF$3:AF5584)","v":{"$error":"#N/A"}},{"$error":"#N/A"},{"$error":"#N/A"},{"$error":"#N/A"},{"$f":"SUM($AJ$3:AJ5584)","v":{"$error":"#N/A"}},{"$error":"#N/A"},{"$error":"#N/A"},{"$error":"#N/A"},{"$f":"IF(AN5584<0,IF(AP5583>-AN5584,AP5583+AN5584,0),IF(AN5584+AP5583<=Vypocet!$D$18,AN5584+AP5583,Vypocet!$D$18))","v":{"$error":"#N/A"}},{"$error":"#N/A"},{"$f":"IF(AND(AP5584<AP5583,AP5584<>0),AR5583,IF(OR(AND(AP5583=0,AN5584<0),AP5583<-AN5584),IF(AP5583=0,IF(AR5583>-AN5584,AR5583+AN5584,0),IF(AP5583+AR5583>-AN5584,AP5583+AR5583+AN5584,0)),IF(AP5583=Vypocet!$D$18,AR5583+AN5584,AR5583+AN5584-AP5584+AP5583)))","v":{"$error":"#N/A"}},{"$error":"#N/A"},{"$error":"#N/A"},{"$f":"SUM($AS$3:AS5584)","v":{"$error":"#N/A"}},{"$error":"#N/A"},{"$error":"#N/A"},{"$error":"#N/A"},{"$f":"SUM($AW$3:AW5584)","v":{"$error":"#N/A"}},{"$f":"IF(V5584=0,IF(U5584=0,IF(AZ5583+Z5584/1000>Vypocet!$D$18,Vypocet!$D$18,AZ5583+Z5584/1000),IF(Z5584/1000+AZ5583-U5584>Vypocet!$D$18,Vypocet!$D$18,Z5584/1000+AZ5583-U5584)),IF(AZ5583=0,0,IF(AZ5583>V5584,AZ5583-V5584,0)))","v":0},0,null,null,null,null,null,null,null,null,null,null,null,null,null,null,null,null,null,null,null,null,null,null,null,null,null,null,null,null,null,null,null,null,null,null,null,null,null,null,null,null,null,null,null,null,null,null,null,null,null,null,null,null,null,null,null,null,null,null,null,null,null,null,null,null,null,null,null,null,null,null,null,null,null,null,null,null,null,null,null,null,null,null,null,null,null,null,null,null,null,null,null,null,null,null,null,null,null,null,null,null,null,null,null,0.66842999999999997,0.63004000000000004,0.48332000000000003,0.39189000000000002,0.46,0.46588000000000002,0.33633000000000002,0.34033999999999998,0.41932000000000003,0.46101999999999999,0.40031,0.54425000000000001,0.3352,0.27033000000000001,0]
[8,44066,2,5617,{"$f":"(FA5619*Vypocet!$D$24)/$FA$2","v":0},{"$f":"(FB5619*Vypocet!$D$24)/$FB$2","v":0},{"$f":"(FC5619*Vypocet!$D$24)/$FC$2","v":0},{"$f":"(FD5619*Vypocet!$D$24)/$FD$2","v":0},{"$f":"(FE5619*Vypocet!$D$24)/$FE$2","v":0},{"$f":"(FF5619*Vypocet!$D$24)/$FF$2","v":0},{"$f":"(FG5619*Vypocet!$D$24)/$FG$2","v":0},{"$f":"(FH5619*Vypocet!$D$24)/$FH$2","v":0},{"$f":"(FI5619*Vypocet!$D$24)/$FI$2","v":0},{"$f":"(FJ5619*Vypocet!$D$24)/$FJ$2","v":0},{"$f":"(FK5619*Vypocet!$D$24)/$FK$2","v":0},{"$f":"(FL5619*Vypocet!$D$24)/$FL$2","v":0},{"$f":"(FM5619*Vypocet!$D$24)/$FM$2","v":0},{"$f":"(FN5619*Vypocet!$D$24)/$FN$2","v":0},{"$f":"(FO5619*Vypocet!$D$24)/$FO$2","v":0},{"$f":"(VLOOKUP(A5619,Voda!$B$3:$AC$15,TDDData!C5619+4,0)*4180*(VLOOKUP(A5619,Voda!$B$3:$AC$15,4,0)-VLOOKUP(A5619,Voda!$B$3:$AC$15,3,0)))/3600000","v":0},0,{"$f":"IF(U5619=0,0,IF(Z5619>0,IF(Z5619/1000<U5619,IF(Z5619/1000<=Vypocet!$D$15,IF(U5619<Vypocet!$D$15,U5619-Z5619/1000,Vypocet!$D$15-Z5619/1000),Vypocet!$D$15),0),IF(U5619>Vypocet!$D$15,Vypocet!$D$15,U5619)))","v":0},0,{"$f":"HLOOKUP(Vypocet!$D$11,TDDData!$E:$S,2+TDDData!D5619,0)","v":{"$error":"#N/A"}},0,0,{"$error":"#N/A"},{"$error":"#N/A"},{"$f":"IF(AA5619<0,IF(AC5618>-AA5619,AC5618+AA5619,0),IF(AA5619+AC5618<=Vypocet!$D$18,AA5619+AC5618,Vypocet!$D$18))","v":{"$error":"#N/A"}},{"$error":"#N/A"},{"$f":"IF(AND(AC5619<AC5618,AC5619<>0),AE5618,IF(OR(AND(AC5618=0,AA5619<0),AC5618<-AA5619),IF(AC5618=0,IF(AE5618>-AA5619,AE5618+AA5619,0),IF(AC5618+AE5618>-AA5619,AC5618+AE5618+AA5619,0)),IF(AC5618=Vypocet!$D$18,AE5618+AA5619,AE5618+AA5619-AC5619+AC5618)))","v":{"$error":"#N/A"}},{"$error":"#N/A"},{"$error":"#N/A"},{"$f":"SUM($AF$3:AF5619)","v":{"$error":"#N/A"}},{"$error":"#N/A"},{"$error":"#N/A"},{"$error":"#N/A"},{"$f":"SUM($AJ$3:AJ5619)","v":{"$error":"#N/A"}},{"$error":"#N/A"},{"$error":"#N/A"},{"$error":"#N/A"},{"$f":"IF(AN5619<0,IF(AP5618>-AN5619,AP5618+AN5619,0),IF(AN5619+AP5618<=Vypocet!$D$18,AN5619+AP5618,Vypocet!$D$18))","v":{"$error":"#N/A"}},{"$error":"#N/A"},{"$f":"IF(AND(AP5619<AP5618,AP5619<>0),AR5618,IF(OR(AND(AP5618=0,AN5619<0),AP5618<-AN5619),IF(AP5618=0,IF(AR5618>-AN5619,AR5618+AN5619,0),IF(AP5618+AR5618>-AN5619,AP5618+AR5618+AN5619,0)),IF(AP5618=Vypocet!$D$18,AR5618+AN5619,AR5618+AN5619-AP5619+AP5618)))","v":{"$error":"#N/A"}},{"$error":"#N/A"},{"$error":"#N/A"},{"$f":"SUM($AS$3:AS5619)","v":{"$error":"#N/A"}},{"$error":"#N/A"},{"$error":"#N/A"},{"$error":"#N/A"},{"$f":"SUM($AW$3:AW5619)","v":{"$error":"#N/A"}},{"$f":"IF(V5619=0,IF(U5619=0,IF(AZ5618+Z5619/1000>Vypocet!$D$18,Vypocet!$D$18,AZ5618+Z5619/1000),IF(Z5619/1000+AZ5618-U5619>Vypocet!$D$18,Vypocet!$D$18,Z5619/1000+AZ5618-U5619)),IF(AZ5618=0,0,IF(AZ5618>V5619,AZ5618-V5619,0)))","v":0},0,null,null,null,null,null,null,null,null,null,null,null,null,null,null,null,null,null,null,null,null,null,null,null,null,null,null,null,null,null,null,null,null,null,null,null,null,null,null,null,null,null,null,null,null,null,null,null,null,null,null,null,null,null,null,null,null,null,null,null,null,null,null,null,null,null,null,null,null,null,null,null,null,null,null,null,null,null,null,null,null,null,null,null,null,null,null,null,null,null,null,null,null,null,null,null,null,null,null,null,null,null,null,null,0.31520999999999999,0.33193,0.26029999999999998,0.23710000000000001,0.187,0.39261000000000001,0.30986000000000002,0.21002000000000001,0.29110999999999998,0.39674999999999999,0.29558000000000001,0.25790999999999997,0.23305999999999999,0.16728000000000001,1]
[8,44068,5,5668,{"$f":"(FA5670*Vypocet!$D$24)/$FA$2","v":0},{"$f":"(FB5670*Vypocet!$D$24)/$FB$2","v":0},{"$f":"(FC5670*Vypocet!$D$24)/$FC$2","v":0},{"$f":"(FD5670*Vypocet!$D$24)/$FD$2","v":0},{"$f":"(FE5670*Vypocet!$D$24)/$FE$2","v":0},{"$f":"(FF5670*Vypocet!$D$24)/$FF$2","v":0},{"$f":"(FG5670*Vypocet!$D$24)/$FG$2","v":0},{"$f":"(FH5670*Vypocet!$D$24)/$FH$2","v":0},{"$f":"(FI5670*Vypocet!$D$24)/$FI$2","v":0},{"$f":"(FJ5670*Vypocet!$D$24)/$FJ$2","v":0},{"$f":"(FK5670*Vypocet!$D$24)/$FK$2","v":0},{"$f":"(FL5670*Vypocet!$D$24)/$FL$2","v":0},{"$f":"(FM5670*Vypocet!$D$24)/$FM$2","v":0},{"$f":"(FN5670*Vypocet!$D$24)/$FN$2","v":0},{"$f":"(FO5670*Vypocet!$D$24)/$FO$2","v":0},{"$f":"(VLOOKUP(A5670,Voda!$B$3:$AC$15,TDDData!C5670+4,0)*4180*(VLOOKUP(A5670,Voda!$B$3:$AC$15,4,0)-VLOOKUP(A5670,Voda!$B$3:$AC$15,3,0)))/3600000","v":0},0,{"$f":"IF(U5670=0,0,IF(Z5670>0,IF(Z5670/1000<U5670,IF(Z5670/1000<=Vypocet!$D$15,IF(U5670<Vypocet!$D$15,U5670-Z5670/1000,Vypocet!$D$15-Z5670/1000),Vypocet!$D$15),0),IF(U5670>Vypocet!$D$15,Vypocet!$D$15,U5670)))","v":0},0,{"$f":"HLOOKUP(Vypocet!$D$11,TDDData!$E:$S,2+TDDData!D5670,0)","v":{"$error":"#N/A"}},0,0,{"$error":"#N/A"},{"$error":"#N/A"},{"$f":"IF(AA5670<0,IF(AC5669>-AA5670,AC5669+AA5670,0),IF(AA5670+AC5669<=Vypocet!$D$18,AA5670+AC5669,Vypocet!$D$18))","v":{"$error":"#N/A"}},{"$error":"#N/A"},{"$f":"IF(AND(AC5670<AC5669,AC5670<>0),AE5669,IF(OR(AND(AC5669=0,AA5670<0),AC5669<-AA5670),IF(AC5669=0,IF(AE5669>-AA5670,AE5669+AA5670,0),IF(AC5669+AE5669>-AA5670,AC5669+AE5669+AA5670,0)),IF(AC5669=Vypocet!$D$18,AE5669+AA5670,AE5669+AA5670-AC5670+AC5669)))","v":{"$error":"#N/A"}},{"$error":"#N/A"},{"$error":"#N/A"},{"$f":"SUM($AF$3:AF5670)","v":{"$error":"#N/A"}},{"$error":"#N/A"},{"$error":"#N/A"},{"$error":"#N/A"},{"$f":"SUM($AJ$3:AJ5670)","v":{"$error":"#N/A"}},{"$error":"#N/A"},{"$error":"#N/A"},{"$error":"#N/A"},{"$f":"IF(AN5670<0,IF(AP5669>-AN5670,AP5669+AN5670,0),IF(AN5670+AP5669<=Vypocet!$D$18,AN5670+AP5669,Vypocet!$D$18))","v":{"$error":"#N/A"}},{"$error":"#N/A"},{"$f":"IF(AND(AP5670<AP5669,AP5670<>0),AR5669,IF(OR(AND(AP5669=0,AN5670<0),AP5669<-AN5670),IF(AP5669=0,IF(AR5669>-AN5670,AR5669+AN5670,0),IF(AP5669+AR5669>-AN5670,AP5669+AR5669+AN5670,0)),IF(AP5669=Vypocet!$D$18,AR5669+AN5670,AR5669+AN5670-AP5670+AP5669)))","v":{"$error":"#N/A"}},{"$error":"#N/A"},{"$error":"#N/A"},{"$f":"SUM($AS$3:AS5670)","v":{"$error":"#N/A"}},{"$error":"#N/A"},{"$error":"#N/A"},{"$error":"#N/A"},{"$f":"SUM($AW$3:AW5670)","v":{"$error":"#N/A"}},{"$f":"IF(V5670=0,IF(U5670=0,IF(AZ5669+Z5670/1000>Vypocet!$D$18,Vypocet!$D$18,AZ5669+Z5670/1000),IF(Z5670/1000+AZ5669-U5670>Vypocet!$D$18,Vypocet!$D$18,Z5670/1000+AZ5669-U5670)),IF(AZ5669=0,0,IF(AZ5669>V5670,AZ5669-V5670,0)))","v":0},0,null,null,null,null,null,null,null,null,null,null,null,null,null,null,null,null,null,null,null,null,null,null,null,null,null,null,null,null,null,null,null,null,null,null,null,null,null,null,null,null,null,null,null,null,null,null,null,null,null,null,null,null,null,null,null,null,null,null,null,null,null,null,null,null,null,null,null,null,null,null,null,null,null,null,null,null,null,null,null,null,null,null,null,null,null,null,null,null,null,null,null,null,null,null,null,null,null,null,null,null,null,null,null,0.28483999999999998,0.29668,0.22947999999999999,0.20513000000000001,0.27592,0.24756,0.21092,0.20543,0.24958,0.20466999999999999,0.26305000000000001,0.24681,0.20108000000000001,0.15728,1]
[8,44069,16,5703,{"$f":"(FA5705*Vypocet!$D$24)/$FA$2","v":0},{"$f":"(FB5705*Vypocet!$D$24)/$FB$2","v":0},{"$f":"(FC5705*Vypocet!$D$24)/$FC$2","v":0},{"$f":"(FD5705*Vypocet!$D$24)/$FD$2","v":0},{"$f":"(FE5705*Vypocet!$D$24)/$FE$2","v":0},{"$f":"(FF5705*Vypocet!$D$24)/$FF$2","v":0},{"$f":"(FG5705*Vypocet!$D$24)/$FG$2","v":0},{"$f":"(FH5705*Vypocet!$D$24)/$FH$2","v":0},{"$f":"(FI5705*Vypocet!$D$24)/$FI$2","v":0},{"$f":"(FJ5705*Vypocet!$D$24)/$FJ$2","v":0},{"$f":"(FK5705*Vypocet!$D$24)/$FK$2","v":0},{"$f":"(FL5705*Vypocet!$D$24)/$FL$2","v":0},{"$f":"(FM5705*Vypocet!$D$24)/$FM$2","v":0},{"$f":"(FN5705*Vypocet!$D$24)/$FN$2","v":0},{"$f":"(FO5705*Vypocet!$D$24)/$FO$2","v":0},{"$f":"(VLOOKUP(A5705,Voda!$B$3:$AC$15,TDDData!C5705+4,0)*4180*(VLOOKUP(A5705,Voda!$B$3:$AC$15,4,0)-VLOOKUP(A5705,Voda!$B$3:$AC$15,3,0)))/3600000","v":0},0,{"$f":"IF(U5705=0,0,IF(Z5705>0,IF(Z5705/1000<U5705,IF(Z5705/1000<=Vypocet!$D$15,IF(U5705<Vypocet!$D$15,U5705-Z5705/1000,Vypocet!$D$15-Z5705/1000),Vypocet!$D$15),0),IF(U5705>Vypocet!$D$15,Vypocet!$D$15,U5705)))","v":0},0,{"$f":"HLOOKUP(Vypocet!$D$11,TDDData!$E:$S,2+TDDData!D5705,0)","v":{"$error":"#N/A"}},809.74,647.79200000000003,{"$error":"#N/A"},{"$error":"#N/A"},{"$f":"IF(AA5705<0,IF(AC5704>-AA5705,AC5704+AA5705,0),IF(AA5705+AC5704<=Vypocet!$D$18,AA5705+AC5704,Vypocet!$D$18))","v":{"$error":"#N/A"}},{"$error":"#N/A"},{"$f":"IF(AND(AC5705<AC5704,AC5705<>0),AE5704,IF(OR(AND(AC5704=0,AA5705<0),AC5704<-AA5705),IF(AC5704=0,IF(AE5704>-AA5705,AE5704+AA5705,0),IF(AC5704+AE5704>-AA5705,AC5704+AE5704+AA5705,0)),IF(AC5704=Vypocet!$D$18,AE5704+AA5705,AE5704+AA5705-AC5705+AC5704)))","v":{"$error":"#N/A"}},{"$error":"#N/A"},{"$error":"#N/A"},{"$f":"SUM($AF$3:AF5705)","v":{"$error":"#N/A"}},{"$error":"#N/A"},{"$error":"#N/A"},{"$error":"#N/A"},{"$f":"SUM($AJ$3:AJ5705)","v":{"$error":"#N/A"}},{"$error":"#N/A"},{"$error":"#N/A"},{"$error":"#N/A"},{"$f":"IF(AN5705<0,IF(AP5704>-AN5705,AP5704+AN5705,0),IF(AN5705+AP5704<=Vypocet!$D$18,AN5705+AP5704,Vypocet!$D$18))","v":{"$error":"#N/A"}},{"$error":"#N/A"},{"$f":"IF(AND(AP5705<AP5704,AP5705<>0),AR5704,IF(OR(AND(AP5704=0,AN5705<0),AP5704<-AN5705),IF(AP5704=0,IF(AR5704>-AN5705,AR5704+AN5705,0),IF(AP5704+AR5704>-AN5705,AP5704+AR5704+AN5705,0)),IF(AP5704=Vypocet!$D$18,AR5704+AN5705,AR5704+AN5705-AP5705+AP5704)))","v":{"$error":"#N/A"}},{"$error":"#N/A"},{"$error":"#N/A"},{"$f":"SUM($AS$3:AS5705)","v":{"$error":"#N/A"}},{"$error":"#N/A"},{"$f":"IF(AV5705>AV5704,AV5705-AV5704,0)","v":{"$error":"#N/A"}},{"$error":"#N/A"},{"$f":"SUM($AW$3:AW5705)","v":{"$error":"#N/A"}},{"$f":"IF(V5705=0,IF(U5705=0,IF(AZ5704+Z5705/1000>Vypocet!$D$18,Vypocet!$D$18,AZ5704+Z5705/1000),IF(Z5705/1000+AZ5704-U5705>Vypocet!$D$18,Vypocet!$D$18,Z5705/1000+AZ5704-U5705)),IF(AZ5704=0,0,IF(AZ5704>V5705,AZ5704-V5705,0)))","v":0},0,null,null,null,null,null,null,null,null,null,null,null,null,null,null,null,null,null,null,null,null,null,null,null,null,null,null,null,null,null,null,null,null,null,null,null,null,null,null,null,null,null,null,null,null,null,null,null,null,null,null,null,null,null,null,null,null,null,null,null,null,null,null,null,null,null,null,null,null,null,null,null,null,null,null,null,null,null,null,null,null,null,null,null,null,null,null,null,null,null,null,null,null,null,null,null,null,null,null,null,null,null,null,null,0.66559000000000001,0.5706,0.44916,0.37953999999999999,0.47654999999999997,0.38339000000000001,0.27067000000000002,0.47342000000000001,0.61668000000000001,0.49063000000000001,0.41254999999999997,0.44346999999999998,0.32923999999999998,0.28131,0]
[8,44070,9,5720,{"$f":"(FA5722*Vypocet!$D$24)/$FA$2","v":0},{"$f":"(FB5722*Vypocet!$D$24)/$FB$2","v":0},{"$f":"(FC5722*Vypocet!$D$24)/$FC$2","v":0},{"$f":"(FD5722*Vypocet!$D$24)/$FD$2","v":0},{"$f":"(FE5722*Vypocet!$D$24)/$FE$2","v":0},{"$f":"(FF5722*Vypocet!$D$24)/$FF$2","v":0},{"$f":"(FG5722*Vypocet!$D$24)/$FG$2","v":0},{"$f":"(FH5722*Vypocet!$D$24)/$FH$2","v":0},{"$f":"(FI5722*Vypocet!$D$24)/$FI$2","v":0},{"$f":"(FJ5722*Vypocet!$D$24)/$FJ$2","v":0},{"$f":"(FK5722*Vypocet!$D$24)/$FK$2","v":0},{"$f":"(FL5722*Vypocet!$D$24)/$FL$2","v":0},{"$f":"(FM5722*Vypocet!$D$24)/$FM$2","v":0},{"$f":"(FN5722*Vypocet!$D$24)/$FN$2","v":0},{"$f":"(FO5722*Vypocet!$D$24)/$FO$2","v":0},{"$f":"(VLOOKUP(A5722,Voda!$B$3:$AC$15,TDDData!C5722+4,0)*4180*(VLOOKUP(A5722,Voda!$B$3:$AC$15,4,0)-VLOOKUP(A5722,Voda!$B$3:$AC$15,3,0)))/3600000","v":0},0,{"$f":"IF(U5722=0,0,IF(Z5722>0,IF(Z5722/1000<U5722,IF(Z5722/1000<=Vypocet!$D$15,IF(U5722<Vypocet!$D$15,U5722-Z5722/1000,Vypocet!$D$15-Z5722/1000),Vypocet!$D$15),0),IF(U5722>Vypocet!$D$15,Vypocet!$D$15,U5722)))","v":0},0,{"$f":"HLOOKUP(Vypocet!$D$11,TDDData!$E:$S,2+TDDData!D5722,0)","v":{"$error":"#N/A"}},664.68,531.74400000000003,{"$error":"#N/A"},{"$error":"#N/A"},{"$f":"IF(AA5722<0,IF(AC5721>-AA5722,AC5721+AA5722,0),IF(AA5722+AC5721<=Vypocet!$D$18,AA5722+AC5721,Vypocet!$D$18))","v":{"$error":"#N/A"}},{"$error":"#N/A"},{"$f":"IF(AND(AC5722<AC5721,AC5722<>0),AE5721,IF(OR(AND(AC5721=0,AA5722<0),AC5721<-AA5722),IF(AC5721=0,IF(AE5721>-AA5722,AE5721+AA5722,0),IF(AC5721+AE5721>-AA5722,AC5721+AE5721+AA5722,0)),IF(AC5721=Vypocet!$D$18,AE5721+AA5722,AE5721+AA5722-AC5722+AC5721)))","v":{"$error":"#N/A"}},{"$error":"#N/A"},{"$error":"#N/A"},{"$f":"SUM($AF$3:AF5722)","v":{"$error":"#N/A"}},{"$error":"#N/A"},{"$error":"#N/A"},{"$error":"#N/A"},{"$f":"SUM($AJ$3:AJ5722)","v":{"$error":"#N/A"}},{"$error":"#N/A"},{"$error":"#N/A"},{"$error":"#N/A"},{"$f":"IF(AN5722<0,IF(AP5721>-AN5722,AP5721+AN5722,0),IF(AN5722+AP5721<=Vypocet!$D$18,AN5722+AP5721,Vypocet!$D$18))","v":{"$error":"#N/A"}},{"$error":"#N/A"},{"$f":"IF(AND(AP5722<AP5721,AP5722<>0),AR5721,IF(OR(AND(AP5721=0,AN5722<0),AP5721<-AN5722),IF(AP5721=0,IF(AR5721>-AN5722,AR5721+AN5722,0),IF(AP5721+AR5721>-AN5722,AP5721+AR5721+AN5722,0)),IF(AP5721=Vypocet!$D$18,AR5721+AN5722,AR5721+AN5722-AP5722+AP5721)))","v":{"$error":"#N/A"}},{"$error":"#N/A"},{"$error":"#N/A"},{"$f":"SUM($AS$3:AS5722)","v":{"$error":"#N/A"}},{"$error":"#N/A"},{"$error":"#N/A"},{"$error":"#N/A"},{"$f":"SUM($AW$3:AW5722)","v":{"$error":"#N/A"}},{"$f":"IF(V5722=0,IF(U5722=0,IF(AZ5721+Z5722/1000>Vypocet!$D$18,Vypocet!$D$18,AZ5721+Z5722/1000),IF(Z5722/1000+AZ5721-U5722>Vypocet!$D$18,Vypocet!$D$18,Z5722/1000+AZ5721-U5722)),IF(AZ5721=0,0,IF(AZ5721>V5722,AZ5721-V5722,0)))","v":0},0,null,null,null,null,null,null,null,null,null,null,null,null,null,null,null,null,null,null,null,null,null,null,null,null,null,null,null,null,null,null,null,null,null,null,null,null,null,null,null,null,null,null,null,null,null,null,null,null,null,null,null,null,null,null,null,null,null,null,null,null,null,null,null,null,null,null,null,null,null,null,null,null,null,null,null,null,null,null,null,null,null,null,null,null,null,null,null,null,null,null,null,null,null,null,null,null,null,null,null,null,null,null,null,0.63959999999999995,0.59423999999999999,0.41517999999999999,0.37025999999999998,0.25407999999999997,0.27165,0.24568000000000001,0.21057999999999999,0.26751000000000003,0.22165000000000001,0.21293000000000001,0.27495000000000003,0.24396000000000001,0.23239000000000001,0]
[8,44072,12,5771,{"$f":"(FA5773*Vypocet!$D$24)/$FA$2","v":0},{"$f":"(FB5773*Vypocet!$D$24)/$FB$2","v":0},{"$f":"(FC5773*Vypocet!$D$24)/$FC$2","v":0},{"$f":"(FD5773*Vypocet!$D$24)/$FD$2","v":0},{"$f":"(FE5773*Vypocet!$D$24)/$FE$2","v":0},{"$f":"(FF5773*Vypocet!$D$24)/$FF$2","v":0},{"$f":"(FG5773*Vypocet!$D$24)/$FG$2","v":0},{"$f":"(FH5773*Vypocet!$D$24)/$FH$2","v":0},{"$f":"(FI5773*Vypocet!$D$24)/$FI$2","v":0},{"$f":"(FJ5773*Vypocet!$D$24)/$FJ$2","v":0},{"$f":"(FK5773*Vypocet!$D$24)/$FK$2","v":0},{"$f":"(FL5773*Vypocet!$D$24)/$FL$2","v":0},{"$f":"(FM5773*Vypocet!$D$24)/$FM$2","v":0},{"$f":"(FN5773*Vypocet!$D$24)/$FN$2","v":0},{"$f":"(FO5773*Vypocet!$D$24)/$FO$2","v":0},{"$f":"(VLOOKUP(A5773,Voda!$B$3:$AC$15,TDDData!C5773+4,0)*4180*(VLOOKUP(A5773,Voda!$B$3:$AC$15,4,0)-VLOOKUP(A5773,Voda!$B$3:$AC$15,3,0)))/3600000","v":0},0,{"$f":"IF(U5773=0,0,IF(Z5773>0,IF(Z5773/1000<U5773,IF(Z5773/1000<=Vypocet!$D$15,IF(U5773<Vypocet!$D$15,U5773-Z5773/1000,Vypocet!$D$15-Z5773/1000),Vypocet!$D$15),0),IF(U5773>Vypocet!$D$15,Vypocet!$D$15,U5773)))","v":0},0,{"$f":"HLOOKUP(Vypocet!$D$11,TDDData!$E:$S,2+TDDData!D5773,0)","v":{"$error":"#N/A"}},1102.5999999999999,882.07999999999993,{"$error":"#N/A"},{"$error":"#N/A"},{"$f":"IF(AA5773<0,IF(AC5772>-AA5773,AC5772+AA5773,0),IF(AA5773+AC5772<=Vypocet!$D$18,AA5773+AC5772,Vypocet!$D$18))","v":{"$error":"#N/A"}},{"$error":"#N/A"},{"$f":"IF(AND(AC5773<AC5772,AC5773<>0),AE5772,IF(OR(AND(AC5772=0,AA5773<0),AC5772<-AA5773),IF(AC5772=0,IF(AE5772>-AA5773,AE5772+AA5773,0),IF(AC5772+AE5772>-AA5773,AC5772+AE5772+AA5773,0)),IF(AC5772=Vypocet!$D$18,AE5772+AA5773,AE5772+AA5773-AC5773+AC5772)))","v":{"$error":"#N/A"}},{"$error":"#N/A"},{"$f":"IF(AE5773+AC5773>-AA5773,0,IF(AND(AE5773=0,AC5773=0),-AA5773,-AA5773-AE5773-AC5773))","v":{"$error":"#N/A"}},{"$f":"SUM($AF$3:AF5773)","v":{"$error":"#N/A"}},{"$error":"#N/A"},{"$error":"#N/A"},{"$error":"#N/A"},{"$f":"SUM($AJ$3:AJ5773)","v":{"$error":"#N/A"}},{"$error":"#N/A"},{"$error":"#N/A"},{"$error":"#N/A"},{"$f":"IF(AN5773<0,IF(AP5772>-AN5773,AP5772+AN5773,0),IF(AN5773+AP5772<=Vypocet!$D$18,AN5773+AP5772,Vypocet!$D$18))","v":{"$error":"#N/A"}},{"$error":"#N/A"},{"$f":"IF(AND(AP5773<AP5772,AP5773<>0),AR5772,IF(OR(AND(AP5772=0,AN5773<0),AP5772<-AN5773),IF(AP5772=0,IF(AR5772>-AN5773,AR5772+AN5773,0),IF(AP5772+AR5772>-AN5773,AP5772+AR5772+AN5773,0)),IF(AP5772=Vypocet!$D$18,AR5772+AN5773,AR5772+AN5773-AP5773+AP5772)))","v":{"$error":"#N/A"}},{"$error":"#N/A"},{"$f":"IF(AR5773+AP5773>-AN5773,0,IF(AND(AR5773=0,AP5773=0),-AN5773,-AN5773-AR5773-AP5773))","v":{"$error":"#N/A"}},{"$f":"SUM($AS$3:AS5773)","v":{"$error":"#N/A"}},{"$error":"#N/A"},{"$error":"#N/A"},{"$error":"#N/A"},{"$f":"SUM($AW$3:AW5773)","v":{"$error":"#N/A"}},{"$f":"IF(V5773=0,IF(U5773=0,IF(AZ5772+Z5773/1000>Vypocet!$D$18,Vypocet!$D$18,AZ5772+Z5773/1000),IF(Z5773/1000+AZ5772-U5773>Vypocet!$D$18,Vypocet!$D$18,Z5773/1000+AZ5772-U5773)),IF(AZ5772=0,0,IF(AZ5772>V5773,AZ5772-V5773,0)))","v":0},0,null,null,null,null,null,null,null,null,null,null,null,null,null,null,null,null,null,null,null,null,null,null,null,null,null,null,null,null,null,null,null,null,null,null,null,null,null,null,null,null,null,null,null,null,null,null,null,null,null,null,null,null,null,null,null,null,null,null,null,null,null,null,null,null,null,null,null,null,null,null,null,null,null,null,null,null,null,null,null,null,null,null,null,null,null,null,null,null,null,null,null,null,null,null,null,null,null,null,null,null,null,null,null,0.74453999999999998,0.63634000000000002,0.48202,0.44101000000000001,0.38866000000000001,0.37479000000000001,0.24060000000000001,0.29033999999999999,0.39846999999999999,0.36882999999999999,0.31315999999999999,0.29171999999999998,0.38714999999999999,0.26233000000000001,0]
[8,44073,3,5786,{"$f":"(FA5788*Vypocet!$D$24)/$FA$2","v":0},{"$f":"(FB5788*Vypocet!$D$24)/$FB$2","v":0},{"$f":"(FC5788*Vypocet!$D$24)/$FC$2","v":0},{"$f":"(FD5788*Vypocet!$D$24)/$FD$2","v":0},{"$f":"(FE5788*Vypocet!$D$24)/$FE$2","v":0},{"$f":"(FF5788*Vypocet!$D$24)/$FF$2","v":0},{"$f":"(FG5788*Vypocet!$D$24)/$FG$2","v":0},{"$f":"(FH5788*Vypocet!$D$24)/$FH$2","v":0},{"$f":"(FI5788*Vypocet!$D$24)/$FI$2","v":0},{"$f":"(FJ5788*Vypocet!$D$24)/$FJ$2","v":0},{"$f":"(FK5788*Vypocet!$D$24)/$FK$2","v":0},{"$f":"(FL5788*Vypocet!$D$24)/$FL$2","v":0},{"$f":"(FM5788*Vypocet!$D$24)/$FM$2","v":0},{"$f":"(FN5788*Vypocet!$D$24)/$FN$2","v":0},{"$f":"(FO5788*Vypocet!$D$24)/$FO$2","v":0},{"$f":"(VLOOKUP(A5788,Voda!$B$3:$AC$15,TDDData!C5788+4,0)*4180*(VLOOKUP(A5788,Voda!$B$3:$AC$15,4,0)-VLOOKUP(A5788,Voda!$B$3:$AC$15,3,0)))/3600000","v":0},0,{"$f":"IF(U5788=0,0,IF(Z5788>0,IF(Z5788/1000<U5788,IF(Z5788/1000<=Vypocet!$D$15,IF(U5788<Vypocet!$D$15,U5788-Z5788/1000,Vypocet!$D$15-Z5788/1000),Vypocet!$D$15),0),IF(U5788>Vypocet!$D$15,Vypocet!$D$15,U5788)))","v":0},0,{"$f":"HLOOKUP(Vypocet!$D$11,TDDData!$E:$S,2+TDDData!D5788,0)","v":{"$error":"#N/A"}},0,0,{"$error":"#N/A"},{"$error":"#N/A"},{"$f":"IF(AA5788<0,IF(AC5787>-AA5788,AC5787+AA5788,0),IF(AA5788+AC5787<=Vypocet!$D$18,AA5788+AC5787,Vypocet!$D$18))","v":{"$error":"#N/A"}},{"$error":"#N/A"},{"$f":"IF(AND(AC5788<AC5787,AC5788<>0),AE5787,IF(OR(AND(AC5787=0,AA5788<0),AC5787<-AA5788),IF(AC5787=0,IF(AE5787>-AA5788,AE5787+AA5788,0),IF(AC5787+AE5787>-AA5788,AC5787+AE5787+AA5788,0)),IF(AC5787=Vypocet!$D$18,AE5787+AA5788,AE5787+AA5788-AC5788+AC5787)))","v":{"$error":"#N/A"}},{"$error":"#N/A"},{"$error":"#N/A"},{"$f":"SUM($AF$3:AF5788)","v":{"$error":"#N/A"}},{"$error":"#N/A"},{"$error":"#N/A"},{"$error":"#N/A"},{"$f":"SUM($AJ$3:AJ5788)","v":{"$error":"#N/A"}},{"$error":"#N/A"},{"$error":"#N/A"},{"$error":"#N/A"},{"$f":"IF(AN5788<0,IF(AP5787>-AN5788,AP5787+AN5788,0),IF(AN5788+AP5787<=Vypocet!$D$18,AN5788+AP5787,Vypocet!$D$18))","v":{"$error":"#N/A"}},{"$error":"#N/A"},{"$f":"IF(AND(AP5788<AP5787,AP5788<>0),AR5787,IF(OR(AND(AP5787=0,AN5788<0),AP5787<-AN5788),IF(AP5787=0,IF(AR5787>-AN5788,AR5787+AN5788,0),IF(AP5787+AR5787>-AN5788,AP5787+AR5787+AN5788,0)),IF(AP5787=Vypocet!$D$18,AR5787+AN5788,AR5787+AN5788-AP5788+AP5787)))","v":{"$error":"#N/A"}},{"$error":"#N/A"},{"$error":"#N/A"},{"$f":"SUM($AS$3:AS5788)","v":{"$error":"#N/A"}},{"$error":"#N/A"},{"$error":"#N/A"},{"$error":"#N/A"},{"$f":"SUM($AW$3:AW5788)","v":{"$error":"#N/A"}},{"$f":"IF(V5788=0,IF(U5788=0,IF(AZ5787+Z5788/1000>Vypocet!$D$18,Vypocet!$D$18,AZ5787+Z5788/1000),IF(Z5788/1000+AZ5787-U5788>Vypocet!$D$18,Vypocet!$D$18,Z5788/1000+AZ5787-U5788)),IF(AZ5787=0,0,IF(AZ5787>V5788,AZ5787-V5788,0)))","v":0},0,null,null,null,null,null,null,null,null,null,null,null,null,null,null,null,null,null,null,null,null,null,null,null,null,null,null,null,null,null,null,null,null,null,null,null,null,null,null,null,null,null,null,null,null,null,null,null,null,null,null,null,null,null,null,null,null,null,null,null,null,null,null,null,null,null,null,null,null,null,null,null,null,null,null,null,null,null,null,null,null,null,null,null,null,null,null,null,null,null,null,null,null,null,null,null,null,null,null,null,null,null,null,null,0.30984,0.31347000000000003,0.23402000000000001,0.22314999999999999,0.30939,0.38234000000000001,0.34127000000000002,0.21456,0.29249999999999998,0.35471000000000003,0.40705000000000002,0.25072,0.2114,0.16555,1]
[8,44074,15,5822,{"$f":"(FA5824*Vypocet!$D$24)/$FA$2","v":0},{"$f":"(FB5824*Vypocet!$D$24)/$FB$2","v":0},{"$f":"(FC5824*Vypocet!$D$24)/$FC$2","v":0},{"$f":"(FD5824*Vypocet!$D$24)/$FD$2","v":0},{"$f":"(FE5824*Vypocet!$D$24)/$FE$2","v":0},{"$f":"(FF5824*Vypocet!$D$24)/$FF$2","v":0},{"$f":"(FG5824*Vypocet!$D$24)/$FG$2","v":0},{"$f":"(FH5824*Vypocet!$D$24)/$FH$2","v":0},{"$f":"(FI5824*Vypocet!$D$24)/$FI$2","v":0},{"$f":"(FJ5824*Vypocet!$D$24)/$FJ$2","v":0},{"$f":"(FK5824*Vypocet!$D$24)/$FK$2","v":0},{"$f":"(FL5824*Vypocet!$D$24)/$FL$2","v":0},{"$f":"(FM5824*Vypocet!$D$24)/$FM$2","v":0},{"$f":"(FN5824*Vypocet!$D$24)/$FN$2","v":0},{"$f":"(FO5824*Vypocet!$D$24)/$FO$2","v":0},{"$f":"(VLOOKUP(A5824,Voda!$B$3:$AC$15,TDDData!C5824+4,0)*4180*(VLOOKUP(A5824,Voda!$B$3:$AC$15,4,0)-VLOOKUP(A5824,Voda!$B$3:$AC$15,3,0)))/3600000","v":0},0,{"$f":"IF(U5824=0,0,IF(Z5824>0,IF(Z5824/1000<U5824,IF(Z5824/1000<=Vypocet!$D$15,IF(U5824<Vypocet!$D$15,U5824-Z5824/1000,Vypocet!$D$15-Z5824/1000),Vypocet!$D$15),0),IF(U5824>Vypocet!$D$15,Vypocet!$D$15,U5824)))","v":0},0,{"$f":"HLOOKUP(Vypocet!$D$11,TDDData!$E:$S,2+TDDData!D5824,0)","v":{"$error":"#N/A"}},933.72,746.97600000000011,{"$error":"#N/A"},{"$error":"#N/A"},{"$f":"IF(AA5824<0,IF(AC5823>-AA5824,AC5823+AA5824,0),IF(AA5824+AC5823<=Vypocet!$D$18,AA5824+AC5823,Vypocet!$D$18))","v":{"$error":"#N/A"}},{"$error":"#N/A"},{"$f":"IF(AND(AC5824<AC5823,AC5824<>0),AE5823,IF(OR(AND(AC5823=0,AA5824<0),AC5823<-AA5824),IF(AC5823=0,IF(AE5823>-AA5824,AE5823+AA5824,0),IF(AC5823+AE5823>-AA5824,AC5823+AE5823+AA5824,0)),IF(AC5823=Vypocet!$D$18,AE5823+AA5824,AE5823+AA5824-AC5824+AC5823)))","v":{"$error":"#N/A"}},{"$error":"#N/A"},{"$error":"#N/A"},{"$f":"SUM($AF$3:AF5824)","v":{"$error":"#N/A"}},{"$error":"#N/A"},{"$error":"#N/A"},{"$error":"#N/A"},{"$f":"SUM($AJ$3:AJ5824)","v":{"$error":"#N/A"}},{"$error":"#N/A"},{"$error":"#N/A"},{"$error":"#N/A"},{"$f":"IF(AN5824<0,IF(AP5823>-AN5824,AP5823+AN5824,0),IF(AN5824+AP5823<=Vypocet!$D$18,AN5824+AP5823,Vypocet!$D$18))","v":{"$error":"#N/A"}},{"$error":"#N/A"},{"$f":"IF(AND(AP5824<AP5823,AP5824<>0),AR5823,IF(OR(AND(AP5823=0,AN5824<0),AP5823<-AN5824),IF(AP5823=0,IF(AR5823>-AN5824,AR5823+AN5824,0),IF(AP5823+AR5823>-AN5824,AP5823+AR5823+AN5824,0)),IF(AP5823=Vypocet!$D$18,AR5823+AN5824,AR5823+AN5824-AP5824+AP5823)))","v":{"$error":"#N/A"}},{"$error":"#N/A"},{"$error":"#N/A"},{"$f":"SUM($AS$3:AS5824)","v":{"$error":"#N/A"}},{"$error":"#N/A"},{"$error":"#N/A"},{"$error":"#N/A"},{"$f":"SUM($AW$3:AW5824)","v":{"$error":"#N/A"}},{"$f":"IF(V5824=0,IF(U5824=0,IF(AZ5823+Z5824/1000>Vypocet!$D$18,Vypocet!$D$18,AZ5823+Z5824/1000),IF(Z5824/1000+AZ5823-U5824>Vypocet!$D$18,Vypocet!$D$18,Z5824/1000+AZ5823-U5824)),IF(AZ5823=0,0,IF(AZ5823>V5824,AZ5823-V5824,0)))","v":0},0,null,null,null,null,null,null,null,null,null,null,null,null,null,null,null,null,null,null,null,null,null,null,null,null,null,null,null,null,null,null,null,null,null,null,null,null,null,null,null,null,null,null,null,null,null,null,null,null,null,null,null,null,null,null,null,null,null,null,null,null,null,null,null,null,null,null,null,null,null,null,null,null,null,null,null,null,null,null,null,null,null,null,null,null,null,null,null,null,null,null,null,null,null,null,null,null,null,null,null,null,null,null,null,0.44733000000000001,0.43540000000000001,0.34445999999999999,0.53363000000000005,0.50438000000000005,0.53935,0.54086000000000001,0.44625999999999999,0.57998000000000005,0.61990000000000001,0.71840000000000004,0.47121000000000002,0.44795000000000001,0.37544,0]
[9,44076,2,5857,{"$f":"(FA5859*Vypocet!$D$24)/$FA$2","v":0},{"$f":"(FB5859*Vypocet!$D$24)/$FB$2","v":0},{"$f":"(FC5859*Vypocet!$D$24)/$FC$2","v":0},{"$f":"(FD5859*Vypocet!$D$24)/$FD$2","v":0},{"$f":"(FE5859*Vypocet!$D$24)/$FE$2","v":0},{"$f":"(FF5859*Vypocet!$D$24)/$FF$2","v":0},{"$f":"(FG5859*Vypocet!$D$24)/$FG$2","v":0},{"$f":"(FH5859*Vypocet!$D$24)/$FH$2","v":0},{"$f":"(FI5859*Vypocet!$D$24)/$FI$2","v":0},{"$f":"(FJ5859*Vypocet!$D$24)/$FJ$2","v":0},{"$f":"(FK5859*Vypocet!$D$24)/$FK$2","v":0},{"$f":"(FL5859*Vypocet!$D$24)/$FL$2","v":0},{"$f":"(FM5859*Vypocet!$D$24)/$FM$2","v":0},{"$f":"(FN5859*Vypocet!$D$24)/$FN$2","v":0},{"$f":"(FO5859*Vypocet!$D$24)/$FO$2","v":0},{"$f":"(VLOOKUP(A5859,Voda!$B$3:$AC$15,TDDData!C5859+4,0)*4180*(VLOOKUP(A5859,Voda!$B$3:$AC$15,4,0)-VLOOKUP(A5859,Voda!$B$3:$AC$15,3,0)))/3600000","v":0},0,{"$f":"IF(U5859=0,0,IF(Z5859>0,IF(Z5859/1000<U5859,IF(Z5859/1000<=Vypocet!$D$15,IF(U5859<Vypocet!$D$15,U5859-Z5859/1000,Vypocet!$D$15-Z5859/1000),Vypocet!$D$15),0),IF(U5859>Vypocet!$D$15,Vypocet!$D$15,U5859)))","v":0},0,{"$f":"HLOOKUP(Vypocet!$D$11,TDDData!$E:$S,2+TDDData!D5859,0)","v":{"$error":"#N/A"}},0,0,{"$error":"#N/A"},{"$error":"#N/A"},{"$f":"IF(AA5859<0,IF(AC5858>-AA5859,AC5858+AA5859,0),IF(AA5859+AC5858<=Vypocet!$D$18,AA5859+AC5858,Vypocet!$D$18))","v":{"$error":"#N/A"}},{"$error":"#N/A"},{"$f":"IF(AND(AC5859<AC5858,AC5859<>0),AE5858,IF(OR(AND(AC5858=0,AA5859<0),AC5858<-AA5859),IF(AC5858=0,IF(AE5858>-AA5859,AE5858+AA5859,0),IF(AC5858+AE5858>-AA5859,AC5858+AE5858+AA5859,0)),IF(AC5858=Vypocet!$D$18,AE5858+AA5859,AE5858+AA5859-AC5859+AC5858)))","v":{"$error":"#N/A"}},{"$error":"#N/A"},{"$error":"#N/A"},{"$f":"SUM($AF$3:AF5859)","v":{"$error":"#N/A"}},{"$error":"#N/A"},{"$error":"#N/A"},{"$error":"#N/A"},{"$f":"SUM($AJ$3:AJ5859)","v":{"$error":"#N/A"}},{"$error":"#N/A"},{"$error":"#N/A"},{"$error":"#N/A"},{"$f":"IF(AN5859<0,IF(AP5858>-AN5859,AP5858+AN5859,0),IF(AN5859+AP5858<=Vypocet!$D$18,AN5859+AP5858,Vypocet!$D$18))","v":{"$error":"#N/A"}},{"$error":"#N/A"},{"$f":"IF(AND(AP5859<AP5858,AP5859<>0),AR5858,IF(OR(AND(AP5858=0,AN5859<0),AP5858<-AN5859),IF(AP5858=0,IF(AR5858>-AN5859,AR5858+AN5859,0),IF(AP5858+AR5858>-AN5859,AP5858+AR5858+AN5859,0)),IF(AP5858=Vypocet!$D$18,AR5858+AN5859,AR5858+AN5859-AP5859+AP5858)))","v":{"$error":"#N/A"}},{"$error":"#N/A"},{"$error":"#N/A"},{"$f":"SUM($AS$3:AS5859)","v":{"$error":"#N/A"}},{"$error":"#N/A"},{"$error":"#N/A"},{"$error":"#N/A"},{"$f":"SUM($AW$3:AW5859)","v":{"$error":"#N/A"}},{"$f":"IF(V5859=0,IF(U5859=0,IF(AZ5858+Z5859/1000>Vypocet!$D$18,Vypocet!$D$18,AZ5858+Z5859/1000),IF(Z5859/1000+AZ5858-U5859>Vypocet!$D$18,Vypocet!$D$18,Z5859/1000+AZ5858-U5859)),IF(AZ5858=0,0,IF(AZ5858>V5859,AZ5858-V5859,0)))","v":0},0,null,null,null,null,null,null,null,null,null,null,null,null,null,null,null,null,null,null,null,null,null,null,null,null,null,null,null,null,null,null,null,null,null,null,null,null,null,null,null,null,null,null,null,null,null,null,null,null,null,null,null,null,null,null,null,null,null,null,null,null,null,null,null,null,null,null,null,null,null,null,null,null,null,null,null,null,null,null,null,null,null,null,null,null,null,null,null,null,null,null,null,null,null,null,null,null,null,null,null,null,null,null,null,0.30082999999999999,0.32121,0.22295999999999999,0.2024,0.43676999999999999,0.32061000000000001,0.39724999999999999,0.40437000000000001,0.37137999999999999,0.38673999999999997,0.43482999999999999,0.32736999999999999,0.20704,0.17646000000000001,1]
[9,44078,5,5908,{"$f":"(FA5910*Vypocet!$D$24)/$FA$2","v":0},{"$f":"(FB5910*Vypocet!$D$24)/$FB$2","v":0},{"$f":"(FC5910*Vypocet!$D$24)/$FC$2","v":0},{"$f":"(FD5910*Vypocet!$D$24)/$FD$2","v":0},{"$f":"(FE5910*Vypocet!$D$24)/$FE$2","v":0},{"$f":"(FF5910*Vypocet!$D$24)/$FF$2","v":0},{"$f":"(FG5910*Vypocet!$D$24)/$FG$2","v":0},{"$f":"(FH5910*Vypocet!$D$24)/$FH$2","v":0},{"$f":"(FI5910*Vypocet!$D$24)/$FI$2","v":0},{"$f":"(FJ5910*Vypocet!$D$24)/$FJ$2","v":0},{"$f":"(FK5910*Vypocet!$D$24)/$FK$2","v":0},{"$f":"(FL5910*Vypocet!$D$24)/$FL$2","v":0},{"$f":"(FM5910*Vypocet!$D$24)/$FM$2","v":0},{"$f":"(FN5910*Vypocet!$D$24)/$FN$2","v":0},{"$f":"(FO5910*Vypocet!$D$24)/$FO$2","v":0},{"$f":"(VLOOKUP(A5910,Voda!$B$3:$AC$15,TDDData!C5910+4,0)*4180*(VLOOKUP(A5910,Voda!$B$3:$AC$15,4,0)-VLOOKUP(A5910,Voda!$B$3:$AC$15,3,0)))/3600000","v":0},0,{"$f":"IF(U5910=0,0,IF(Z5910>0,IF(Z5910/1000<U5910,IF(Z5910/1000<=Vypocet!$D$15,IF(U5910<Vypocet!$D$15,U5910-Z5910/1000,Vypocet!$D$15-Z5910/1000),Vypocet!$D$15),0),IF(U5910>Vypocet!$D$15,Vypocet!$D$15,U5910)))","v":0},0,{"$f":"HLOOKUP(Vypocet!$D$11,TDDData!$E:$S,2+TDDData!D5910,0)","v":{"$error":"#N/A"}},0,0,{"$error":"#N/A"},{"$error":"#N/A"},{"$f":"IF(AA5910<0,IF(AC5909>-AA5910,AC5909+AA5910,0),IF(AA5910+AC5909<=Vypocet!$D$18,AA5910+AC5909,Vypocet!$D$18))","v":{"$error":"#N/A"}},{"$error":"#N/A"},{"$f":"IF(AND(AC5910<AC5909,AC5910<>0),AE5909,IF(OR(AND(AC5909=0,AA5910<0),AC5909<-AA5910),IF(AC5909=0,IF(AE5909>-AA5910,AE5909+AA5910,0),IF(AC5909+AE5909>-AA5910,AC5909+AE5909+AA5910,0)),IF(AC5909=Vypocet!$D$18,AE5909+AA5910,AE5909+AA5910-AC5910+AC5909)))","v":{"$error":"#N/A"}},{"$error":"#N/A"},{"$error":"#N/A"},{"$f":"SUM($AF$3:AF5910)","v":{"$error":"#N/A"}},{"$error":"#N/A"},{"$error":"#N/A"},{"$error":"#N/A"},{"$f":"SUM($AJ$3:AJ5910)","v":{"$error":"#N/A"}},{"$error":"#N/A"},{"$error":"#N/A"},{"$error":"#N/A"},{"$f":"IF(AN5910<0,IF(AP5909>-AN5910,AP5909+AN5910,0),IF(AN5910+AP5909<=Vypocet!$D$18,AN5910+AP5909,Vypocet!$D$18))","v":{"$error":"#N/A"}},{"$error":"#N/A"},{"$f":"IF(AND(AP5910<AP5909,AP5910<>0),AR5909,IF(OR(AND(AP5909=0,AN5910<0),AP5909<-AN5910),IF(AP5909=0,IF(AR5909>-AN5910,AR5909+AN5910,0),IF(AP5909+AR5909>-AN5910,AP5909+AR5909+AN5910,0)),IF(AP5909=Vypocet!$D$18,AR5909+AN5910,AR5909+AN5910-AP5910+AP5909)))","v":{"$error":"#N/A"}},{"$error":"#N/A"},{"$error":"#N/A"},{"$f":"SUM($AS$3:AS5910)","v":{"$error":"#N/A"}},{"$error":"#N/A"},{"$error":"#N/A"},{"$error":"#N/A"},{"$f":"SUM($AW$3:AW5910)","v":{"$error":"#N/A"}},{"$f":"IF(V5910=0,IF(U5910=0,IF(AZ5909+Z5910/1000>Vypocet!$D$18,Vypocet!$D$18,AZ5909+Z5910/1000),IF(Z5910/1000+AZ5909-U5910>Vypocet!$D$18,Vypocet!$D$18,Z5910/1000+AZ5909-U5910)),IF(AZ5909=0,0,IF(AZ5909>V5910,AZ5909-V5910,0)))","v":0},0,null,null,null,null,null,null,null,null,null,null,null,null,null,null,null,null,null,null,null,null,null,null,null,null,null,null,null,null,null,null,null,null,null,null,null,null,null,null,null,null,null,null,null,null,null,null,null,null,null,null,null,null,null,null,null,null,null,null,null,null,null,null,null,null,null,null,null,null,null,null,null,null,null,null,null,null,null,null,null,null,null,null,null,null,null,null,null,null,null,null,null,null,null,null,null,null,null,null,null,null,null,null,null,0.29369000000000001,0.29219000000000001,0.2351,0.20960000000000001,0.28526000000000001,0.27044000000000001,0.21464,0.19599,0.27274999999999999,0.23632,0.28436,0.20960000000000001,0.20916000000000001,0.16385,1]
[9,44078,22,5925,{"$f":"(FA5927*Vypocet!$D$24)/$FA$2","v":0},{"$f":"(FB5927*Vypocet!$D$24)/$FB$2","v":0},{"$f":"(FC5927*Vypocet!$D$24)/$FC$2","v":0},{"$f":"(FD5927*Vypocet!$D$24)/$FD$2","v":0},{"$f":"(FE5927*Vypocet!$D$24)/$FE$2","v":0},{"$f":"(FF5927*Vypocet!$D$24)/$FF$2","v":0},{"$f":"(FG5927*Vypocet!$D$24)/$FG$2","v":0},{"$f":"(FH5927*Vypocet!$D$24)/$FH$2","v":0},{"$f":"(FI5927*Vypocet!$D$24)/$FI$2","v":0},{"$f":"(FJ5927*Vypocet!$D$24)/$FJ$2","v":0},{"$f":"(FK5927*Vypocet!$D$24)/$FK$2","v":0},{"$f":"(FL5927*Vypocet!$D$24)/$FL$2","v":0},{"$f":"(FM5927*Vypocet!$D$24)/$FM$2","v":0},{"$f":"(FN5927*Vypocet!$D$24)/$FN$2","v":0},{"$f":"(FO5927*Vypocet!$D$24)/$FO$2","v":0},{"$f":"(VLOOKUP(A5927,Voda!$B$3:$AC$15,TDDData!C5927+4,0)*4180*(VLOOKUP(A5927,Voda!$B$3:$AC$15,4,0)-VLOOKUP(A5927,Voda!$B$3:$AC$15,3,0)))/3600000","v":0},0,{"$f":"IF(U5927=0,0,IF(Z5927>0,IF(Z5927/1000<U5927,IF(Z5927/1000<=Vypocet!$D$15,IF(U5927<Vypocet!$D$15,U5927-Z5927/1000,Vypocet!$D$15-Z5927/1000),Vypocet!$D$15),0),IF(U5927>Vypocet!$D$15,Vypocet!$D$15,U5927)))","v":0},0,{"$f":"HLOOKUP(Vypocet!$D$11,TDDData!$E:$S,2+TDDData!D5927,0)","v":{"$error":"#N/A"}},0,0,{"$error":"#N/A"},{"$error":"#N/A"},{"$f":"IF(AA5927<0,IF(AC5926>-AA5927,AC5926+AA5927,0),IF(AA5927+AC5926<=Vypocet!$D$18,AA5927+AC5926,Vypocet!$D$18))","v":{"$error":"#N/A"}},{"$error":"#N/A"},{"$f":"IF(AND(AC5927<AC5926,AC5927<>0),AE5926,IF(OR(AND(AC5926=0,AA5927<0),AC5926<-AA5927),IF(AC5926=0,IF(AE5926>-AA5927,AE5926+AA5927,0),IF(AC5926+AE5926>-AA5927,AC5926+AE5926+AA5927,0)),IF(AC5926=Vypocet!$D$18,AE5926+AA5927,AE5926+AA5927-AC5927+AC5926)))","v":{"$error":"#N/A"}},{"$error":"#N/A"},{"$error":"#N/A"},{"$f":"SUM($AF$3:AF5927)","v":{"$error":"#N/A"}},{"$error":"#N/A"},{"$error":"#N/A"},{"$error":"#N/A"},{"$f":"SUM($AJ$3:AJ5927)","v":{"$error":"#N/A"}},{"$error":"#N/A"},{"$error":"#N/A"},{"$error":"#N/A"},{"$f":"IF(AN5927<0,IF(AP5926>-AN5927,AP5926+AN5927,0),IF(AN5927+AP5926<=Vypocet!$D$18,AN5927+AP5926,Vypocet!$D$18))","v":{"$error":"#N/A"}},{"$error":"#N/A"},{"$f":"IF(AND(AP5927<AP5926,AP5927<>0),AR5926,IF(OR(AND(AP5926=0,AN5927<0),AP5926<-AN5927),IF(AP5926=0,IF(AR5926>-AN5927,AR5926+AN5927,0),IF(AP5926+AR5926>-AN5927,AP5926+AR5926+AN5927,0)),IF(AP5926=Vypocet!$D$18,AR5926+AN5927,AR5926+AN5927-AP5927+AP5926)))","v":{"$error":"#N/A"}},{"$error":"#N/A"},{"$error":"#N/A"},{"$f":"SUM($AS$3:AS5927)","v":{"$error":"#N/A"}},{"$error":"#N/A"},{"$error":"#N/A"},{"$error":"#N/A"},{"$f":"SUM($AW$3:AW5927)","v":{"$error":"#N/A"}},{"$f":"IF(V5927=0,IF(U5927=0,IF(AZ5926+Z5927/1000>Vypocet!$D$18,Vypocet!$D$18,AZ5926+Z5927/1000),IF(Z5927/1000+AZ5926-U5927>Vypocet!$D$18,Vypocet!$D$18,Z5927/1000+AZ5926-U5927)),IF(AZ5926=0,0,IF(AZ5926>V5927,AZ5926-V5927,0)))","v":0},0,null,null,null,null,null,null,null,null,null,null,null,null,null,null,null,null,null,null,null,null,null,null,null,null,null,null,null,null,null,null,null,null,null,null,null,null,null,null,null,null,null,null,null,null,null,null,null,null,null,null,null,null,null,null,null,null,null,null,null,null,null,null,null,null,null,null,null,null,null,null,null,null,null,null,null,null,null,null,null,null,null,null,null,null,null,null,null,null,null,null,null,null,null,null,null,null,null,null,null,null,null,null,null,0.46377000000000002,0.39876,0.3196,0.4819,0.35970999999999997,0.32016,0.25958999999999999,0.41459000000000001,0.37584000000000001,0.31513999999999998,0.41175,0.52034000000000002,0.52034000000000002,0.35532000000000002,1]
[9,44080,9,5960,{"$f":"(FA5962*Vypocet!$D$24)/$FA$2","v":0},{"$f":"(FB5962*Vypocet!$D$24)/$FB$2","v":0},{"$f":"(FC5962*Vypocet!$D$24)/$FC$2","v":0},{"$f":"(FD5962*Vypocet!$D$24)/$FD$2","v":0},{"$f":"(FE5962*Vypocet!$D$24)/$FE$2","v":0},{"$f":"(FF5962*Vypocet!$D$24)/$FF$2","v":0},{"$f":"(FG5962*Vypocet!$D$24)/$FG$2","v":0},{"$f":"(FH5962*Vypocet!$D$24)/$FH$2","v":0},{"$f":"(FI5962*Vypocet!$D$24)/$FI$2","v":0},{"$f":"(FJ5962*Vypocet!$D$24)/$FJ$2","v":0},{"$f":"(FK5962*Vypocet!$D$24)/$FK$2","v":0},{"$f":"(FL5962*Vypocet!$D$24)/$FL$2","v":0},{"$f":"(FM5962*Vypocet!$D$24)/$FM$2","v":0},{"$f":"(FN5962*Vypocet!$D$24)/$FN$2","v":0},{"$f":"(FO5962*Vypocet!$D$24)/$FO$2","v":0},{"$f":"(VLOOKUP(A5962,Voda!$B$3:$AC$15,TDDData!C5962+4,0)*4180*(VLOOKUP(A5962,Voda!$B$3:$AC$15,4,0)-VLOOKUP(A5962,Voda!$B$3:$AC$15,3,0)))/3600000","v":0},0,{"$f":"IF(U5962=0,0,IF(Z5962>0,IF(Z5962/1000<U5962,IF(Z5962/1000<=Vypocet!$D$15,IF(U5962<Vypocet!$D$15,U5962-Z5962/1000,Vypocet!$D$15-Z5962/1000),Vypocet!$D$15),0),IF(U5962>Vypocet!$D$15,Vypocet!$D$15,U5962)))","v":0},0,{"$f":"HLOOKUP(Vypocet!$D$11,TDDData!$E:$S,2+TDDData!D5962,0)","v":{"$error":"#N/A"}},213.88,171.10400000000001,{"$error":"#N/A"},{"$error":"#N/A"},{"$f":"IF(AA5962<0,IF(AC5961>-AA5962,AC5961+AA5962,0),IF(AA5962+AC5961<=Vypocet!$D$18,AA5962+AC5961,Vypocet!$D$18))","v":{"$error":"#N/A"}},{"$error":"#N/A"},{"$f":"IF(AND(AC5962<AC5961,AC5962<>0),AE5961,IF(OR(AND(AC5961=0,AA5962<0),AC5961<-AA5962),IF(AC5961=0,IF(AE5961>-AA5962,AE5961+AA5962,0),IF(AC5961+AE5961>-AA5962,AC5961+AE5961+AA5962,0)),IF(AC5961=Vypocet!$D$18,AE5961+AA5962,AE5961+AA5962-AC5962+AC5961)))","v":{"$error":"#N/A"}},{"$error":"#N/A"},{"$error":"#N/A"},{"$f":"SUM($AF$3:AF5962)","v":{"$error":"#N/A"}},{"$error":"#N/A"},{"$error":"#N/A"},{"$error":"#N/A"},{"$f":"SUM($AJ$3:AJ5962)","v":{"$error":"#N/A"}},{"$error":"#N/A"},{"$error":"#N/A"},{"$error":"#N/A"},{"$f":"IF(AN5962<0,IF(AP5961>-AN5962,AP5961+AN5962,0),IF(AN5962+AP5961<=Vypocet!$D$18,AN5962+AP5961,Vypocet!$D$18))","v":{"$error":"#N/A"}},{"$error":"#N/A"},{"$f":"IF(AND(AP5962<AP5961,AP5962<>0),AR5961,IF(OR(AND(AP5961=0,AN5962<0),AP5961<-AN5962),IF(AP5961=0,IF(AR5961>-AN5962,AR5961+AN5962,0),IF(AP5961+AR5961>-AN5962,AP5961+AR5961+AN5962,0)),IF(AP5961=Vypocet!$D$18,AR5961+AN5962,AR5961+AN5962-AP5962+AP5961)))","v":{"$error":"#N/A"}},{"$error":"#N/A"},{"$error":"#N/A"},{"$f":"SUM($AS$3:AS5962)","v":{"$error":"#N/A"}},{"$error":"#N/A"},{"$error":"#N/A"},{"$error":"#N/A"},{"$f":"SUM($AW$3:AW5962)","v":{"$error":"#N/A"}},{"$f":"IF(V5962=0,IF(U5962=0,IF(AZ5961+Z5962/1000>Vypocet!$D$18,Vypocet!$D$18,AZ5961+Z5962/1000),IF(Z5962/1000+AZ5961-U5962>Vypocet!$D$18,Vypocet!$D$18,Z5962/1000+AZ5961-U5962)),IF(AZ5961=0,0,IF(AZ5961>V5962,AZ5961-V5962,0)))","v":0},0,null,null,null,null,null,null,null,null,null,null,null,null,null,null,null,null,null,null,null,null,null,null,null,null,null,null,null,null,null,null,null,null,null,null,null,null,null,null,null,null,null,null,null,null,null,null,null,null,null,null,null,null,null,null,null,null,null,null,null,null,null,null,null,null,null,null,null,null,null,null,null,null,null,null,null,null,null,null,null,null,null,null,null,null,null,null,null,null,null,null,null,null,null,null,null,null,null,null,null,null,null,null,null,0.46472999999999998,0.43419000000000002,0.32818999999999998,0.48479,0.49536999999999998,0.32489000000000001,0.26641999999999999,0.42304000000000003,0.38345000000000001,0.34783999999999998,0.36246,0.47633999999999999,0.33887,0.30747999999999998,0]
[9,44081,2,5977,{"$f":"(FA5979*Vypocet!$D$24)/$FA$2","v":0},{"$f":"(FB5979*Vypocet!$D$24)/$FB$2","v":0},{"$f":"(FC5979*Vypocet!$D$24)/$FC$2","v":0},{"$f":"(FD5979*Vypocet!$D$24)/$FD$2","v":0},{"$f":"(FE5979*Vypocet!$D$24)/$FE$2","v":0},{"$f":"(FF5979*Vypocet!$D$24)/$FF$2","v":0},{"$f":"(FG5979*Vypocet!$D$24)/$FG$2","v":0},{"$f":"(FH5979*Vypocet!$D$24)/$FH$2","v":0},{"$f":"(FI5979*Vypocet!$D$24)/$FI$2","v":0},{"$f":"(FJ5979*Vypocet!$D$24)/$FJ$2","v":0},{"$f":"(FK5979*Vypocet!$D$24)/$FK$2","v":0},{"$f":"(FL5979*Vypocet!$D$24)/$FL$2","v":0},{"$f":"(FM5979*Vypocet!$D$24)/$FM$2","v":0},{"$f":"(FN5979*Vypocet!$D$24)/$FN$2","v":0},{"$f":"(FO5979*Vypocet!$D$24)/$FO$2","v":0},{"$f":"(VLOOKUP(A5979,Voda!$B$3:$AC$15,TDDData!C5979+4,0)*4180*(VLOOKUP(A5979,Voda!$B$3:$AC$15,4,0)-VLOOKUP(A5979,Voda!$B$3:$AC$15,3,0)))/3600000","v":0},0,{"$f":"IF(U5979=0,0,IF(Z5979>0,IF(Z5979/1000<U5979,IF(Z5979/1000<=Vypocet!$D$15,IF(U5979<Vypocet!$D$15,U5979-Z5979/1000,Vypocet!$D$15-Z5979/1000),Vypocet!$D$15),0),IF(U5979>Vypocet!$D$15,Vypocet!$D$15,U5979)))","v":0},0,{"$f":"HLOOKUP(Vypocet!$D$11,TDDData!$E:$S,2+TDDData!D5979,0)","v":{"$error":"#N/A"}},0,0,{"$error":"#N/A"},{"$error":"#N/A"},{"$f":"IF(AA5979<0,IF(AC5978>-AA5979,AC5978+AA5979,0),IF(AA5979+AC5978<=Vypocet!$D$18,AA5979+AC5978,Vypocet!$D$18))","v":{"$error":"#N/A"}},{"$error":"#N/A"},{"$f":"IF(AND(AC5979<AC5978,AC5979<>0),AE5978,IF(OR(AND(AC5978=0,AA5979<0),AC5978<-AA5979),IF(AC5978=0,IF(AE5978>-AA5979,AE5978+AA5979,0),IF(AC5978+AE5978>-AA5979,AC5978+AE5978+AA5979,0)),IF(AC5978=Vypocet!$D$18,AE5978+AA5979,AE5978+AA5979-AC5979+AC5978)))","v":{"$error":"#N/A"}},{"$error":"#N/A"},{"$error":"#N/A"},{"$f":"SUM($AF$3:AF5979)","v":{"$error":"#N/A"}},{"$error":"#N/A"},{"$error":"#N/A"},{"$error":"#N/A"},{"$f":"SUM($AJ$3:AJ5979)","v":{"$error":"#N/A"}},{"$error":"#N/A"},{"$error":"#N/A"},{"$error":"#N/A"},{"$f":"IF(AN5979<0,IF(AP5978>-AN5979,AP5978+AN5979,0),IF(AN5979+AP5978<=Vypocet!$D$18,AN5979+AP5978,Vypocet!$D$18))","v":{"$error":"#N/A"}},{"$error":"#N/A"},{"$f":"IF(AND(AP5979<AP5978,AP5979<>0),AR5978,IF(OR(AND(AP5978=0,AN5979<0),AP5978<-AN5979),IF(AP5978=0,IF(AR5978>-AN5979,AR5978+AN5979,0),IF(AP5978+AR5978>-AN5979,AP5978+AR5978+AN5979,0)),IF(AP5978=Vypocet!$D$18,AR5978+AN5979,AR5978+AN5979-AP5979+AP5978)))","v":{"$error":"#N/A"}},{"$error":"#N/A"},{"$error":"#N/A"},{"$f":"SUM($AS$3:AS5979)","v":{"$error":"#N/A"}},{"$error":"#N/A"},{"$error":"#N/A"},{"$error":"#N/A"},{"$f":"SUM($AW$3:AW5979)","v":{"$error":"#N/A"}},{"$f":"IF(V5979=0,IF(U5979=0,IF(AZ5978+Z5979/1000>Vypocet!$D$18,Vypocet!$D$18,AZ5978+Z5979/1000),IF(Z5979/1000+AZ5978-U5979>Vypocet!$D$18,Vypocet!$D$18,Z5979/1000+AZ5978-U5979)),IF(AZ5978=0,0,IF(AZ5978>V5979,AZ5978-V5979,0)))","v":0},0,null,null,null,null,null,null,null,null,null,null,null,null,null,null,null,null,null,null,null,null,null,null,null,null,null,null,null,null,null,null,null,null,null,null,null,null,null,null,null,null,null,null,null,null,null,null,null,null,null,null,null,null,null,null,null,null,null,null,null,null,null,null,null,null,null,null,null,null,null,null,null,null,null,null,null,null,null,null,null,null,null,null,null,null,null,null,null,null,null,null,null,null,null,null,null,null,null,null,null,null,null,null,null,0.30170999999999998,0.32296000000000002,0.24807000000000001,0.22694,0.16958999999999999,0.43697000000000003,0.19669,0.22528999999999999,0.32905000000000001,0.44585999999999998,0.32240999999999997,0.31075999999999998,0.25001000000000001,0.18289,1]
[9,44083,5,6028,{"$f":"(FA6030*Vypocet!$D$24)/$FA$2","v":0},{"$f":"(FB6030*Vypocet!$D$24)/$FB$2","v":0},{"$f":"(FC6030*Vypocet!$D$24)/$FC$2","v":0},{"$f":"(FD6030*Vypocet!$D$24)/$FD$2","v":0},{"$f":"(FE6030*Vypocet!$D$24)/$FE$2","v":0},{"$f":"(FF6030*Vypocet!$D$24)/$FF$2","v":0},{"$f":"(FG6030*Vypocet!$D$24)/$FG$2","v":0},{"$f":"(FH6030*Vypocet!$D$24)/$FH$2","v":0},{"$f":"(FI6030*Vypocet!$D$24)/$FI$2","v":0},{"$f":"(FJ6030*Vypocet!$D$24)/$FJ$2","v":0},{"$f":"(FK6030*Vypocet!$D$24)/$FK$2","v":0},{"$f":"(FL6030*Vypocet!$D$24)/$FL$2","v":0},{"$f":"(FM6030*Vypocet!$D$24)/$FM$2","v":0},{"$f":"(FN6030*Vypocet!$D$24)/$FN$2","v":0},{"$f":"(FO6030*Vypocet!$D$24)/$FO$2","v":0},{"$f":"(VLOOKUP(A6030,Voda!$B$3:$AC$15,TDDData!C6030+4,0)*4180*(VLOOKUP(A6030,Voda!$B$3:$AC$15,4,0)-VLOOKUP(A6030,Voda!$B$3:$AC$15,3,0)))/3600000","v":0},0,{"$f":"IF(U6030=0,0,IF(Z6030>0,IF(Z6030/1000<U6030,IF(Z6030/1000<=Vypocet!$D$15,IF(U6030<Vypocet!$D$15,U6030-Z6030/1000,Vypocet!$D$15-Z6030/1000),Vypocet!$D$15),0),IF(U6030>Vypocet!$D$15,Vypocet!$D$15,U6030)))","v":0},0,{"$f":"HLOOKUP(Vypocet!$D$11,TDDData!$E:$S,2+TDDData!D6030,0)","v":{"$error":"#N/A"}},0,0,{"$error":"#N/A"},{"$error":"#N/A"},{"$f":"IF(AA6030<0,IF(AC6029>-AA6030,AC6029+AA6030,0),IF(AA6030+AC6029<=Vypocet!$D$18,AA6030+AC6029,Vypocet!$D$18))","v":{"$error":"#N/A"}},{"$error":"#N/A"},{"$f":"IF(AND(AC6030<AC6029,AC6030<>0),AE6029,IF(OR(AND(AC6029=0,AA6030<0),AC6029<-AA6030),IF(AC6029=0,IF(AE6029>-AA6030,AE6029+AA6030,0),IF(AC6029+AE6029>-AA6030,AC6029+AE6029+AA6030,0)),IF(AC6029=Vypocet!$D$18,AE6029+AA6030,AE6029+AA6030-AC6030+AC6029)))","v":{"$error":"#N/A"}},{"$error":"#N/A"},{"$error":"#N/A"},{"$f":"SUM($AF$3:AF6030)","v":{"$error":"#N/A"}},{"$error":"#N/A"},{"$error":"#N/A"},{"$error":"#N/A"},{"$f":"SUM($AJ$3:AJ6030)","v":{"$error":"#N/A"}},{"$error":"#N/A"},{"$error":"#N/A"},{"$error":"#N/A"},{"$f":"IF(AN6030<0,IF(AP6029>-AN6030,AP6029+AN6030,0),IF(AN6030+AP6029<=Vypocet!$D$18,AN6030+AP6029,Vypocet!$D$18))","v":{"$error":"#N/A"}},{"$error":"#N/A"},{"$f":"IF(AND(AP6030<AP6029,AP6030<>0),AR6029,IF(OR(AND(AP6029=0,AN6030<0),AP6029<-AN6030),IF(AP6029=0,IF(AR6029>-AN6030,AR6029+AN6030,0),IF(AP6029+AR6029>-AN6030,AP6029+AR6029+AN6030,0)),IF(AP6029=Vypocet!$D$18,AR6029+AN6030,AR6029+AN6030-AP6030+AP6029)))","v":{"$error":"#N/A"}},{"$error":"#N/A"},{"$error":"#N/A"},{"$f":"SUM($AS$3:AS6030)","v":{"$error":"#N/A"}},{"$error":"#N/A"},{"$error":"#N/A"},{"$error":"#N/A"},{"$f":"SUM($AW$3:AW6030)","v":{"$error":"#N/A"}},{"$f":"IF(V6030=0,IF(U6030=0,IF(AZ6029+Z6030/1000>Vypocet!$D$18,Vypocet!$D$18,AZ6029+Z6030/1000),IF(Z6030/1000+AZ6029-U6030>Vypocet!$D$18,Vypocet!$D$18,Z6030/1000+AZ6029-U6030)),IF(AZ6029=0,0,IF(AZ6029>V6030,AZ6029-V6030,0)))","v":0},0,null,null,null,null,null,null,null,null,null,null,null,null,null,null,null,null,null,null,null,null,null,null,null,null,null,null,null,null,null,null,null,null,null,null,null,null,null,null,null,null,null,null,null,null,null,null,null,null,null,null,null,null,null,null,null,null,null,null,null,null,null,null,null,null,null,null,null,null,null,null,null,null,null,null,null,null,null,null,null,null,null,null,null,null,null,null,null,null,null,null,null,null,null,null,null,null,null,null,null,null,null,null,null,0.29392000000000001,0.29365999999999998,0.23665,0.20560999999999999,0.24901000000000001,0.24018999999999999,0.21745,0.21099999999999999,0.23214000000000001,0.23258000000000001,0.27921000000000001,0.19975000000000001,0.21962000000000001,0.16594999999999999,1]
[9,44084,16,6063,{"$f":"(FA6065*Vypocet!$D$24)/$FA$2","v":0},{"$f":"(FB6065*Vypocet!$D$24)/$FB$2","v":0},{"$f":"(FC6065*Vypocet!$D$24)/$FC$2","v":0},{"$f":"(FD6065*Vypocet!$D$24)/$FD$2","v":0},{"$f":"(FE6065*Vypocet!$D$24)/$FE$2","v":0},{"$f":"(FF6065*Vypocet!$D$24)/$FF$2","v":0},{"$f":"(FG6065*Vypocet!$D$24)/$FG$2","v":0},{"$f":"(FH6065*Vypocet!$D$24)/$FH$2","v":0},{"$f":"(FI6065*Vypocet!$D$24)/$FI$2","v":0},{"$f":"(FJ6065*Vypocet!$D$24)/$FJ$2","v":0},{"$f":"(FK6065*Vypocet!$D$24)/$FK$2","v":0},{"$f":"(FL6065*Vypocet!$D$24)/$FL$2","v":0},{"$f":"(FM6065*Vypocet!$D$24)/$FM$2","v":0},{"$f":"(FN6065*Vypocet!$D$24)/$FN$2","v":0},{"$f":"(FO6065*Vypocet!$D$24)/$FO$2","v":0},{"$f":"(VLOOKUP(A6065,Voda!$B$3:$AC$15,TDDData!C6065+4,0)*4180*(VLOOKUP(A6065,Voda!$B$3:$AC$15,4,0)-VLOOKUP(A6065,Voda!$B$3:$AC$15,3,0)))/3600000","v":0},0,{"$f":"IF(U6065=0,0,IF(Z6065>0,IF(Z6065/1000<U6065,IF(Z6065/1000<=Vypocet!$D$15,IF(U6065<Vypocet!$D$15,U6065-Z6065/1000,Vypocet!$D$15-Z6065/1000),Vypocet!$D$15),0),IF(U6065>Vypocet!$D$15,Vypocet!$D$15,U6065)))","v":0},0,{"$f":"HLOOKUP(Vypocet!$D$11,TDDData!$E:$S,2+TDDData!D6065,0)","v":{"$error":"#N/A"}},609.76,487.80799999999999,{"$error":"#N/A"},{"$error":"#N/A"},{"$f":"IF(AA6065<0,IF(AC6064>-AA6065,AC6064+AA6065,0),IF(AA6065+AC6064<=Vypocet!$D$18,AA6065+AC6064,Vypocet!$D$18))","v":{"$error":"#N/A"}},{"$error":"#N/A"},{"$f":"IF(AND(AC6065<AC6064,AC6065<>0),AE6064,IF(OR(AND(AC6064=0,AA6065<0),AC6064<-AA6065),IF(AC6064=0,IF(AE6064>-AA6065,AE6064+AA6065,0),IF(AC6064+AE6064>-AA6065,AC6064+AE6064+AA6065,0)),IF(AC6064=Vypocet!$D$18,AE6064+AA6065,AE6064+AA6065-AC6065+AC6064)))","v":{"$error":"#N/A"}},{"$error":"#N/A"},{"$error":"#N/A"},{"$f":"SUM($AF$3:AF6065)","v":{"$error":"#N/A"}},{"$error":"#N/A"},{"$error":"#N/A"},{"$error":"#N/A"},{"$f":"SUM($AJ$3:AJ6065)","v":{"$error":"#N/A"}},{"$error":"#N/A"},{"$error":"#N/A"},{"$error":"#N/A"},{"$f":"IF(AN6065<0,IF(AP6064>-AN6065,AP6064+AN6065,0),IF(AN6065+AP6064<=Vypocet!$D$18,AN6065+AP6064,Vypocet!$D$18))","v":{"$error":"#N/A"}},{"$error":"#N/A"},{"$f":"IF(AND(AP6065<AP6064,AP6065<>0),AR6064,IF(OR(AND(AP6064=0,AN6065<0),AP6064<-AN6065),IF(AP6064=0,IF(AR6064>-AN6065,AR6064+AN6065,0),IF(AP6064+AR6064>-AN6065,AP6064+AR6064+AN6065,0)),IF(AP6064=Vypocet!$D$18,AR6064+AN6065,AR6064+AN6065-AP6065+AP6064)))","v":{"$error":"#N/A"}},{"$f":"IF(AR6065>AR6064,AR6065-AR6064,0)","v":{"$error":"#N/A"}},{"$error":"#N/A"},{"$f":"SUM($AS$3:AS6065)","v":{"$error":"#N/A"}},{"$error":"#N/A"},{"$error":"#N/A"},{"$error":"#N/A"},{"$f":"SUM($AW$3:AW6065)","v":{"$error":"#N/A"}},{"$f":"IF(V6065=0,IF(U6065=0,IF(AZ6064+Z6065/1000>Vypocet!$D$18,Vypocet!$D$18,AZ6064+Z6065/1000),IF(Z6065/1000+AZ6064-U6065>Vypocet!$D$18,Vypocet!$D$18,Z6065/1000+AZ6064-U6065)),IF(AZ6064=0,0,IF(AZ6064>V6065,AZ6064-V6065,0)))","v":0},0,null,null,null,null,null,null,null,null,null,null,null,null,null,null,null,null,null,null,null,null,null,null,null,null,null,null,null,null,null,null,null,null,null,null,null,null,null,null,null,null,null,null,null,null,null,null,null,null,null,null,null,null,null,null,null,null,null,null,null,null,null,null,null,null,null,null,null,null,null,null,null,null,null,null,null,null,null,null,null,null,null,null,null,null,null,null,null,null,null,null,null,null,null,null,null,null,null,null,null,null,null,null,null,0.73126000000000002,0.61682000000000003,0.47098000000000001,0.37969999999999998,0.48554999999999998,0.495,0.38652999999999998,0.48518,0.57060999999999995,0.45824999999999999,0.40483000000000002,0.45007999999999998,0.35766999999999999,0.30595,0]
[9,44085,9,6080,{"$f":"(FA6082*Vypocet!$D$24)/$FA$2","v":0},{"$f":"(FB6082*Vypocet!$D$24)/$FB$2","v":0},{"$f":"(FC6082*Vypocet!$D$24)/$FC$2","v":0},{"$f":"(FD6082*Vypocet!$D$24)/$FD$2","v":0},{"$f":"(FE6082*Vypocet!$D$24)/$FE$2","v":0},{"$f":"(FF6082*Vypocet!$D$24)/$FF$2","v":0},{"$f":"(FG6082*Vypocet!$D$24)/$FG$2","v":0},{"$f":"(FH6082*Vypocet!$D$24)/$FH$2","v":0},{"$f":"(FI6082*Vypocet!$D$24)/$FI$2","v":0},{"$f":"(FJ6082*Vypocet!$D$24)/$FJ$2","v":0},{"$f":"(FK6082*Vypocet!$D$24)/$FK$2","v":0},{"$f":"(FL6082*Vypocet!$D$24)/$FL$2","v":0},{"$f":"(FM6082*Vypocet!$D$24)/$FM$2","v":0},{"$f":"(FN6082*Vypocet!$D$24)/$FN$2","v":0},{"$f":"(FO6082*Vypocet!$D$24)/$FO$2","v":0},{"$f":"(VLOOKUP(A6082,Voda!$B$3:$AC$15,TDDData!C6082+4,0)*4180*(VLOOKUP(A6082,Voda!$B$3:$AC$15,4,0)-VLOOKUP(A6082,Voda!$B$3:$AC$15,3,0)))/3600000","v":0},0,{"$f":"IF(U6082=0,0,IF(Z6082>0,IF(Z6082/1000<U6082,IF(Z6082/1000<=Vypocet!$D$15,IF(U6082<Vypocet!$D$15,U6082-Z6082/1000,Vypocet!$D$15-Z6082/1000),Vypocet!$D$15),0),IF(U6082>Vypocet!$D$15,Vypocet!$D$15,U6082)))","v":0},0,{"$f":"HLOOKUP(Vypocet!$D$11,TDDData!$E:$S,2+TDDData!D6082,0)","v":{"$error":"#N/A"}},528.32000000000005,422.65600000000006,{"$error":"#N/A"},{"$error":"#N/A"},{"$f":"IF(AA6082<0,IF(AC6081>-AA6082,AC6081+AA6082,0),IF(AA6082+AC6081<=Vypocet!$D$18,AA6082+AC6081,Vypocet!$D$18))","v":{"$error":"#N/A"}},{"$error":"#N/A"},{"$f":"IF(AND(AC6082<AC6081,AC6082<>0),AE6081,IF(OR(AND(AC6081=0,AA6082<0),AC6081<-AA6082),IF(AC6081=0,IF(AE6081>-AA6082,AE6081+AA6082,0),IF(AC6081+AE6081>-AA6082,AC6081+AE6081+AA6082,0)),IF(AC6081=Vypocet!$D$18,AE6081+AA6082,AE6081+AA6082-AC6082+AC6081)))","v":{"$error":"#N/A"}},{"$error":"#N/A"},{"$error":"#N/A"},{"$f":"SUM($AF$3:AF6082)","v":{"$error":"#N/A"}},{"$error":"#N/A"},{"$error":"#N/A"},{"$error":"#N/A"},{"$f":"SUM($AJ$3:AJ6082)","v":{"$error":"#N/A"}},{"$error":"#N/A"},{"$error":"#N/A"},{"$error":"#N/A"},{"$f":"IF(AN6082<0,IF(AP6081>-AN6082,AP6081+AN6082,0),IF(AN6082+AP6081<=Vypocet!$D$18,AN6082+AP6081,Vypocet!$D$18))","v":{"$error":"#N/A"}},{"$error":"#N/A"},{"$f":"IF(AND(AP6082<AP6081,AP6082<>0),AR6081,IF(OR(AND(AP6081=0,AN6082<0),AP6081<-AN6082),IF(AP6081=0,IF(AR6081>-AN6082,AR6081+AN6082,0),IF(AP6081+AR6081>-AN6082,AP6081+AR6081+AN6082,0)),IF(AP6081=Vypocet!$D$18,AR6081+AN6082,AR6081+AN6082-AP6082+AP6081)))","v":{"$error":"#N/A"}},{"$error":"#N/A"},{"$error":"#N/A"},{"$f":"SUM($AS$3:AS6082)","v":{"$error":"#N/A"}},{"$error":"#N/A"},{"$error":"#N/A"},{"$error":"#N/A"},{"$f":"SUM($AW$3:AW6082)","v":{"$error":"#N/A"}},{"$f":"IF(V6082=0,IF(U6082=0,IF(AZ6081+Z6082/1000>Vypocet!$D$18,Vypocet!$D$18,AZ6081+Z6082/1000),IF(Z6082/1000+AZ6081-U6082>Vypocet!$D$18,Vypocet!$D$18,Z6082/1000+AZ6081-U6082)),IF(AZ6081=0,0,IF(AZ6081>V6082,AZ6081-V6082,0)))","v":0},0,null,null,null,null,null,null,null,null,null,null,null,null,null,null,null,null,null,null,null,null,null,null,null,null,null,null,null,null,null,null,null,null,null,null,null,null,null,null,null,null,null,null,null,null,null,null,null,null,null,null,null,null,null,null,null,null,null,null,null,null,null,null,null,null,null,null,null,null,null,null,null,null,null,null,null,null,null,null,null,null,null,null,null,null,null,null,null,null,null,null,null,null,null,null,null,null,null,null,null,null,null,null,null,0.70291999999999999,0.65710999999999997,0.44464999999999999,0.34421000000000002,0.24776999999999999,0.24947,0.2334,0.22922000000000001,0.2399,0.23895,0.19262000000000001,0.26254,0.26184000000000002,0.24204000000000001,0]
[9,44087,16,6135,{"$f":"(FA6137*Vypocet!$D$24)/$FA$2","v":0},{"$f":"(FB6137*Vypocet!$D$24)/$FB$2","v":0},{"$f":"(FC6137*Vypocet!$D$24)/$FC$2","v":0},{"$f":"(FD6137*Vypocet!$D$24)/$FD$2","v":0},{"$f":"(FE6137*Vypocet!$D$24)/$FE$2","v":0},{"$f":"(FF6137*Vypocet!$D$24)/$FF$2","v":0},{"$f":"(FG6137*Vypocet!$D$24)/$FG$2","v":0},{"$f":"(FH6137*Vypocet!$D$24)/$FH$2","v":0},{"$f":"(FI6137*Vypocet!$D$24)/$FI$2","v":0},{"$f":"(FJ6137*Vypocet!$D$24)/$FJ$2","v":0},{"$f":"(FK6137*Vypocet!$D$24)/$FK$2","v":0},{"$f":"(FL6137*Vypocet!$D$24)/$FL$2","v":0},{"$f":"(FM6137*Vypocet!$D$24)/$FM$2","v":0},{"$f":"(FN6137*Vypocet!$D$24)/$FN$2","v":0},{"$f":"(FO6137*Vypocet!$D$24)/$FO$2","v":0},{"$f":"(VLOOKUP(A6137,Voda!$B$3:$AC$15,TDDData!C6137+4,0)*4180*(VLOOKUP(A6137,Voda!$B$3:$AC$15,4,0)-VLOOKUP(A6137,Voda!$B$3:$AC$15,3,0)))/3600000","v":0},0,{"$f":"IF(U6137=0,0,IF(Z6137>0,IF(Z6137/1000<U6137,IF(Z6137/1000<=Vypocet!$D$15,IF(U6137<Vypocet!$D$15,U6137-Z6137/1000,Vypocet!$D$15-Z6137/1000),Vypocet!$D$15),0),IF(U6137>Vypocet!$D$15,Vypocet!$D$15,U6137)))","v":0},0,{"$f":"HLOOKUP(Vypocet!$D$11,TDDData!$E:$S,2+TDDData!D6137,0)","v":{"$error":"#N/A"}},625.14,500.11200000000002,{"$error":"#N/A"},{"$error":"#N/A"},{"$f":"IF(AA6137<0,IF(AC6136>-AA6137,AC6136+AA6137,0),IF(AA6137+AC6136<=Vypocet!$D$18,AA6137+AC6136,Vypocet!$D$18))","v":{"$error":"#N/A"}},{"$error":"#N/A"},{"$f":"IF(AND(AC6137<AC6136,AC6137<>0),AE6136,IF(OR(AND(AC6136=0,AA6137<0),AC6136<-AA6137),IF(AC6136=0,IF(AE6136>-AA6137,AE6136+AA6137,0),IF(AC6136+AE6136>-AA6137,AC6136+AE6136+AA6137,0)),IF(AC6136=Vypocet!$D$18,AE6136+AA6137,AE6136+AA6137-AC6137+AC6136)))","v":{"$error":"#N/A"}},{"$error":"#N/A"},{"$error":"#N/A"},{"$f":"SUM($AF$3:AF6137)","v":{"$error":"#N/A"}},{"$error":"#N/A"},{"$error":"#N/A"},{"$error":"#N/A"},{"$f":"SUM($AJ$3:AJ6137)","v":{"$error":"#N/A"}},{"$error":"#N/A"},{"$error":"#N/A"},{"$error":"#N/A"},{"$f":"IF(AN6137<0,IF(AP6136>-AN6137,AP6136+AN6137,0),IF(AN6137+AP6136<=Vypocet!$D$18,AN6137+AP6136,Vypocet!$D$18))","v":{"$error":"#N/A"}},{"$error":"#N/A"},{"$f":"IF(AND(AP6137<AP6136,AP6137<>0),AR6136,IF(OR(AND(AP6136=0,AN6137<0),AP6136<-AN6137),IF(AP6136=0,IF(AR6136>-AN6137,AR6136+AN6137,0),IF(AP6136+AR6136>-AN6137,AP6136+AR6136+AN6137,0)),IF(AP6136=Vypocet!$D$18,AR6136+AN6137,AR6136+AN6137-AP6137+AP6136)))","v":{"$error":"#N/A"}},{"$error":"#N/A"},{"$error":"#N/A"},{"$f":"SUM($AS$3:AS6137)","v":{"$error":"#N/A"}},{"$error":"#N/A"},{"$error":"#N/A"},{"$error":"#N/A"},{"$f":"SUM($AW$3:AW6137)","v":{"$error":"#N/A"}},{"$f":"IF(V6137=0,IF(U6137=0,IF(AZ6136+Z6137/1000>Vypocet!$D$18,Vypocet!$D$18,AZ6136+Z6137/1000),IF(Z6137/1000+AZ6136-U6137>Vypocet!$D$18,Vypocet!$D$18,Z6137/1000+AZ6136-U6137)),IF(AZ6136=0,0,IF(AZ6136>V6137,AZ6136-V6137,0)))","v":0},0,null,null,null,null,null,null,null,null,null,null,null,null,null,null,null,null,null,null,null,null,null,null,null,null,null,null,null,null,null,null,null,null,null,null,null,null,null,null,null,null,null,null,null,null,null,null,null,null,null,null,null,null,null,null,null,null,null,null,null,null,null,null,null,null,null,null,null,null,null,null,null,null,null,null,null,null,null,null,null,null,null,null,null,null,null,null,null,null,null,null,null,null,null,null,null,null,null,null,null,null,null,null,null,0.46017999999999998,0.45551999999999998,0.37439,0.47032000000000002,0.64693000000000001,0.54164000000000001,0.39768999999999999,0.55054000000000003,0.73631000000000002,0.52761999999999998,0.65920999999999996,0.42231000000000002,0.43917,0.38342999999999999,0]
[9,44088,22,6165,{"$f":"(FA6167*Vypocet!$D$24)/$FA$2","v":0},{"$f":"(FB6167*Vypocet!$D$24)/$FB$2","v":0},{"$f":"(FC6167*Vypocet!$D$24)/$FC$2","v":0},{"$f":"(FD6167*Vypocet!$D$24)/$FD$2","v":0},{"$f":"(FE6167*Vypocet!$D$24)/$FE$2","v":0},{"$f":"(FF6167*Vypocet!$D$24)/$FF$2","v":0},{"$f":"(FG6167*Vypocet!$D$24)/$FG$2","v":0},{"$f":"(FH6167*Vypocet!$D$24)/$FH$2","v":0},{"$f":"(FI6167*Vypocet!$D$24)/$FI$2","v":0},{"$f":"(FJ6167*Vypocet!$D$24)/$FJ$2","v":0},{"$f":"(FK6167*Vypocet!$D$24)/$FK$2","v":0},{"$f":"(FL6167*Vypocet!$D$24)/$FL$2","v":0},{"$f":"(FM6167*Vypocet!$D$24)/$FM$2","v":0},{"$f":"(FN6167*Vypocet!$D$24)/$FN$2","v":0},{"$f":"(FO6167*Vypocet!$D$24)/$FO$2","v":0},{"$f":"(VLOOKUP(A6167,Voda!$B$3:$AC$15,TDDData!C6167+4,0)*4180*(VLOOKUP(A6167,Voda!$B$3:$AC$15,4,0)-VLOOKUP(A6167,Voda!$B$3:$AC$15,3,0)))/3600000","v":0},0,{"$f":"IF(U6167=0,0,IF(Z6167>0,IF(Z6167/1000<U6167,IF(Z6167/1000<=Vypocet!$D$15,IF(U6167<Vypocet!$D$15,U6167-Z6167/1000,Vypocet!$D$15-Z6167/1000),Vypocet!$D$15),0),IF(U6167>Vypocet!$D$15,Vypocet!$D$15,U6167)))","v":0},0,{"$f":"HLOOKUP(Vypocet!$D$11,TDDData!$E:$S,2+TDDData!D6167,0)","v":{"$error":"#N/A"}},0,0,{"$error":"#N/A"},{"$error":"#N/A"},{"$f":"IF(AA6167<0,IF(AC6166>-AA6167,AC6166+AA6167,0),IF(AA6167+AC6166<=Vypocet!$D$18,AA6167+AC6166,Vypocet!$D$18))","v":{"$error":"#N/A"}},{"$error":"#N/A"},{"$f":"IF(AND(AC6167<AC6166,AC6167<>0),AE6166,IF(OR(AND(AC6166=0,AA6167<0),AC6166<-AA6167),IF(AC6166=0,IF(AE6166>-AA6167,AE6166+AA6167,0),IF(AC6166+AE6166>-AA6167,AC6166+AE6166+AA6167,0)),IF(AC6166=Vypocet!$D$18,AE6166+AA6167,AE6166+AA6167-AC6167+AC6166)))","v":{"$error":"#N/A"}},{"$error":"#N/A"},{"$error":"#N/A"},{"$f":"SUM($AF$3:AF6167)","v":{"$error":"#N/A"}},{"$error":"#N/A"},{"$error":"#N/A"},{"$error":"#N/A"},{"$f":"SUM($AJ$3:AJ6167)","v":{"$error":"#N/A"}},{"$error":"#N/A"},{"$error":"#N/A"},{"$error":"#N/A"},{"$f":"IF(AN6167<0,IF(AP6166>-AN6167,AP6166+AN6167,0),IF(AN6167+AP6166<=Vypocet!$D$18,AN6167+AP6166,Vypocet!$D$18))","v":{"$error":"#N/A"}},{"$error":"#N/A"},{"$f":"IF(AND(AP6167<AP6166,AP6167<>0),AR6166,IF(OR(AND(AP6166=0,AN6167<0),AP6166<-AN6167),IF(AP6166=0,IF(AR6166>-AN6167,AR6166+AN6167,0),IF(AP6166+AR6166>-AN6167,AP6166+AR6166+AN6167,0)),IF(AP6166=Vypocet!$D$18,AR6166+AN6167,AR6166+AN6167-AP6167+AP6166)))","v":{"$error":"#N/A"}},{"$error":"#N/A"},{"$error":"#N/A"},{"$f":"SUM($AS$3:AS6167)","v":{"$error":"#N/A"}},{"$error":"#N/A"},{"$error":"#N/A"},{"$error":"#N/A"},{"$f":"SUM($AW$3:AW6167)","v":{"$error":"#N/A"}},{"$f":"IF(V6167=0,IF(U6167=0,IF(AZ6166+Z6167/1000>Vypocet!$D$18,Vypocet!$D$18,AZ6166+Z6167/1000),IF(Z6167/1000+AZ6166-U6167>Vypocet!$D$18,Vypocet!$D$18,Z6167/1000+AZ6166-U6167)),IF(AZ6166=0,0,IF(AZ6166>V6167,AZ6166-V6167,0)))","v":0},0,null,null,null,null,null,null,null,null,null,null,null,null,null,null,null,null,null,null,null,null,null,null,null,null,null,null,null,null,null,null,null,null,null,null,null,null,null,null,null,null,null,null,null,null,null,null,null,null,null,null,null,null,null,null,null,null,null,null,null,null,null,null,null,null,null,null,null,null,null,null,null,null,null,null,null,null,null,null,null,null,null,null,null,null,null,null,null,null,null,null,null,null,null,null,null,null,null,null,null,null,null,null,null,0.44916,0.38929999999999998,0.32446000000000003,0.52439000000000002,0.40185999999999999,0.35014000000000001,0.28327999999999998,0.47210000000000002,0.43124000000000001,0.35010999999999998,0.28848000000000001,0.38129999999999997,0.56566000000000005,0.38967000000000002,1]
[9,44089,15,6182,{"$f":"(FA6184*Vypocet!$D$24)/$FA$2","v":0},{"$f":"(FB6184*Vypocet!$D$24)/$FB$2","v":0},{"$f":"(FC6184*Vypocet!$D$24)/$FC$2","v":0},{"$f":"(FD6184*Vypocet!$D$24)/$FD$2","v":0},{"$f":"(FE6184*Vypocet!$D$24)/$FE$2","v":0},{"$f":"(FF6184*Vypocet!$D$24)/$FF$2","v":0},{"$f":"(FG6184*Vypocet!$D$24)/$FG$2","v":0},{"$f":"(FH6184*Vypocet!$D$24)/$FH$2","v":0},{"$f":"(FI6184*Vypocet!$D$24)/$FI$2","v":0},{"$f":"(FJ6184*Vypocet!$D$24)/$FJ$2","v":0},{"$f":"(FK6184*Vypocet!$D$24)/$FK$2","v":0},{"$f":"(FL6184*Vypocet!$D$24)/$FL$2","v":0},{"$f":"(FM6184*Vypocet!$D$24)/$FM$2","v":0},{"$f":"(FN6184*Vypocet!$D$24)/$FN$2","v":0},{"$f":"(FO6184*Vypocet!$D$24)/$FO$2","v":0},{"$f":"(VLOOKUP(A6184,Voda!$B$3:$AC$15,TDDData!C6184+4,0)*4180*(VLOOKUP(A6184,Voda!$B$3:$AC$15,4,0)-VLOOKUP(A6184,Voda!$B$3:$AC$15,3,0)))/3600000","v":0},0,{"$f":"IF(U6184=0,0,IF(Z6184>0,IF(Z6184/1000<U6184,IF(Z6184/1000<=Vypocet!$D$15,IF(U6184<Vypocet!$D$15,U6184-Z6184/1000,Vypocet!$D$15-Z6184/1000),Vypocet!$D$15),0),IF(U6184>Vypocet!$D$15,Vypocet!$D$15,U6184)))","v":0},0,{"$f":"HLOOKUP(Vypocet!$D$11,TDDData!$E:$S,2+TDDData!D6184,0)","v":{"$error":"#N/A"}},811.8,649.44000000000005,{"$error":"#N/A"},{"$error":"#N/A"},{"$f":"IF(AA6184<0,IF(AC6183>-AA6184,AC6183+AA6184,0),IF(AA6184+AC6183<=Vypocet!$D$18,AA6184+AC6183,Vypocet!$D$18))","v":{"$error":"#N/A"}},{"$error":"#N/A"},{"$f":"IF(AND(AC6184<AC6183,AC6184<>0),AE6183,IF(OR(AND(AC6183=0,AA6184<0),AC6183<-AA6184),IF(AC6183=0,IF(AE6183>-AA6184,AE6183+AA6184,0),IF(AC6183+AE6183>-AA6184,AC6183+AE6183+AA6184,0)),IF(AC6183=Vypocet!$D$18,AE6183+AA6184,AE6183+AA6184-AC6184+AC6183)))","v":{"$error":"#N/A"}},{"$error":"#N/A"},{"$error":"#N/A"},{"$f":"SUM($AF$3:AF6184)","v":{"$error":"#N/A"}},{"$error":"#N/A"},{"$error":"#N/A"},{"$error":"#N/A"},{"$f":"SUM($AJ$3:AJ6184)","v":{"$error":"#N/A"}},{"$error":"#N/A"},{"$error":"#N/A"},{"$error":"#N/A"},{"$f":"IF(AN6184<0,IF(AP6183>-AN6184,AP6183+AN6184,0),IF(AN6184+AP6183<=Vypocet!$D$18,AN6184+AP6183,Vypocet!$D$18))","v":{"$error":"#N/A"}},{"$error":"#N/A"},{"$f":"IF(AND(AP6184<AP6183,AP6184<>0),AR6183,IF(OR(AND(AP6183=0,AN6184<0),AP6183<-AN6184),IF(AP6183=0,IF(AR6183>-AN6184,AR6183+AN6184,0),IF(AP6183+AR6183>-AN6184,AP6183+AR6183+AN6184,0)),IF(AP6183=Vypocet!$D$18,AR6183+AN6184,AR6183+AN6184-AP6184+AP6183)))","v":{"$error":"#N/A"}},{"$error":"#N/A"},{"$error":"#N/A"},{"$f":"SUM($AS$3:AS6184)","v":{"$error":"#N/A"}},{"$error":"#N/A"},{"$error":"#N/A"},{"$error":"#N/A"},{"$f":"SUM($AW$3:AW6184)","v":{"$error":"#N/A"}},{"$f":"IF(V6184=0,IF(U6184=0,IF(AZ6183+Z6184/1000>Vypocet!$D$18,Vypocet!$D$18,AZ6183+Z6184/1000),IF(Z6184/1000+AZ6183-U6184>Vypocet!$D$18,Vypocet!$D$18,Z6184/1000+AZ6183-U6184)),IF(AZ6183=0,0,IF(AZ6183>V6184,AZ6183-V6184,0)))","v":0},0,null,null,null,null,null,null,null,null,null,null,null,null,null,null,null,null,null,null,null,null,null,null,null,null,null,null,null,null,null,null,null,null,null,null,null,null,null,null,null,null,null,null,null,null,null,null,null,null,null,null,null,null,null,null,null,null,null,null,null,null,null,null,null,null,null,null,null,null,null,null,null,null,null,null,null,null,null,null,null,null,null,null,null,null,null,null,null,null,null,null,null,null,null,null,null,null,null,null,null,null,null,null,null,0.74200999999999995,0.64220999999999995,0.46100000000000002,0.37874999999999998,0.43409999999999999,0.56660999999999995,0.50200999999999996,0.34466000000000002,0.33671000000000001,0.45537,0.33692,0.46583000000000002,0.33043,0.25117,0]
[9,44091,2,6217,{"$f":"(FA6219*Vypocet!$D$24)/$FA$2","v":0},{"$f":"(FB6219*Vypocet!$D$24)/$FB$2","v":0},{"$f":"(FC6219*Vypocet!$D$24)/$FC$2","v":0},{"$f":"(FD6219*Vypocet!$D$24)/$FD$2","v":0},{"$f":"(FE6219*Vypocet!$D$24)/$FE$2","v":0},{"$f":"(FF6219*Vypocet!$D$24)/$FF$2","v":0},{"$f":"(FG6219*Vypocet!$D$24)/$FG$2","v":0},{"$f":"(FH6219*Vypocet!$D$24)/$FH$2","v":0},{"$f":"(FI6219*Vypocet!$D$24)/$FI$2","v":0},{"$f":"(FJ6219*Vypocet!$D$24)/$FJ$2","v":0},{"$f":"(FK6219*Vypocet!$D$24)/$FK$2","v":0},{"$f":"(FL6219*Vypocet!$D$24)/$FL$2","v":0},{"$f":"(FM6219*Vypocet!$D$24)/$FM$2","v":0},{"$f":"(FN6219*Vypocet!$D$24)/$FN$2","v":0},{"$f":"(FO6219*Vypocet!$D$24)/$FO$2","v":0},{"$f":"(VLOOKUP(A6219,Voda!$B$3:$AC$15,TDDData!C6219+4,0)*4180*(VLOOKUP(A6219,Voda!$B$3:$AC$15,4,0)-VLOOKUP(A6219,Voda!$B$3:$AC$15,3,0)))/3600000","v":0},0,{"$f":"IF(U6219=0,0,IF(Z6219>0,IF(Z6219/1000<U6219,IF(Z6219/1000<=Vypocet!$D$15,IF(U6219<Vypocet!$D$15,U6219-Z6219/1000,Vypocet!$D$15-Z6219/1000),Vypocet!$D$15),0),IF(U6219>Vypocet!$D$15,Vypocet!$D$15,U6219)))","v":0},0,{"$f":"HLOOKUP(Vypocet!$D$11,TDDData!$E:$S,2+TDDData!D6219,0)","v":{"$error":"#N/A"}},0,0,{"$error":"#N/A"},{"$error":"#N/A"},{"$f":"IF(AA6219<0,IF(AC6218>-AA6219,AC6218+AA6219,0),IF(AA6219+AC6218<=Vypocet!$D$18,AA6219+AC6218,Vypocet!$D$18))","v":{"$error":"#N/A"}},{"$error":"#N/A"},{"$f":"IF(AND(AC6219<AC6218,AC6219<>0),AE6218,IF(OR(AND(AC6218=0,AA6219<0),AC6218<-AA6219),IF(AC6218=0,IF(AE6218>-AA6219,AE6218+AA6219,0),IF(AC6218+AE6218>-AA6219,AC6218+AE6218+AA6219,0)),IF(AC6218=Vypocet!$D$18,AE6218+AA6219,AE6218+AA6219-AC6219+AC6218)))","v":{"$error":"#N/A"}},{"$error":"#N/A"},{"$error":"#N/A"},{"$f":"SUM($AF$3:AF6219)","v":{"$error":"#N/A"}},{"$error":"#N/A"},{"$error":"#N/A"},{"$error":"#N/A"},{"$f":"SUM($AJ$3:AJ6219)","v":{"$error":"#N/A"}},{"$error":"#N/A"},{"$error":"#N/A"},{"$error":"#N/A"},{"$f":"IF(AN6219<0,IF(AP6218>-AN6219,AP6218+AN6219,0),IF(AN6219+AP6218<=Vypocet!$D$18,AN6219+AP6218,Vypocet!$D$18))","v":{"$error":"#N/A"}},{"$error":"#N/A"},{"$f":"IF(AND(AP6219<AP6218,AP6219<>0),AR6218,IF(OR(AND(AP6218=0,AN6219<0),AP6218<-AN6219),IF(AP6218=0,IF(AR6218>-AN6219,AR6218+AN6219,0),IF(AP6218+AR6218>-AN6219,AP6218+AR6218+AN6219,0)),IF(AP6218=Vypocet!$D$18,AR6218+AN6219,AR6218+AN6219-AP6219+AP6218)))","v":{"$error":"#N/A"}},{"$error":"#N/A"},{"$error":"#N/A"},{"$f":"SUM($AS$3:AS6219)","v":{"$error":"#N/A"}},{"$error":"#N/A"},{"$error":"#N/A"},{"$error":"#N/A"},{"$f":"SUM($AW$3:AW6219)","v":{"$error":"#N/A"}},{"$f":"IF(V6219=0,IF(U6219=0,IF(AZ6218+Z6219/1000>Vypocet!$D$18,Vypocet!$D$18,AZ6218+Z6219/1000),IF(Z6219/1000+AZ6218-U6219>Vypocet!$D$18,Vypocet!$D$18,Z6219/1000+AZ6218-U6219)),IF(AZ6218=0,0,IF(AZ6218>V6219,AZ6218-V6219,0)))","v":0},0,null,null,null,null,null,null,null,null,null,null,null,null,null,null,null,null,null,null,null,null,null,null,null,null,null,null,null,null,null,null,null,null,null,null,null,null,null,null,null,null,null,null,null,null,null,null,null,null,null,null,null,null,null,null,null,null,null,null,null,null,null,null,null,null,null,null,null,null,null,null,null,null,null,null,null,null,null,null,null,null,null,null,null,null,null,null,null,null,null,null,null,null,null,null,null,null,null,null,null,null,null,null,null,0.29629,0.34744999999999998,0.22414999999999999,0.20519999999999999,0.48449999999999999,0.31970999999999999,0.41628999999999999,0.39861000000000002,0.36031999999999997,0.47267999999999999,0.50548000000000004,0.34728999999999999,0.21607999999999999,0.20011999999999999,1]
[9,44093,5,6268,{"$f":"(FA6270*Vypocet!$D$24)/$FA$2","v":0},{"$f":"(FB6270*Vypocet!$D$24)/$FB$2","v":0},{"$f":"(FC6270*Vypocet!$D$24)/$FC$2","v":0},{"$f":"(FD6270*Vypocet!$D$24)/$FD$2","v":0},{"$f":"(FE6270*Vypocet!$D$24)/$FE$2","v":0},{"$f":"(FF6270*Vypocet!$D$24)/$FF$2","v":0},{"$f":"(FG6270*Vypocet!$D$24)/$FG$2","v":0},{"$f":"(FH6270*Vypocet!$D$24)/$FH$2","v":0},{"$f":"(FI6270*Vypocet!$D$24)/$FI$2","v":0},{"$f":"(FJ6270*Vypocet!$D$24)/$FJ$2","v":0},{"$f":"(FK6270*Vypocet!$D$24)/$FK$2","v":0},{"$f":"(FL6270*Vypocet!$D$24)/$FL$2","v":0},{"$f":"(FM6270*Vypocet!$D$24)/$FM$2","v":0},{"$f":"(FN6270*Vypocet!$D$24)/$FN$2","v":0},{"$f":"(FO6270*Vypocet!$D$24)/$FO$2","v":0},{"$f":"(VLOOKUP(A6270,Voda!$B$3:$AC$15,TDDData!C6270+4,0)*4180*(VLOOKUP(A6270,Voda!$B$3:$AC$15,4,0)-VLOOKUP(A6270,Voda!$B$3:$AC$15,3,0)))/3600000","v":0},0,{"$f":"IF(U6270=0,0,IF(Z6270>0,IF(Z6270/1000<U6270,IF(Z6270/1000<=Vypocet!$D$15,IF(U6270<Vypocet!$D$15,U6270-Z6270/1000,Vypocet!$D$15-Z6270/1000),Vypocet!$D$15),0),IF(U6270>Vypocet!$D$15,Vypocet!$D$15,U6270)))","v":0},0,{"$f":"HLOOKUP(Vypocet!$D$11,TDDData!$E:$S,2+TDDData!D6270,0)","v":{"$error":"#N/A"}},0,0,{"$error":"#N/A"},{"$error":"#N/A"},{"$f":"IF(AA6270<0,IF(AC6269>-AA6270,AC6269+AA6270,0),IF(AA6270+AC6269<=Vypocet!$D$18,AA6270+AC6269,Vypocet!$D$18))","v":{"$error":"#N/A"}},{"$error":"#N/A"},{"$f":"IF(AND(AC6270<AC6269,AC6270<>0),AE6269,IF(OR(AND(AC6269=0,AA6270<0),AC6269<-AA6270),IF(AC6269=0,IF(AE6269>-AA6270,AE6269+AA6270,0),IF(AC6269+AE6269>-AA6270,AC6269+AE6269+AA6270,0)),IF(AC6269=Vypocet!$D$18,AE6269+AA6270,AE6269+AA6270-AC6270+AC6269)))","v":{"$error":"#N/A"}},{"$error":"#N/A"},{"$error":"#N/A"},{"$f":"SUM($AF$3:AF6270)","v":{"$error":"#N/A"}},{"$error":"#N/A"},{"$error":"#N/A"},{"$error":"#N/A"},{"$f":"SUM($AJ$3:AJ6270)","v":{"$error":"#N/A"}},{"$error":"#N/A"},{"$error":"#N/A"},{"$error":"#N/A"},{"$f":"IF(AN6270<0,IF(AP6269>-AN6270,AP6269+AN6270,0),IF(AN6270+AP6269<=Vypocet!$D$18,AN6270+AP6269,Vypocet!$D$18))","v":{"$error":"#N/A"}},{"$error":"#N/A"},{"$f":"IF(AND(AP6270<AP6269,AP6270<>0),AR6269,IF(OR(AND(AP6269=0,AN6270<0),AP6269<-AN6270),IF(AP6269=0,IF(AR6269>-AN6270,AR6269+AN6270,0),IF(AP6269+AR6269>-AN6270,AP6269+AR6269+AN6270,0)),IF(AP6269=Vypocet!$D$18,AR6269+AN6270,AR6269+AN6270-AP6270+AP6269)))","v":{"$error":"#N/A"}},{"$error":"#N/A"},{"$error":"#N/A"},{"$f":"SUM($AS$3:AS6270)","v":{"$error":"#N/A"}},{"$error":"#N/A"},{"$error":"#N/A"},{"$error":"#N/A"},{"$f":"SUM($AW$3:AW6270)","v":{"$error":"#N/A"}},{"$f":"IF(V6270=0,IF(U6270=0,IF(AZ6269+Z6270/1000>Vypocet!$D$18,Vypocet!$D$18,AZ6269+Z6270/1000),IF(Z6270/1000+AZ6269-U6270>Vypocet!$D$18,Vypocet!$D$18,Z6270/1000+AZ6269-U6270)),IF(AZ6269=0,0,IF(AZ6269>V6270,AZ6269-V6270,0)))","v":0},0,null,null,null,null,null,null,null,null,null,null,null,null,null,null,null,null,null,null,null,null,null,null,null,null,null,null,null,null,null,null,null,null,null,null,null,null,null,null,null,null,null,null,null,null,null,null,null,null,null,null,null,null,null,null,null,null,null,null,null,null,null,null,null,null,null,null,null,null,null,null,null,null,null,null,null,null,null,null,null,null,null,null,null,null,null,null,null,null,null,null,null,null,null,null,null,null,null,null,null,null,null,null,null,0.30103000000000002,0.31419999999999998,0.24610000000000001,0.20443,0.27714,0.27432000000000001,0.21686,0.19706000000000001,0.23483000000000001,0.22467000000000001,0.25881999999999999,0.24113999999999999,0.22788,0.18839,1]
[9,44093,22,6285,{"$f":"(FA6287*Vypocet!$D$24)/$FA$2","v":0},{"$f":"(FB6287*Vypocet!$D$24)/$FB$2","v":0},{"$f":"(FC6287*Vypocet!$D$24)/$FC$2","v":0},{"$f":"(FD6287*Vypocet!$D$24)/$FD$2","v":0},{"$f":"(FE6287*Vypocet!$D$24)/$FE$2","v":0},{"$f":"(FF6287*Vypocet!$D$24)/$FF$2","v":0},{"$f":"(FG6287*Vypocet!$D$24)/$FG$2","v":0},{"$f":"(FH6287*Vypocet!$D$24)/$FH$2","v":0},{"$f":"(FI6287*Vypocet!$D$24)/$FI$2","v":0},{"$f":"(FJ6287*Vypocet!$D$24)/$FJ$2","v":0},{"$f":"(FK6287*Vypocet!$D$24)/$FK$2","v":0},{"$f":"(FL6287*Vypocet!$D$24)/$FL$2","v":0},{"$f":"(FM6287*Vypocet!$D$24)/$FM$2","v":0},{"$f":"(FN6287*Vypocet!$D$24)/$FN$2","v":0},{"$f":"(FO6287*Vypocet!$D$24)/$FO$2","v":0},{"$f":"(VLOOKUP(A6287,Voda!$B$3:$AC$15,TDDData!C6287+4,0)*4180*(VLOOKUP(A6287,Voda!$B$3:$AC$15,4,0)-VLOOKUP(A6287,Voda!$B$3:$AC$15,3,0)))/3600000","v":0},0,{"$f":"IF(U6287=0,0,IF(Z6287>0,IF(Z6287/1000<U6287,IF(Z6287/1000<=Vypocet!$D$15,IF(U6287<Vypocet!$D$15,U6287-Z6287/1000,Vypocet!$D$15-Z6287/1000),Vypocet!$D$15),0),IF(U6287>Vypocet!$D$15,Vypocet!$D$15,U6287)))","v":0},0,{"$f":"HLOOKUP(Vypocet!$D$11,TDDData!$E:$S,2+TDDData!D6287,0)","v":{"$error":"#N/A"}},0,0,{"$error":"#N/A"},{"$error":"#N/A"},{"$f":"IF(AA6287<0,IF(AC6286>-AA6287,AC6286+AA6287,0),IF(AA6287+AC6286<=Vypocet!$D$18,AA6287+AC6286,Vypocet!$D$18))","v":{"$error":"#N/A"}},{"$error":"#N/A"},{"$f":"IF(AND(AC6287<AC6286,AC6287<>0),AE6286,IF(OR(AND(AC6286=0,AA6287<0),AC6286<-AA6287),IF(AC6286=0,IF(AE6286>-AA6287,AE6286+AA6287,0),IF(AC6286+AE6286>-AA6287,AC6286+AE6286+AA6287,0)),IF(AC6286=Vypocet!$D$18,AE6286+AA6287,AE6286+AA6287-AC6287+AC6286)))","v":{"$error":"#N/A"}},{"$error":"#N/A"},{"$error":"#N/A"},{"$f":"SUM($AF$3:AF6287)","v":{"$error":"#N/A"}},{"$error":"#N/A"},{"$error":"#N/A"},{"$error":"#N/A"},{"$f":"SUM($AJ$3:AJ6287)","v":{"$error":"#N/A"}},{"$error":"#N/A"},{"$error":"#N/A"},{"$error":"#N/A"},{"$f":"IF(AN6287<0,IF(AP6286>-AN6287,AP6286+AN6287,0),IF(AN6287+AP6286<=Vypocet!$D$18,AN6287+AP6286,Vypocet!$D$18))","v":{"$error":"#N/A"}},{"$error":"#N/A"},{"$f":"IF(AND(AP6287<AP6286,AP6287<>0),AR6286,IF(OR(AND(AP6286=0,AN6287<0),AP6286<-AN6287),IF(AP6286=0,IF(AR6286>-AN6287,AR6286+AN6287,0),IF(AP6286+AR6286>-AN6287,AP6286+AR6286+AN6287,0)),IF(AP6286=Vypocet!$D$18,AR6286+AN6287,AR6286+AN6287-AP6287+AP6286)))","v":{"$error":"#N/A"}},{"$error":"#N/A"},{"$error":"#N/A"},{"$f":"SUM($AS$3:AS6287)","v":{"$error":"#N/A"}},{"$error":"#N/A"},{"$error":"#N/A"},{"$error":"#N/A"},{"$f":"SUM($AW$3:AW6287)","v":{"$error":"#N/A"}},{"$f":"IF(V6287=0,IF(U6287=0,IF(AZ6286+Z6287/1000>Vypocet!$D$18,Vypocet!$D$18,AZ6286+Z6287/1000),IF(Z6287/1000+AZ6286-U6287>Vypocet!$D$18,Vypocet!$D$18,Z6287/1000+AZ6286-U6287)),IF(AZ6286=0,0,IF(AZ6286>V6287,AZ6286-V6287,0)))","v":0},0,null,null,null,null,null,null,null,null,null,null,null,null,null,null,null,null,null,null,null,null,null,null,null,null,null,null,null,null,null,null,null,null,null,null,null,null,null,null,null,null,null,null,null,null,null,null,null,null,null,null,null,null,null,null,null,null,null,null,null,null,null,null,null,null,null,null,null,null,null,null,null,null,null,null,null,null,null,null,null,null,null,null,null,null,null,null,null,null,null,null,null,null,null,null,null,null,null,null,null,null,null,null,null,0.4516,0.43768000000000001,0.34749999999999998,0.47821000000000002,0.36359999999999998,0.31167,0.28016999999999997,0.40010000000000001,0.37534000000000001,0.32818000000000003,0.38673000000000002,0.44664999999999999,0.53188999999999997,0.35804999999999998,1]
[9,44095,9,6320,{"$f":"(FA6322*Vypocet!$D$24)/$FA$2","v":0},{"$f":"(FB6322*Vypocet!$D$24)/$FB$2","v":0},{"$f":"(FC6322*Vypocet!$D$24)/$FC$2","v":0},{"$f":"(FD6322*Vypocet!$D$24)/$FD$2","v":0},{"$f":"(FE6322*Vypocet!$D$24)/$FE$2","v":0},{"$f":"(FF6322*Vypocet!$D$24)/$FF$2","v":0},{"$f":"(FG6322*Vypocet!$D$24)/$FG$2","v":0},{"$f":"(FH6322*Vypocet!$D$24)/$FH$2","v":0},{"$f":"(FI6322*Vypocet!$D$24)/$FI$2","v":0},{"$f":"(FJ6322*Vypocet!$D$24)/$FJ$2","v":0},{"$f":"(FK6322*Vypocet!$D$24)/$FK$2","v":0},{"$f":"(FL6322*Vypocet!$D$24)/$FL$2","v":0},{"$f":"(FM6322*Vypocet!$D$24)/$FM$2","v":0},{"$f":"(FN6322*Vypocet!$D$24)/$FN$2","v":0},{"$f":"(FO6322*Vypocet!$D$24)/$FO$2","v":0},{"$f":"(VLOOKUP(A6322,Voda!$B$3:$AC$15,TDDData!C6322+4,0)*4180*(VLOOKUP(A6322,Voda!$B$3:$AC$15,4,0)-VLOOKUP(A6322,Voda!$B$3:$AC$15,3,0)))/3600000","v":0},0,{"$f":"IF(U6322=0,0,IF(Z6322>0,IF(Z6322/1000<U6322,IF(Z6322/1000<=Vypocet!$D$15,IF(U6322<Vypocet!$D$15,U6322-Z6322/1000,Vypocet!$D$15-Z6322/1000),Vypocet!$D$15),0),IF(U6322>Vypocet!$D$15,Vypocet!$D$15,U6322)))","v":0},0,{"$f":"HLOOKUP(Vypocet!$D$11,TDDData!$E:$S,2+TDDData!D6322,0)","v":{"$error":"#N/A"}},288.54000000000002,230.83200000000002,{"$error":"#N/A"},{"$error":"#N/A"},{"$f":"IF(AA6322<0,IF(AC6321>-AA6322,AC6321+AA6322,0),IF(AA6322+AC6321<=Vypocet!$D$18,AA6322+AC6321,Vypocet!$D$18))","v":{"$error":"#N/A"}},{"$error":"#N/A"},{"$f":"IF(AND(AC6322<AC6321,AC6322<>0),AE6321,IF(OR(AND(AC6321=0,AA6322<0),AC6321<-AA6322),IF(AC6321=0,IF(AE6321>-AA6322,AE6321+AA6322,0),IF(AC6321+AE6321>-AA6322,AC6321+AE6321+AA6322,0)),IF(AC6321=Vypocet!$D$18,AE6321+AA6322,AE6321+AA6322-AC6322+AC6321)))","v":{"$error":"#N/A"}},{"$error":"#N/A"},{"$error":"#N/A"},{"$f":"SUM($AF$3:AF6322)","v":{"$error":"#N/A"}},{"$error":"#N/A"},{"$error":"#N/A"},{"$error":"#N/A"},{"$f":"SUM($AJ$3:AJ6322)","v":{"$error":"#N/A"}},{"$error":"#N/A"},{"$error":"#N/A"},{"$error":"#N/A"},{"$f":"IF(AN6322<0,IF(AP6321>-AN6322,AP6321+AN6322,0),IF(AN6322+AP6321<=Vypocet!$D$18,AN6322+AP6321,Vypocet!$D$18))","v":{"$error":"#N/A"}},{"$error":"#N/A"},{"$f":"IF(AND(AP6322<AP6321,AP6322<>0),AR6321,IF(OR(AND(AP6321=0,AN6322<0),AP6321<-AN6322),IF(AP6321=0,IF(AR6321>-AN6322,AR6321+AN6322,0),IF(AP6321+AR6321>-AN6322,AP6321+AR6321+AN6322,0)),IF(AP6321=Vypocet!$D$18,AR6321+AN6322,AR6321+AN6322-AP6322+AP6321)))","v":{"$error":"#N/A"}},{"$error":"#N/A"},{"$error":"#N/A"},{"$f":"SUM($AS$3:AS6322)","v":{"$error":"#N/A"}},{"$error":"#N/A"},{"$error":"#N/A"},{"$error":"#N/A"},{"$f":"SUM($AW$3:AW6322)","v":{"$error":"#N/A"}},{"$f":"IF(V6322=0,IF(U6322=0,IF(AZ6321+Z6322/1000>Vypocet!$D$18,Vypocet!$D$18,AZ6321+Z6322/1000),IF(Z6322/1000+AZ6321-U6322>Vypocet!$D$18,Vypocet!$D$18,Z6322/1000+AZ6321-U6322)),IF(AZ6321=0,0,IF(AZ6321>V6322,AZ6321-V6322,0)))","v":0},0,null,null,null,null,null,null,null,null,null,null,null,null,null,null,null,null,null,null,null,null,null,null,null,null,null,null,null,null,null,null,null,null,null,null,null,null,null,null,null,null,null,null,null,null,null,null,null,null,null,null,null,null,null,null,null,null,null,null,null,null,null,null,null,null,null,null,null,null,null,null,null,null,null,null,null,null,null,null,null,null,null,null,null,null,null,null,null,null,null,null,null,null,null,null,null,null,null,null,null,null,null,null,null,0.39255000000000001,0.36786999999999997,0.30621999999999999,0.47494999999999998,0.46607999999999999,0.31140000000000001,0.28336,0.35288000000000003,0.41170000000000001,0.33632000000000001,0.38496999999999998,0.41460000000000002,0.33812999999999999,0.31981999999999999,0]
[9,44097,12,6371,{"$f":"(FA6373*Vypocet!$D$24)/$FA$2","v":0},{"$f":"(FB6373*Vypocet!$D$24)/$FB$2","v":0},{"$f":"(FC6373*Vypocet!$D$24)/$FC$2","v":0},{"$f":"(FD6373*Vypocet!$D$24)/$FD$2","v":0},{"$f":"(FE6373*Vypocet!$D$24)/$FE$2","v":0},{"$f":"(FF6373*Vypocet!$D$24)/$FF$2","v":0},{"$f":"(FG6373*Vypocet!$D$24)/$FG$2","v":0},{"$f":"(FH6373*Vypocet!$D$24)/$FH$2","v":0},{"$f":"(FI6373*Vypocet!$D$24)/$FI$2","v":0},{"$f":"(FJ6373*Vypocet!$D$24)/$FJ$2","v":0},{"$f":"(FK6373*Vypocet!$D$24)/$FK$2","v":0},{"$f":"(FL6373*Vypocet!$D$24)/$FL$2","v":0},{"$f":"(FM6373*Vypocet!$D$24)/$FM$2","v":0},{"$f":"(FN6373*Vypocet!$D$24)/$FN$2","v":0},{"$f":"(FO6373*Vypocet!$D$24)/$FO$2","v":0},{"$f":"(VLOOKUP(A6373,Voda!$B$3:$AC$15,TDDData!C6373+4,0)*4180*(VLOOKUP(A6373,Voda!$B$3:$AC$15,4,0)-VLOOKUP(A6373,Voda!$B$3:$AC$15,3,0)))/3600000","v":0},0,{"$f":"IF(U6373=0,0,IF(Z6373>0,IF(Z6373/1000<U6373,IF(Z6373/1000<=Vypocet!$D$15,IF(U6373<Vypocet!$D$15,U6373-Z6373/1000,Vypocet!$D$15-Z6373/1000),Vypocet!$D$15),0),IF(U6373>Vypocet!$D$15,Vypocet!$D$15,U6373)))","v":0},0,{"$f":"HLOOKUP(Vypocet!$D$11,TDDData!$E:$S,2+TDDData!D6373,0)","v":{"$error":"#N/A"}},971.62,777.29600000000005,{"$error":"#N/A"},{"$error":"#N/A"},{"$f":"IF(AA6373<0,IF(AC6372>-AA6373,AC6372+AA6373,0),IF(AA6373+AC6372<=Vypocet!$D$18,AA6373+AC6372,Vypocet!$D$18))","v":{"$error":"#N/A"}},{"$error":"#N/A"},{"$f":"IF(AND(AC6373<AC6372,AC6373<>0),AE6372,IF(OR(AND(AC6372=0,AA6373<0),AC6372<-AA6373),IF(AC6372=0,IF(AE6372>-AA6373,AE6372+AA6373,0),IF(AC6372+AE6372>-AA6373,AC6372+AE6372+AA6373,0)),IF(AC6372=Vypocet!$D$18,AE6372+AA6373,AE6372+AA6373-AC6373+AC6372)))","v":{"$error":"#N/A"}},{"$error":"#N/A"},{"$error":"#N/A"},{"$f":"SUM($AF$3:AF6373)","v":{"$error":"#N/A"}},{"$error":"#N/A"},{"$error":"#N/A"},{"$error":"#N/A"},{"$f":"SUM($AJ$3:AJ6373)","v":{"$error":"#N/A"}},{"$error":"#N/A"},{"$error":"#N/A"},{"$error":"#N/A"},{"$f":"IF(AN6373<0,IF(AP6372>-AN6373,AP6372+AN6373,0),IF(AN6373+AP6372<=Vypocet!$D$18,AN6373+AP6372,Vypocet!$D$18))","v":{"$error":"#N/A"}},{"$error":"#N/A"},{"$f":"IF(AND(AP6373<AP6372,AP6373<>0),AR6372,IF(OR(AND(AP6372=0,AN6373<0),AP6372<-AN6373),IF(AP6372=0,IF(AR6372>-AN6373,AR6372+AN6373,0),IF(AP6372+AR6372>-AN6373,AP6372+AR6372+AN6373,0)),IF(AP6372=Vypocet!$D$18,AR6372+AN6373,AR6372+AN6373-AP6373+AP6372)))","v":{"$error":"#N/A"}},{"$error":"#N/A"},{"$error":"#N/A"},{"$f":"SUM($AS$3:AS6373)","v":{"$error":"#N/A"}},{"$error":"#N/A"},{"$error":"#N/A"},{"$error":"#N/A"},{"$f":"SUM($AW$3:AW6373)","v":{"$error":"#N/A"}},{"$f":"IF(V6373=0,IF(U6373=0,IF(AZ6372+Z6373/1000>Vypocet!$D$18,Vypocet!$D$18,AZ6372+Z6373/1000),IF(Z6373/1000+AZ6372-U6373>Vypocet!$D$18,Vypocet!$D$18,Z6373/1000+AZ6372-U6373)),IF(AZ6372=0,0,IF(AZ6372>V6373,AZ6372-V6373,0)))","v":0},0,null,null,null,null,null,null,null,null,null,null,null,null,null,null,null,null,null,null,null,null,null,null,null,null,null,null,null,null,null,null,null,null,null,null,null,null,null,null,null,null,null,null,null,null,null,null,null,null,null,null,null,null,null,null,null,null,null,null,null,null,null,null,null,null,null,null,null,null,null,null,null,null,null,null,null,null,null,null,null,null,null,null,null,null,null,null,null,null,null,null,null,null,null,null,null,null,null,null,null,null,null,null,null,0.78083999999999998,0.67398000000000002,0.50656999999999996,0.39401999999999998,0.34721000000000002,0.33124999999999999,0.23984,0.20585999999999999,0.30216999999999999,0.25448999999999999,0.28034999999999999,0.26021,0.38453999999999999,0.26458999999999999,0]
[9,44098,23,6406,{"$f":"(FA6408*Vypocet!$D$24)/$FA$2","v":0},{"$f":"(FB6408*Vypocet!$D$24)/$FB$2","v":0},{"$f":"(FC6408*Vypocet!$D$24)/$FC$2","v":0},{"$f":"(FD6408*Vypocet!$D$24)/$FD$2","v":0},{"$f":"(FE6408*Vypocet!$D$24)/$FE$2","v":0},{"$f":"(FF6408*Vypocet!$D$24)/$FF$2","v":0},{"$f":"(FG6408*Vypocet!$D$24)/$FG$2","v":0},{"$f":"(FH6408*Vypocet!$D$24)/$FH$2","v":0},{"$f":"(FI6408*Vypocet!$D$24)/$FI$2","v":0},{"$f":"(FJ6408*Vypocet!$D$24)/$FJ$2","v":0},{"$f":"(FK6408*Vypocet!$D$24)/$FK$2","v":0},{"$f":"(FL6408*Vypocet!$D$24)/$FL$2","v":0},{"$f":"(FM6408*Vypocet!$D$24)/$FM$2","v":0},{"$f":"(FN6408*Vypocet!$D$24)/$FN$2","v":0},{"$f":"(FO6408*Vypocet!$D$24)/$FO$2","v":0},{"$f":"(VLOOKUP(A6408,Voda!$B$3:$AC$15,TDDData!C6408+4,0)*4180*(VLOOKUP(A6408,Voda!$B$3:$AC$15,4,0)-VLOOKUP(A6408,Voda!$B$3:$AC$15,3,0)))/3600000","v":0},0,{"$f":"IF(U6408=0,0,IF(Z6408>0,IF(Z6408/1000<U6408,IF(Z6408/1000<=Vypocet!$D$15,IF(U6408<Vypocet!$D$15,U6408-Z6408/1000,Vypocet!$D$15-Z6408/1000),Vypocet!$D$15),0),IF(U6408>Vypocet!$D$15,Vypocet!$D$15,U6408)))","v":0},0,{"$f":"HLOOKUP(Vypocet!$D$11,TDDData!$E:$S,2+TDDData!D6408,0)","v":{"$error":"#N/A"}},0,0,{"$error":"#N/A"},{"$error":"#N/A"},{"$f":"IF(AA6408<0,IF(AC6407>-AA6408,AC6407+AA6408,0),IF(AA6408+AC6407<=Vypocet!$D$18,AA6408+AC6407,Vypocet!$D$18))","v":{"$error":"#N/A"}},{"$error":"#N/A"},{"$f":"IF(AND(AC6408<AC6407,AC6408<>0),AE6407,IF(OR(AND(AC6407=0,AA6408<0),AC6407<-AA6408),IF(AC6407=0,IF(AE6407>-AA6408,AE6407+AA6408,0),IF(AC6407+AE6407>-AA6408,AC6407+AE6407+AA6408,0)),IF(AC6407=Vypocet!$D$18,AE6407+AA6408,AE6407+AA6408-AC6408+AC6407)))","v":{"$error":"#N/A"}},{"$error":"#N/A"},{"$error":"#N/A"},{"$f":"SUM($AF$3:AF6408)","v":{"$error":"#N/A"}},{"$error":"#N/A"},{"$error":"#N/A"},{"$error":"#N/A"},{"$f":"SUM($AJ$3:AJ6408)","v":{"$error":"#N/A"}},{"$error":"#N/A"},{"$error":"#N/A"},{"$error":"#N/A"},{"$f":"IF(AN6408<0,IF(AP6407>-AN6408,AP6407+AN6408,0),IF(AN6408+AP6407<=Vypocet!$D$18,AN6408+AP6407,Vypocet!$D$18))","v":{"$error":"#N/A"}},{"$error":"#N/A"},{"$f":"IF(AND(AP6408<AP6407,AP6408<>0),AR6407,IF(OR(AND(AP6407=0,AN6408<0),AP6407<-AN6408),IF(AP6407=0,IF(AR6407>-AN6408,AR6407+AN6408,0),IF(AP6407+AR6407>-AN6408,AP6407+AR6407+AN6408,0)),IF(AP6407=Vypocet!$D$18,AR6407+AN6408,AR6407+AN6408-AP6408+AP6407)))","v":{"$error":"#N/A"}},{"$error":"#N/A"},{"$error":"#N/A"},{"$f":"SUM($AS$3:AS6408)","v":{"$error":"#N/A"}},{"$error":"#N/A"},{"$error":"#N/A"},{"$error":"#N/A"},{"$f":"SUM($AW$3:AW6408)","v":{"$error":"#N/A"}},{"$f":"IF(V6408=0,IF(U6408=0,IF(AZ6407+Z6408/1000>Vypocet!$D$18,Vypocet!$D$18,AZ6407+Z6408/1000),IF(Z6408/1000+AZ6407-U6408>Vypocet!$D$18,Vypocet!$D$18,Z6408/1000+AZ6407-U6408)),IF(AZ6407=0,0,IF(AZ6407>V6408,AZ6407-V6408,0)))","v":0},0,null,null,null,null,null,null,null,null,null,null,null,null,null,null,null,null,null,null,null,null,null,null,null,null,null,null,null,null,null,null,null,null,null,null,null,null,null,null,null,null,null,null,null,null,null,null,null,null,null,null,null,null,null,null,null,null,null,null,null,null,null,null,null,null,null,null,null,null,null,null,null,null,null,null,null,null,null,null,null,null,null,null,null,null,null,null,null,null,null,null,null,null,null,null,null,null,null,null,null,null,null,null,null,0.36481999999999998,0.36858000000000002,0.28964000000000001,0.43298999999999999,0.30676999999999999,0.23311000000000001,0.24091000000000001,0.45624999999999999,0.31026999999999999,0.38978000000000002,0.48329,0.52532000000000001,0.48441000000000001,0.33567999999999998,1]
[9,44100,9,6440,{"$f":"(FA6442*Vypocet!$D$24)/$FA$2","v":0},{"$f":"(FB6442*Vypocet!$D$24)/$FB$2","v":0},{"$f":"(FC6442*Vypocet!$D$24)/$FC$2","v":0},{"$f":"(FD6442*Vypocet!$D$24)/$FD$2","v":0},{"$f":"(FE6442*Vypocet!$D$24)/$FE$2","v":0},{"$f":"(FF6442*Vypocet!$D$24)/$FF$2","v":0},{"$f":"(FG6442*Vypocet!$D$24)/$FG$2","v":0},{"$f":"(FH6442*Vypocet!$D$24)/$FH$2","v":0},{"$f":"(FI6442*Vypocet!$D$24)/$FI$2","v":0},{"$f":"(FJ6442*Vypocet!$D$24)/$FJ$2","v":0},{"$f":"(FK6442*Vypocet!$D$24)/$FK$2","v":0},{"$f":"(FL6442*Vypocet!$D$24)/$FL$2","v":0},{"$f":"(FM6442*Vypocet!$D$24)/$FM$2","v":0},{"$f":"(FN6442*Vypocet!$D$24)/$FN$2","v":0},{"$f":"(FO6442*Vypocet!$D$24)/$FO$2","v":0},{"$f":"(VLOOKUP(A6442,Voda!$B$3:$AC$15,TDDData!C6442+4,0)*4180*(VLOOKUP(A6442,Voda!$B$3:$AC$15,4,0)-VLOOKUP(A6442,Voda!$B$3:$AC$15,3,0)))/3600000","v":0},0,{"$f":"IF(U6442=0,0,IF(Z6442>0,IF(Z6442/1000<U6442,IF(Z6442/1000<=Vypocet!$D$15,IF(U6442<Vypocet!$D$15,U6442-Z6442/1000,Vypocet!$D$15-Z6442/1000),Vypocet!$D$15),0),IF(U6442>Vypocet!$D$15,Vypocet!$D$15,U6442)))","v":0},0,{"$f":"HLOOKUP(Vypocet!$D$11,TDDData!$E:$S,2+TDDData!D6442,0)","v":{"$error":"#N/A"}},391.94,313.55200000000002,{"$error":"#N/A"},{"$error":"#N/A"},{"$f":"IF(AA6442<0,IF(AC6441>-AA6442,AC6441+AA6442,0),IF(AA6442+AC6441<=Vypocet!$D$18,AA6442+AC6441,Vypocet!$D$18))","v":{"$error":"#N/A"}},{"$error":"#N/A"},{"$f":"IF(AND(AC6442<AC6441,AC6442<>0),AE6441,IF(OR(AND(AC6441=0,AA6442<0),AC6441<-AA6442),IF(AC6441=0,IF(AE6441>-AA6442,AE6441+AA6442,0),IF(AC6441+AE6441>-AA6442,AC6441+AE6441+AA6442,0)),IF(AC6441=Vypocet!$D$18,AE6441+AA6442,AE6441+AA6442-AC6442+AC6441)))","v":{"$error":"#N/A"}},{"$error":"#N/A"},{"$error":"#N/A"},{"$f":"SUM($AF$3:AF6442)","v":{"$error":"#N/A"}},{"$error":"#N/A"},{"$error":"#N/A"},{"$error":"#N/A"},{"$f":"SUM($AJ$3:AJ6442)","v":{"$error":"#N/A"}},{"$error":"#N/A"},{"$error":"#N/A"},{"$error":"#N/A"},{"$f":"IF(AN6442<0,IF(AP6441>-AN6442,AP6441+AN6442,0),IF(AN6442+AP6441<=Vypocet!$D$18,AN6442+AP6441,Vypocet!$D$18))","v":{"$error":"#N/A"}},{"$error":"#N/A"},{"$f":"IF(AND(AP6442<AP6441,AP6442<>0),AR6441,IF(OR(AND(AP6441=0,AN6442<0),AP6441<-AN6442),IF(AP6441=0,IF(AR6441>-AN6442,AR6441+AN6442,0),IF(AP6441+AR6441>-AN6442,AP6441+AR6441+AN6442,0)),IF(AP6441=Vypocet!$D$18,AR6441+AN6442,AR6441+AN6442-AP6442+AP6441)))","v":{"$error":"#N/A"}},{"$error":"#N/A"},{"$error":"#N/A"},{"$f":"SUM($AS$3:AS6442)","v":{"$error":"#N/A"}},{"$error":"#N/A"},{"$error":"#N/A"},{"$error":"#N/A"},{"$f":"SUM($AW$3:AW6442)","v":{"$error":"#N/A"}},{"$f":"IF(V6442=0,IF(U6442=0,IF(AZ6441+Z6442/1000>Vypocet!$D$18,Vypocet!$D$18,AZ6441+Z6442/1000),IF(Z6442/1000+AZ6441-U6442>Vypocet!$D$18,Vypocet!$D$18,Z6442/1000+AZ6441-U6442)),IF(AZ6441=0,0,IF(AZ6441>V6442,AZ6441-V6442,0)))","v":0},0,null,null,null,null,null,null,null,null,null,null,null,null,null,null,null,null,null,null,null,null,null,null,null,null,null,null,null,null,null,null,null,null,null,null,null,null,null,null,null,null,null,null,null,null,null,null,null,null,null,null,null,null,null,null,null,null,null,null,null,null,null,null,null,null,null,null,null,null,null,null,null,null,null,null,null,null,null,null,null,null,null,null,null,null,null,null,null,null,null,null,null,null,null,null,null,null,null,null,null,null,null,null,null,0.71128000000000002,0.66576999999999997,0.45556000000000002,0.35050999999999999,0.26508999999999999,0.24328,0.25387999999999999,0.25275999999999998,0.26555000000000001,0.25247000000000003,0.21523999999999999,0.26555000000000001,0.26027,0.27356000000000003,0]
[9,44101,18,6473,{"$f":"(FA6475*Vypocet!$D$24)/$FA$2","v":0},{"$f":"(FB6475*Vypocet!$D$24)/$FB$2","v":0},{"$f":"(FC6475*Vypocet!$D$24)/$FC$2","v":0},{"$f":"(FD6475*Vypocet!$D$24)/$FD$2","v":0},{"$f":"(FE6475*Vypocet!$D$24)/$FE$2","v":0},{"$f":"(FF6475*Vypocet!$D$24)/$FF$2","v":0},{"$f":"(FG6475*Vypocet!$D$24)/$FG$2","v":0},{"$f":"(FH6475*Vypocet!$D$24)/$FH$2","v":0},{"$f":"(FI6475*Vypocet!$D$24)/$FI$2","v":0},{"$f":"(FJ6475*Vypocet!$D$24)/$FJ$2","v":0},{"$f":"(FK6475*Vypocet!$D$24)/$FK$2","v":0},{"$f":"(FL6475*Vypocet!$D$24)/$FL$2","v":0},{"$f":"(FM6475*Vypocet!$D$24)/$FM$2","v":0},{"$f":"(FN6475*Vypocet!$D$24)/$FN$2","v":0},{"$f":"(FO6475*Vypocet!$D$24)/$FO$2","v":0},{"$f":"(VLOOKUP(A6475,Voda!$B$3:$AC$15,TDDData!C6475+4,0)*4180*(VLOOKUP(A6475,Voda!$B$3:$AC$15,4,0)-VLOOKUP(A6475,Voda!$B$3:$AC$15,3,0)))/3600000","v":0},0,{"$f":"IF(U6475=0,0,IF(Z6475>0,IF(Z6475/1000<U6475,IF(Z6475/1000<=Vypocet!$D$15,IF(U6475<Vypocet!$D$15,U6475-Z6475/1000,Vypocet!$D$15-Z6475/1000),Vypocet!$D$15),0),IF(U6475>Vypocet!$D$15,Vypocet!$D$15,U6475)))","v":0},0,{"$f":"HLOOKUP(Vypocet!$D$11,TDDData!$E:$S,2+TDDData!D6475,0)","v":{"$error":"#N/A"}},21.92,17.536000000000001,{"$error":"#N/A"},{"$error":"#N/A"},{"$f":"IF(AA6475<0,IF(AC6474>-AA6475,AC6474+AA6475,0),IF(AA6475+AC6474<=Vypocet!$D$18,AA6475+AC6474,Vypocet!$D$18))","v":{"$error":"#N/A"}},{"$error":"#N/A"},{"$f":"IF(AND(AC6475<AC6474,AC6475<>0),AE6474,IF(OR(AND(AC6474=0,AA6475<0),AC6474<-AA6475),IF(AC6474=0,IF(AE6474>-AA6475,AE6474+AA6475,0),IF(AC6474+AE6474>-AA6475,AC6474+AE6474+AA6475,0)),IF(AC6474=Vypocet!$D$18,AE6474+AA6475,AE6474+AA6475-AC6475+AC6474)))","v":{"$error":"#N/A"}},{"$error":"#N/A"},{"$error":"#N/A"},{"$f":"SUM($AF$3:AF6475)","v":{"$error":"#N/A"}},{"$error":"#N/A"},{"$error":"#N/A"},{"$error":"#N/A"},{"$f":"SUM($AJ$3:AJ6475)","v":{"$error":"#N/A"}},{"$error":"#N/A"},{"$error":"#N/A"},{"$error":"#N/A"},{"$f":"IF(AN6475<0,IF(AP6474>-AN6475,AP6474+AN6475,0),IF(AN6475+AP6474<=Vypocet!$D$18,AN6475+AP6474,Vypocet!$D$18))","v":{"$error":"#N/A"}},{"$error":"#N/A"},{"$f":"IF(AND(AP6475<AP6474,AP6475<>0),AR6474,IF(OR(AND(AP6474=0,AN6475<0),AP6474<-AN6475),IF(AP6474=0,IF(AR6474>-AN6475,AR6474+AN6475,0),IF(AP6474+AR6474>-AN6475,AP6474+AR6474+AN6475,0)),IF(AP6474=Vypocet!$D$18,AR6474+AN6475,AR6474+AN6475-AP6475+AP6474)))","v":{"$error":"#N/A"}},{"$error":"#N/A"},{"$error":"#N/A"},{"$f":"SUM($AS$3:AS6475)","v":{"$error":"#N/A"}},{"$error":"#N/A"},{"$error":"#N/A"},{"$error":"#N/A"},{"$f":"SUM($AW$3:AW6475)","v":{"$error":"#N/A"}},{"$f":"IF(V6475=0,IF(U6475=0,IF(AZ6474+Z6475/1000>Vypocet!$D$18,Vypocet!$D$18,AZ6474+Z6475/1000),IF(Z6475/1000+AZ6474-U6475>Vypocet!$D$18,Vypocet!$D$18,Z6475/1000+AZ6474-U6475)),IF(AZ6474=0,0,IF(AZ6474>V6475,AZ6474-V6475,0)))","v":0},0,null,null,null,null,null,null,null,null,null,null,null,null,null,null,null,null,null,null,null,null,null,null,null,null,null,null,null,null,null,null,null,null,null,null,null,null,null,null,null,null,null,null,null,null,null,null,null,null,null,null,null,null,null,null,null,null,null,null,null,null,null,null,null,null,null,null,null,null,null,null,null,null,null,null,null,null,null,null,null,null,null,null,null,null,null,null,null,null,null,null,null,null,null,null,null,null,null,null,null,null,null,null,null,0.49557000000000001,0.38636999999999999,0.36836999999999998,0.55105000000000004,0.59233000000000002,0.39573000000000003,0.28969,0.42801,0.50205,0.40372000000000002,0.40632000000000001,0.79942999999999997,0.41099999999999998,0.37063000000000001,0]
[9,44103,5,6508,{"$f":"(FA6510*Vypocet!$D$24)/$FA$2","v":0},{"$f":"(FB6510*Vypocet!$D$24)/$FB$2","v":0},{"$f":"(FC6510*Vypocet!$D$24)/$FC$2","v":0},{"$f":"(FD6510*Vypocet!$D$24)/$FD$2","v":0},{"$f":"(FE6510*Vypocet!$D$24)/$FE$2","v":0},{"$f":"(FF6510*Vypocet!$D$24)/$FF$2","v":0},{"$f":"(FG6510*Vypocet!$D$24)/$FG$2","v":0},{"$f":"(FH6510*Vypocet!$D$24)/$FH$2","v":0},{"$f":"(FI6510*Vypocet!$D$24)/$FI$2","v":0},{"$f":"(FJ6510*Vypocet!$D$24)/$FJ$2","v":0},{"$f":"(FK6510*Vypocet!$D$24)/$FK$2","v":0},{"$f":"(FL6510*Vypocet!$D$24)/$FL$2","v":0},{"$f":"(FM6510*Vypocet!$D$24)/$FM$2","v":0},{"$f":"(FN6510*Vypocet!$D$24)/$FN$2","v":0},{"$f":"(FO6510*Vypocet!$D$24)/$FO$2","v":0},{"$f":"(VLOOKUP(A6510,Voda!$B$3:$AC$15,TDDData!C6510+4,0)*4180*(VLOOKUP(A6510,Voda!$B$3:$AC$15,4,0)-VLOOKUP(A6510,Voda!$B$3:$AC$15,3,0)))/3600000","v":0},0,{"$f":"IF(U6510=0,0,IF(Z6510>0,IF(Z6510/1000<U6510,IF(Z6510/1000<=Vypocet!$D$15,IF(U6510<Vypocet!$D$15,U6510-Z6510/1000,Vypocet!$D$15-Z6510/1000),Vypocet!$D$15),0),IF(U6510>Vypocet!$D$15,Vypocet!$D$15,U6510)))","v":0},0,{"$f":"HLOOKUP(Vypocet!$D$11,TDDData!$E:$S,2+TDDData!D6510,0)","v":{"$error":"#N/A"}},0,0,{"$error":"#N/A"},{"$error":"#N/A"},{"$f":"IF(AA6510<0,IF(AC6509>-AA6510,AC6509+AA6510,0),IF(AA6510+AC6509<=Vypocet!$D$18,AA6510+AC6509,Vypocet!$D$18))","v":{"$error":"#N/A"}},{"$error":"#N/A"},{"$f":"IF(AND(AC6510<AC6509,AC6510<>0),AE6509,IF(OR(AND(AC6509=0,AA6510<0),AC6509<-AA6510),IF(AC6509=0,IF(AE6509>-AA6510,AE6509+AA6510,0),IF(AC6509+AE6509>-AA6510,AC6509+AE6509+AA6510,0)),IF(AC6509=Vypocet!$D$18,AE6509+AA6510,AE6509+AA6510-AC6510+AC6509)))","v":{"$error":"#N/A"}},{"$error":"#N/A"},{"$error":"#N/A"},{"$f":"SUM($AF$3:AF6510)","v":{"$error":"#N/A"}},{"$error":"#N/A"},{"$error":"#N/A"},{"$error":"#N/A"},{"$f":"SUM($AJ$3:AJ6510)","v":{"$error":"#N/A"}},{"$error":"#N/A"},{"$error":"#N/A"},{"$error":"#N/A"},{"$f":"IF(AN6510<0,IF(AP6509>-AN6510,AP6509+AN6510,0),IF(AN6510+AP6509<=Vypocet!$D$18,AN6510+AP6509,Vypocet!$D$18))","v":{"$error":"#N/A"}},{"$error":"#N/A"},{"$f":"IF(AND(AP6510<AP6509,AP6510<>0),AR6509,IF(OR(AND(AP6509=0,AN6510<0),AP6509<-AN6510),IF(AP6509=0,IF(AR6509>-AN6510,AR6509+AN6510,0),IF(AP6509+AR6509>-AN6510,AP6509+AR6509+AN6510,0)),IF(AP6509=Vypocet!$D$18,AR6509+AN6510,AR6509+AN6510-AP6510+AP6509)))","v":{"$error":"#N/A"}},{"$error":"#N/A"},{"$error":"#N/A"},{"$f":"SUM($AS$3:AS6510)","v":{"$error":"#N/A"}},{"$error":"#N/A"},{"$error":"#N/A"},{"$error":"#N/A"},{"$f":"SUM($AW$3:AW6510)","v":{"$error":"#N/A"}},{"$f":"IF(V6510=0,IF(U6510=0,IF(AZ6509+Z6510/1000>Vypocet!$D$18,Vypocet!$D$18,AZ6509+Z6510/1000),IF(Z6510/1000+AZ6509-U6510>Vypocet!$D$18,Vypocet!$D$18,Z6510/1000+AZ6509-U6510)),IF(AZ6509=0,0,IF(AZ6509>V6510,AZ6509-V6510,0)))","v":0},0,null,null,null,null,null,null,null,null,null,null,null,null,null,null,null,null,null,null,null,null,null,null,null,null,null,null,null,null,null,null,null,null,null,null,null,null,null,null,null,null,null,null,null,null,null,null,null,null,null,null,null,null,null,null,null,null,null,null,null,null,null,null,null,null,null,null,null,null,null,null,null,null,null,null,null,null,null,null,null,null,null,null,null,null,null,null,null,null,null,null,null,null,null,null,null,null,null,null,null,null,null,null,null,0.29905999999999999,0.35818,0.25286999999999998,0.20658000000000001,0.59669000000000005,0.29898000000000002,0.23552999999999999,0.36649999999999999,0.34139999999999998,0.26190999999999998,0.36957000000000001,0.27667000000000003,0.27512999999999999,0.23993,1]
[9,44103,22,6525,{"$f":"(FA6527*Vypocet!$D$24)/$FA$2","v":0},{"$f":"(FB6527*Vypocet!$D$24)/$FB$2","v":0},{"$f":"(FC6527*Vypocet!$D$24)/$FC$2","v":0},{"$f":"(FD6527*Vypocet!$D$24)/$FD$2","v":0},{"$f":"(FE6527*Vypocet!$D$24)/$FE$2","v":0},{"$f":"(FF6527*Vypocet!$D$24)/$FF$2","v":0},{"$f":"(FG6527*Vypocet!$D$24)/$FG$2","v":0},{"$f":"(FH6527*Vypocet!$D$24)/$FH$2","v":0},{"$f":"(FI6527*Vypocet!$D$24)/$FI$2","v":0},{"$f":"(FJ6527*Vypocet!$D$24)/$FJ$2","v":0},{"$f":"(FK6527*Vypocet!$D$24)/$FK$2","v":0},{"$f":"(FL6527*Vypocet!$D$24)/$FL$2","v":0},{"$f":"(FM6527*Vypocet!$D$24)/$FM$2","v":0},{"$f":"(FN6527*Vypocet!$D$24)/$FN$2","v":0},{"$f":"(FO6527*Vypocet!$D$24)/$FO$2","v":0},{"$f":"(VLOOKUP(A6527,Voda!$B$3:$AC$15,TDDData!C6527+4,0)*4180*(VLOOKUP(A6527,Voda!$B$3:$AC$15,4,0)-VLOOKUP(A6527,Voda!$B$3:$AC$15,3,0)))/3600000","v":0},0,{"$f":"IF(U6527=0,0,IF(Z6527>0,IF(Z6527/1000<U6527,IF(Z6527/1000<=Vypocet!$D$15,IF(U6527<Vypocet!$D$15,U6527-Z6527/1000,Vypocet!$D$15-Z6527/1000),Vypocet!$D$15),0),IF(U6527>Vypocet!$D$15,Vypocet!$D$15,U6527)))","v":0},0,{"$f":"HLOOKUP(Vypocet!$D$11,TDDData!$E:$S,2+TDDData!D6527,0)","v":{"$error":"#N/A"}},0,0,{"$error":"#N/A"},{"$error":"#N/A"},{"$f":"IF(AA6527<0,IF(AC6526>-AA6527,AC6526+AA6527,0),IF(AA6527+AC6526<=Vypocet!$D$18,AA6527+AC6526,Vypocet!$D$18))","v":{"$error":"#N/A"}},{"$error":"#N/A"},{"$f":"IF(AND(AC6527<AC6526,AC6527<>0),AE6526,IF(OR(AND(AC6526=0,AA6527<0),AC6526<-AA6527),IF(AC6526=0,IF(AE6526>-AA6527,AE6526+AA6527,0),IF(AC6526+AE6526>-AA6527,AC6526+AE6526+AA6527,0)),IF(AC6526=Vypocet!$D$18,AE6526+AA6527,AE6526+AA6527-AC6527+AC6526)))","v":{"$error":"#N/A"}},{"$error":"#N/A"},{"$error":"#N/A"},{"$f":"SUM($AF$3:AF6527)","v":{"$error":"#N/A"}},{"$error":"#N/A"},{"$error":"#N/A"},{"$error":"#N/A"},{"$f":"SUM($AJ$3:AJ6527)","v":{"$error":"#N/A"}},{"$error":"#N/A"},{"$error":"#N/A"},{"$error":"#N/A"},{"$f":"IF(AN6527<0,IF(AP6526>-AN6527,AP6526+AN6527,0),IF(AN6527+AP6526<=Vypocet!$D$18,AN6527+AP6526,Vypocet!$D$18))","v":{"$error":"#N/A"}},{"$error":"#N/A"},{"$f":"IF(AND(AP6527<AP6526,AP6527<>0),AR6526,IF(OR(AND(AP6526=0,AN6527<0),AP6526<-AN6527),IF(AP6526=0,IF(AR6526>-AN6527,AR6526+AN6527,0),IF(AP6526+AR6526>-AN6527,AP6526+AR6526+AN6527,0)),IF(AP6526=Vypocet!$D$18,AR6526+AN6527,AR6526+AN6527-AP6527+AP6526)))","v":{"$error":"#N/A"}},{"$error":"#N/A"},{"$error":"#N/A"},{"$f":"SUM($AS$3:AS6527)","v":{"$error":"#N/A"}},{"$error":"#N/A"},{"$error":"#N/A"},{"$error":"#N/A"},{"$f":"SUM($AW$3:AW6527)","v":{"$error":"#N/A"}},{"$f":"IF(V6527=0,IF(U6527=0,IF(AZ6526+Z6527/1000>Vypocet!$D$18,Vypocet!$D$18,AZ6526+Z6527/1000),IF(Z6527/1000+AZ6526-U6527>Vypocet!$D$18,Vypocet!$D$18,Z6527/1000+AZ6526-U6527)),IF(AZ6526=0,0,IF(AZ6526>V6527,AZ6526-V6527,0)))","v":0},0,null,null,null,null,null,null,null,null,null,null,null,null,null,null,null,null,null,null,null,null,null,null,null,null,null,null,null,null,null,null,null,null,null,null,null,null,null,null,null,null,null,null,null,null,null,null,null,null,null,null,null,null,null,null,null,null,null,null,null,null,null,null,null,null,null,null,null,null,null,null,null,null,null,null,null,null,null,null,null,null,null,null,null,null,null,null,null,null,null,null,null,null,null,null,null,null,null,null,null,null,null,null,null,0.43208999999999997,0.41952,0.34634999999999999,0.54800000000000004,0.34023999999999999,0.35269,0.27465000000000001,0.40583999999999998,0.41295999999999999,0.35880000000000001,0.29511999999999999,0.36296,0.61402000000000001,0.41757,1]
[10,44105,9,6560,{"$f":"(FA6562*Vypocet!$D$24)/$FA$2","v":0},{"$f":"(FB6562*Vypocet!$D$24)/$FB$2","v":0},{"$f":"(FC6562*Vypocet!$D$24)/$FC$2","v":0},{"$f":"(FD6562*Vypocet!$D$24)/$FD$2","v":0},{"$f":"(FE6562*Vypocet!$D$24)/$FE$2","v":0},{"$f":"(FF6562*Vypocet!$D$24)/$FF$2","v":0},{"$f":"(FG6562*Vypocet!$D$24)/$FG$2","v":0},{"$f":"(FH6562*Vypocet!$D$24)/$FH$2","v":0},{"$f":"(FI6562*Vypocet!$D$24)/$FI$2","v":0},{"$f":"(FJ6562*Vypocet!$D$24)/$FJ$2","v":0},{"$f":"(FK6562*Vypocet!$D$24)/$FK$2","v":0},{"$f":"(FL6562*Vypocet!$D$24)/$FL$2","v":0},{"$f":"(FM6562*Vypocet!$D$24)/$FM$2","v":0},{"$f":"(FN6562*Vypocet!$D$24)/$FN$2","v":0},{"$f":"(FO6562*Vypocet!$D$24)/$FO$2","v":0},{"$f":"(VLOOKUP(A6562,Voda!$B$3:$AC$15,TDDData!C6562+4,0)*4180*(VLOOKUP(A6562,Voda!$B$3:$AC$15,4,0)-VLOOKUP(A6562,Voda!$B$3:$AC$15,3,0)))/3600000","v":0},0,{"$f":"IF(U6562=0,0,IF(Z6562>0,IF(Z6562/1000<U6562,IF(Z6562/1000<=Vypocet!$D$15,IF(U6562<Vypocet!$D$15,U6562-Z6562/1000,Vypocet!$D$15-Z6562/1000),Vypocet!$D$15),0),IF(U6562>Vypocet!$D$15,Vypocet!$D$15,U6562)))","v":0},0,{"$f":"HLOOKUP(Vypocet!$D$11,TDDData!$E:$S,2+TDDData!D6562,0)","v":{"$error":"#N/A"}},137.96,110.36800000000001,{"$error":"#N/A"},{"$error":"#N/A"},{"$f":"IF(AA6562<0,IF(AC6561>-AA6562,AC6561+AA6562,0),IF(AA6562+AC6561<=Vypocet!$D$18,AA6562+AC6561,Vypocet!$D$18))","v":{"$error":"#N/A"}},{"$error":"#N/A"},{"$f":"IF(AND(AC6562<AC6561,AC6562<>0),AE6561,IF(OR(AND(AC6561=0,AA6562<0),AC6561<-AA6562),IF(AC6561=0,IF(AE6561>-AA6562,AE6561+AA6562,0),IF(AC6561+AE6561>-AA6562,AC6561+AE6561+AA6562,0)),IF(AC6561=Vypocet!$D$18,AE6561+AA6562,AE6561+AA6562-AC6562+AC6561)))","v":{"$error":"#N/A"}},{"$error":"#N/A"},{"$error":"#N/A"},{"$f":"SUM($AF$3:AF6562)","v":{"$error":"#N/A"}},{"$error":"#N/A"},{"$error":"#N/A"},{"$error":"#N/A"},{"$f":"SUM($AJ$3:AJ6562)","v":{"$error":"#N/A"}},{"$error":"#N/A"},{"$error":"#N/A"},{"$error":"#N/A"},{"$f":"IF(AN6562<0,IF(AP6561>-AN6562,AP6561+AN6562,0),IF(AN6562+AP6561<=Vypocet!$D$18,AN6562+AP6561,Vypocet!$D$18))","v":{"$error":"#N/A"}},{"$error":"#N/A"},{"$f":"IF(AND(AP6562<AP6561,AP6562<>0),AR6561,IF(OR(AND(AP6561=0,AN6562<0),AP6561<-AN6562),IF(AP6561=0,IF(AR6561>-AN6562,AR6561+AN6562,0),IF(AP6561+AR6561>-AN6562,AP6561+AR6561+AN6562,0)),IF(AP6561=Vypocet!$D$18,AR6561+AN6562,AR6561+AN6562-AP6562+AP6561)))","v":{"$error":"#N/A"}},{"$error":"#N/A"},{"$error":"#N/A"},{"$f":"SUM($AS$3:AS6562)","v":{"$error":"#N/A"}},{"$error":"#N/A"},{"$error":"#N/A"},{"$error":"#N/A"},{"$f":"SUM($AW$3:AW6562)","v":{"$error":"#N/A"}},{"$f":"IF(V6562=0,IF(U6562=0,IF(AZ6561+Z6562/1000>Vypocet!$D$18,Vypocet!$D$18,AZ6561+Z6562/1000),IF(Z6562/1000+AZ6561-U6562>Vypocet!$D$18,Vypocet!$D$18,Z6562/1000+AZ6561-U6562)),IF(AZ6561=0,0,IF(AZ6561>V6562,AZ6561-V6562,0)))","v":0},0,null,null,null,null,null,null,null,null,null,null,null,null,null,null,null,null,null,null,null,null,null,null,null,null,null,null,null,null,null,null,null,null,null,null,null,null,null,null,null,null,null,null,null,null,null,null,null,null,null,null,null,null,null,null,null,null,null,null,null,null,null,null,null,null,null,null,null,null,null,null,null,null,null,null,null,null,null,null,null,null,null,null,null,null,null,null,null,null,null,null,null,null,null,null,null,null,null,null,null,null,null,null,null,0.75807000000000002,0.68815000000000004,0.49181000000000002,0.36564000000000002,0.23873,0.28769,0.24687999999999999,0.18969,0.25185999999999997,0.218,0.18375,0.27211999999999997,0.26214999999999999,0.30218,0]
[10,44107,12,6611,{"$f":"(FA6613*Vypocet!$D$24)/$FA$2","v":0},{"$f":"(FB6613*Vypocet!$D$24)/$FB$2","v":0},{"$f":"(FC6613*Vypocet!$D$24)/$FC$2","v":0},{"$f":"(FD6613*Vypocet!$D$24)/$FD$2","v":0},{"$f":"(FE6613*Vypocet!$D$24)/$FE$2","v":0},{"$f":"(FF6613*Vypocet!$D$24)/$FF$2","v":0},{"$f":"(FG6613*Vypocet!$D$24)/$FG$2","v":0},{"$f":"(FH6613*Vypocet!$D$24)/$FH$2","v":0},{"$f":"(FI6613*Vypocet!$D$24)/$FI$2","v":0},{"$f":"(FJ6613*Vypocet!$D$24)/$FJ$2","v":0},{"$f":"(FK6613*Vypocet!$D$24)/$FK$2","v":0},{"$f":"(FL6613*Vypocet!$D$24)/$FL$2","v":0},{"$f":"(FM6613*Vypocet!$D$24)/$FM$2","v":0},{"$f":"(FN6613*Vypocet!$D$24)/$FN$2","v":0},{"$f":"(FO6613*Vypocet!$D$24)/$FO$2","v":0},{"$f":"(VLOOKUP(A6613,Voda!$B$3:$AC$15,TDDData!C6613+4,0)*4180*(VLOOKUP(A6613,Voda!$B$3:$AC$15,4,0)-VLOOKUP(A6613,Voda!$B$3:$AC$15,3,0)))/3600000","v":0},0,{"$f":"IF(U6613=0,0,IF(Z6613>0,IF(Z6613/1000<U6613,IF(Z6613/1000<=Vypocet!$D$15,IF(U6613<Vypocet!$D$15,U6613-Z6613/1000,Vypocet!$D$15-Z6613/1000),Vypocet!$D$15),0),IF(U6613>Vypocet!$D$15,Vypocet!$D$15,U6613)))","v":0},0,{"$f":"HLOOKUP(Vypocet!$D$11,TDDData!$E:$S,2+TDDData!D6613,0)","v":{"$error":"#N/A"}},839.14,671.31200000000001,{"$error":"#N/A"},{"$error":"#N/A"},{"$f":"IF(AA6613<0,IF(AC6612>-AA6613,AC6612+AA6613,0),IF(AA6613+AC6612<=Vypocet!$D$18,AA6613+AC6612,Vypocet!$D$18))","v":{"$error":"#N/A"}},{"$error":"#N/A"},{"$f":"IF(AND(AC6613<AC6612,AC6613<>0),AE6612,IF(OR(AND(AC6612=0,AA6613<0),AC6612<-AA6613),IF(AC6612=0,IF(AE6612>-AA6613,AE6612+AA6613,0),IF(AC6612+AE6612>-AA6613,AC6612+AE6612+AA6613,0)),IF(AC6612=Vypocet!$D$18,AE6612+AA6613,AE6612+AA6613-AC6613+AC6612)))","v":{"$error":"#N/A"}},{"$error":"#N/A"},{"$error":"#N/A"},{"$f":"SUM($AF$3:AF6613)","v":{"$error":"#N/A"}},{"$error":"#N/A"},{"$error":"#N/A"},{"$error":"#N/A"},{"$f":"SUM($AJ$3:AJ6613)","v":{"$error":"#N/A"}},{"$error":"#N/A"},{"$error":"#N/A"},{"$error":"#N/A"},{"$f":"IF(AN6613<0,IF(AP6612>-AN6613,AP6612+AN6613,0),IF(AN6613+AP6612<=Vypocet!$D$18,AN6613+AP6612,Vypocet!$D$18))","v":{"$error":"#N/A"}},{"$error":"#N/A"},{"$f":"IF(AND(AP6613<AP6612,AP6613<>0),AR6612,IF(OR(AND(AP6612=0,AN6613<0),AP6612<-AN6613),IF(AP6612=0,IF(AR6612>-AN6613,AR6612+AN6613,0),IF(AP6612+AR6612>-AN6613,AP6612+AR6612+AN6613,0)),IF(AP6612=Vypocet!$D$18,AR6612+AN6613,AR6612+AN6613-AP6613+AP6612)))","v":{"$error":"#N/A"}},{"$error":"#N/A"},{"$error":"#N/A"},{"$f":"SUM($AS$3:AS6613)","v":{"$error":"#N/A"}},{"$error":"#N/A"},{"$error":"#N/A"},{"$error":"#N/A"},{"$f":"SUM($AW$3:AW6613)","v":{"$error":"#N/A"}},{"$f":"IF(V6613=0,IF(U6613=0,IF(AZ6612+Z6613/1000>Vypocet!$D$18,Vypocet!$D$18,AZ6612+Z6613/1000),IF(Z6613/1000+AZ6612-U6613>Vypocet!$D$18,Vypocet!$D$18,Z6613/1000+AZ6612-U6613)),IF(AZ6612=0,0,IF(AZ6612>V6613,AZ6612-V6613,0)))","v":0},0,null,null,null,null,null,null,null,null,null,null,null,null,null,null,null,null,null,null,null,null,null,null,null,null,null,null,null,null,null,null,null,null,null,null,null,null,null,null,null,null,null,null,null,null,null,null,null,null,null,null,null,null,null,null,null,null,null,null,null,null,null,null,null,null,null,null,null,null,null,null,null,null,null,null,null,null,null,null,null,null,null,null,null,null,null,null,null,null,null,null,null,null,null,null,null,null,null,null,null,null,null,null,null,0.79925999999999997,0.68730000000000002,0.55606,0.44774000000000003,0.35710999999999998,0.32690000000000002,0.27729999999999999,0.24179999999999999,0.28714000000000001,0.24665999999999999,0.28938000000000003,0.24725,0.43919999999999998,0.29846,0]
[10,44108,5,6628,{"$f":"(FA6630*Vypocet!$D$24)/$FA$2","v":0},{"$f":"(FB6630*Vypocet!$D$24)/$FB$2","v":0},{"$f":"(FC6630*Vypocet!$D$24)/$FC$2","v":0},{"$f":"(FD6630*Vypocet!$D$24)/$FD$2","v":0},{"$f":"(FE6630*Vypocet!$D$24)/$FE$2","v":0},{"$f":"(FF6630*Vypocet!$D$24)/$FF$2","v":0},{"$f":"(FG6630*Vypocet!$D$24)/$FG$2","v":0},{"$f":"(FH6630*Vypocet!$D$24)/$FH$2","v":0},{"$f":"(FI6630*Vypocet!$D$24)/$FI$2","v":0},{"$f":"(FJ6630*Vypocet!$D$24)/$FJ$2","v":0},{"$f":"(FK6630*Vypocet!$D$24)/$FK$2","v":0},{"$f":"(FL6630*Vypocet!$D$24)/$FL$2","v":0},{"$f":"(FM6630*Vypocet!$D$24)/$FM$2","v":0},{"$f":"(FN6630*Vypocet!$D$24)/$FN$2","v":0},{"$f":"(FO6630*Vypocet!$D$24)/$FO$2","v":0},{"$f":"(VLOOKUP(A6630,Voda!$B$3:$AC$15,TDDData!C6630+4,0)*4180*(VLOOKUP(A6630,Voda!$B$3:$AC$15,4,0)-VLOOKUP(A6630,Voda!$B$3:$AC$15,3,0)))/3600000","v":0},0,{"$f":"IF(U6630=0,0,IF(Z6630>0,IF(Z6630/1000<U6630,IF(Z6630/1000<=Vypocet!$D$15,IF(U6630<Vypocet!$D$15,U6630-Z6630/1000,Vypocet!$D$15-Z6630/1000),Vypocet!$D$15),0),IF(U6630>Vypocet!$D$15,Vypocet!$D$15,U6630)))","v":0},0,{"$f":"HLOOKUP(Vypocet!$D$11,TDDData!$E:$S,2+TDDData!D6630,0)","v":{"$error":"#N/A"}},0,0,{"$error":"#N/A"},{"$error":"#N/A"},{"$f":"IF(AA6630<0,IF(AC6629>-AA6630,AC6629+AA6630,0),IF(AA6630+AC6629<=Vypocet!$D$18,AA6630+AC6629,Vypocet!$D$18))","v":{"$error":"#N/A"}},{"$error":"#N/A"},{"$f":"IF(AND(AC6630<AC6629,AC6630<>0),AE6629,IF(OR(AND(AC6629=0,AA6630<0),AC6629<-AA6630),IF(AC6629=0,IF(AE6629>-AA6630,AE6629+AA6630,0),IF(AC6629+AE6629>-AA6630,AC6629+AE6629+AA6630,0)),IF(AC6629=Vypocet!$D$18,AE6629+AA6630,AE6629+AA6630-AC6630+AC6629)))","v":{"$error":"#N/A"}},{"$error":"#N/A"},{"$error":"#N/A"},{"$f":"SUM($AF$3:AF6630)","v":{"$error":"#N/A"}},{"$error":"#N/A"},{"$error":"#N/A"},{"$error":"#N/A"},{"$f":"SUM($AJ$3:AJ6630)","v":{"$error":"#N/A"}},{"$error":"#N/A"},{"$error":"#N/A"},{"$error":"#N/A"},{"$f":"IF(AN6630<0,IF(AP6629>-AN6630,AP6629+AN6630,0),IF(AN6630+AP6629<=Vypocet!$D$18,AN6630+AP6629,Vypocet!$D$18))","v":{"$error":"#N/A"}},{"$error":"#N/A"},{"$f":"IF(AND(AP6630<AP6629,AP6630<>0),AR6629,IF(OR(AND(AP6629=0,AN6630<0),AP6629<-AN6630),IF(AP6629=0,IF(AR6629>-AN6630,AR6629+AN6630,0),IF(AP6629+AR6629>-AN6630,AP6629+AR6629+AN6630,0)),IF(AP6629=Vypocet!$D$18,AR6629+AN6630,AR6629+AN6630-AP6630+AP6629)))","v":{"$error":"#N/A"}},{"$error":"#N/A"},{"$error":"#N/A"},{"$f":"SUM($AS$3:AS6630)","v":{"$error":"#N/A"}},{"$error":"#N/A"},{"$error":"#N/A"},{"$error":"#N/A"},{"$f":"SUM($AW$3:AW6630)","v":{"$error":"#N/A"}},{"$f":"IF(V6630=0,IF(U6630=0,IF(AZ6629+Z6630/1000>Vypocet!$D$18,Vypocet!$D$18,AZ6629+Z6630/1000),IF(Z6630/1000+AZ6629-U6630>Vypocet!$D$18,Vypocet!$D$18,Z6630/1000+AZ6629-U6630)),IF(AZ6629=0,0,IF(AZ6629>V6630,AZ6629-V6630,0)))","v":0},0,null,null,null,null,null,null,null,null,null,null,null,null,null,null,null,null,null,null,null,null,null,null,null,null,null,null,null,null,null,null,null,null,null,null,null,null,null,null,null,null,null,null,null,null,null,null,null,null,null,null,null,null,null,null,null,null,null,null,null,null,null,null,null,null,null,null,null,null,null,null,null,null,null,null,null,null,null,null,null,null,null,null,null,null,null,null,null,null,null,null,null,null,null,null,null,null,null,null,null,null,null,null,null,0.31022,0.38927,0.27021000000000001,0.21853,0.67700000000000005,0.33093,0.38567000000000001,0.42713000000000001,0.31064999999999998,0.31823000000000001,0.39562999999999998,0.25431999999999999,0.30734,0.30946000000000001,1]
[10,44109,16,6663,{"$f":"(FA6665*Vypocet!$D$24)/$FA$2","v":0},{"$f":"(FB6665*Vypocet!$D$24)/$FB$2","v":0},{"$f":"(FC6665*Vypocet!$D$24)/$FC$2","v":0},{"$f":"(FD6665*Vypocet!$D$24)/$FD$2","v":0},{"$f":"(FE6665*Vypocet!$D$24)/$FE$2","v":0},{"$f":"(FF6665*Vypocet!$D$24)/$FF$2","v":0},{"$f":"(FG6665*Vypocet!$D$24)/$FG$2","v":0},{"$f":"(FH6665*Vypocet!$D$24)/$FH$2","v":0},{"$f":"(FI6665*Vypocet!$D$24)/$FI$2","v":0},{"$f":"(FJ6665*Vypocet!$D$24)/$FJ$2","v":0},{"$f":"(FK6665*Vypocet!$D$24)/$FK$2","v":0},{"$f":"(FL6665*Vypocet!$D$24)/$FL$2","v":0},{"$f":"(FM6665*Vypocet!$D$24)/$FM$2","v":0},{"$f":"(FN6665*Vypocet!$D$24)/$FN$2","v":0},{"$f":"(FO6665*Vypocet!$D$24)/$FO$2","v":0},{"$f":"(VLOOKUP(A6665,Voda!$B$3:$AC$15,TDDData!C6665+4,0)*4180*(VLOOKUP(A6665,Voda!$B$3:$AC$15,4,0)-VLOOKUP(A6665,Voda!$B$3:$AC$15,3,0)))/3600000","v":0},0,{"$f":"IF(U6665=0,0,IF(Z6665>0,IF(Z6665/1000<U6665,IF(Z6665/1000<=Vypocet!$D$15,IF(U6665<Vypocet!$D$15,U6665-Z6665/1000,Vypocet!$D$15-Z6665/1000),Vypocet!$D$15),0),IF(U6665>Vypocet!$D$15,Vypocet!$D$15,U6665)))","v":0},0,{"$f":"HLOOKUP(Vypocet!$D$11,TDDData!$E:$S,2+TDDData!D6665,0)","v":{"$error":"#N/A"}},119.04,95.232000000000014,{"$error":"#N/A"},{"$error":"#N/A"},{"$f":"IF(AA6665<0,IF(AC6664>-AA6665,AC6664+AA6665,0),IF(AA6665+AC6664<=Vypocet!$D$18,AA6665+AC6664,Vypocet!$D$18))","v":{"$error":"#N/A"}},{"$error":"#N/A"},{"$f":"IF(AND(AC6665<AC6664,AC6665<>0),AE6664,IF(OR(AND(AC6664=0,AA6665<0),AC6664<-AA6665),IF(AC6664=0,IF(AE6664>-AA6665,AE6664+AA6665,0),IF(AC6664+AE6664>-AA6665,AC6664+AE6664+AA6665,0)),IF(AC6664=Vypocet!$D$18,AE6664+AA6665,AE6664+AA6665-AC6665+AC6664)))","v":{"$error":"#N/A"}},{"$error":"#N/A"},{"$error":"#N/A"},{"$f":"SUM($AF$3:AF6665)","v":{"$error":"#N/A"}},{"$error":"#N/A"},{"$error":"#N/A"},{"$error":"#N/A"},{"$f":"SUM($AJ$3:AJ6665)","v":{"$error":"#N/A"}},{"$error":"#N/A"},{"$error":"#N/A"},{"$error":"#N/A"},{"$f":"IF(AN6665<0,IF(AP6664>-AN6665,AP6664+AN6665,0),IF(AN6665+AP6664<=Vypocet!$D$18,AN6665+AP6664,Vypocet!$D$18))","v":{"$error":"#N/A"}},{"$error":"#N/A"},{"$f":"IF(AND(AP6665<AP6664,AP6665<>0),AR6664,IF(OR(AND(AP6664=0,AN6665<0),AP6664<-AN6665),IF(AP6664=0,IF(AR6664>-AN6665,AR6664+AN6665,0),IF(AP6664+AR6664>-AN6665,AP6664+AR6664+AN6665,0)),IF(AP6664=Vypocet!$D$18,AR6664+AN6665,AR6664+AN6665-AP6665+AP6664)))","v":{"$error":"#N/A"}},{"$error":"#N/A"},{"$error":"#N/A"},{"$f":"SUM($AS$3:AS6665)","v":{"$error":"#N/A"}},{"$error":"#N/A"},{"$f":"IF(AV6665>AV6664,AV6665-AV6664,0)","v":{"$error":"#N/A"}},{"$error":"#N/A"},{"$f":"SUM($AW$3:AW6665)","v":{"$error":"#N/A"}},{"$f":"IF(V6665=0,IF(U6665=0,IF(AZ6664+Z6665/1000>Vypocet!$D$18,Vypocet!$D$18,AZ6664+Z6665/1000),IF(Z6665/1000+AZ6664-U6665>Vypocet!$D$18,Vypocet!$D$18,Z6665/1000+AZ6664-U6665)),IF(AZ6664=0,0,IF(AZ6664>V6665,AZ6664-V6665,0)))","v":0},0,null,null,null,null,null,null,null,null,null,null,null,null,null,null,null,null,null,null,null,null,null,null,null,null,null,null,null,null,null,null,null,null,null,null,null,null,null,null,null,null,null,null,null,null,null,null,null,null,null,null,null,null,null,null,null,null,null,null,null,null,null,null,null,null,null,null,null,null,null,null,null,null,null,null,null,null,null,null,null,null,null,null,null,null,null,null,null,null,null,null,null,null,null,null,null,null,null,null,null,null,null,null,null,0.46706999999999999,0.47131000000000001,0.36732999999999999,0.53693000000000002,0.72316000000000003,0.63861999999999997,0.52925,0.63344999999999996,0.65708,0.59938000000000002,0.69742999999999999,0.50492000000000004,0.48415000000000002,0.41950999999999999,0]
[10,44111,19,6714,{"$f":"(FA6716*Vypocet!$D$24)/$FA$2","v":0},{"$f":"(FB6716*Vypocet!$D$24)/$FB$2","v":0},{"$f":"(FC6716*Vypocet!$D$24)/$FC$2","v":0},{"$f":"(FD6716*Vypocet!$D$24)/$FD$2","v":0},{"$f":"(FE6716*Vypocet!$D$24)/$FE$2","v":0},{"$f":"(FF6716*Vypocet!$D$24)/$FF$2","v":0},{"$f":"(FG6716*Vypocet!$D$24)/$FG$2","v":0},{"$f":"(FH6716*Vypocet!$D$24)/$FH$2","v":0},{"$f":"(FI6716*Vypocet!$D$24)/$FI$2","v":0},{"$f":"(FJ6716*Vypocet!$D$24)/$FJ$2","v":0},{"$f":"(FK6716*Vypocet!$D$24)/$FK$2","v":0},{"$f":"(FL6716*Vypocet!$D$24)/$FL$2","v":0},{"$f":"(FM6716*Vypocet!$D$24)/$FM$2","v":0},{"$f":"(FN6716*Vypocet!$D$24)/$FN$2","v":0},{"$f":"(FO6716*Vypocet!$D$24)/$FO$2","v":0},{"$f":"(VLOOKUP(A6716,Voda!$B$3:$AC$15,TDDData!C6716+4,0)*4180*(VLOOKUP(A6716,Voda!$B$3:$AC$15,4,0)-VLOOKUP(A6716,Voda!$B$3:$AC$15,3,0)))/3600000","v":0},0,{"$f":"IF(U6716=0,0,IF(Z6716>0,IF(Z6716/1000<U6716,IF(Z6716/1000<=Vypocet!$D$15,IF(U6716<Vypocet!$D$15,U6716-Z6716/1000,Vypocet!$D$15-Z6716/1000),Vypocet!$D$15),0),IF(U6716>Vypocet!$D$15,Vypocet!$D$15,U6716)))","v":0},0,{"$f":"HLOOKUP(Vypocet!$D$11,TDDData!$E:$S,2+TDDData!D6716,0)","v":{"$error":"#N/A"}},0,0,{"$error":"#N/A"},{"$error":"#N/A"},{"$f":"IF(AA6716<0,IF(AC6715>-AA6716,AC6715+AA6716,0),IF(AA6716+AC6715<=Vypocet!$D$18,AA6716+AC6715,Vypocet!$D$18))","v":{"$error":"#N/A"}},{"$error":"#N/A"},{"$f":"IF(AND(AC6716<AC6715,AC6716<>0),AE6715,IF(OR(AND(AC6715=0,AA6716<0),AC6715<-AA6716),IF(AC6715=0,IF(AE6715>-AA6716,AE6715+AA6716,0),IF(AC6715+AE6715>-AA6716,AC6715+AE6715+AA6716,0)),IF(AC6715=Vypocet!$D$18,AE6715+AA6716,AE6715+AA6716-AC6716+AC6715)))","v":{"$error":"#N/A"}},{"$error":"#N/A"},{"$error":"#N/A"},{"$f":"SUM($AF$3:AF6716)","v":{"$error":"#N/A"}},{"$error":"#N/A"},{"$error":"#N/A"},{"$error":"#N/A"},{"$f":"SUM($AJ$3:AJ6716)","v":{"$error":"#N/A"}},{"$error":"#N/A"},{"$error":"#N/A"},{"$error":"#N/A"},{"$f":"IF(AN6716<0,IF(AP6715>-AN6716,AP6715+AN6716,0),IF(AN6716+AP6715<=Vypocet!$D$18,AN6716+AP6715,Vypocet!$D$18))","v":{"$error":"#N/A"}},{"$error":"#N/A"},{"$f":"IF(AND(AP6716<AP6715,AP6716<>0),AR6715,IF(OR(AND(AP6715=0,AN6716<0),AP6715<-AN6716),IF(AP6715=0,IF(AR6715>-AN6716,AR6715+AN6716,0),IF(AP6715+AR6715>-AN6716,AP6715+AR6715+AN6716,0)),IF(AP6715=Vypocet!$D$18,AR6715+AN6716,AR6715+AN6716-AP6716+AP6715)))","v":{"$error":"#N/A"}},{"$error":"#N/A"},{"$error":"#N/A"},{"$f":"SUM($AS$3:AS6716)","v":{"$error":"#N/A"}},{"$error":"#N/A"},{"$error":"#N/A"},{"$error":"#N/A"},{"$f":"SUM($AW$3:AW6716)","v":{"$error":"#N/A"}},{"$f":"IF(V6716=0,IF(U6716=0,IF(AZ6715+Z6716/1000>Vypocet!$D$18,Vypocet!$D$18,AZ6715+Z6716/1000),IF(Z6716/1000+AZ6715-U6716>Vypocet!$D$18,Vypocet!$D$18,Z6716/1000+AZ6715-U6716)),IF(AZ6715=0,0,IF(AZ6715>V6716,AZ6715-V6716,0)))","v":0},0,null,null,null,null,null,null,null,null,null,null,null,null,null,null,null,null,null,null,null,null,null,null,null,null,null,null,null,null,null,null,null,null,null,null,null,null,null,null,null,null,null,null,null,null,null,null,null,null,null,null,null,null,null,null,null,null,null,null,null,null,null,null,null,null,null,null,null,null,null,null,null,null,null,null,null,null,null,null,null,null,null,null,null,null,null,null,null,null,null,null,null,null,null,null,null,null,null,null,null,null,null,null,null,0.63077000000000005,0.50695000000000001,0.45306999999999997,0.63382000000000005,0.60780999999999996,0.4148,0.3352,0.46035999999999999,0.52873999999999999,0.48615999999999998,0.47767999999999999,0.48372999999999999,0.44782,0.49671999999999999,0.25]
[10,44112,12,6731,{"$f":"(FA6733*Vypocet!$D$24)/$FA$2","v":0},{"$f":"(FB6733*Vypocet!$D$24)/$FB$2","v":0},{"$f":"(FC6733*Vypocet!$D$24)/$FC$2","v":0},{"$f":"(FD6733*Vypocet!$D$24)/$FD$2","v":0},{"$f":"(FE6733*Vypocet!$D$24)/$FE$2","v":0},{"$f":"(FF6733*Vypocet!$D$24)/$FF$2","v":0},{"$f":"(FG6733*Vypocet!$D$24)/$FG$2","v":0},{"$f":"(FH6733*Vypocet!$D$24)/$FH$2","v":0},{"$f":"(FI6733*Vypocet!$D$24)/$FI$2","v":0},{"$f":"(FJ6733*Vypocet!$D$24)/$FJ$2","v":0},{"$f":"(FK6733*Vypocet!$D$24)/$FK$2","v":0},{"$f":"(FL6733*Vypocet!$D$24)/$FL$2","v":0},{"$f":"(FM6733*Vypocet!$D$24)/$FM$2","v":0},{"$f":"(FN6733*Vypocet!$D$24)/$FN$2","v":0},{"$f":"(FO6733*Vypocet!$D$24)/$FO$2","v":0},{"$f":"(VLOOKUP(A6733,Voda!$B$3:$AC$15,TDDData!C6733+4,0)*4180*(VLOOKUP(A6733,Voda!$B$3:$AC$15,4,0)-VLOOKUP(A6733,Voda!$B$3:$AC$15,3,0)))/3600000","v":0},0,{"$f":"IF(U6733=0,0,IF(Z6733>0,IF(Z6733/1000<U6733,IF(Z6733/1000<=Vypocet!$D$15,IF(U6733<Vypocet!$D$15,U6733-Z6733/1000,Vypocet!$D$15-Z6733/1000),Vypocet!$D$15),0),IF(U6733>Vypocet!$D$15,Vypocet!$D$15,U6733)))","v":0},0,{"$f":"HLOOKUP(Vypocet!$D$11,TDDData!$E:$S,2+TDDData!D6733,0)","v":{"$error":"#N/A"}},879.7,703.7600000000001,{"$error":"#N/A"},{"$error":"#N/A"},{"$f":"IF(AA6733<0,IF(AC6732>-AA6733,AC6732+AA6733,0),IF(AA6733+AC6732<=Vypocet!$D$18,AA6733+AC6732,Vypocet!$D$18))","v":{"$error":"#N/A"}},{"$error":"#N/A"},{"$f":"IF(AND(AC6733<AC6732,AC6733<>0),AE6732,IF(OR(AND(AC6732=0,AA6733<0),AC6732<-AA6733),IF(AC6732=0,IF(AE6732>-AA6733,AE6732+AA6733,0),IF(AC6732+AE6732>-AA6733,AC6732+AE6732+AA6733,0)),IF(AC6732=Vypocet!$D$18,AE6732+AA6733,AE6732+AA6733-AC6733+AC6732)))","v":{"$error":"#N/A"}},{"$error":"#N/A"},{"$f":"IF(AE6733+AC6733>-AA6733,0,IF(AND(AE6733=0,AC6733=0),-AA6733,-AA6733-AE6733-AC6733))","v":{"$error":"#N/A"}},{"$f":"SUM($AF$3:AF6733)","v":{"$error":"#N/A"}},{"$error":"#N/A"},{"$error":"#N/A"},{"$error":"#N/A"},{"$f":"SUM($AJ$3:AJ6733)","v":{"$error":"#N/A"}},{"$error":"#N/A"},{"$error":"#N/A"},{"$error":"#N/A"},{"$f":"IF(AN6733<0,IF(AP6732>-AN6733,AP6732+AN6733,0),IF(AN6733+AP6732<=Vypocet!$D$18,AN6733+AP6732,Vypocet!$D$18))","v":{"$error":"#N/A"}},{"$error":"#N/A"},{"$f":"IF(AND(AP6733<AP6732,AP6733<>0),AR6732,IF(OR(AND(AP6732=0,AN6733<0),AP6732<-AN6733),IF(AP6732=0,IF(AR6732>-AN6733,AR6732+AN6733,0),IF(AP6732+AR6732>-AN6733,AP6732+AR6732+AN6733,0)),IF(AP6732=Vypocet!$D$18,AR6732+AN6733,AR6732+AN6733-AP6733+AP6732)))","v":{"$error":"#N/A"}},{"$error":"#N/A"},{"$f":"IF(AR6733+AP6733>-AN6733,0,IF(AND(AR6733=0,AP6733=0),-AN6733,-AN6733-AR6733-AP6733))","v":{"$error":"#N/A"}},{"$f":"SUM($AS$3:AS6733)","v":{"$error":"#N/A"}},{"$error":"#N/A"},{"$error":"#N/A"},{"$error":"#N/A"},{"$f":"SUM($AW$3:AW6733)","v":{"$error":"#N/A"}},{"$f":"IF(V6733=0,IF(U6733=0,IF(AZ6732+Z6733/1000>Vypocet!$D$18,Vypocet!$D$18,AZ6732+Z6733/1000),IF(Z6733/1000+AZ6732-U6733>Vypocet!$D$18,Vypocet!$D$18,Z6733/1000+AZ6732-U6733)),IF(AZ6732=0,0,IF(AZ6732>V6733,AZ6732-V6733,0)))","v":0},0,null,null,null,null,null,null,null,null,null,null,null,null,null,null,null,null,null,null,null,null,null,null,null,null,null,null,null,null,null,null,null,null,null,null,null,null,null,null,null,null,null,null,null,null,null,null,null,null,null,null,null,null,null,null,null,null,null,null,null,null,null,null,null,null,null,null,null,null,null,null,null,null,null,null,null,null,null,null,null,null,null,null,null,null,null,null,null,null,null,null,null,null,null,null,null,null,null,null,null,null,null,null,null,0.83099000000000001,0.74241999999999997,0.58282,0.41713,0.37232999999999999,0.32279999999999998,0.27488000000000001,0.25708999999999999,0.27423999999999998,0.25229000000000001,0.24714,0.29268,0.44599,0.31328,0]
[10,44114,22,6789,{"$f":"(FA6791*Vypocet!$D$24)/$FA$2","v":0},{"$f":"(FB6791*Vypocet!$D$24)/$FB$2","v":0},{"$f":"(FC6791*Vypocet!$D$24)/$FC$2","v":0},{"$f":"(FD6791*Vypocet!$D$24)/$FD$2","v":0},{"$f":"(FE6791*Vypocet!$D$24)/$FE$2","v":0},{"$f":"(FF6791*Vypocet!$D$24)/$FF$2","v":0},{"$f":"(FG6791*Vypocet!$D$24)/$FG$2","v":0},{"$f":"(FH6791*Vypocet!$D$24)/$FH$2","v":0},{"$f":"(FI6791*Vypocet!$D$24)/$FI$2","v":0},{"$f":"(FJ6791*Vypocet!$D$24)/$FJ$2","v":0},{"$f":"(FK6791*Vypocet!$D$24)/$FK$2","v":0},{"$f":"(FL6791*Vypocet!$D$24)/$FL$2","v":0},{"$f":"(FM6791*Vypocet!$D$24)/$FM$2","v":0},{"$f":"(FN6791*Vypocet!$D$24)/$FN$2","v":0},{"$f":"(FO6791*Vypocet!$D$24)/$FO$2","v":0},{"$f":"(VLOOKUP(A6791,Voda!$B$3:$AC$15,TDDData!C6791+4,0)*4180*(VLOOKUP(A6791,Voda!$B$3:$AC$15,4,0)-VLOOKUP(A6791,Voda!$B$3:$AC$15,3,0)))/3600000","v":0},0,{"$f":"IF(U6791=0,0,IF(Z6791>0,IF(Z6791/1000<U6791,IF(Z6791/1000<=Vypocet!$D$15,IF(U6791<Vypocet!$D$15,U6791-Z6791/1000,Vypocet!$D$15-Z6791/1000),Vypocet!$D$15),0),IF(U6791>Vypocet!$D$15,Vypocet!$D$15,U6791)))","v":0},0,{"$f":"HLOOKUP(Vypocet!$D$11,TDDData!$E:$S,2+TDDData!D6791,0)","v":{"$error":"#N/A"}},0,0,{"$error":"#N/A"},{"$error":"#N/A"},{"$f":"IF(AA6791<0,IF(AC6790>-AA6791,AC6790+AA6791,0),IF(AA6791+AC6790<=Vypocet!$D$18,AA6791+AC6790,Vypocet!$D$18))","v":{"$error":"#N/A"}},{"$error":"#N/A"},{"$f":"IF(AND(AC6791<AC6790,AC6791<>0),AE6790,IF(OR(AND(AC6790=0,AA6791<0),AC6790<-AA6791),IF(AC6790=0,IF(AE6790>-AA6791,AE6790+AA6791,0),IF(AC6790+AE6790>-AA6791,AC6790+AE6790+AA6791,0)),IF(AC6790=Vypocet!$D$18,AE6790+AA6791,AE6790+AA6791-AC6791+AC6790)))","v":{"$error":"#N/A"}},{"$error":"#N/A"},{"$error":"#N/A"},{"$f":"SUM($AF$3:AF6791)","v":{"$error":"#N/A"}},{"$error":"#N/A"},{"$error":"#N/A"},{"$error":"#N/A"},{"$f":"SUM($AJ$3:AJ6791)","v":{"$error":"#N/A"}},{"$error":"#N/A"},{"$error":"#N/A"},{"$error":"#N/A"},{"$f":"IF(AN6791<0,IF(AP6790>-AN6791,AP6790+AN6791,0),IF(AN6791+AP6790<=Vypocet!$D$18,AN6791+AP6790,Vypocet!$D$18))","v":{"$error":"#N/A"}},{"$error":"#N/A"},{"$f":"IF(AND(AP6791<AP6790,AP6791<>0),AR6790,IF(OR(AND(AP6790=0,AN6791<0),AP6790<-AN6791),IF(AP6790=0,IF(AR6790>-AN6791,AR6790+AN6791,0),IF(AP6790+AR6790>-AN6791,AP6790+AR6790+AN6791,0)),IF(AP6790=Vypocet!$D$18,AR6790+AN6791,AR6790+AN6791-AP6791+AP6790)))","v":{"$error":"#N/A"}},{"$error":"#N/A"},{"$error":"#N/A"},{"$f":"SUM($AS$3:AS6791)","v":{"$error":"#N/A"}},{"$error":"#N/A"},{"$error":"#N/A"},{"$error":"#N/A"},{"$f":"SUM($AW$3:AW6791)","v":{"$error":"#N/A"}},{"$f":"IF(V6791=0,IF(U6791=0,IF(AZ6790+Z6791/1000>Vypocet!$D$18,Vypocet!$D$18,AZ6790+Z6791/1000),IF(Z6791/1000+AZ6790-U6791>Vypocet!$D$18,Vypocet!$D$18,Z6791/1000+AZ6790-U6791)),IF(AZ6790=0,0,IF(AZ6790>V6791,AZ6790-V6791,0)))","v":0},0,null,null,null,null,null,null,null,null,null,null,null,null,null,null,null,null,null,null,null,null,null,null,null,null,null,null,null,null,null,null,null,null,null,null,null,null,null,null,null,null,null,null,null,null,null,null,null,null,null,null,null,null,null,null,null,null,null,null,null,null,null,null,null,null,null,null,null,null,null,null,null,null,null,null,null,null,null,null,null,null,null,null,null,null,null,null,null,null,null,null,null,null,null,null,null,null,null,null,null,null,null,null,null,0.47017999999999999,0.47621999999999998,0.40127000000000002,0.52192000000000005,0.36397000000000002,0.33278000000000002,0.32236999999999999,0.39972999999999997,0.38940999999999998,0.35021999999999998,0.41738999999999998,0.53502000000000005,0.60307999999999995,0.45549000000000001,1]
[10,44116,1,6816,{"$f":"(FA6818*Vypocet!$D$24)/$FA$2","v":0},{"$f":"(FB6818*Vypocet!$D$24)/$FB$2","v":0},{"$f":"(FC6818*Vypocet!$D$24)/$FC$2","v":0},{"$f":"(FD6818*Vypocet!$D$24)/$FD$2","v":0},{"$f":"(FE6818*Vypocet!$D$24)/$FE$2","v":0},{"$f":"(FF6818*Vypocet!$D$24)/$FF$2","v":0},{"$f":"(FG6818*Vypocet!$D$24)/$FG$2","v":0},{"$f":"(FH6818*Vypocet!$D$24)/$FH$2","v":0},{"$f":"(FI6818*Vypocet!$D$24)/$FI$2","v":0},{"$f":"(FJ6818*Vypocet!$D$24)/$FJ$2","v":0},{"$f":"(FK6818*Vypocet!$D$24)/$FK$2","v":0},{"$f":"(FL6818*Vypocet!$D$24)/$FL$2","v":0},{"$f":"(FM6818*Vypocet!$D$24)/$FM$2","v":0},{"$f":"(FN6818*Vypocet!$D$24)/$FN$2","v":0},{"$f":"(FO6818*Vypocet!$D$24)/$FO$2","v":0},{"$f":"(VLOOKUP(A6818,Voda!$B$3:$AC$15,TDDData!C6818+4,0)*4180*(VLOOKUP(A6818,Voda!$B$3:$AC$15,4,0)-VLOOKUP(A6818,Voda!$B$3:$AC$15,3,0)))/3600000","v":0},0,{"$f":"IF(U6818=0,0,IF(Z6818>0,IF(Z6818/1000<U6818,IF(Z6818/1000<=Vypocet!$D$15,IF(U6818<Vypocet!$D$15,U6818-Z6818/1000,Vypocet!$D$15-Z6818/1000),Vypocet!$D$15),0),IF(U6818>Vypocet!$D$15,Vypocet!$D$15,U6818)))","v":0},0,{"$f":"HLOOKUP(Vypocet!$D$11,TDDData!$E:$S,2+TDDData!D6818,0)","v":{"$error":"#N/A"}},0,0,{"$error":"#N/A"},{"$error":"#N/A"},{"$f":"IF(AA6818<0,IF(AC6817>-AA6818,AC6817+AA6818,0),IF(AA6818+AC6817<=Vypocet!$D$18,AA6818+AC6817,Vypocet!$D$18))","v":{"$error":"#N/A"}},{"$error":"#N/A"},{"$f":"IF(AND(AC6818<AC6817,AC6818<>0),AE6817,IF(OR(AND(AC6817=0,AA6818<0),AC6817<-AA6818),IF(AC6817=0,IF(AE6817>-AA6818,AE6817+AA6818,0),IF(AC6817+AE6817>-AA6818,AC6817+AE6817+AA6818,0)),IF(AC6817=Vypocet!$D$18,AE6817+AA6818,AE6817+AA6818-AC6818+AC6817)))","v":{"$error":"#N/A"}},{"$error":"#N/A"},{"$error":"#N/A"},{"$f":"SUM($AF$3:AF6818)","v":{"$error":"#N/A"}},{"$error":"#N/A"},{"$error":"#N/A"},{"$error":"#N/A"},{"$f":"SUM($AJ$3:AJ6818)","v":{"$error":"#N/A"}},{"$error":"#N/A"},{"$error":"#N/A"},{"$error":"#N/A"},{"$f":"IF(AN6818<0,IF(AP6817>-AN6818,AP6817+AN6818,0),IF(AN6818+AP6817<=Vypocet!$D$18,AN6818+AP6817,Vypocet!$D$18))","v":{"$error":"#N/A"}},{"$error":"#N/A"},{"$f":"IF(AND(AP6818<AP6817,AP6818<>0),AR6817,IF(OR(AND(AP6817=0,AN6818<0),AP6817<-AN6818),IF(AP6817=0,IF(AR6817>-AN6818,AR6817+AN6818,0),IF(AP6817+AR6817>-AN6818,AP6817+AR6817+AN6818,0)),IF(AP6817=Vypocet!$D$18,AR6817+AN6818,AR6817+AN6818-AP6818+AP6817)))","v":{"$error":"#N/A"}},{"$error":"#N/A"},{"$error":"#N/A"},{"$f":"SUM($AS$3:AS6818)","v":{"$error":"#N/A"}},{"$error":"#N/A"},{"$error":"#N/A"},{"$error":"#N/A"},{"$f":"SUM($AW$3:AW6818)","v":{"$error":"#N/A"}},{"$f":"IF(V6818=0,IF(U6818=0,IF(AZ6817+Z6818/1000>Vypocet!$D$18,Vypocet!$D$18,AZ6817+Z6818/1000),IF(Z6818/1000+AZ6817-U6818>Vypocet!$D$18,Vypocet!$D$18,Z6818/1000+AZ6817-U6818)),IF(AZ6817=0,0,IF(AZ6817>V6818,AZ6817-V6818,0)))","v":0},0,null,null,null,null,null,null,null,null,null,null,null,null,null,null,null,null,null,null,null,null,null,null,null,null,null,null,null,null,null,null,null,null,null,null,null,null,null,null,null,null,null,null,null,null,null,null,null,null,null,null,null,null,null,null,null,null,null,null,null,null,null,null,null,null,null,null,null,null,null,null,null,null,null,null,null,null,null,null,null,null,null,null,null,null,null,null,null,null,null,null,null,null,null,null,null,null,null,null,null,null,null,null,null,0.33076,0.43496000000000001,0.33828999999999998,0.27716000000000002,0.2041,0.27926000000000001,0.25191999999999998,0.26346999999999998,0.35160999999999998,0.35085,0.22771,0.50163000000000002,0.36637999999999998,0.33139999999999997,1]
[10,44117,12,6851,{"$f":"(FA6853*Vypocet!$D$24)/$FA$2","v":0},{"$f":"(FB6853*Vypocet!$D$24)/$FB$2","v":0},{"$f":"(FC6853*Vypocet!$D$24)/$FC$2","v":0},{"$f":"(FD6853*Vypocet!$D$24)/$FD$2","v":0},{"$f":"(FE6853*Vypocet!$D$24)/$FE$2","v":0},{"$f":"(FF6853*Vypocet!$D$24)/$FF$2","v":0},{"$f":"(FG6853*Vypocet!$D$24)/$FG$2","v":0},{"$f":"(FH6853*Vypocet!$D$24)/$FH$2","v":0},{"$f":"(FI6853*Vypocet!$D$24)/$FI$2","v":0},{"$f":"(FJ6853*Vypocet!$D$24)/$FJ$2","v":0},{"$f":"(FK6853*Vypocet!$D$24)/$FK$2","v":0},{"$f":"(FL6853*Vypocet!$D$24)/$FL$2","v":0},{"$f":"(FM6853*Vypocet!$D$24)/$FM$2","v":0},{"$f":"(FN6853*Vypocet!$D$24)/$FN$2","v":0},{"$f":"(FO6853*Vypocet!$D$24)/$FO$2","v":0},{"$f":"(VLOOKUP(A6853,Voda!$B$3:$AC$15,TDDData!C6853+4,0)*4180*(VLOOKUP(A6853,Voda!$B$3:$AC$15,4,0)-VLOOKUP(A6853,Voda!$B$3:$AC$15,3,0)))/3600000","v":0},{"$f":"W6852+T6853","v":0},{"$f":"IF(U6853=0,0,IF(Z6853>0,IF(Z6853/1000<U6853,IF(Z6853/1000<=Vypocet!$D$15,IF(U6853<Vypocet!$D$15,U6853-Z6853/1000,Vypocet!$D$15-Z6853/1000),Vypocet!$D$15),0),IF(U6853>Vypocet!$D$15,Vypocet!$D$15,U6853)))","v":0},0,{"$f":"HLOOKUP(Vypocet!$D$11,TDDData!$E:$S,2+TDDData!D6853,0)","v":{"$error":"#N/A"}},154.69999999999999,123.75999999999999,{"$error":"#N/A"},{"$error":"#N/A"},{"$f":"IF(AA6853<0,IF(AC6852>-AA6853,AC6852+AA6853,0),IF(AA6853+AC6852<=Vypocet!$D$18,AA6853+AC6852,Vypocet!$D$18))","v":{"$error":"#N/A"}},{"$error":"#N/A"},{"$f":"IF(AND(AC6853<AC6852,AC6853<>0),AE6852,IF(OR(AND(AC6852=0,AA6853<0),AC6852<-AA6853),IF(AC6852=0,IF(AE6852>-AA6853,AE6852+AA6853,0),IF(AC6852+AE6852>-AA6853,AC6852+AE6852+AA6853,0)),IF(AC6852=Vypocet!$D$18,AE6852+AA6853,AE6852+AA6853-AC6853+AC6852)))","v":{"$error":"#N/A"}},{"$f":"IF(AE6853>AE6852,AE6853-AE6852,0)","v":{"$error":"#N/A"}},{"$error":"#N/A"},{"$f":"SUM($AF$3:AF6853)","v":{"$error":"#N/A"}},{"$f":"IF(AA6853<0,IF(AI6852>-AA6853,AI6852+AA6853,0),AA6853+AI6852)","v":{"$error":"#N/A"}},{"$f":"IF(AI6853>AI6852,AI6853-AI6852,0)","v":{"$error":"#N/A"}},{"$error":"#N/A"},{"$f":"SUM($AJ$3:AJ6853)","v":{"$error":"#N/A"}},{"$error":"#N/A"},{"$error":"#N/A"},{"$error":"#N/A"},{"$f":"IF(AN6853<0,IF(AP6852>-AN6853,AP6852+AN6853,0),IF(AN6853+AP6852<=Vypocet!$D$18,AN6853+AP6852,Vypocet!$D$18))","v":{"$error":"#N/A"}},{"$error":"#N/A"},{"$f":"IF(AND(AP6853<AP6852,AP6853<>0),AR6852,IF(OR(AND(AP6852=0,AN6853<0),AP6852<-AN6853),IF(AP6852=0,IF(AR6852>-AN6853,AR6852+AN6853,0),IF(AP6852+AR6852>-AN6853,AP6852+AR6852+AN6853,0)),IF(AP6852=Vypocet!$D$18,AR6852+AN6853,AR6852+AN6853-AP6853+AP6852)))","v":{"$error":"#N/A"}},{"$error":"#N/A"},{"$error":"#N/A"},{"$f":"SUM($AS$3:AS6853)","v":{"$error":"#N/A"}},{"$f":"IF(AN6853<0,IF(AV6852>-AN6853,AV6852+AN6853,0),AN6853+AV6852)","v":{"$error":"#N/A"}},{"$error":"#N/A"},{"$error":"#N/A"},{"$f":"SUM($AW$3:AW6853)","v":{"$error":"#N/A"}},{"$f":"IF(V6853=0,IF(U6853=0,IF(AZ6852+Z6853/1000>Vypocet!$D$18,Vypocet!$D$18,AZ6852+Z6853/1000),IF(Z6853/1000+AZ6852-U6853>Vypocet!$D$18,Vypocet!$D$18,Z6853/1000+AZ6852-U6853)),IF(AZ6852=0,0,IF(AZ6852>V6853,AZ6852-V6853,0)))","v":0},0,null,null,null,null,null,null,null,null,null,null,null,null,null,null,null,null,null,null,null,null,null,null,null,null,null,null,null,null,null,null,null,null,null,null,null,null,null,null,null,null,null,null,null,null,null,null,null,null,null,null,null,null,null,null,null,null,null,null,null,null,null,null,null,null,null,null,null,null,null,null,null,null,null,null,null,null,null,null,null,null,null,null,null,null,null,null,null,null,null,null,null,null,null,null,null,null,null,null,null,null,null,null,null,0.86821999999999999,0.72848999999999997,0.59731999999999996,0.44041999999999998,0.34226000000000001,0.26917999999999997,0.29898999999999998,0.26223999999999997,0.32457999999999998,0.27710000000000001,0.27378999999999998,0.25237999999999999,0.43969000000000003,0.32521,0]
[10,44118,5,6868,{"$f":"(FA6870*Vypocet!$D$24)/$FA$2","v":0},{"$f":"(FB6870*Vypocet!$D$24)/$FB$2","v":0},{"$f":"(FC6870*Vypocet!$D$24)/$FC$2","v":0},{"$f":"(FD6870*Vypocet!$D$24)/$FD$2","v":0},{"$f":"(FE6870*Vypocet!$D$24)/$FE$2","v":0},{"$f":"(FF6870*Vypocet!$D$24)/$FF$2","v":0},{"$f":"(FG6870*Vypocet!$D$24)/$FG$2","v":0},{"$f":"(FH6870*Vypocet!$D$24)/$FH$2","v":0},{"$f":"(FI6870*Vypocet!$D$24)/$FI$2","v":0},{"$f":"(FJ6870*Vypocet!$D$24)/$FJ$2","v":0},{"$f":"(FK6870*Vypocet!$D$24)/$FK$2","v":0},{"$f":"(FL6870*Vypocet!$D$24)/$FL$2","v":0},{"$f":"(FM6870*Vypocet!$D$24)/$FM$2","v":0},{"$f":"(FN6870*Vypocet!$D$24)/$FN$2","v":0},{"$f":"(FO6870*Vypocet!$D$24)/$FO$2","v":0},{"$f":"(VLOOKUP(A6870,Voda!$B$3:$AC$15,TDDData!C6870+4,0)*4180*(VLOOKUP(A6870,Voda!$B$3:$AC$15,4,0)-VLOOKUP(A6870,Voda!$B$3:$AC$15,3,0)))/3600000","v":0},0,{"$f":"IF(U6870=0,0,IF(Z6870>0,IF(Z6870/1000<U6870,IF(Z6870/1000<=Vypocet!$D$15,IF(U6870<Vypocet!$D$15,U6870-Z6870/1000,Vypocet!$D$15-Z6870/1000),Vypocet!$D$15),0),IF(U6870>Vypocet!$D$15,Vypocet!$D$15,U6870)))","v":0},0,{"$f":"HLOOKUP(Vypocet!$D$11,TDDData!$E:$S,2+TDDData!D6870,0)","v":{"$error":"#N/A"}},0,0,{"$error":"#N/A"},{"$error":"#N/A"},{"$f":"IF(AA6870<0,IF(AC6869>-AA6870,AC6869+AA6870,0),IF(AA6870+AC6869<=Vypocet!$D$18,AA6870+AC6869,Vypocet!$D$18))","v":{"$error":"#N/A"}},{"$error":"#N/A"},{"$f":"IF(AND(AC6870<AC6869,AC6870<>0),AE6869,IF(OR(AND(AC6869=0,AA6870<0),AC6869<-AA6870),IF(AC6869=0,IF(AE6869>-AA6870,AE6869+AA6870,0),IF(AC6869+AE6869>-AA6870,AC6869+AE6869+AA6870,0)),IF(AC6869=Vypocet!$D$18,AE6869+AA6870,AE6869+AA6870-AC6870+AC6869)))","v":{"$error":"#N/A"}},{"$error":"#N/A"},{"$error":"#N/A"},{"$f":"SUM($AF$3:AF6870)","v":{"$error":"#N/A"}},{"$error":"#N/A"},{"$error":"#N/A"},{"$error":"#N/A"},{"$f":"SUM($AJ$3:AJ6870)","v":{"$error":"#N/A"}},{"$error":"#N/A"},{"$error":"#N/A"},{"$error":"#N/A"},{"$f":"IF(AN6870<0,IF(AP6869>-AN6870,AP6869+AN6870,0),IF(AN6870+AP6869<=Vypocet!$D$18,AN6870+AP6869,Vypocet!$D$18))","v":{"$error":"#N/A"}},{"$error":"#N/A"},{"$f":"IF(AND(AP6870<AP6869,AP6870<>0),AR6869,IF(OR(AND(AP6869=0,AN6870<0),AP6869<-AN6870),IF(AP6869=0,IF(AR6869>-AN6870,AR6869+AN6870,0),IF(AP6869+AR6869>-AN6870,AP6869+AR6869+AN6870,0)),IF(AP6869=Vypocet!$D$18,AR6869+AN6870,AR6869+AN6870-AP6870+AP6869)))","v":{"$error":"#N/A"}},{"$error":"#N/A"},{"$error":"#N/A"},{"$f":"SUM($AS$3:AS6870)","v":{"$error":"#N/A"}},{"$error":"#N/A"},{"$error":"#N/A"},{"$error":"#N/A"},{"$f":"SUM($AW$3:AW6870)","v":{"$error":"#N/A"}},{"$f":"IF(V6870=0,IF(U6870=0,IF(AZ6869+Z6870/1000>Vypocet!$D$18,Vypocet!$D$18,AZ6869+Z6870/1000),IF(Z6870/1000+AZ6869-U6870>Vypocet!$D$18,Vypocet!$D$18,Z6870/1000+AZ6869-U6870)),IF(AZ6869=0,0,IF(AZ6869>V6870,AZ6869-V6870,0)))","v":0},0,null,null,null,null,null,null,null,null,null,null,null,null,null,null,null,null,null,null,null,null,null,null,null,null,null,null,null,null,null,null,null,null,null,null,null,null,null,null,null,null,null,null,null,null,null,null,null,null,null,null,null,null,null,null,null,null,null,null,null,null,null,null,null,null,null,null,null,null,null,null,null,null,null,null,null,null,null,null,null,null,null,null,null,null,null,null,null,null,null,null,null,null,null,null,null,null,null,null,null,null,null,null,null,0.31279000000000001,0.39518999999999999,0.29912,0.21468000000000001,0.27805000000000002,0.34916999999999998,0.27766999999999997,0.20787,0.24618000000000001,0.28742000000000001,0.29568,0.21335000000000001,0.31530999999999998,0.28516999999999998,1]
[10,44120,8,6919,{"$f":"(FA6921*Vypocet!$D$24)/$FA$2","v":0},{"$f":"(FB6921*Vypocet!$D$24)/$FB$2","v":0},{"$f":"(FC6921*Vypocet!$D$24)/$FC$2","v":0},{"$f":"(FD6921*Vypocet!$D$24)/$FD$2","v":0},{"$f":"(FE6921*Vypocet!$D$24)/$FE$2","v":0},{"$f":"(FF6921*Vypocet!$D$24)/$FF$2","v":0},{"$f":"(FG6921*Vypocet!$D$24)/$FG$2","v":0},{"$f":"(FH6921*Vypocet!$D$24)/$FH$2","v":0},{"$f":"(FI6921*Vypocet!$D$24)/$FI$2","v":0},{"$f":"(FJ6921*Vypocet!$D$24)/$FJ$2","v":0},{"$f":"(FK6921*Vypocet!$D$24)/$FK$2","v":0},{"$f":"(FL6921*Vypocet!$D$24)/$FL$2","v":0},{"$f":"(FM6921*Vypocet!$D$24)/$FM$2","v":0},{"$f":"(FN6921*Vypocet!$D$24)/$FN$2","v":0},{"$f":"(FO6921*Vypocet!$D$24)/$FO$2","v":0},{"$f":"(VLOOKUP(A6921,Voda!$B$3:$AC$15,TDDData!C6921+4,0)*4180*(VLOOKUP(A6921,Voda!$B$3:$AC$15,4,0)-VLOOKUP(A6921,Voda!$B$3:$AC$15,3,0)))/3600000","v":0},0,{"$f":"IF(U6921=0,0,IF(Z6921>0,IF(Z6921/1000<U6921,IF(Z6921/1000<=Vypocet!$D$15,IF(U6921<Vypocet!$D$15,U6921-Z6921/1000,Vypocet!$D$15-Z6921/1000),Vypocet!$D$15),0),IF(U6921>Vypocet!$D$15,Vypocet!$D$15,U6921)))","v":0},0,{"$f":"HLOOKUP(Vypocet!$D$11,TDDData!$E:$S,2+TDDData!D6921,0)","v":{"$error":"#N/A"}},65.42,52.336000000000006,{"$error":"#N/A"},{"$error":"#N/A"},{"$f":"IF(AA6921<0,IF(AC6920>-AA6921,AC6920+AA6921,0),IF(AA6921+AC6920<=Vypocet!$D$18,AA6921+AC6920,Vypocet!$D$18))","v":{"$error":"#N/A"}},{"$error":"#N/A"},{"$f":"IF(AND(AC6921<AC6920,AC6921<>0),AE6920,IF(OR(AND(AC6920=0,AA6921<0),AC6920<-AA6921),IF(AC6920=0,IF(AE6920>-AA6921,AE6920+AA6921,0),IF(AC6920+AE6920>-AA6921,AC6920+AE6920+AA6921,0)),IF(AC6920=Vypocet!$D$18,AE6920+AA6921,AE6920+AA6921-AC6921+AC6920)))","v":{"$error":"#N/A"}},{"$error":"#N/A"},{"$error":"#N/A"},{"$f":"SUM($AF$3:AF6921)","v":{"$error":"#N/A"}},{"$error":"#N/A"},{"$error":"#N/A"},{"$error":"#N/A"},{"$f":"SUM($AJ$3:AJ6921)","v":{"$error":"#N/A"}},{"$error":"#N/A"},{"$error":"#N/A"},{"$error":"#N/A"},{"$f":"IF(AN6921<0,IF(AP6920>-AN6921,AP6920+AN6921,0),IF(AN6921+AP6920<=Vypocet!$D$18,AN6921+AP6920,Vypocet!$D$18))","v":{"$error":"#N/A"}},{"$error":"#N/A"},{"$f":"IF(AND(AP6921<AP6920,AP6921<>0),AR6920,IF(OR(AND(AP6920=0,AN6921<0),AP6920<-AN6921),IF(AP6920=0,IF(AR6920>-AN6921,AR6920+AN6921,0),IF(AP6920+AR6920>-AN6921,AP6920+AR6920+AN6921,0)),IF(AP6920=Vypocet!$D$18,AR6920+AN6921,AR6920+AN6921-AP6921+AP6920)))","v":{"$error":"#N/A"}},{"$error":"#N/A"},{"$error":"#N/A"},{"$f":"SUM($AS$3:AS6921)","v":{"$error":"#N/A"}},{"$error":"#N/A"},{"$f":"IF(AV6921>AV6920,AV6921-AV6920,0)","v":{"$error":"#N/A"}},{"$error":"#N/A"},{"$f":"SUM($AW$3:AW6921)","v":{"$error":"#N/A"}},{"$f":"IF(V6921=0,IF(U6921=0,IF(AZ6920+Z6921/1000>Vypocet!$D$18,Vypocet!$D$18,AZ6920+Z6921/1000),IF(Z6921/1000+AZ6920-U6921>Vypocet!$D$18,Vypocet!$D$18,Z6921/1000+AZ6920-U6921)),IF(AZ6920=0,0,IF(AZ6920>V6921,AZ6920-V6921,0)))","v":0},0,null,null,null,null,null,null,null,null,null,null,null,null,null,null,null,null,null,null,null,null,null,null,null,null,null,null,null,null,null,null,null,null,null,null,null,null,null,null,null,null,null,null,null,null,null,null,null,null,null,null,null,null,null,null,null,null,null,null,null,null,null,null,null,null,null,null,null,null,null,null,null,null,null,null,null,null,null,null,null,null,null,null,null,null,null,null,null,null,null,null,null,null,null,null,null,null,null,null,null,null,null,null,null,0.71831,0.67335999999999996,0.55759000000000003,0.36692000000000002,0.26450000000000001,0.24898000000000001,0.28611999999999999,0.2137,0.31939000000000001,0.27960000000000002,0.21482999999999999,0.26103999999999999,0.30575000000000002,0.40700999999999998,0.05]
[{"$f":"MONTH(B6956)","v":10},44121,19,6954,{"$f":"(FA6956*Vypocet!$D$24)/$FA$2","v":0},{"$f":"(FB6956*Vypocet!$D$24)/$FB$2","v":0},{"$f":"(FC6956*Vypocet!$D$24)/$FC$2","v":0},{"$f":"(FD6956*Vypocet!$D$24)/$FD$2","v":0},{"$f":"(FE6956*Vypocet!$D$24)/$FE$2","v":0},{"$f":"(FF6956*Vypocet!$D$24)/$FF$2","v":0},{"$f":"(FG6956*Vypocet!$D$24)/$FG$2","v":0},{"$f":"(FH6956*Vypocet!$D$24)/$FH$2","v":0},{"$f":"(FI6956*Vypocet!$D$24)/$FI$2","v":0},{"$f":"(FJ6956*Vypocet!$D$24)/$FJ$2","v":0},{"$f":"(FK6956*Vypocet!$D$24)/$FK$2","v":0},{"$f":"(FL6956*Vypocet!$D$24)/$FL$2","v":0},{"$f":"(FM6956*Vypocet!$D$24)/$FM$2","v":0},{"$f":"(FN6956*Vypocet!$D$24)/$FN$2","v":0},{"$f":"(FO6956*Vypocet!$D$24)/$FO$2","v":0},{"$f":"(VLOOKUP(A6956,Voda!$B$3:$AC$15,TDDData!C6956+4,0)*4180*(VLOOKUP(A6956,Voda!$B$3:$AC$15,4,0)-VLOOKUP(A6956,Voda!$B$3:$AC$15,3,0)))/3600000","v":0},0,{"$f":"IF(U6956=0,0,IF(Z6956>0,IF(Z6956/1000<U6956,IF(Z6956/1000<=Vypocet!$D$15,IF(U6956<Vypocet!$D$15,U6956-Z6956/1000,Vypocet!$D$15-Z6956/1000),Vypocet!$D$15),0),IF(U6956>Vypocet!$D$15,Vypocet!$D$15,U6956)))","v":0},0,{"$f":"HLOOKUP(Vypocet!$D$11,TDDData!$E:$S,2+TDDData!D6956,0)","v":{"$error":"#N/A"}},0,0,{"$f":"Z6956/1000-X6956","v":{"$error":"#N/A"}},{"$error":"#N/A"},{"$f":"IF(AA6956<0,IF(AC6955>-AA6956,AC6955+AA6956,0),IF(AA6956+AC6955<=Vypocet!$D$18,AA6956+AC6955,Vypocet!$D$18))","v":{"$error":"#N/A"}},{"$error":"#N/A"},{"$f":"IF(AND(AC6956<AC6955,AC6956<>0),AE6955,IF(OR(AND(AC6955=0,AA6956<0),AC6955<-AA6956),IF(AC6955=0,IF(AE6955>-AA6956,AE6955+AA6956,0),IF(AC6955+AE6955>-AA6956,AC6955+AE6955+AA6956,0)),IF(AC6955=Vypocet!$D$18,AE6955+AA6956,AE6955+AA6956-AC6956+AC6955)))","v":{"$error":"#N/A"}},{"$error":"#N/A"},{"$error":"#N/A"},{"$f":"SUM($AF$3:AF6956)","v":{"$error":"#N/A"}},{"$error":"#N/A"},{"$error":"#N/A"},{"$error":"#N/A"},{"$f":"SUM($AJ$3:AJ6956)","v":{"$error":"#N/A"}},{"$error":"#N/A"},{"$error":"#N/A"},{"$error":"#N/A"},{"$f":"IF(AN6956<0,IF(AP6955>-AN6956,AP6955+AN6956,0),IF(AN6956+AP6955<=Vypocet!$D$18,AN6956+AP6955,Vypocet!$D$18))","v":{"$error":"#N/A"}},{"$error":"#N/A"},{"$f":"IF(AND(AP6956<AP6955,AP6956<>0),AR6955,IF(OR(AND(AP6955=0,AN6956<0),AP6955<-AN6956),IF(AP6955=0,IF(AR6955>-AN6956,AR6955+AN6956,0),IF(AP6955+AR6955>-AN6956,AP6955+AR6955+AN6956,0)),IF(AP6955=Vypocet!$D$18,AR6955+AN6956,AR6955+AN6956-AP6956+AP6955)))","v":{"$error":"#N/A"}},{"$error":"#N/A"},{"$error":"#N/A"},{"$f":"SUM($AS$3:AS6956)","v":{"$error":"#N/A"}},{"$error":"#N/A"},{"$error":"#N/A"},{"$error":"#N/A"},{"$f":"SUM($AW$3:AW6956)","v":{"$error":"#N/A"}},{"$f":"IF(V6956=0,IF(U6956=0,IF(AZ6955+Z6956/1000>Vypocet!$D$18,Vypocet!$D$18,AZ6955+Z6956/1000),IF(Z6956/1000+AZ6955-U6956>Vypocet!$D$18,Vypocet!$D$18,Z6956/1000+AZ6955-U6956)),IF(AZ6955=0,0,IF(AZ6955>V6956,AZ6955-V6956,0)))","v":0},0,null,null,null,null,null,null,null,null,null,null,null,null,null,null,null,null,null,null,null,null,null,null,null,null,null,null,null,null,null,null,null,null,null,null,null,null,null,null,null,null,null,null,null,null,null,null,null,null,null,null,null,null,null,null,null,null,null,null,null,null,null,null,null,null,null,null,null,null,null,null,null,null,null,null,null,null,null,null,null,null,null,null,null,null,null,null,null,null,null,null,null,null,null,null,null,null,null,null,null,null,null,null,null,0.63122999999999996,0.53774999999999995,0.50548999999999999,0.61170000000000002,0.69167000000000001,0.44594,0.33434000000000003,0.50494000000000006,0.56867000000000001,0.48625000000000002,0.55728999999999995,0.52158000000000004,0.45850000000000002,0.56100000000000005,0.63332999999999995]
[10,44122,12,6971,{"$f":"(FA6973*Vypocet!$D$24)/$FA$2","v":0},{"$f":"(FB6973*Vypocet!$D$24)/$FB$2","v":0},{"$f":"(FC6973*Vypocet!$D$24)/$FC$2","v":0},{"$f":"(FD6973*Vypocet!$D$24)/$FD$2","v":0},{"$f":"(FE6973*Vypocet!$D$24)/$FE$2","v":0},{"$f":"(FF6973*Vypocet!$D$24)/$FF$2","v":0},{"$f":"(FG6973*Vypocet!$D$24)/$FG$2","v":0},{"$f":"(FH6973*Vypocet!$D$24)/$FH$2","v":0},{"$f":"(FI6973*Vypocet!$D$24)/$FI$2","v":0},{"$f":"(FJ6973*Vypocet!$D$24)/$FJ$2","v":0},{"$f":"(FK6973*Vypocet!$D$24)/$FK$2","v":0},{"$f":"(FL6973*Vypocet!$D$24)/$FL$2","v":0},{"$f":"(FM6973*Vypocet!$D$24)/$FM$2","v":0},{"$f":"(FN6973*Vypocet!$D$24)/$FN$2","v":0},{"$f":"(FO6973*Vypocet!$D$24)/$FO$2","v":0},{"$f":"(VLOOKUP(A6973,Voda!$B$3:$AC$15,TDDData!C6973+4,0)*4180*(VLOOKUP(A6973,Voda!$B$3:$AC$15,4,0)-VLOOKUP(A6973,Voda!$B$3:$AC$15,3,0)))/3600000","v":0},0,{"$f":"IF(U6973=0,0,IF(Z6973>0,IF(Z6973/1000<U6973,IF(Z6973/1000<=Vypocet!$D$15,IF(U6973<Vypocet!$D$15,U6973-Z6973/1000,Vypocet!$D$15-Z6973/1000),Vypocet!$D$15),0),IF(U6973>Vypocet!$D$15,Vypocet!$D$15,U6973)))","v":0},0,{"$f":"HLOOKUP(Vypocet!$D$11,TDDData!$E:$S,2+TDDData!D6973,0)","v":{"$error":"#N/A"}},442.08,353.66399999999999,{"$error":"#N/A"},{"$error":"#N/A"},{"$f":"IF(AA6973<0,IF(AC6972>-AA6973,AC6972+AA6973,0),IF(AA6973+AC6972<=Vypocet!$D$18,AA6973+AC6972,Vypocet!$D$18))","v":{"$error":"#N/A"}},{"$error":"#N/A"},{"$f":"IF(AND(AC6973<AC6972,AC6973<>0),AE6972,IF(OR(AND(AC6972=0,AA6973<0),AC6972<-AA6973),IF(AC6972=0,IF(AE6972>-AA6973,AE6972+AA6973,0),IF(AC6972+AE6972>-AA6973,AC6972+AE6972+AA6973,0)),IF(AC6972=Vypocet!$D$18,AE6972+AA6973,AE6972+AA6973-AC6973+AC6972)))","v":{"$error":"#N/A"}},{"$error":"#N/A"},{"$error":"#N/A"},{"$f":"SUM($AF$3:AF6973)","v":{"$error":"#N/A"}},{"$error":"#N/A"},{"$error":"#N/A"},{"$error":"#N/A"},{"$f":"SUM($AJ$3:AJ6973)","v":{"$error":"#N/A"}},{"$error":"#N/A"},{"$error":"#N/A"},{"$error":"#N/A"},{"$f":"IF(AN6973<0,IF(AP6972>-AN6973,AP6972+AN6973,0),IF(AN6973+AP6972<=Vypocet!$D$18,AN6973+AP6972,Vypocet!$D$18))","v":{"$error":"#N/A"}},{"$error":"#N/A"},{"$f":"IF(AND(AP6973<AP6972,AP6973<>0),AR6972,IF(OR(AND(AP6972=0,AN6973<0),AP6972<-AN6973),IF(AP6972=0,IF(AR6972>-AN6973,AR6972+AN6973,0),IF(AP6972+AR6972>-AN6973,AP6972+AR6972+AN6973,0)),IF(AP6972=Vypocet!$D$18,AR6972+AN6973,AR6972+AN6973-AP6973+AP6972)))","v":{"$error":"#N/A"}},{"$error":"#N/A"},{"$error":"#N/A"},{"$f":"SUM($AS$3:AS6973)","v":{"$error":"#N/A"}},{"$error":"#N/A"},{"$error":"#N/A"},{"$error":"#N/A"},{"$f":"SUM($AW$3:AW6973)","v":{"$error":"#N/A"}},{"$f":"IF(V6973=0,IF(U6973=0,IF(AZ6972+Z6973/1000>Vypocet!$D$18,Vypocet!$D$18,AZ6972+Z6973/1000),IF(Z6973/1000+AZ6972-U6973>Vypocet!$D$18,Vypocet!$D$18,Z6973/1000+AZ6972-U6973)),IF(AZ6972=0,0,IF(AZ6972>V6973,AZ6972-V6973,0)))","v":0},0,null,null,null,null,null,null,null,null,null,null,null,null,null,null,null,null,null,null,null,null,null,null,null,null,null,null,null,null,null,null,null,null,null,null,null,null,null,null,null,null,null,null,null,null,null,null,null,null,null,null,null,null,null,null,null,null,null,null,null,null,null,null,null,null,null,null,null,null,null,null,null,null,null,null,null,null,null,null,null,null,null,null,null,null,null,null,null,null,null,null,null,null,null,null,null,null,null,null,null,null,null,null,null,0.60834999999999995,0.50307999999999997,0.50305,0.81483000000000005,0.57269000000000003,0.55035999999999996,0.40096999999999999,0.50851000000000002,0.58460000000000001,0.60167000000000004,0.60945000000000005,0.57286999999999999,0.67118,0.51202000000000003,0]
[10,44123,23,7006,{"$f":"(FA7008*Vypocet!$D$24)/$FA$2","v":0},{"$f":"(FB7008*Vypocet!$D$24)/$FB$2","v":0},{"$f":"(FC7008*Vypocet!$D$24)/$FC$2","v":0},{"$f":"(FD7008*Vypocet!$D$24)/$FD$2","v":0},{"$f":"(FE7008*Vypocet!$D$24)/$FE$2","v":0},{"$f":"(FF7008*Vypocet!$D$24)/$FF$2","v":0},{"$f":"(FG7008*Vypocet!$D$24)/$FG$2","v":0},{"$f":"(FH7008*Vypocet!$D$24)/$FH$2","v":0},{"$f":"(FI7008*Vypocet!$D$24)/$FI$2","v":0},{"$f":"(FJ7008*Vypocet!$D$24)/$FJ$2","v":0},{"$f":"(FK7008*Vypocet!$D$24)/$FK$2","v":0},{"$f":"(FL7008*Vypocet!$D$24)/$FL$2","v":0},{"$f":"(FM7008*Vypocet!$D$24)/$FM$2","v":0},{"$f":"(FN7008*Vypocet!$D$24)/$FN$2","v":0},{"$f":"(FO7008*Vypocet!$D$24)/$FO$2","v":0},{"$f":"(VLOOKUP(A7008,Voda!$B$3:$AC$15,TDDData!C7008+4,0)*4180*(VLOOKUP(A7008,Voda!$B$3:$AC$15,4,0)-VLOOKUP(A7008,Voda!$B$3:$AC$15,3,0)))/3600000","v":0},0,{"$f":"IF(U7008=0,0,IF(Z7008>0,IF(Z7008/1000<U7008,IF(Z7008/1000<=Vypocet!$D$15,IF(U7008<Vypocet!$D$15,U7008-Z7008/1000,Vypocet!$D$15-Z7008/1000),Vypocet!$D$15),0),IF(U7008>Vypocet!$D$15,Vypocet!$D$15,U7008)))","v":0},0,{"$f":"HLOOKUP(Vypocet!$D$11,TDDData!$E:$S,2+TDDData!D7008,0)","v":{"$error":"#N/A"}},0,0,{"$error":"#N/A"},{"$error":"#N/A"},{"$f":"IF(AA7008<0,IF(AC7007>-AA7008,AC7007+AA7008,0),IF(AA7008+AC7007<=Vypocet!$D$18,AA7008+AC7007,Vypocet!$D$18))","v":{"$error":"#N/A"}},{"$error":"#N/A"},{"$f":"IF(AND(AC7008<AC7007,AC7008<>0),AE7007,IF(OR(AND(AC7007=0,AA7008<0),AC7007<-AA7008),IF(AC7007=0,IF(AE7007>-AA7008,AE7007+AA7008,0),IF(AC7007+AE7007>-AA7008,AC7007+AE7007+AA7008,0)),IF(AC7007=Vypocet!$D$18,AE7007+AA7008,AE7007+AA7008-AC7008+AC7007)))","v":{"$error":"#N/A"}},{"$error":"#N/A"},{"$error":"#N/A"},{"$f":"SUM($AF$3:AF7008)","v":{"$error":"#N/A"}},{"$error":"#N/A"},{"$error":"#N/A"},{"$error":"#N/A"},{"$f":"SUM($AJ$3:AJ7008)","v":{"$error":"#N/A"}},{"$error":"#N/A"},{"$error":"#N/A"},{"$error":"#N/A"},{"$f":"IF(AN7008<0,IF(AP7007>-AN7008,AP7007+AN7008,0),IF(AN7008+AP7007<=Vypocet!$D$18,AN7008+AP7007,Vypocet!$D$18))","v":{"$error":"#N/A"}},{"$error":"#N/A"},{"$f":"IF(AND(AP7008<AP7007,AP7008<>0),AR7007,IF(OR(AND(AP7007=0,AN7008<0),AP7007<-AN7008),IF(AP7007=0,IF(AR7007>-AN7008,AR7007+AN7008,0),IF(AP7007+AR7007>-AN7008,AP7007+AR7007+AN7008,0)),IF(AP7007=Vypocet!$D$18,AR7007+AN7008,AR7007+AN7008-AP7008+AP7007)))","v":{"$error":"#N/A"}},{"$error":"#N/A"},{"$error":"#N/A"},{"$f":"SUM($AS$3:AS7008)","v":{"$error":"#N/A"}},{"$error":"#N/A"},{"$error":"#N/A"},{"$error":"#N/A"},{"$f":"SUM($AW$3:AW7008)","v":{"$error":"#N/A"}},{"$f":"IF(V7008=0,IF(U7008=0,IF(AZ7007+Z7008/1000>Vypocet!$D$18,Vypocet!$D$18,AZ7007+Z7008/1000),IF(Z7008/1000+AZ7007-U7008>Vypocet!$D$18,Vypocet!$D$18,Z7008/1000+AZ7007-U7008)),IF(AZ7007=0,0,IF(AZ7007>V7008,AZ7007-V7008,0)))","v":0},0,null,null,null,null,null,null,null,null,null,null,null,null,null,null,null,null,null,null,null,null,null,null,null,null,null,null,null,null,null,null,null,null,null,null,null,null,null,null,null,null,null,null,null,null,null,null,null,null,null,null,null,null,null,null,null,null,null,null,null,null,null,null,null,null,null,null,null,null,null,null,null,null,null,null,null,null,null,null,null,null,null,null,null,null,null,null,null,null,null,null,null,null,null,null,null,null,null,null,null,null,null,null,null,0.38197999999999999,0.42063,0.36146,0.43648999999999999,0.25730999999999998,0.28355000000000002,0.31306,0.43082999999999999,0.38621,0.43447000000000002,0.48651,0.52605999999999997,0.62385000000000002,0.46417999999999998,1]
[10,44126,2,7057,{"$f":"(FA7059*Vypocet!$D$24)/$FA$2","v":0},{"$f":"(FB7059*Vypocet!$D$24)/$FB$2","v":0},{"$f":"(FC7059*Vypocet!$D$24)/$FC$2","v":0},{"$f":"(FD7059*Vypocet!$D$24)/$FD$2","v":0},{"$f":"(FE7059*Vypocet!$D$24)/$FE$2","v":0},{"$f":"(FF7059*Vypocet!$D$24)/$FF$2","v":0},{"$f":"(FG7059*Vypocet!$D$24)/$FG$2","v":0},{"$f":"(FH7059*Vypocet!$D$24)/$FH$2","v":0},{"$f":"(FI7059*Vypocet!$D$24)/$FI$2","v":0},{"$f":"(FJ7059*Vypocet!$D$24)/$FJ$2","v":0},{"$f":"(FK7059*Vypocet!$D$24)/$FK$2","v":0},{"$f":"(FL7059*Vypocet!$D$24)/$FL$2","v":0},{"$f":"(FM7059*Vypocet!$D$24)/$FM$2","v":0},{"$f":"(FN7059*Vypocet!$D$24)/$FN$2","v":0},{"$f":"(FO7059*Vypocet!$D$24)/$FO$2","v":0},{"$f":"(VLOOKUP(A7059,Voda!$B$3:$AC$15,TDDData!C7059+4,0)*4180*(VLOOKUP(A7059,Voda!$B$3:$AC$15,4,0)-VLOOKUP(A7059,Voda!$B$3:$AC$15,3,0)))/3600000","v":0},0,{"$f":"IF(U7059=0,0,IF(Z7059>0,IF(Z7059/1000<U7059,IF(Z7059/1000<=Vypocet!$D$15,IF(U7059<Vypocet!$D$15,U7059-Z7059/1000,Vypocet!$D$15-Z7059/1000),Vypocet!$D$15),0),IF(U7059>Vypocet!$D$15,Vypocet!$D$15,U7059)))","v":0},0,{"$f":"HLOOKUP(Vypocet!$D$11,TDDData!$E:$S,2+TDDData!D7059,0)","v":{"$error":"#N/A"}},0,0,{"$error":"#N/A"},{"$error":"#N/A"},{"$f":"IF(AA7059<0,IF(AC7058>-AA7059,AC7058+AA7059,0),IF(AA7059+AC7058<=Vypocet!$D$18,AA7059+AC7058,Vypocet!$D$18))","v":{"$error":"#N/A"}},{"$error":"#N/A"},{"$f":"IF(AND(AC7059<AC7058,AC7059<>0),AE7058,IF(OR(AND(AC7058=0,AA7059<0),AC7058<-AA7059),IF(AC7058=0,IF(AE7058>-AA7059,AE7058+AA7059,0),IF(AC7058+AE7058>-AA7059,AC7058+AE7058+AA7059,0)),IF(AC7058=Vypocet!$D$18,AE7058+AA7059,AE7058+AA7059-AC7059+AC7058)))","v":{"$error":"#N/A"}},{"$error":"#N/A"},{"$error":"#N/A"},{"$f":"SUM($AF$3:AF7059)","v":{"$error":"#N/A"}},{"$error":"#N/A"},{"$error":"#N/A"},{"$error":"#N/A"},{"$f":"SUM($AJ$3:AJ7059)","v":{"$error":"#N/A"}},{"$error":"#N/A"},{"$error":"#N/A"},{"$error":"#N/A"},{"$f":"IF(AN7059<0,IF(AP7058>-AN7059,AP7058+AN7059,0),IF(AN7059+AP7058<=Vypocet!$D$18,AN7059+AP7058,Vypocet!$D$18))","v":{"$error":"#N/A"}},{"$error":"#N/A"},{"$f":"IF(AND(AP7059<AP7058,AP7059<>0),AR7058,IF(OR(AND(AP7058=0,AN7059<0),AP7058<-AN7059),IF(AP7058=0,IF(AR7058>-AN7059,AR7058+AN7059,0),IF(AP7058+AR7058>-AN7059,AP7058+AR7058+AN7059,0)),IF(AP7058=Vypocet!$D$18,AR7058+AN7059,AR7058+AN7059-AP7059+AP7058)))","v":{"$error":"#N/A"}},{"$error":"#N/A"},{"$error":"#N/A"},{"$f":"SUM($AS$3:AS7059)","v":{"$error":"#N/A"}},{"$error":"#N/A"},{"$error":"#N/A"},{"$error":"#N/A"},{"$f":"SUM($AW$3:AW7059)","v":{"$error":"#N/A"}},{"$f":"IF(V7059=0,IF(U7059=0,IF(AZ7058+Z7059/1000>Vypocet!$D$18,Vypocet!$D$18,AZ7058+Z7059/1000),IF(Z7059/1000+AZ7058-U7059>Vypocet!$D$18,Vypocet!$D$18,Z7059/1000+AZ7058-U7059)),IF(AZ7058=0,0,IF(AZ7058>V7059,AZ7058-V7059,0)))","v":0},0,null,null,null,null,null,null,null,null,null,null,null,null,null,null,null,null,null,null,null,null,null,null,null,null,null,null,null,null,null,null,null,null,null,null,null,null,null,null,null,null,null,null,null,null,null,null,null,null,null,null,null,null,null,null,null,null,null,null,null,null,null,null,null,null,null,null,null,null,null,null,null,null,null,null,null,null,null,null,null,null,null,null,null,null,null,null,null,null,null,null,null,null,null,null,null,null,null,null,null,null,null,null,null,0.30227999999999999,0.49906,0.32324999999999998,0.20896999999999999,0.53520000000000001,0.34182000000000001,0.57126999999999994,0.48676000000000003,0.32069999999999999,0.51017999999999997,0.53452999999999995,0.39178000000000002,0.32089000000000001,0.32751999999999998,1]
[10,44127,15,7094,{"$f":"(FA7096*Vypocet!$D$24)/$FA$2","v":0},{"$f":"(FB7096*Vypocet!$D$24)/$FB$2","v":0},{"$f":"(FC7096*Vypocet!$D$24)/$FC$2","v":0},{"$f":"(FD7096*Vypocet!$D$24)/$FD$2","v":0},{"$f":"(FE7096*Vypocet!$D$24)/$FE$2","v":0},{"$f":"(FF7096*Vypocet!$D$24)/$FF$2","v":0},{"$f":"(FG7096*Vypocet!$D$24)/$FG$2","v":0},{"$f":"(FH7096*Vypocet!$D$24)/$FH$2","v":0},{"$f":"(FI7096*Vypocet!$D$24)/$FI$2","v":0},{"$f":"(FJ7096*Vypocet!$D$24)/$FJ$2","v":0},{"$f":"(FK7096*Vypocet!$D$24)/$FK$2","v":0},{"$f":"(FL7096*Vypocet!$D$24)/$FL$2","v":0},{"$f":"(FM7096*Vypocet!$D$24)/$FM$2","v":0},{"$f":"(FN7096*Vypocet!$D$24)/$FN$2","v":0},{"$f":"(FO7096*Vypocet!$D$24)/$FO$2","v":0},{"$f":"(VLOOKUP(A7096,Voda!$B$3:$AC$15,TDDData!C7096+4,0)*4180*(VLOOKUP(A7096,Voda!$B$3:$AC$15,4,0)-VLOOKUP(A7096,Voda!$B$3:$AC$15,3,0)))/3600000","v":0},0,{"$f":"IF(U7096=0,0,IF(Z7096>0,IF(Z7096/1000<U7096,IF(Z7096/1000<=Vypocet!$D$15,IF(U7096<Vypocet!$D$15,U7096-Z7096/1000,Vypocet!$D$15-Z7096/1000),Vypocet!$D$15),0),IF(U7096>Vypocet!$D$15,Vypocet!$D$15,U7096)))","v":0},0,{"$f":"HLOOKUP(Vypocet!$D$11,TDDData!$E:$S,2+TDDData!D7096,0)","v":{"$error":"#N/A"}},231.02,184.81600000000003,{"$error":"#N/A"},{"$error":"#N/A"},{"$f":"IF(AA7096<0,IF(AC7095>-AA7096,AC7095+AA7096,0),IF(AA7096+AC7095<=Vypocet!$D$18,AA7096+AC7095,Vypocet!$D$18))","v":{"$error":"#N/A"}},{"$error":"#N/A"},{"$f":"IF(AND(AC7096<AC7095,AC7096<>0),AE7095,IF(OR(AND(AC7095=0,AA7096<0),AC7095<-AA7096),IF(AC7095=0,IF(AE7095>-AA7096,AE7095+AA7096,0),IF(AC7095+AE7095>-AA7096,AC7095+AE7095+AA7096,0)),IF(AC7095=Vypocet!$D$18,AE7095+AA7096,AE7095+AA7096-AC7096+AC7095)))","v":{"$error":"#N/A"}},{"$error":"#N/A"},{"$error":"#N/A"},{"$f":"SUM($AF$3:AF7096)","v":{"$error":"#N/A"}},{"$error":"#N/A"},{"$error":"#N/A"},{"$error":"#N/A"},{"$f":"SUM($AJ$3:AJ7096)","v":{"$error":"#N/A"}},{"$error":"#N/A"},{"$error":"#N/A"},{"$error":"#N/A"},{"$f":"IF(AN7096<0,IF(AP7095>-AN7096,AP7095+AN7096,0),IF(AN7096+AP7095<=Vypocet!$D$18,AN7096+AP7095,Vypocet!$D$18))","v":{"$error":"#N/A"}},{"$error":"#N/A"},{"$f":"IF(AND(AP7096<AP7095,AP7096<>0),AR7095,IF(OR(AND(AP7095=0,AN7096<0),AP7095<-AN7096),IF(AP7095=0,IF(AR7095>-AN7096,AR7095+AN7096,0),IF(AP7095+AR7095>-AN7096,AP7095+AR7095+AN7096,0)),IF(AP7095=Vypocet!$D$18,AR7095+AN7096,AR7095+AN7096-AP7096+AP7095)))","v":{"$error":"#N/A"}},{"$error":"#N/A"},{"$error":"#N/A"},{"$f":"SUM($AS$3:AS7096)","v":{"$error":"#N/A"}},{"$error":"#N/A"},{"$error":"#N/A"},{"$error":"#N/A"},{"$f":"SUM($AW$3:AW7096)","v":{"$error":"#N/A"}},{"$f":"IF(V7096=0,IF(U7096=0,IF(AZ7095+Z7096/1000>Vypocet!$D$18,Vypocet!$D$18,AZ7095+Z7096/1000),IF(Z7096/1000+AZ7095-U7096>Vypocet!$D$18,Vypocet!$D$18,Z7096/1000+AZ7095-U7096)),IF(AZ7095=0,0,IF(AZ7095>V7096,AZ7095-V7096,0)))","v":0},0,null,null,null,null,null,null,null,null,null,null,null,null,null,null,null,null,null,null,null,null,null,null,null,null,null,null,null,null,null,null,null,null,null,null,null,null,null,null,null,null,null,null,null,null,null,null,null,null,null,null,null,null,null,null,null,null,null,null,null,null,null,null,null,null,null,null,null,null,null,null,null,null,null,null,null,null,null,null,null,null,null,null,null,null,null,null,null,null,null,null,null,null,null,null,null,null,null,null,null,null,null,null,null,0.77663000000000004,0.77286999999999995,0.63436000000000003,0.40365000000000001,0.43863999999999997,0.58221000000000001,0.68328,0.37546000000000002,0.36309999999999998,0.55942000000000003,0.38064999999999999,0.51412000000000002,0.48766999999999999,0.41575000000000001,0]
[10,44128,5,7108,{"$f":"(FA7110*Vypocet!$D$24)/$FA$2","v":0},{"$f":"(FB7110*Vypocet!$D$24)/$FB$2","v":0},{"$f":"(FC7110*Vypocet!$D$24)/$FC$2","v":0},{"$f":"(FD7110*Vypocet!$D$24)/$FD$2","v":0},{"$f":"(FE7110*Vypocet!$D$24)/$FE$2","v":0},{"$f":"(FF7110*Vypocet!$D$24)/$FF$2","v":0},{"$f":"(FG7110*Vypocet!$D$24)/$FG$2","v":0},{"$f":"(FH7110*Vypocet!$D$24)/$FH$2","v":0},{"$f":"(FI7110*Vypocet!$D$24)/$FI$2","v":0},{"$f":"(FJ7110*Vypocet!$D$24)/$FJ$2","v":0},{"$f":"(FK7110*Vypocet!$D$24)/$FK$2","v":0},{"$f":"(FL7110*Vypocet!$D$24)/$FL$2","v":0},{"$f":"(FM7110*Vypocet!$D$24)/$FM$2","v":0},{"$f":"(FN7110*Vypocet!$D$24)/$FN$2","v":0},{"$f":"(FO7110*Vypocet!$D$24)/$FO$2","v":0},{"$f":"(VLOOKUP(A7110,Voda!$B$3:$AC$15,TDDData!C7110+4,0)*4180*(VLOOKUP(A7110,Voda!$B$3:$AC$15,4,0)-VLOOKUP(A7110,Voda!$B$3:$AC$15,3,0)))/3600000","v":0},0,{"$f":"IF(U7110=0,0,IF(Z7110>0,IF(Z7110/1000<U7110,IF(Z7110/1000<=Vypocet!$D$15,IF(U7110<Vypocet!$D$15,U7110-Z7110/1000,Vypocet!$D$15-Z7110/1000),Vypocet!$D$15),0),IF(U7110>Vypocet!$D$15,Vypocet!$D$15,U7110)))","v":0},0,{"$f":"HLOOKUP(Vypocet!$D$11,TDDData!$E:$S,2+TDDData!D7110,0)","v":{"$error":"#N/A"}},0,0,{"$error":"#N/A"},{"$error":"#N/A"},{"$f":"IF(AA7110<0,IF(AC7109>-AA7110,AC7109+AA7110,0),IF(AA7110+AC7109<=Vypocet!$D$18,AA7110+AC7109,Vypocet!$D$18))","v":{"$error":"#N/A"}},{"$error":"#N/A"},{"$f":"IF(AND(AC7110<AC7109,AC7110<>0),AE7109,IF(OR(AND(AC7109=0,AA7110<0),AC7109<-AA7110),IF(AC7109=0,IF(AE7109>-AA7110,AE7109+AA7110,0),IF(AC7109+AE7109>-AA7110,AC7109+AE7109+AA7110,0)),IF(AC7109=Vypocet!$D$18,AE7109+AA7110,AE7109+AA7110-AC7110+AC7109)))","v":{"$error":"#N/A"}},{"$error":"#N/A"},{"$error":"#N/A"},{"$f":"SUM($AF$3:AF7110)","v":{"$error":"#N/A"}},{"$error":"#N/A"},{"$error":"#N/A"},{"$error":"#N/A"},{"$f":"SUM($AJ$3:AJ7110)","v":{"$error":"#N/A"}},{"$error":"#N/A"},{"$error":"#N/A"},{"$error":"#N/A"},{"$f":"IF(AN7110<0,IF(AP7109>-AN7110,AP7109+AN7110,0),IF(AN7110+AP7109<=Vypocet!$D$18,AN7110+AP7109,Vypocet!$D$18))","v":{"$error":"#N/A"}},{"$error":"#N/A"},{"$f":"IF(AND(AP7110<AP7109,AP7110<>0),AR7109,IF(OR(AND(AP7109=0,AN7110<0),AP7109<-AN7110),IF(AP7109=0,IF(AR7109>-AN7110,AR7109+AN7110,0),IF(AP7109+AR7109>-AN7110,AP7109+AR7109+AN7110,0)),IF(AP7109=Vypocet!$D$18,AR7109+AN7110,AR7109+AN7110-AP7110+AP7109)))","v":{"$error":"#N/A"}},{"$error":"#N/A"},{"$error":"#N/A"},{"$f":"SUM($AS$3:AS7110)","v":{"$error":"#N/A"}},{"$error":"#N/A"},{"$error":"#N/A"},{"$error":"#N/A"},{"$f":"SUM($AW$3:AW7110)","v":{"$error":"#N/A"}},{"$f":"IF(V7110=0,IF(U7110=0,IF(AZ7109+Z7110/1000>Vypocet!$D$18,Vypocet!$D$18,AZ7109+Z7110/1000),IF(Z7110/1000+AZ7109-U7110>Vypocet!$D$18,Vypocet!$D$18,Z7110/1000+AZ7109-U7110)),IF(AZ7109=0,0,IF(AZ7109>V7110,AZ7109-V7110,0)))","v":0},0,null,null,null,null,null,null,null,null,null,null,null,null,null,null,null,null,null,null,null,null,null,null,null,null,null,null,null,null,null,null,null,null,null,null,null,null,null,null,null,null,null,null,null,null,null,null,null,null,null,null,null,null,null,null,null,null,null,null,null,null,null,null,null,null,null,null,null,null,null,null,null,null,null,null,null,null,null,null,null,null,null,null,null,null,null,null,null,null,null,null,null,null,null,null,null,null,null,null,null,null,null,null,null,0.31437999999999999,0.42949999999999999,0.34322999999999998,0.23122000000000001,0.29035,0.34534999999999999,0.32124000000000003,0.25319000000000003,0.28044999999999998,0.32605000000000001,0.32776,0.25577,0.37047999999999998,0.31707000000000002,1]
[10,44130,8,7159,{"$f":"(FA7161*Vypocet!$D$24)/$FA$2","v":0},{"$f":"(FB7161*Vypocet!$D$24)/$FB$2","v":0},{"$f":"(FC7161*Vypocet!$D$24)/$FC$2","v":0},{"$f":"(FD7161*Vypocet!$D$24)/$FD$2","v":0},{"$f":"(FE7161*Vypocet!$D$24)/$FE$2","v":0},{"$f":"(FF7161*Vypocet!$D$24)/$FF$2","v":0},{"$f":"(FG7161*Vypocet!$D$24)/$FG$2","v":0},{"$f":"(FH7161*Vypocet!$D$24)/$FH$2","v":0},{"$f":"(FI7161*Vypocet!$D$24)/$FI$2","v":0},{"$f":"(FJ7161*Vypocet!$D$24)/$FJ$2","v":0},{"$f":"(FK7161*Vypocet!$D$24)/$FK$2","v":0},{"$f":"(FL7161*Vypocet!$D$24)/$FL$2","v":0},{"$f":"(FM7161*Vypocet!$D$24)/$FM$2","v":0},{"$f":"(FN7161*Vypocet!$D$24)/$FN$2","v":0},{"$f":"(FO7161*Vypocet!$D$24)/$FO$2","v":0},{"$f":"(VLOOKUP(A7161,Voda!$B$3:$AC$15,TDDData!C7161+4,0)*4180*(VLOOKUP(A7161,Voda!$B$3:$AC$15,4,0)-VLOOKUP(A7161,Voda!$B$3:$AC$15,3,0)))/3600000","v":0},0,{"$f":"IF(U7161=0,0,IF(Z7161>0,IF(Z7161/1000<U7161,IF(Z7161/1000<=Vypocet!$D$15,IF(U7161<Vypocet!$D$15,U7161-Z7161/1000,Vypocet!$D$15-Z7161/1000),Vypocet!$D$15),0),IF(U7161>Vypocet!$D$15,Vypocet!$D$15,U7161)))","v":0},0,{"$f":"HLOOKUP(Vypocet!$D$11,TDDData!$E:$S,2+TDDData!D7161,0)","v":{"$error":"#N/A"}},7.96,6.3680000000000003,{"$error":"#N/A"},{"$error":"#N/A"},{"$f":"IF(AA7161<0,IF(AC7160>-AA7161,AC7160+AA7161,0),IF(AA7161+AC7160<=Vypocet!$D$18,AA7161+AC7160,Vypocet!$D$18))","v":{"$error":"#N/A"}},{"$error":"#N/A"},{"$f":"IF(AND(AC7161<AC7160,AC7161<>0),AE7160,IF(OR(AND(AC7160=0,AA7161<0),AC7160<-AA7161),IF(AC7160=0,IF(AE7160>-AA7161,AE7160+AA7161,0),IF(AC7160+AE7160>-AA7161,AC7160+AE7160+AA7161,0)),IF(AC7160=Vypocet!$D$18,AE7160+AA7161,AE7160+AA7161-AC7161+AC7160)))","v":{"$error":"#N/A"}},{"$error":"#N/A"},{"$error":"#N/A"},{"$f":"SUM($AF$3:AF7161)","v":{"$error":"#N/A"}},{"$error":"#N/A"},{"$error":"#N/A"},{"$error":"#N/A"},{"$f":"SUM($AJ$3:AJ7161)","v":{"$error":"#N/A"}},{"$error":"#N/A"},{"$error":"#N/A"},{"$error":"#N/A"},{"$f":"IF(AN7161<0,IF(AP7160>-AN7161,AP7160+AN7161,0),IF(AN7161+AP7160<=Vypocet!$D$18,AN7161+AP7160,Vypocet!$D$18))","v":{"$error":"#N/A"}},{"$error":"#N/A"},{"$f":"IF(AND(AP7161<AP7160,AP7161<>0),AR7160,IF(OR(AND(AP7160=0,AN7161<0),AP7160<-AN7161),IF(AP7160=0,IF(AR7160>-AN7161,AR7160+AN7161,0),IF(AP7160+AR7160>-AN7161,AP7160+AR7160+AN7161,0)),IF(AP7160=Vypocet!$D$18,AR7160+AN7161,AR7160+AN7161-AP7161+AP7160)))","v":{"$error":"#N/A"}},{"$error":"#N/A"},{"$error":"#N/A"},{"$f":"SUM($AS$3:AS7161)","v":{"$error":"#N/A"}},{"$error":"#N/A"},{"$error":"#N/A"},{"$error":"#N/A"},{"$f":"SUM($AW$3:AW7161)","v":{"$error":"#N/A"}},{"$f":"IF(V7161=0,IF(U7161=0,IF(AZ7160+Z7161/1000>Vypocet!$D$18,Vypocet!$D$18,AZ7160+Z7161/1000),IF(Z7161/1000+AZ7160-U7161>Vypocet!$D$18,Vypocet!$D$18,Z7161/1000+AZ7160-U7161)),IF(AZ7160=0,0,IF(AZ7160>V7161,AZ7160-V7161,0)))","v":0},0,null,null,null,null,null,null,null,null,null,null,null,null,null,null,null,null,null,null,null,null,null,null,null,null,null,null,null,null,null,null,null,null,null,null,null,null,null,null,null,null,null,null,null,null,null,null,null,null,null,null,null,null,null,null,null,null,null,null,null,null,null,null,null,null,null,null,null,null,null,null,null,null,null,null,null,null,null,null,null,null,null,null,null,null,null,null,null,null,null,null,null,null,null,null,null,null,null,null,null,null,null,null,null,0.35771999999999998,0.40949000000000002,0.37282999999999999,0.32063999999999998,0.29124,0.23180000000000001,0.30501,0.27781,0.32333000000000001,0.36742000000000002,0.33263999999999999,0.28877999999999998,0.30549999999999999,0.43192000000000003,0.31667000000000001]
[10,44131,1,7176,{"$f":"(FA7178*Vypocet!$D$24)/$FA$2","v":0},{"$f":"(FB7178*Vypocet!$D$24)/$FB$2","v":0},{"$f":"(FC7178*Vypocet!$D$24)/$FC$2","v":0},{"$f":"(FD7178*Vypocet!$D$24)/$FD$2","v":0},{"$f":"(FE7178*Vypocet!$D$24)/$FE$2","v":0},{"$f":"(FF7178*Vypocet!$D$24)/$FF$2","v":0},{"$f":"(FG7178*Vypocet!$D$24)/$FG$2","v":0},{"$f":"(FH7178*Vypocet!$D$24)/$FH$2","v":0},{"$f":"(FI7178*Vypocet!$D$24)/$FI$2","v":0},{"$f":"(FJ7178*Vypocet!$D$24)/$FJ$2","v":0},{"$f":"(FK7178*Vypocet!$D$24)/$FK$2","v":0},{"$f":"(FL7178*Vypocet!$D$24)/$FL$2","v":0},{"$f":"(FM7178*Vypocet!$D$24)/$FM$2","v":0},{"$f":"(FN7178*Vypocet!$D$24)/$FN$2","v":0},{"$f":"(FO7178*Vypocet!$D$24)/$FO$2","v":0},{"$f":"(VLOOKUP(A7178,Voda!$B$3:$AC$15,TDDData!C7178+4,0)*4180*(VLOOKUP(A7178,Voda!$B$3:$AC$15,4,0)-VLOOKUP(A7178,Voda!$B$3:$AC$15,3,0)))/3600000","v":0},0,{"$f":"IF(U7178=0,0,IF(Z7178>0,IF(Z7178/1000<U7178,IF(Z7178/1000<=Vypocet!$D$15,IF(U7178<Vypocet!$D$15,U7178-Z7178/1000,Vypocet!$D$15-Z7178/1000),Vypocet!$D$15),0),IF(U7178>Vypocet!$D$15,Vypocet!$D$15,U7178)))","v":0},0,{"$f":"HLOOKUP(Vypocet!$D$11,TDDData!$E:$S,2+TDDData!D7178,0)","v":{"$error":"#N/A"}},0,0,{"$error":"#N/A"},{"$error":"#N/A"},{"$f":"IF(AA7178<0,IF(AC7177>-AA7178,AC7177+AA7178,0),IF(AA7178+AC7177<=Vypocet!$D$18,AA7178+AC7177,Vypocet!$D$18))","v":{"$error":"#N/A"}},{"$error":"#N/A"},{"$f":"IF(AND(AC7178<AC7177,AC7178<>0),AE7177,IF(OR(AND(AC7177=0,AA7178<0),AC7177<-AA7178),IF(AC7177=0,IF(AE7177>-AA7178,AE7177+AA7178,0),IF(AC7177+AE7177>-AA7178,AC7177+AE7177+AA7178,0)),IF(AC7177=Vypocet!$D$18,AE7177+AA7178,AE7177+AA7178-AC7178+AC7177)))","v":{"$error":"#N/A"}},{"$error":"#N/A"},{"$error":"#N/A"},{"$f":"SUM($AF$3:AF7178)","v":{"$error":"#N/A"}},{"$error":"#N/A"},{"$error":"#N/A"},{"$error":"#N/A"},{"$f":"SUM($AJ$3:AJ7178)","v":{"$error":"#N/A"}},{"$error":"#N/A"},{"$error":"#N/A"},{"$error":"#N/A"},{"$f":"IF(AN7178<0,IF(AP7177>-AN7178,AP7177+AN7178,0),IF(AN7178+AP7177<=Vypocet!$D$18,AN7178+AP7177,Vypocet!$D$18))","v":{"$error":"#N/A"}},{"$error":"#N/A"},{"$f":"IF(AND(AP7178<AP7177,AP7178<>0),AR7177,IF(OR(AND(AP7177=0,AN7178<0),AP7177<-AN7178),IF(AP7177=0,IF(AR7177>-AN7178,AR7177+AN7178,0),IF(AP7177+AR7177>-AN7178,AP7177+AR7177+AN7178,0)),IF(AP7177=Vypocet!$D$18,AR7177+AN7178,AR7177+AN7178-AP7178+AP7177)))","v":{"$error":"#N/A"}},{"$error":"#N/A"},{"$error":"#N/A"},{"$f":"SUM($AS$3:AS7178)","v":{"$error":"#N/A"}},{"$error":"#N/A"},{"$error":"#N/A"},{"$error":"#N/A"},{"$f":"SUM($AW$3:AW7178)","v":{"$error":"#N/A"}},{"$f":"IF(V7178=0,IF(U7178=0,IF(AZ7177+Z7178/1000>Vypocet!$D$18,Vypocet!$D$18,AZ7177+Z7178/1000),IF(Z7178/1000+AZ7177-U7178>Vypocet!$D$18,Vypocet!$D$18,Z7178/1000+AZ7177-U7178)),IF(AZ7177=0,0,IF(AZ7177>V7178,AZ7177-V7178,0)))","v":0},0,null,null,null,null,null,null,null,null,null,null,null,null,null,null,null,null,null,null,null,null,null,null,null,null,null,null,null,null,null,null,null,null,null,null,null,null,null,null,null,null,null,null,null,null,null,null,null,null,null,null,null,null,null,null,null,null,null,null,null,null,null,null,null,null,null,null,null,null,null,null,null,null,null,null,null,null,null,null,null,null,null,null,null,null,null,null,null,null,null,null,null,null,null,null,null,null,null,null,null,null,null,null,null,0.33978999999999998,0.44284000000000001,0.38839000000000001,0.31785999999999998,0.19667000000000001,0.27365,0.26678000000000002,0.36534,0.28637000000000001,0.44436999999999999,0.40888000000000002,0.52032,0.43686999999999998,0.46745999999999999,1]
[10,44132,12,7211,{"$f":"(FA7213*Vypocet!$D$24)/$FA$2","v":0},{"$f":"(FB7213*Vypocet!$D$24)/$FB$2","v":0},{"$f":"(FC7213*Vypocet!$D$24)/$FC$2","v":0},{"$f":"(FD7213*Vypocet!$D$24)/$FD$2","v":0},{"$f":"(FE7213*Vypocet!$D$24)/$FE$2","v":0},{"$f":"(FF7213*Vypocet!$D$24)/$FF$2","v":0},{"$f":"(FG7213*Vypocet!$D$24)/$FG$2","v":0},{"$f":"(FH7213*Vypocet!$D$24)/$FH$2","v":0},{"$f":"(FI7213*Vypocet!$D$24)/$FI$2","v":0},{"$f":"(FJ7213*Vypocet!$D$24)/$FJ$2","v":0},{"$f":"(FK7213*Vypocet!$D$24)/$FK$2","v":0},{"$f":"(FL7213*Vypocet!$D$24)/$FL$2","v":0},{"$f":"(FM7213*Vypocet!$D$24)/$FM$2","v":0},{"$f":"(FN7213*Vypocet!$D$24)/$FN$2","v":0},{"$f":"(FO7213*Vypocet!$D$24)/$FO$2","v":0},{"$f":"(VLOOKUP(A7213,Voda!$B$3:$AC$15,TDDData!C7213+4,0)*4180*(VLOOKUP(A7213,Voda!$B$3:$AC$15,4,0)-VLOOKUP(A7213,Voda!$B$3:$AC$15,3,0)))/3600000","v":0},0,{"$f":"IF(U7213=0,0,IF(Z7213>0,IF(Z7213/1000<U7213,IF(Z7213/1000<=Vypocet!$D$15,IF(U7213<Vypocet!$D$15,U7213-Z7213/1000,Vypocet!$D$15-Z7213/1000),Vypocet!$D$15),0),IF(U7213>Vypocet!$D$15,Vypocet!$D$15,U7213)))","v":0},0,{"$f":"HLOOKUP(Vypocet!$D$11,TDDData!$E:$S,2+TDDData!D7213,0)","v":{"$error":"#N/A"}},599.41999999999996,479.536,{"$error":"#N/A"},{"$error":"#N/A"},{"$f":"IF(AA7213<0,IF(AC7212>-AA7213,AC7212+AA7213,0),IF(AA7213+AC7212<=Vypocet!$D$18,AA7213+AC7212,Vypocet!$D$18))","v":{"$error":"#N/A"}},{"$error":"#N/A"},{"$f":"IF(AND(AC7213<AC7212,AC7213<>0),AE7212,IF(OR(AND(AC7212=0,AA7213<0),AC7212<-AA7213),IF(AC7212=0,IF(AE7212>-AA7213,AE7212+AA7213,0),IF(AC7212+AE7212>-AA7213,AC7212+AE7212+AA7213,0)),IF(AC7212=Vypocet!$D$18,AE7212+AA7213,AE7212+AA7213-AC7213+AC7212)))","v":{"$error":"#N/A"}},{"$error":"#N/A"},{"$error":"#N/A"},{"$f":"SUM($AF$3:AF7213)","v":{"$error":"#N/A"}},{"$error":"#N/A"},{"$error":"#N/A"},{"$error":"#N/A"},{"$f":"SUM($AJ$3:AJ7213)","v":{"$error":"#N/A"}},{"$error":"#N/A"},{"$error":"#N/A"},{"$error":"#N/A"},{"$f":"IF(AN7213<0,IF(AP7212>-AN7213,AP7212+AN7213,0),IF(AN7213+AP7212<=Vypocet!$D$18,AN7213+AP7212,Vypocet!$D$18))","v":{"$error":"#N/A"}},{"$error":"#N/A"},{"$f":"IF(AND(AP7213<AP7212,AP7213<>0),AR7212,IF(OR(AND(AP7212=0,AN7213<0),AP7212<-AN7213),IF(AP7212=0,IF(AR7212>-AN7213,AR7212+AN7213,0),IF(AP7212+AR7212>-AN7213,AP7212+AR7212+AN7213,0)),IF(AP7212=Vypocet!$D$18,AR7212+AN7213,AR7212+AN7213-AP7213+AP7212)))","v":{"$error":"#N/A"}},{"$error":"#N/A"},{"$error":"#N/A"},{"$f":"SUM($AS$3:AS7213)","v":{"$error":"#N/A"}},{"$error":"#N/A"},{"$error":"#N/A"},{"$error":"#N/A"},{"$f":"SUM($AW$3:AW7213)","v":{"$error":"#N/A"}},{"$f":"IF(V7213=0,IF(U7213=0,IF(AZ7212+Z7213/1000>Vypocet!$D$18,Vypocet!$D$18,AZ7212+Z7213/1000),IF(Z7213/1000+AZ7212-U7213>Vypocet!$D$18,Vypocet!$D$18,Z7213/1000+AZ7212-U7213)),IF(AZ7212=0,0,IF(AZ7212>V7213,AZ7212-V7213,0)))","v":0},0,null,null,null,null,null,null,null,null,null,null,null,null,null,null,null,null,null,null,null,null,null,null,null,null,null,null,null,null,null,null,null,null,null,null,null,null,null,null,null,null,null,null,null,null,null,null,null,null,null,null,null,null,null,null,null,null,null,null,null,null,null,null,null,null,null,null,null,null,null,null,null,null,null,null,null,null,null,null,null,null,null,null,null,null,null,null,null,null,null,null,null,null,null,null,null,null,null,null,null,null,null,null,null,0.84738999999999998,0.78754000000000002,0.70967999999999998,0.41547000000000001,0.30597000000000002,0.44411,0.28917999999999999,0.29052,0.31406000000000001,0.29764000000000002,0.37606000000000001,0.32868999999999998,0.48264000000000001,0.46812999999999999,0]
[10,44134,15,7262,{"$f":"(FA7264*Vypocet!$D$24)/$FA$2","v":0},{"$f":"(FB7264*Vypocet!$D$24)/$FB$2","v":0},{"$f":"(FC7264*Vypocet!$D$24)/$FC$2","v":0},{"$f":"(FD7264*Vypocet!$D$24)/$FD$2","v":0},{"$f":"(FE7264*Vypocet!$D$24)/$FE$2","v":0},{"$f":"(FF7264*Vypocet!$D$24)/$FF$2","v":0},{"$f":"(FG7264*Vypocet!$D$24)/$FG$2","v":0},{"$f":"(FH7264*Vypocet!$D$24)/$FH$2","v":0},{"$f":"(FI7264*Vypocet!$D$24)/$FI$2","v":0},{"$f":"(FJ7264*Vypocet!$D$24)/$FJ$2","v":0},{"$f":"(FK7264*Vypocet!$D$24)/$FK$2","v":0},{"$f":"(FL7264*Vypocet!$D$24)/$FL$2","v":0},{"$f":"(FM7264*Vypocet!$D$24)/$FM$2","v":0},{"$f":"(FN7264*Vypocet!$D$24)/$FN$2","v":0},{"$f":"(FO7264*Vypocet!$D$24)/$FO$2","v":0},{"$f":"(VLOOKUP(A7264,Voda!$B$3:$AC$15,TDDData!C7264+4,0)*4180*(VLOOKUP(A7264,Voda!$B$3:$AC$15,4,0)-VLOOKUP(A7264,Voda!$B$3:$AC$15,3,0)))/3600000","v":0},0,{"$f":"IF(U7264=0,0,IF(Z7264>0,IF(Z7264/1000<U7264,IF(Z7264/1000<=Vypocet!$D$15,IF(U7264<Vypocet!$D$15,U7264-Z7264/1000,Vypocet!$D$15-Z7264/1000),Vypocet!$D$15),0),IF(U7264>Vypocet!$D$15,Vypocet!$D$15,U7264)))","v":0},0,{"$f":"HLOOKUP(Vypocet!$D$11,TDDData!$E:$S,2+TDDData!D7264,0)","v":{"$error":"#N/A"}},64.180000000000007,51.344000000000008,{"$error":"#N/A"},{"$error":"#N/A"},{"$f":"IF(AA7264<0,IF(AC7263>-AA7264,AC7263+AA7264,0),IF(AA7264+AC7263<=Vypocet!$D$18,AA7264+AC7263,Vypocet!$D$18))","v":{"$error":"#N/A"}},{"$error":"#N/A"},{"$f":"IF(AND(AC7264<AC7263,AC7264<>0),AE7263,IF(OR(AND(AC7263=0,AA7264<0),AC7263<-AA7264),IF(AC7263=0,IF(AE7263>-AA7264,AE7263+AA7264,0),IF(AC7263+AE7263>-AA7264,AC7263+AE7263+AA7264,0)),IF(AC7263=Vypocet!$D$18,AE7263+AA7264,AE7263+AA7264-AC7264+AC7263)))","v":{"$error":"#N/A"}},{"$error":"#N/A"},{"$error":"#N/A"},{"$f":"SUM($AF$3:AF7264)","v":{"$error":"#N/A"}},{"$error":"#N/A"},{"$error":"#N/A"},{"$error":"#N/A"},{"$f":"SUM($AJ$3:AJ7264)","v":{"$error":"#N/A"}},{"$error":"#N/A"},{"$error":"#N/A"},{"$error":"#N/A"},{"$f":"IF(AN7264<0,IF(AP7263>-AN7264,AP7263+AN7264,0),IF(AN7264+AP7263<=Vypocet!$D$18,AN7264+AP7263,Vypocet!$D$18))","v":{"$error":"#N/A"}},{"$error":"#N/A"},{"$f":"IF(AND(AP7264<AP7263,AP7264<>0),AR7263,IF(OR(AND(AP7263=0,AN7264<0),AP7263<-AN7264),IF(AP7263=0,IF(AR7263>-AN7264,AR7263+AN7264,0),IF(AP7263+AR7263>-AN7264,AP7263+AR7263+AN7264,0)),IF(AP7263=Vypocet!$D$18,AR7263+AN7264,AR7263+AN7264-AP7264+AP7263)))","v":{"$error":"#N/A"}},{"$error":"#N/A"},{"$error":"#N/A"},{"$f":"SUM($AS$3:AS7264)","v":{"$error":"#N/A"}},{"$error":"#N/A"},{"$error":"#N/A"},{"$error":"#N/A"},{"$f":"SUM($AW$3:AW7264)","v":{"$error":"#N/A"}},{"$f":"IF(V7264=0,IF(U7264=0,IF(AZ7263+Z7264/1000>Vypocet!$D$18,Vypocet!$D$18,AZ7263+Z7264/1000),IF(Z7264/1000+AZ7263-U7264>Vypocet!$D$18,Vypocet!$D$18,Z7264/1000+AZ7263-U7264)),IF(AZ7263=0,0,IF(AZ7263>V7264,AZ7263-V7264,0)))","v":0},0,null,null,null,null,null,null,null,null,null,null,null,null,null,null,null,null,null,null,null,null,null,null,null,null,null,null,null,null,null,null,null,null,null,null,null,null,null,null,null,null,null,null,null,null,null,null,null,null,null,null,null,null,null,null,null,null,null,null,null,null,null,null,null,null,null,null,null,null,null,null,null,null,null,null,null,null,null,null,null,null,null,null,null,null,null,null,null,null,null,null,null,null,null,null,null,null,null,null,null,null,null,null,null,0.77214000000000005,0.80959999999999999,0.65720999999999996,0.39789999999999998,0.58950999999999998,0.50321000000000005,0.40360000000000001,0.37519000000000002,0.38895000000000002,0.46815000000000001,0.37973000000000001,0.435,0.51727999999999996,0.47771999999999998,0]
[11,44136,2,7297,{"$f":"(FA7299*Vypocet!$D$24)/$FA$2","v":0},{"$f":"(FB7299*Vypocet!$D$24)/$FB$2","v":0},{"$f":"(FC7299*Vypocet!$D$24)/$FC$2","v":0},{"$f":"(FD7299*Vypocet!$D$24)/$FD$2","v":0},{"$f":"(FE7299*Vypocet!$D$24)/$FE$2","v":0},{"$f":"(FF7299*Vypocet!$D$24)/$FF$2","v":0},{"$f":"(FG7299*Vypocet!$D$24)/$FG$2","v":0},{"$f":"(FH7299*Vypocet!$D$24)/$FH$2","v":0},{"$f":"(FI7299*Vypocet!$D$24)/$FI$2","v":0},{"$f":"(FJ7299*Vypocet!$D$24)/$FJ$2","v":0},{"$f":"(FK7299*Vypocet!$D$24)/$FK$2","v":0},{"$f":"(FL7299*Vypocet!$D$24)/$FL$2","v":0},{"$f":"(FM7299*Vypocet!$D$24)/$FM$2","v":0},{"$f":"(FN7299*Vypocet!$D$24)/$FN$2","v":0},{"$f":"(FO7299*Vypocet!$D$24)/$FO$2","v":0},{"$f":"(VLOOKUP(A7299,Voda!$B$3:$AC$15,TDDData!C7299+4,0)*4180*(VLOOKUP(A7299,Voda!$B$3:$AC$15,4,0)-VLOOKUP(A7299,Voda!$B$3:$AC$15,3,0)))/3600000","v":0},0,{"$f":"IF(U7299=0,0,IF(Z7299>0,IF(Z7299/1000<U7299,IF(Z7299/1000<=Vypocet!$D$15,IF(U7299<Vypocet!$D$15,U7299-Z7299/1000,Vypocet!$D$15-Z7299/1000),Vypocet!$D$15),0),IF(U7299>Vypocet!$D$15,Vypocet!$D$15,U7299)))","v":0},0,{"$f":"HLOOKUP(Vypocet!$D$11,TDDData!$E:$S,2+TDDData!D7299,0)","v":{"$error":"#N/A"}},0,{"$f":"Y7299*$BB$2","v":0},{"$error":"#N/A"},{"$f":"IF(AA7299<0,-AA7299,0)","v":{"$error":"#N/A"}},{"$f":"IF(AA7299<0,IF(AC7298>-AA7299,AC7298+AA7299,0),IF(AA7299+AC7298<=Vypocet!$D$18,AA7299+AC7298,Vypocet!$D$18))","v":{"$error":"#N/A"}},{"$error":"#N/A"},{"$f":"IF(AND(AC7299<AC7298,AC7299<>0),AE7298,IF(OR(AND(AC7298=0,AA7299<0),AC7298<-AA7299),IF(AC7298=0,IF(AE7298>-AA7299,AE7298+AA7299,0),IF(AC7298+AE7298>-AA7299,AC7298+AE7298+AA7299,0)),IF(AC7298=Vypocet!$D$18,AE7298+AA7299,AE7298+AA7299-AC7299+AC7298)))","v":{"$error":"#N/A"}},{"$error":"#N/A"},{"$error":"#N/A"},{"$f":"SUM($AF$3:AF7299)","v":{"$error":"#N/A"}},{"$error":"#N/A"},{"$error":"#N/A"},{"$f":"IF(AI7299=0,-AA7299,0)","v":{"$error":"#N/A"}},{"$f":"SUM($AJ$3:AJ7299)","v":{"$error":"#N/A"}},{"$error":"#N/A"},{"$error":"#N/A"},{"$error":"#N/A"},{"$f":"IF(AN7299<0,IF(AP7298>-AN7299,AP7298+AN7299,0),IF(AN7299+AP7298<=Vypocet!$D$18,AN7299+AP7298,Vypocet!$D$18))","v":{"$error":"#N/A"}},{"$error":"#N/A"},{"$f":"IF(AND(AP7299<AP7298,AP7299<>0),AR7298,IF(OR(AND(AP7298=0,AN7299<0),AP7298<-AN7299),IF(AP7298=0,IF(AR7298>-AN7299,AR7298+AN7299,0),IF(AP7298+AR7298>-AN7299,AP7298+AR7298+AN7299,0)),IF(AP7298=Vypocet!$D$18,AR7298+AN7299,AR7298+AN7299-AP7299+AP7298)))","v":{"$error":"#N/A"}},{"$error":"#N/A"},{"$error":"#N/A"},{"$f":"SUM($AS$3:AS7299)","v":{"$error":"#N/A"}},{"$error":"#N/A"},{"$error":"#N/A"},{"$f":"IF(AV7299=0,-AN7299,0)","v":{"$error":"#N/A"}},{"$f":"SUM($AW$3:AW7299)","v":{"$error":"#N/A"}},{"$f":"IF(V7299=0,IF(U7299=0,IF(AZ7298+Z7299/1000>Vypocet!$D$18,Vypocet!$D$18,AZ7298+Z7299/1000),IF(Z7299/1000+AZ7298-U7299>Vypocet!$D$18,Vypocet!$D$18,Z7299/1000+AZ7298-U7299)),IF(AZ7298=0,0,IF(AZ7298>V7299,AZ7298-V7299,0)))","v":0},0,null,null,null,null,null,null,null,null,null,null,null,null,null,null,null,null,null,null,null,null,null,null,null,null,null,null,null,null,null,null,null,null,null,null,null,null,null,null,null,null,null,null,null,null,null,null,null,null,null,null,null,null,null,null,null,null,null,null,null,null,null,null,null,null,null,null,null,null,null,null,null,null,null,null,null,null,null,null,null,null,null,null,null,null,null,null,null,null,null,null,null,null,null,null,null,null,null,null,null,null,null,null,null,0.35119,0.52847999999999995,0.38701000000000002,0.26729000000000003,0.23499,0.35154999999999997,0.25483,0.36358000000000001,0.37923000000000001,0.40187,0.20774999999999999,0.35041,0.4219,0.39107999999999998,1]
[11,44136,19,7314,{"$f":"(FA7316*Vypocet!$D$24)/$FA$2","v":0},{"$f":"(FB7316*Vypocet!$D$24)/$FB$2","v":0},{"$f":"(FC7316*Vypocet!$D$24)/$FC$2","v":0},{"$f":"(FD7316*Vypocet!$D$24)/$FD$2","v":0},{"$f":"(FE7316*Vypocet!$D$24)/$FE$2","v":0},{"$f":"(FF7316*Vypocet!$D$24)/$FF$2","v":0},{"$f":"(FG7316*Vypocet!$D$24)/$FG$2","v":0},{"$f":"(FH7316*Vypocet!$D$24)/$FH$2","v":0},{"$f":"(FI7316*Vypocet!$D$24)/$FI$2","v":0},{"$f":"(FJ7316*Vypocet!$D$24)/$FJ$2","v":0},{"$f":"(FK7316*Vypocet!$D$24)/$FK$2","v":0},{"$f":"(FL7316*Vypocet!$D$24)/$FL$2","v":0},{"$f":"(FM7316*Vypocet!$D$24)/$FM$2","v":0},{"$f":"(FN7316*Vypocet!$D$24)/$FN$2","v":0},{"$f":"(FO7316*Vypocet!$D$24)/$FO$2","v":0},{"$f":"(VLOOKUP(A7316,Voda!$B$3:$AC$15,TDDData!C7316+4,0)*4180*(VLOOKUP(A7316,Voda!$B$3:$AC$15,4,0)-VLOOKUP(A7316,Voda!$B$3:$AC$15,3,0)))/3600000","v":0},0,{"$f":"IF(U7316=0,0,IF(Z7316>0,IF(Z7316/1000<U7316,IF(Z7316/1000<=Vypocet!$D$15,IF(U7316<Vypocet!$D$15,U7316-Z7316/1000,Vypocet!$D$15-Z7316/1000),Vypocet!$D$15),0),IF(U7316>Vypocet!$D$15,Vypocet!$D$15,U7316)))","v":0},0,{"$f":"HLOOKUP(Vypocet!$D$11,TDDData!$E:$S,2+TDDData!D7316,0)","v":{"$error":"#N/A"}},0,0,{"$error":"#N/A"},{"$error":"#N/A"},{"$f":"IF(AA7316<0,IF(AC7315>-AA7316,AC7315+AA7316,0),IF(AA7316+AC7315<=Vypocet!$D$18,AA7316+AC7315,Vypocet!$D$18))","v":{"$error":"#N/A"}},{"$error":"#N/A"},{"$f":"IF(AND(AC7316<AC7315,AC7316<>0),AE7315,IF(OR(AND(AC7315=0,AA7316<0),AC7315<-AA7316),IF(AC7315=0,IF(AE7315>-AA7316,AE7315+AA7316,0),IF(AC7315+AE7315>-AA7316,AC7315+AE7315+AA7316,0)),IF(AC7315=Vypocet!$D$18,AE7315+AA7316,AE7315+AA7316-AC7316+AC7315)))","v":{"$error":"#N/A"}},{"$error":"#N/A"},{"$error":"#N/A"},{"$f":"SUM($AF$3:AF7316)","v":{"$error":"#N/A"}},{"$error":"#N/A"},{"$error":"#N/A"},{"$error":"#N/A"},{"$f":"SUM($AJ$3:AJ7316)","v":{"$error":"#N/A"}},{"$error":"#N/A"},{"$error":"#N/A"},{"$error":"#N/A"},{"$f":"IF(AN7316<0,IF(AP7315>-AN7316,AP7315+AN7316,0),IF(AN7316+AP7315<=Vypocet!$D$18,AN7316+AP7315,Vypocet!$D$18))","v":{"$error":"#N/A"}},{"$error":"#N/A"},{"$f":"IF(AND(AP7316<AP7315,AP7316<>0),AR7315,IF(OR(AND(AP7315=0,AN7316<0),AP7315<-AN7316),IF(AP7315=0,IF(AR7315>-AN7316,AR7315+AN7316,0),IF(AP7315+AR7315>-AN7316,AP7315+AR7315+AN7316,0)),IF(AP7315=Vypocet!$D$18,AR7315+AN7316,AR7315+AN7316-AP7316+AP7315)))","v":{"$error":"#N/A"}},{"$error":"#N/A"},{"$error":"#N/A"},{"$f":"SUM($AS$3:AS7316)","v":{"$error":"#N/A"}},{"$error":"#N/A"},{"$error":"#N/A"},{"$error":"#N/A"},{"$f":"SUM($AW$3:AW7316)","v":{"$error":"#N/A"}},{"$f":"IF(V7316=0,IF(U7316=0,IF(AZ7315+Z7316/1000>Vypocet!$D$18,Vypocet!$D$18,AZ7315+Z7316/1000),IF(Z7316/1000+AZ7315-U7316>Vypocet!$D$18,Vypocet!$D$18,Z7316/1000+AZ7315-U7316)),IF(AZ7315=0,0,IF(AZ7315>V7316,AZ7315-V7316,0)))","v":0},0,null,null,null,null,null,null,null,null,null,null,null,null,null,null,null,null,null,null,null,null,null,null,null,null,null,null,null,null,null,null,null,null,null,null,null,null,null,null,null,null,null,null,null,null,null,null,null,null,null,null,null,null,null,null,null,null,null,null,null,null,null,null,null,null,null,null,null,null,null,null,null,null,null,null,null,null,null,null,null,null,null,null,null,null,null,null,null,null,null,null,null,null,null,null,null,null,null,null,null,null,null,null,null,0.58016999999999996,0.52634999999999998,0.55266000000000004,0.70206000000000002,0.52117000000000002,0.45449000000000001,0.38680999999999999,0.49336000000000002,0.58169999999999999,0.62017,0.54681000000000002,0.59857000000000005,0.53608,0.66971999999999998,1]
[11,44138,22,7365,{"$f":"(FA7367*Vypocet!$D$24)/$FA$2","v":0},{"$f":"(FB7367*Vypocet!$D$24)/$FB$2","v":0},{"$f":"(FC7367*Vypocet!$D$24)/$FC$2","v":0},{"$f":"(FD7367*Vypocet!$D$24)/$FD$2","v":0},{"$f":"(FE7367*Vypocet!$D$24)/$FE$2","v":0},{"$f":"(FF7367*Vypocet!$D$24)/$FF$2","v":0},{"$f":"(FG7367*Vypocet!$D$24)/$FG$2","v":0},{"$f":"(FH7367*Vypocet!$D$24)/$FH$2","v":0},{"$f":"(FI7367*Vypocet!$D$24)/$FI$2","v":0},{"$f":"(FJ7367*Vypocet!$D$24)/$FJ$2","v":0},{"$f":"(FK7367*Vypocet!$D$24)/$FK$2","v":0},{"$f":"(FL7367*Vypocet!$D$24)/$FL$2","v":0},{"$f":"(FM7367*Vypocet!$D$24)/$FM$2","v":0},{"$f":"(FN7367*Vypocet!$D$24)/$FN$2","v":0},{"$f":"(FO7367*Vypocet!$D$24)/$FO$2","v":0},{"$f":"(VLOOKUP(A7367,Voda!$B$3:$AC$15,TDDData!C7367+4,0)*4180*(VLOOKUP(A7367,Voda!$B$3:$AC$15,4,0)-VLOOKUP(A7367,Voda!$B$3:$AC$15,3,0)))/3600000","v":0},0,{"$f":"IF(U7367=0,0,IF(Z7367>0,IF(Z7367/1000<U7367,IF(Z7367/1000<=Vypocet!$D$15,IF(U7367<Vypocet!$D$15,U7367-Z7367/1000,Vypocet!$D$15-Z7367/1000),Vypocet!$D$15),0),IF(U7367>Vypocet!$D$15,Vypocet!$D$15,U7367)))","v":0},0,{"$f":"HLOOKUP(Vypocet!$D$11,TDDData!$E:$S,2+TDDData!D7367,0)","v":{"$error":"#N/A"}},0,0,{"$error":"#N/A"},{"$error":"#N/A"},{"$f":"IF(AA7367<0,IF(AC7366>-AA7367,AC7366+AA7367,0),IF(AA7367+AC7366<=Vypocet!$D$18,AA7367+AC7366,Vypocet!$D$18))","v":{"$error":"#N/A"}},{"$error":"#N/A"},{"$f":"IF(AND(AC7367<AC7366,AC7367<>0),AE7366,IF(OR(AND(AC7366=0,AA7367<0),AC7366<-AA7367),IF(AC7366=0,IF(AE7366>-AA7367,AE7366+AA7367,0),IF(AC7366+AE7366>-AA7367,AC7366+AE7366+AA7367,0)),IF(AC7366=Vypocet!$D$18,AE7366+AA7367,AE7366+AA7367-AC7367+AC7366)))","v":{"$error":"#N/A"}},{"$error":"#N/A"},{"$error":"#N/A"},{"$f":"SUM($AF$3:AF7367)","v":{"$error":"#N/A"}},{"$error":"#N/A"},{"$error":"#N/A"},{"$error":"#N/A"},{"$f":"SUM($AJ$3:AJ7367)","v":{"$error":"#N/A"}},{"$error":"#N/A"},{"$error":"#N/A"},{"$error":"#N/A"},{"$f":"IF(AN7367<0,IF(AP7366>-AN7367,AP7366+AN7367,0),IF(AN7367+AP7366<=Vypocet!$D$18,AN7367+AP7366,Vypocet!$D$18))","v":{"$error":"#N/A"}},{"$error":"#N/A"},{"$f":"IF(AND(AP7367<AP7366,AP7367<>0),AR7366,IF(OR(AND(AP7366=0,AN7367<0),AP7366<-AN7367),IF(AP7366=0,IF(AR7366>-AN7367,AR7366+AN7367,0),IF(AP7366+AR7366>-AN7367,AP7366+AR7366+AN7367,0)),IF(AP7366=Vypocet!$D$18,AR7366+AN7367,AR7366+AN7367-AP7367+AP7366)))","v":{"$error":"#N/A"}},{"$error":"#N/A"},{"$error":"#N/A"},{"$f":"SUM($AS$3:AS7367)","v":{"$error":"#N/A"}},{"$error":"#N/A"},{"$error":"#N/A"},{"$error":"#N/A"},{"$f":"SUM($AW$3:AW7367)","v":{"$error":"#N/A"}},{"$f":"IF(V7367=0,IF(U7367=0,IF(AZ7366+Z7367/1000>Vypocet!$D$18,Vypocet!$D$18,AZ7366+Z7367/1000),IF(Z7367/1000+AZ7366-U7367>Vypocet!$D$18,Vypocet!$D$18,Z7367/1000+AZ7366-U7367)),IF(AZ7366=0,0,IF(AZ7366>V7367,AZ7366-V7367,0)))","v":0},0,null,null,null,null,null,null,null,null,null,null,null,null,null,null,null,null,null,null,null,null,null,null,null,null,null,null,null,null,null,null,null,null,null,null,null,null,null,null,null,null,null,null,null,null,null,null,null,null,null,null,null,null,null,null,null,null,null,null,null,null,null,null,null,null,null,null,null,null,null,null,null,null,null,null,null,null,null,null,null,null,null,null,null,null,null,null,null,null,null,null,null,null,null,null,null,null,null,null,null,null,null,null,null,0.55479999999999996,0.53617000000000004,0.50007999999999997,0.61899000000000004,0.67852999999999997,0.58667999999999998,0.37468000000000001,0.37284,0.44439000000000001,0.46808,0.31891000000000003,0.44829999999999998,0.56721999999999995,0.61406000000000005,1]
[11,44140,9,7400,{"$f":"(FA7402*Vypocet!$D$24)/$FA$2","v":0},{"$f":"(FB7402*Vypocet!$D$24)/$FB$2","v":0},{"$f":"(FC7402*Vypocet!$D$24)/$FC$2","v":0},{"$f":"(FD7402*Vypocet!$D$24)/$FD$2","v":0},{"$f":"(FE7402*Vypocet!$D$24)/$FE$2","v":0},{"$f":"(FF7402*Vypocet!$D$24)/$FF$2","v":0},{"$f":"(FG7402*Vypocet!$D$24)/$FG$2","v":0},{"$f":"(FH7402*Vypocet!$D$24)/$FH$2","v":0},{"$f":"(FI7402*Vypocet!$D$24)/$FI$2","v":0},{"$f":"(FJ7402*Vypocet!$D$24)/$FJ$2","v":0},{"$f":"(FK7402*Vypocet!$D$24)/$FK$2","v":0},{"$f":"(FL7402*Vypocet!$D$24)/$FL$2","v":0},{"$f":"(FM7402*Vypocet!$D$24)/$FM$2","v":0},{"$f":"(FN7402*Vypocet!$D$24)/$FN$2","v":0},{"$f":"(FO7402*Vypocet!$D$24)/$FO$2","v":0},{"$f":"(VLOOKUP(A7402,Voda!$B$3:$AC$15,TDDData!C7402+4,0)*4180*(VLOOKUP(A7402,Voda!$B$3:$AC$15,4,0)-VLOOKUP(A7402,Voda!$B$3:$AC$15,3,0)))/3600000","v":0},0,{"$f":"IF(U7402=0,0,IF(Z7402>0,IF(Z7402/1000<U7402,IF(Z7402/1000<=Vypocet!$D$15,IF(U7402<Vypocet!$D$15,U7402-Z7402/1000,Vypocet!$D$15-Z7402/1000),Vypocet!$D$15),0),IF(U7402>Vypocet!$D$15,Vypocet!$D$15,U7402)))","v":0},0,{"$f":"HLOOKUP(Vypocet!$D$11,TDDData!$E:$S,2+TDDData!D7402,0)","v":{"$error":"#N/A"}},118.48,94.784000000000006,{"$error":"#N/A"},{"$error":"#N/A"},{"$f":"IF(AA7402<0,IF(AC7401>-AA7402,AC7401+AA7402,0),IF(AA7402+AC7401<=Vypocet!$D$18,AA7402+AC7401,Vypocet!$D$18))","v":{"$error":"#N/A"}},{"$error":"#N/A"},{"$f":"IF(AND(AC7402<AC7401,AC7402<>0),AE7401,IF(OR(AND(AC7401=0,AA7402<0),AC7401<-AA7402),IF(AC7401=0,IF(AE7401>-AA7402,AE7401+AA7402,0),IF(AC7401+AE7401>-AA7402,AC7401+AE7401+AA7402,0)),IF(AC7401=Vypocet!$D$18,AE7401+AA7402,AE7401+AA7402-AC7402+AC7401)))","v":{"$error":"#N/A"}},{"$error":"#N/A"},{"$error":"#N/A"},{"$f":"SUM($AF$3:AF7402)","v":{"$error":"#N/A"}},{"$error":"#N/A"},{"$error":"#N/A"},{"$error":"#N/A"},{"$f":"SUM($AJ$3:AJ7402)","v":{"$error":"#N/A"}},{"$error":"#N/A"},{"$error":"#N/A"},{"$error":"#N/A"},{"$f":"IF(AN7402<0,IF(AP7401>-AN7402,AP7401+AN7402,0),IF(AN7402+AP7401<=Vypocet!$D$18,AN7402+AP7401,Vypocet!$D$18))","v":{"$error":"#N/A"}},{"$error":"#N/A"},{"$f":"IF(AND(AP7402<AP7401,AP7402<>0),AR7401,IF(OR(AND(AP7401=0,AN7402<0),AP7401<-AN7402),IF(AP7401=0,IF(AR7401>-AN7402,AR7401+AN7402,0),IF(AP7401+AR7401>-AN7402,AP7401+AR7401+AN7402,0)),IF(AP7401=Vypocet!$D$18,AR7401+AN7402,AR7401+AN7402-AP7402+AP7401)))","v":{"$error":"#N/A"}},{"$error":"#N/A"},{"$error":"#N/A"},{"$f":"SUM($AS$3:AS7402)","v":{"$error":"#N/A"}},{"$error":"#N/A"},{"$error":"#N/A"},{"$error":"#N/A"},{"$f":"SUM($AW$3:AW7402)","v":{"$error":"#N/A"}},{"$f":"IF(V7402=0,IF(U7402=0,IF(AZ7401+Z7402/1000>Vypocet!$D$18,Vypocet!$D$18,AZ7401+Z7402/1000),IF(Z7402/1000+AZ7401-U7402>Vypocet!$D$18,Vypocet!$D$18,Z7402/1000+AZ7401-U7402)),IF(AZ7401=0,0,IF(AZ7401>V7402,AZ7401-V7402,0)))","v":0},0,null,null,null,null,null,null,null,null,null,null,null,null,null,null,null,null,null,null,null,null,null,null,null,null,null,null,null,null,null,null,null,null,null,null,null,null,null,null,null,null,null,null,null,null,null,null,null,null,null,null,null,null,null,null,null,null,null,null,null,null,null,null,null,null,null,null,null,null,null,null,null,null,null,null,null,null,null,null,null,null,null,null,null,null,null,null,null,null,null,null,null,null,null,null,null,null,null,null,null,null,null,null,null,0.69535000000000002,0.70247999999999999,0.59953000000000001,0.40255999999999997,0.2848,0.28526000000000001,0.29370000000000002,0.25900000000000001,0.32834999999999998,0.25600000000000001,0.23321,0.25862000000000002,0.34882999999999997,0.47937000000000002,0]
[11,44140,19,7410,{"$f":"(FA7412*Vypocet!$D$24)/$FA$2","v":0},{"$f":"(FB7412*Vypocet!$D$24)/$FB$2","v":0},{"$f":"(FC7412*Vypocet!$D$24)/$FC$2","v":0},{"$f":"(FD7412*Vypocet!$D$24)/$FD$2","v":0},{"$f":"(FE7412*Vypocet!$D$24)/$FE$2","v":0},{"$f":"(FF7412*Vypocet!$D$24)/$FF$2","v":0},{"$f":"(FG7412*Vypocet!$D$24)/$FG$2","v":0},{"$f":"(FH7412*Vypocet!$D$24)/$FH$2","v":0},{"$f":"(FI7412*Vypocet!$D$24)/$FI$2","v":0},{"$f":"(FJ7412*Vypocet!$D$24)/$FJ$2","v":0},{"$f":"(FK7412*Vypocet!$D$24)/$FK$2","v":0},{"$f":"(FL7412*Vypocet!$D$24)/$FL$2","v":0},{"$f":"(FM7412*Vypocet!$D$24)/$FM$2","v":0},{"$f":"(FN7412*Vypocet!$D$24)/$FN$2","v":0},{"$f":"(FO7412*Vypocet!$D$24)/$FO$2","v":0},{"$f":"(VLOOKUP(A7412,Voda!$B$3:$AC$15,TDDData!C7412+4,0)*4180*(VLOOKUP(A7412,Voda!$B$3:$AC$15,4,0)-VLOOKUP(A7412,Voda!$B$3:$AC$15,3,0)))/3600000","v":0},0,{"$f":"IF(U7412=0,0,IF(Z7412>0,IF(Z7412/1000<U7412,IF(Z7412/1000<=Vypocet!$D$15,IF(U7412<Vypocet!$D$15,U7412-Z7412/1000,Vypocet!$D$15-Z7412/1000),Vypocet!$D$15),0),IF(U7412>Vypocet!$D$15,Vypocet!$D$15,U7412)))","v":0},0,{"$f":"HLOOKUP(Vypocet!$D$11,TDDData!$E:$S,2+TDDData!D7412,0)","v":{"$error":"#N/A"}},0,0,{"$error":"#N/A"},{"$error":"#N/A"},{"$f":"IF(AA7412<0,IF(AC7411>-AA7412,AC7411+AA7412,0),IF(AA7412+AC7411<=Vypocet!$D$18,AA7412+AC7411,Vypocet!$D$18))","v":{"$error":"#N/A"}},{"$error":"#N/A"},{"$f":"IF(AND(AC7412<AC7411,AC7412<>0),AE7411,IF(OR(AND(AC7411=0,AA7412<0),AC7411<-AA7412),IF(AC7411=0,IF(AE7411>-AA7412,AE7411+AA7412,0),IF(AC7411+AE7411>-AA7412,AC7411+AE7411+AA7412,0)),IF(AC7411=Vypocet!$D$18,AE7411+AA7412,AE7411+AA7412-AC7412+AC7411)))","v":{"$error":"#N/A"}},{"$error":"#N/A"},{"$error":"#N/A"},{"$f":"SUM($AF$3:AF7412)","v":{"$error":"#N/A"}},{"$error":"#N/A"},{"$error":"#N/A"},{"$error":"#N/A"},{"$f":"SUM($AJ$3:AJ7412)","v":{"$error":"#N/A"}},{"$error":"#N/A"},{"$error":"#N/A"},{"$error":"#N/A"},{"$f":"IF(AN7412<0,IF(AP7411>-AN7412,AP7411+AN7412,0),IF(AN7412+AP7411<=Vypocet!$D$18,AN7412+AP7411,Vypocet!$D$18))","v":{"$error":"#N/A"}},{"$error":"#N/A"},{"$f":"IF(AND(AP7412<AP7411,AP7412<>0),AR7411,IF(OR(AND(AP7411=0,AN7412<0),AP7411<-AN7412),IF(AP7411=0,IF(AR7411>-AN7412,AR7411+AN7412,0),IF(AP7411+AR7411>-AN7412,AP7411+AR7411+AN7412,0)),IF(AP7411=Vypocet!$D$18,AR7411+AN7412,AR7411+AN7412-AP7412+AP7411)))","v":{"$error":"#N/A"}},{"$error":"#N/A"},{"$error":"#N/A"},{"$f":"SUM($AS$3:AS7412)","v":{"$error":"#N/A"}},{"$error":"#N/A"},{"$error":"#N/A"},{"$error":"#N/A"},{"$f":"SUM($AW$3:AW7412)","v":{"$error":"#N/A"}},{"$f":"IF(V7412=0,IF(U7412=0,IF(AZ7411+Z7412/1000>Vypocet!$D$18,Vypocet!$D$18,AZ7411+Z7412/1000),IF(Z7412/1000+AZ7411-U7412>Vypocet!$D$18,Vypocet!$D$18,Z7412/1000+AZ7411-U7412)),IF(AZ7411=0,0,IF(AZ7411>V7412,AZ7411-V7412,0)))","v":0},0,null,null,null,null,null,null,null,null,null,null,null,null,null,null,null,null,null,null,null,null,null,null,null,null,null,null,null,null,null,null,null,null,null,null,null,null,null,null,null,null,null,null,null,null,null,null,null,null,null,null,null,null,null,null,null,null,null,null,null,null,null,null,null,null,null,null,null,null,null,null,null,null,null,null,null,null,null,null,null,null,null,null,null,null,null,null,null,null,null,null,null,null,null,null,null,null,null,null,null,null,null,null,null,0.82513000000000003,0.62548000000000004,0.62477000000000005,0.66171000000000002,0.45111000000000001,0.42394999999999999,0.36632999999999999,0.45484999999999998,0.61541999999999997,0.5625,0.56077999999999995,0.57188000000000005,0.50265000000000004,0.68167999999999995,1]
[11,44143,4,7467,{"$f":"(FA7469*Vypocet!$D$24)/$FA$2","v":0},{"$f":"(FB7469*Vypocet!$D$24)/$FB$2","v":0},{"$f":"(FC7469*Vypocet!$D$24)/$FC$2","v":0},{"$f":"(FD7469*Vypocet!$D$24)/$FD$2","v":0},{"$f":"(FE7469*Vypocet!$D$24)/$FE$2","v":0},{"$f":"(FF7469*Vypocet!$D$24)/$FF$2","v":0},{"$f":"(FG7469*Vypocet!$D$24)/$FG$2","v":0},{"$f":"(FH7469*Vypocet!$D$24)/$FH$2","v":0},{"$f":"(FI7469*Vypocet!$D$24)/$FI$2","v":0},{"$f":"(FJ7469*Vypocet!$D$24)/$FJ$2","v":0},{"$f":"(FK7469*Vypocet!$D$24)/$FK$2","v":0},{"$f":"(FL7469*Vypocet!$D$24)/$FL$2","v":0},{"$f":"(FM7469*Vypocet!$D$24)/$FM$2","v":0},{"$f":"(FN7469*Vypocet!$D$24)/$FN$2","v":0},{"$f":"(FO7469*Vypocet!$D$24)/$FO$2","v":0},{"$f":"(VLOOKUP(A7469,Voda!$B$3:$AC$15,TDDData!C7469+4,0)*4180*(VLOOKUP(A7469,Voda!$B$3:$AC$15,4,0)-VLOOKUP(A7469,Voda!$B$3:$AC$15,3,0)))/3600000","v":0},0,{"$f":"IF(U7469=0,0,IF(Z7469>0,IF(Z7469/1000<U7469,IF(Z7469/1000<=Vypocet!$D$15,IF(U7469<Vypocet!$D$15,U7469-Z7469/1000,Vypocet!$D$15-Z7469/1000),Vypocet!$D$15),0),IF(U7469>Vypocet!$D$15,Vypocet!$D$15,U7469)))","v":0},0,{"$f":"HLOOKUP(Vypocet!$D$11,TDDData!$E:$S,2+TDDData!D7469,0)","v":{"$error":"#N/A"}},0,0,{"$error":"#N/A"},{"$error":"#N/A"},{"$f":"IF(AA7469<0,IF(AC7468>-AA7469,AC7468+AA7469,0),IF(AA7469+AC7468<=Vypocet!$D$18,AA7469+AC7468,Vypocet!$D$18))","v":{"$error":"#N/A"}},{"$error":"#N/A"},{"$f":"IF(AND(AC7469<AC7468,AC7469<>0),AE7468,IF(OR(AND(AC7468=0,AA7469<0),AC7468<-AA7469),IF(AC7468=0,IF(AE7468>-AA7469,AE7468+AA7469,0),IF(AC7468+AE7468>-AA7469,AC7468+AE7468+AA7469,0)),IF(AC7468=Vypocet!$D$18,AE7468+AA7469,AE7468+AA7469-AC7469+AC7468)))","v":{"$error":"#N/A"}},{"$error":"#N/A"},{"$error":"#N/A"},{"$f":"SUM($AF$3:AF7469)","v":{"$error":"#N/A"}},{"$error":"#N/A"},{"$error":"#N/A"},{"$error":"#N/A"},{"$f":"SUM($AJ$3:AJ7469)","v":{"$error":"#N/A"}},{"$error":"#N/A"},{"$error":"#N/A"},{"$error":"#N/A"},{"$f":"IF(AN7469<0,IF(AP7468>-AN7469,AP7468+AN7469,0),IF(AN7469+AP7468<=Vypocet!$D$18,AN7469+AP7468,Vypocet!$D$18))","v":{"$error":"#N/A"}},{"$error":"#N/A"},{"$f":"IF(AND(AP7469<AP7468,AP7469<>0),AR7468,IF(OR(AND(AP7468=0,AN7469<0),AP7468<-AN7469),IF(AP7468=0,IF(AR7468>-AN7469,AR7468+AN7469,0),IF(AP7468+AR7468>-AN7469,AP7468+AR7468+AN7469,0)),IF(AP7468=Vypocet!$D$18,AR7468+AN7469,AR7468+AN7469-AP7469+AP7468)))","v":{"$error":"#N/A"}},{"$error":"#N/A"},{"$error":"#N/A"},{"$f":"SUM($AS$3:AS7469)","v":{"$error":"#N/A"}},{"$error":"#N/A"},{"$error":"#N/A"},{"$error":"#N/A"},{"$f":"SUM($AW$3:AW7469)","v":{"$error":"#N/A"}},{"$f":"IF(V7469=0,IF(U7469=0,IF(AZ7468+Z7469/1000>Vypocet!$D$18,Vypocet!$D$18,AZ7468+Z7469/1000),IF(Z7469/1000+AZ7468-U7469>Vypocet!$D$18,Vypocet!$D$18,Z7469/1000+AZ7468-U7469)),IF(AZ7468=0,0,IF(AZ7468>V7469,AZ7468-V7469,0)))","v":0},0,null,null,null,null,null,null,null,null,null,null,null,null,null,null,null,null,null,null,null,null,null,null,null,null,null,null,null,null,null,null,null,null,null,null,null,null,null,null,null,null,null,null,null,null,null,null,null,null,null,null,null,null,null,null,null,null,null,null,null,null,null,null,null,null,null,null,null,null,null,null,null,null,null,null,null,null,null,null,null,null,null,null,null,null,null,null,null,null,null,null,null,null,null,null,null,null,null,null,null,null,null,null,null,0.32800000000000001,0.54229000000000005,0.37913999999999998,0.22369,0.44008999999999998,0.42414000000000002,0.69452000000000003,0.2777,0.27678999999999998,0.51568999999999998,0.55788000000000004,0.30223,0.32619999999999999,0.41839999999999999,1]
[11,44143,5,7468,{"$f":"(FA7470*Vypocet!$D$24)/$FA$2","v":0},{"$f":"(FB7470*Vypocet!$D$24)/$FB$2","v":0},{"$f":"(FC7470*Vypocet!$D$24)/$FC$2","v":0},{"$f":"(FD7470*Vypocet!$D$24)/$FD$2","v":0},{"$f":"(FE7470*Vypocet!$D$24)/$FE$2","v":0},{"$f":"(FF7470*Vypocet!$D$24)/$FF$2","v":0},{"$f":"(FG7470*Vypocet!$D$24)/$FG$2","v":0},{"$f":"(FH7470*Vypocet!$D$24)/$FH$2","v":0},{"$f":"(FI7470*Vypocet!$D$24)/$FI$2","v":0},{"$f":"(FJ7470*Vypocet!$D$24)/$FJ$2","v":0},{"$f":"(FK7470*Vypocet!$D$24)/$FK$2","v":0},{"$f":"(FL7470*Vypocet!$D$24)/$FL$2","v":0},{"$f":"(FM7470*Vypocet!$D$24)/$FM$2","v":0},{"$f":"(FN7470*Vypocet!$D$24)/$FN$2","v":0},{"$f":"(FO7470*Vypocet!$D$24)/$FO$2","v":0},{"$f":"(VLOOKUP(A7470,Voda!$B$3:$AC$15,TDDData!C7470+4,0)*4180*(VLOOKUP(A7470,Voda!$B$3:$AC$15,4,0)-VLOOKUP(A7470,Voda!$B$3:$AC$15,3,0)))/3600000","v":0},0,{"$f":"IF(U7470=0,0,IF(Z7470>0,IF(Z7470/1000<U7470,IF(Z7470/1000<=Vypocet!$D$15,IF(U7470<Vypocet!$D$15,U7470-Z7470/1000,Vypocet!$D$15-Z7470/1000),Vypocet!$D$15),0),IF(U7470>Vypocet!$D$15,Vypocet!$D$15,U7470)))","v":0},0,{"$f":"HLOOKUP(Vypocet!$D$11,TDDData!$E:$S,2+TDDData!D7470,0)","v":{"$error":"#N/A"}},0,0,{"$error":"#N/A"},{"$error":"#N/A"},{"$f":"IF(AA7470<0,IF(AC7469>-AA7470,AC7469+AA7470,0),IF(AA7470+AC7469<=Vypocet!$D$18,AA7470+AC7469,Vypocet!$D$18))","v":{"$error":"#N/A"}},{"$error":"#N/A"},{"$f":"IF(AND(AC7470<AC7469,AC7470<>0),AE7469,IF(OR(AND(AC7469=0,AA7470<0),AC7469<-AA7470),IF(AC7469=0,IF(AE7469>-AA7470,AE7469+AA7470,0),IF(AC7469+AE7469>-AA7470,AC7469+AE7469+AA7470,0)),IF(AC7469=Vypocet!$D$18,AE7469+AA7470,AE7469+AA7470-AC7470+AC7469)))","v":{"$error":"#N/A"}},{"$error":"#N/A"},{"$error":"#N/A"},{"$f":"SUM($AF$3:AF7470)","v":{"$error":"#N/A"}},{"$error":"#N/A"},{"$error":"#N/A"},{"$error":"#N/A"},{"$f":"SUM($AJ$3:AJ7470)","v":{"$error":"#N/A"}},{"$error":"#N/A"},{"$error":"#N/A"},{"$error":"#N/A"},{"$f":"IF(AN7470<0,IF(AP7469>-AN7470,AP7469+AN7470,0),IF(AN7470+AP7469<=Vypocet!$D$18,AN7470+AP7469,Vypocet!$D$18))","v":{"$error":"#N/A"}},{"$error":"#N/A"},{"$f":"IF(AND(AP7470<AP7469,AP7470<>0),AR7469,IF(OR(AND(AP7469=0,AN7470<0),AP7469<-AN7470),IF(AP7469=0,IF(AR7469>-AN7470,AR7469+AN7470,0),IF(AP7469+AR7469>-AN7470,AP7469+AR7469+AN7470,0)),IF(AP7469=Vypocet!$D$18,AR7469+AN7470,AR7469+AN7470-AP7470+AP7469)))","v":{"$error":"#N/A"}},{"$error":"#N/A"},{"$error":"#N/A"},{"$f":"SUM($AS$3:AS7470)","v":{"$error":"#N/A"}},{"$error":"#N/A"},{"$error":"#N/A"},{"$error":"#N/A"},{"$f":"SUM($AW$3:AW7470)","v":{"$error":"#N/A"}},{"$f":"IF(V7470=0,IF(U7470=0,IF(AZ7469+Z7470/1000>Vypocet!$D$18,Vypocet!$D$18,AZ7469+Z7470/1000),IF(Z7470/1000+AZ7469-U7470>Vypocet!$D$18,Vypocet!$D$18,Z7470/1000+AZ7469-U7470)),IF(AZ7469=0,0,IF(AZ7469>V7470,AZ7469-V7470,0)))","v":0},0,null,null,null,null,null,null,null,null,null,null,null,null,null,null,null,null,null,null,null,null,null,null,null,null,null,null,null,null,null,null,null,null,null,null,null,null,null,null,null,null,null,null,null,null,null,null,null,null,null,null,null,null,null,null,null,null,null,null,null,null,null,null,null,null,null,null,null,null,null,null,null,null,null,null,null,null,null,null,null,null,null,null,null,null,null,null,null,null,null,null,null,null,null,null,null,null,null,null,null,null,null,null,null,0.31950000000000001,0.49434,0.37392999999999998,0.22004000000000001,0.37086000000000002,0.36087999999999998,0.57820000000000005,0.47003,0.33335999999999999,0.39698,0.43564999999999998,0.27087,0.35602,0.42680000000000001,1]
[11,44145,8,7519,{"$f":"(FA7521*Vypocet!$D$24)/$FA$2","v":0},{"$f":"(FB7521*Vypocet!$D$24)/$FB$2","v":0},{"$f":"(FC7521*Vypocet!$D$24)/$FC$2","v":0},{"$f":"(FD7521*Vypocet!$D$24)/$FD$2","v":0},{"$f":"(FE7521*Vypocet!$D$24)/$FE$2","v":0},{"$f":"(FF7521*Vypocet!$D$24)/$FF$2","v":0},{"$f":"(FG7521*Vypocet!$D$24)/$FG$2","v":0},{"$f":"(FH7521*Vypocet!$D$24)/$FH$2","v":0},{"$f":"(FI7521*Vypocet!$D$24)/$FI$2","v":0},{"$f":"(FJ7521*Vypocet!$D$24)/$FJ$2","v":0},{"$f":"(FK7521*Vypocet!$D$24)/$FK$2","v":0},{"$f":"(FL7521*Vypocet!$D$24)/$FL$2","v":0},{"$f":"(FM7521*Vypocet!$D$24)/$FM$2","v":0},{"$f":"(FN7521*Vypocet!$D$24)/$FN$2","v":0},{"$f":"(FO7521*Vypocet!$D$24)/$FO$2","v":0},{"$f":"(VLOOKUP(A7521,Voda!$B$3:$AC$15,TDDData!C7521+4,0)*4180*(VLOOKUP(A7521,Voda!$B$3:$AC$15,4,0)-VLOOKUP(A7521,Voda!$B$3:$AC$15,3,0)))/3600000","v":0},0,{"$f":"IF(U7521=0,0,IF(Z7521>0,IF(Z7521/1000<U7521,IF(Z7521/1000<=Vypocet!$D$15,IF(U7521<Vypocet!$D$15,U7521-Z7521/1000,Vypocet!$D$15-Z7521/1000),Vypocet!$D$15),0),IF(U7521>Vypocet!$D$15,Vypocet!$D$15,U7521)))","v":0},0,{"$f":"HLOOKUP(Vypocet!$D$11,TDDData!$E:$S,2+TDDData!D7521,0)","v":{"$error":"#N/A"}},0,0,{"$error":"#N/A"},{"$error":"#N/A"},{"$f":"IF(AA7521<0,IF(AC7520>-AA7521,AC7520+AA7521,0),IF(AA7521+AC7520<=Vypocet!$D$18,AA7521+AC7520,Vypocet!$D$18))","v":{"$error":"#N/A"}},{"$error":"#N/A"},{"$f":"IF(AND(AC7521<AC7520,AC7521<>0),AE7520,IF(OR(AND(AC7520=0,AA7521<0),AC7520<-AA7521),IF(AC7520=0,IF(AE7520>-AA7521,AE7520+AA7521,0),IF(AC7520+AE7520>-AA7521,AC7520+AE7520+AA7521,0)),IF(AC7520=Vypocet!$D$18,AE7520+AA7521,AE7520+AA7521-AC7521+AC7520)))","v":{"$error":"#N/A"}},{"$error":"#N/A"},{"$error":"#N/A"},{"$f":"SUM($AF$3:AF7521)","v":{"$error":"#N/A"}},{"$error":"#N/A"},{"$error":"#N/A"},{"$error":"#N/A"},{"$f":"SUM($AJ$3:AJ7521)","v":{"$error":"#N/A"}},{"$error":"#N/A"},{"$error":"#N/A"},{"$error":"#N/A"},{"$f":"IF(AN7521<0,IF(AP7520>-AN7521,AP7520+AN7521,0),IF(AN7521+AP7520<=Vypocet!$D$18,AN7521+AP7520,Vypocet!$D$18))","v":{"$error":"#N/A"}},{"$error":"#N/A"},{"$f":"IF(AND(AP7521<AP7520,AP7521<>0),AR7520,IF(OR(AND(AP7520=0,AN7521<0),AP7520<-AN7521),IF(AP7520=0,IF(AR7520>-AN7521,AR7520+AN7521,0),IF(AP7520+AR7520>-AN7521,AP7520+AR7520+AN7521,0)),IF(AP7520=Vypocet!$D$18,AR7520+AN7521,AR7520+AN7521-AP7521+AP7520)))","v":{"$error":"#N/A"}},{"$error":"#N/A"},{"$error":"#N/A"},{"$f":"SUM($AS$3:AS7521)","v":{"$error":"#N/A"}},{"$error":"#N/A"},{"$error":"#N/A"},{"$error":"#N/A"},{"$f":"SUM($AW$3:AW7521)","v":{"$error":"#N/A"}},{"$f":"IF(V7521=0,IF(U7521=0,IF(AZ7520+Z7521/1000>Vypocet!$D$18,Vypocet!$D$18,AZ7520+Z7521/1000),IF(Z7521/1000+AZ7520-U7521>Vypocet!$D$18,Vypocet!$D$18,Z7521/1000+AZ7520-U7521)),IF(AZ7520=0,0,IF(AZ7520>V7521,AZ7520-V7521,0)))","v":0},0,null,null,null,null,null,null,null,null,null,null,null,null,null,null,null,null,null,null,null,null,null,null,null,null,null,null,null,null,null,null,null,null,null,null,null,null,null,null,null,null,null,null,null,null,null,null,null,null,null,null,null,null,null,null,null,null,null,null,null,null,null,null,null,null,null,null,null,null,null,null,null,null,null,null,null,null,null,null,null,null,null,null,null,null,null,null,null,null,null,null,null,null,null,null,null,null,null,null,null,null,null,null,null,0.55506999999999995,0.61841000000000002,0.57411000000000001,0.39587,0.27566000000000002,0.28356999999999999,0.30213000000000001,0.30675999999999998,0.38333,0.31914999999999999,0.28127999999999997,0.26216,0.38073000000000001,0.55974999999999997,0.71667000000000003]
[11,44146,19,7554,{"$f":"(FA7556*Vypocet!$D$24)/$FA$2","v":0},{"$f":"(FB7556*Vypocet!$D$24)/$FB$2","v":0},{"$f":"(FC7556*Vypocet!$D$24)/$FC$2","v":0},{"$f":"(FD7556*Vypocet!$D$24)/$FD$2","v":0},{"$f":"(FE7556*Vypocet!$D$24)/$FE$2","v":0},{"$f":"(FF7556*Vypocet!$D$24)/$FF$2","v":0},{"$f":"(FG7556*Vypocet!$D$24)/$FG$2","v":0},{"$f":"(FH7556*Vypocet!$D$24)/$FH$2","v":0},{"$f":"(FI7556*Vypocet!$D$24)/$FI$2","v":0},{"$f":"(FJ7556*Vypocet!$D$24)/$FJ$2","v":0},{"$f":"(FK7556*Vypocet!$D$24)/$FK$2","v":0},{"$f":"(FL7556*Vypocet!$D$24)/$FL$2","v":0},{"$f":"(FM7556*Vypocet!$D$24)/$FM$2","v":0},{"$f":"(FN7556*Vypocet!$D$24)/$FN$2","v":0},{"$f":"(FO7556*Vypocet!$D$24)/$FO$2","v":0},{"$f":"(VLOOKUP(A7556,Voda!$B$3:$AC$15,TDDData!C7556+4,0)*4180*(VLOOKUP(A7556,Voda!$B$3:$AC$15,4,0)-VLOOKUP(A7556,Voda!$B$3:$AC$15,3,0)))/3600000","v":0},0,{"$f":"IF(U7556=0,0,IF(Z7556>0,IF(Z7556/1000<U7556,IF(Z7556/1000<=Vypocet!$D$15,IF(U7556<Vypocet!$D$15,U7556-Z7556/1000,Vypocet!$D$15-Z7556/1000),Vypocet!$D$15),0),IF(U7556>Vypocet!$D$15,Vypocet!$D$15,U7556)))","v":0},{"$f":"IF(V7556=0,0,U7556-V7556)","v":0},{"$f":"HLOOKUP(Vypocet!$D$11,TDDData!$E:$S,2+TDDData!D7556,0)","v":{"$error":"#N/A"}},0,0,{"$error":"#N/A"},{"$error":"#N/A"},{"$f":"IF(AA7556<0,IF(AC7555>-AA7556,AC7555+AA7556,0),IF(AA7556+AC7555<=Vypocet!$D$18,AA7556+AC7555,Vypocet!$D$18))","v":{"$error":"#N/A"}},{"$f":"IF(AC7556=0,-AA7556-AC7555,0)","v":{"$error":"#N/A"}},{"$f":"IF(AND(AC7556<AC7555,AC7556<>0),AE7555,IF(OR(AND(AC7555=0,AA7556<0),AC7555<-AA7556),IF(AC7555=0,IF(AE7555>-AA7556,AE7555+AA7556,0),IF(AC7555+AE7555>-AA7556,AC7555+AE7555+AA7556,0)),IF(AC7555=Vypocet!$D$18,AE7555+AA7556,AE7555+AA7556-AC7556+AC7555)))","v":{"$error":"#N/A"}},{"$error":"#N/A"},{"$error":"#N/A"},{"$f":"SUM($AF$3:AF7556)","v":{"$error":"#N/A"}},{"$error":"#N/A"},{"$error":"#N/A"},{"$error":"#N/A"},{"$f":"SUM($AJ$3:AJ7556)","v":{"$error":"#N/A"}},{"$f":"X7556+T7556","v":{"$error":"#N/A"}},{"$f":"Z7556/1000-AM7556","v":{"$error":"#N/A"}},{"$f":"IF(AN7556<0,-AN7556,0)","v":{"$error":"#N/A"}},{"$f":"IF(AN7556<0,IF(AP7555>-AN7556,AP7555+AN7556,0),IF(AN7556+AP7555<=Vypocet!$D$18,AN7556+AP7555,Vypocet!$D$18))","v":{"$error":"#N/A"}},{"$f":"IF(AP7556=0,-AN7556-AP7555,0)","v":{"$error":"#N/A"}},{"$f":"IF(AND(AP7556<AP7555,AP7556<>0),AR7555,IF(OR(AND(AP7555=0,AN7556<0),AP7555<-AN7556),IF(AP7555=0,IF(AR7555>-AN7556,AR7555+AN7556,0),IF(AP7555+AR7555>-AN7556,AP7555+AR7555+AN7556,0)),IF(AP7555=Vypocet!$D$18,AR7555+AN7556,AR7555+AN7556-AP7556+AP7555)))","v":{"$error":"#N/A"}},{"$error":"#N/A"},{"$error":"#N/A"},{"$f":"SUM($AS$3:AS7556)","v":{"$error":"#N/A"}},{"$error":"#N/A"},{"$error":"#N/A"},{"$error":"#N/A"},{"$f":"SUM($AW$3:AW7556)","v":{"$error":"#N/A"}},{"$f":"IF(V7556=0,IF(U7556=0,IF(AZ7555+Z7556/1000>Vypocet!$D$18,Vypocet!$D$18,AZ7555+Z7556/1000),IF(Z7556/1000+AZ7555-U7556>Vypocet!$D$18,Vypocet!$D$18,Z7556/1000+AZ7555-U7556)),IF(AZ7555=0,0,IF(AZ7555>V7556,AZ7555-V7556,0)))","v":0},0,null,null,null,null,null,null,null,null,null,null,null,null,null,null,null,null,null,null,null,null,null,null,null,null,null,null,null,null,null,null,null,null,null,null,null,null,null,null,null,null,null,null,null,null,null,null,null,null,null,null,null,null,null,null,null,null,null,null,null,null,null,null,null,null,null,null,null,null,null,null,null,null,null,null,null,null,null,null,null,null,null,null,null,null,null,null,null,null,null,null,null,null,null,null,null,null,null,null,null,null,null,null,null,0.84445000000000003,0.62129000000000001,0.65234000000000003,0.64073000000000002,0.43441999999999997,0.43889,0.37546000000000002,0.49778,0.61580000000000001,0.58118000000000003,0.56045999999999996,0.63480000000000003,0.51392000000000004,0.73360999999999998,1]
[11,44147,12,7571,{"$f":"(FA7573*Vypocet!$D$24)/$FA$2","v":0},{"$f":"(FB7573*Vypocet!$D$24)/$FB$2","v":0},{"$f":"(FC7573*Vypocet!$D$24)/$FC$2","v":0},{"$f":"(FD7573*Vypocet!$D$24)/$FD$2","v":0},{"$f":"(FE7573*Vypocet!$D$24)/$FE$2","v":0},{"$f":"(FF7573*Vypocet!$D$24)/$FF$2","v":0},{"$f":"(FG7573*Vypocet!$D$24)/$FG$2","v":0},{"$f":"(FH7573*Vypocet!$D$24)/$FH$2","v":0},{"$f":"(FI7573*Vypocet!$D$24)/$FI$2","v":0},{"$f":"(FJ7573*Vypocet!$D$24)/$FJ$2","v":0},{"$f":"(FK7573*Vypocet!$D$24)/$FK$2","v":0},{"$f":"(FL7573*Vypocet!$D$24)/$FL$2","v":0},{"$f":"(FM7573*Vypocet!$D$24)/$FM$2","v":0},{"$f":"(FN7573*Vypocet!$D$24)/$FN$2","v":0},{"$f":"(FO7573*Vypocet!$D$24)/$FO$2","v":0},{"$f":"(VLOOKUP(A7573,Voda!$B$3:$AC$15,TDDData!C7573+4,0)*4180*(VLOOKUP(A7573,Voda!$B$3:$AC$15,4,0)-VLOOKUP(A7573,Voda!$B$3:$AC$15,3,0)))/3600000","v":0},0,{"$f":"IF(U7573=0,0,IF(Z7573>0,IF(Z7573/1000<U7573,IF(Z7573/1000<=Vypocet!$D$15,IF(U7573<Vypocet!$D$15,U7573-Z7573/1000,Vypocet!$D$15-Z7573/1000),Vypocet!$D$15),0),IF(U7573>Vypocet!$D$15,Vypocet!$D$15,U7573)))","v":0},0,{"$f":"HLOOKUP(Vypocet!$D$11,TDDData!$E:$S,2+TDDData!D7573,0)","v":{"$error":"#N/A"}},50.04,40.032000000000004,{"$error":"#N/A"},{"$error":"#N/A"},{"$f":"IF(AA7573<0,IF(AC7572>-AA7573,AC7572+AA7573,0),IF(AA7573+AC7572<=Vypocet!$D$18,AA7573+AC7572,Vypocet!$D$18))","v":{"$error":"#N/A"}},{"$error":"#N/A"},{"$f":"IF(AND(AC7573<AC7572,AC7573<>0),AE7572,IF(OR(AND(AC7572=0,AA7573<0),AC7572<-AA7573),IF(AC7572=0,IF(AE7572>-AA7573,AE7572+AA7573,0),IF(AC7572+AE7572>-AA7573,AC7572+AE7572+AA7573,0)),IF(AC7572=Vypocet!$D$18,AE7572+AA7573,AE7572+AA7573-AC7573+AC7572)))","v":{"$error":"#N/A"}},{"$error":"#N/A"},{"$error":"#N/A"},{"$f":"SUM($AF$3:AF7573)","v":{"$error":"#N/A"}},{"$error":"#N/A"},{"$error":"#N/A"},{"$error":"#N/A"},{"$f":"SUM($AJ$3:AJ7573)","v":{"$error":"#N/A"}},{"$error":"#N/A"},{"$error":"#N/A"},{"$error":"#N/A"},{"$f":"IF(AN7573<0,IF(AP7572>-AN7573,AP7572+AN7573,0),IF(AN7573+AP7572<=Vypocet!$D$18,AN7573+AP7572,Vypocet!$D$18))","v":{"$error":"#N/A"}},{"$error":"#N/A"},{"$f":"IF(AND(AP7573<AP7572,AP7573<>0),AR7572,IF(OR(AND(AP7572=0,AN7573<0),AP7572<-AN7573),IF(AP7572=0,IF(AR7572>-AN7573,AR7572+AN7573,0),IF(AP7572+AR7572>-AN7573,AP7572+AR7572+AN7573,0)),IF(AP7572=Vypocet!$D$18,AR7572+AN7573,AR7572+AN7573-AP7573+AP7572)))","v":{"$error":"#N/A"}},{"$error":"#N/A"},{"$error":"#N/A"},{"$f":"SUM($AS$3:AS7573)","v":{"$error":"#N/A"}},{"$error":"#N/A"},{"$error":"#N/A"},{"$error":"#N/A"},{"$f":"SUM($AW$3:AW7573)","v":{"$error":"#N/A"}},{"$f":"IF(V7573=0,IF(U7573=0,IF(AZ7572+Z7573/1000>Vypocet!$D$18,Vypocet!$D$18,AZ7572+Z7573/1000),IF(Z7573/1000+AZ7572-U7573>Vypocet!$D$18,Vypocet!$D$18,Z7573/1000+AZ7572-U7573)),IF(AZ7572=0,0,IF(AZ7572>V7573,AZ7572-V7573,0)))","v":0},0,null,null,null,null,null,null,null,null,null,null,null,null,null,null,null,null,null,null,null,null,null,null,null,null,null,null,null,null,null,null,null,null,null,null,null,null,null,null,null,null,null,null,null,null,null,null,null,null,null,null,null,null,null,null,null,null,null,null,null,null,null,null,null,null,null,null,null,null,null,null,null,null,null,null,null,null,null,null,null,null,null,null,null,null,null,null,null,null,null,null,null,null,null,null,null,null,null,null,null,null,null,null,null,0.89073999999999998,0.84991000000000005,0.79720999999999997,0.42415999999999998,0.37556,0.42025000000000001,0.28937000000000002,0.23796999999999999,0.29726000000000002,0.25518000000000002,0.26216,0.27566000000000002,0.51717999999999997,0.50307999999999997,0]
[11,44149,15,7622,{"$f":"(FA7624*Vypocet!$D$24)/$FA$2","v":0},{"$f":"(FB7624*Vypocet!$D$24)/$FB$2","v":0},{"$f":"(FC7624*Vypocet!$D$24)/$FC$2","v":0},{"$f":"(FD7624*Vypocet!$D$24)/$FD$2","v":0},{"$f":"(FE7624*Vypocet!$D$24)/$FE$2","v":0},{"$f":"(FF7624*Vypocet!$D$24)/$FF$2","v":0},{"$f":"(FG7624*Vypocet!$D$24)/$FG$2","v":0},{"$f":"(FH7624*Vypocet!$D$24)/$FH$2","v":0},{"$f":"(FI7624*Vypocet!$D$24)/$FI$2","v":0},{"$f":"(FJ7624*Vypocet!$D$24)/$FJ$2","v":0},{"$f":"(FK7624*Vypocet!$D$24)/$FK$2","v":0},{"$f":"(FL7624*Vypocet!$D$24)/$FL$2","v":0},{"$f":"(FM7624*Vypocet!$D$24)/$FM$2","v":0},{"$f":"(FN7624*Vypocet!$D$24)/$FN$2","v":0},{"$f":"(FO7624*Vypocet!$D$24)/$FO$2","v":0},{"$f":"(VLOOKUP(A7624,Voda!$B$3:$AC$15,TDDData!C7624+4,0)*4180*(VLOOKUP(A7624,Voda!$B$3:$AC$15,4,0)-VLOOKUP(A7624,Voda!$B$3:$AC$15,3,0)))/3600000","v":0},0,{"$f":"IF(U7624=0,0,IF(Z7624>0,IF(Z7624/1000<U7624,IF(Z7624/1000<=Vypocet!$D$15,IF(U7624<Vypocet!$D$15,U7624-Z7624/1000,Vypocet!$D$15-Z7624/1000),Vypocet!$D$15),0),IF(U7624>Vypocet!$D$15,Vypocet!$D$15,U7624)))","v":0},0,{"$f":"HLOOKUP(Vypocet!$D$11,TDDData!$E:$S,2+TDDData!D7624,0)","v":{"$error":"#N/A"}},132.28,105.82400000000001,{"$error":"#N/A"},{"$error":"#N/A"},{"$f":"IF(AA7624<0,IF(AC7623>-AA7624,AC7623+AA7624,0),IF(AA7624+AC7623<=Vypocet!$D$18,AA7624+AC7623,Vypocet!$D$18))","v":{"$error":"#N/A"}},{"$error":"#N/A"},{"$f":"IF(AND(AC7624<AC7623,AC7624<>0),AE7623,IF(OR(AND(AC7623=0,AA7624<0),AC7623<-AA7624),IF(AC7623=0,IF(AE7623>-AA7624,AE7623+AA7624,0),IF(AC7623+AE7623>-AA7624,AC7623+AE7623+AA7624,0)),IF(AC7623=Vypocet!$D$18,AE7623+AA7624,AE7623+AA7624-AC7624+AC7623)))","v":{"$error":"#N/A"}},{"$error":"#N/A"},{"$error":"#N/A"},{"$f":"SUM($AF$3:AF7624)","v":{"$error":"#N/A"}},{"$error":"#N/A"},{"$error":"#N/A"},{"$error":"#N/A"},{"$f":"SUM($AJ$3:AJ7624)","v":{"$error":"#N/A"}},{"$error":"#N/A"},{"$error":"#N/A"},{"$error":"#N/A"},{"$f":"IF(AN7624<0,IF(AP7623>-AN7624,AP7623+AN7624,0),IF(AN7624+AP7623<=Vypocet!$D$18,AN7624+AP7623,Vypocet!$D$18))","v":{"$error":"#N/A"}},{"$error":"#N/A"},{"$f":"IF(AND(AP7624<AP7623,AP7624<>0),AR7623,IF(OR(AND(AP7623=0,AN7624<0),AP7623<-AN7624),IF(AP7623=0,IF(AR7623>-AN7624,AR7623+AN7624,0),IF(AP7623+AR7623>-AN7624,AP7623+AR7623+AN7624,0)),IF(AP7623=Vypocet!$D$18,AR7623+AN7624,AR7623+AN7624-AP7624+AP7623)))","v":{"$error":"#N/A"}},{"$error":"#N/A"},{"$error":"#N/A"},{"$f":"SUM($AS$3:AS7624)","v":{"$error":"#N/A"}},{"$error":"#N/A"},{"$error":"#N/A"},{"$error":"#N/A"},{"$f":"SUM($AW$3:AW7624)","v":{"$error":"#N/A"}},{"$f":"IF(V7624=0,IF(U7624=0,IF(AZ7623+Z7624/1000>Vypocet!$D$18,Vypocet!$D$18,AZ7623+Z7624/1000),IF(Z7624/1000+AZ7623-U7624>Vypocet!$D$18,Vypocet!$D$18,Z7624/1000+AZ7623-U7624)),IF(AZ7623=0,0,IF(AZ7623>V7624,AZ7623-V7624,0)))","v":0},0,null,null,null,null,null,null,null,null,null,null,null,null,null,null,null,null,null,null,null,null,null,null,null,null,null,null,null,null,null,null,null,null,null,null,null,null,null,null,null,null,null,null,null,null,null,null,null,null,null,null,null,null,null,null,null,null,null,null,null,null,null,null,null,null,null,null,null,null,null,null,null,null,null,null,null,null,null,null,null,null,null,null,null,null,null,null,null,null,null,null,null,null,null,null,null,null,null,null,null,null,null,null,null,0.79149999999999998,0.83138999999999996,0.73604999999999998,0.43948999999999999,0.54403999999999997,0.56298999999999999,0.41278999999999999,0.41108,0.48858000000000001,0.52415,0.40142,0.51509000000000005,0.57767000000000002,0.52154,0]
[{"$f":"MONTH(B7659)","v":11},44151,2,7657,{"$f":"(FA7659*Vypocet!$D$24)/$FA$2","v":0},{"$f":"(FB7659*Vypocet!$D$24)/$FB$2","v":0},{"$f":"(FC7659*Vypocet!$D$24)/$FC$2","v":0},{"$f":"(FD7659*Vypocet!$D$24)/$FD$2","v":0},{"$f":"(FE7659*Vypocet!$D$24)/$FE$2","v":0},{"$f":"(FF7659*Vypocet!$D$24)/$FF$2","v":0},{"$f":"(FG7659*Vypocet!$D$24)/$FG$2","v":0},{"$f":"(FH7659*Vypocet!$D$24)/$FH$2","v":0},{"$f":"(FI7659*Vypocet!$D$24)/$FI$2","v":0},{"$f":"(FJ7659*Vypocet!$D$24)/$FJ$2","v":0},{"$f":"(FK7659*Vypocet!$D$24)/$FK$2","v":0},{"$f":"(FL7659*Vypocet!$D$24)/$FL$2","v":0},{"$f":"(FM7659*Vypocet!$D$24)/$FM$2","v":0},{"$f":"(FN7659*Vypocet!$D$24)/$FN$2","v":0},{"$f":"(FO7659*Vypocet!$D$24)/$FO$2","v":0},{"$f":"(VLOOKUP(A7659,Voda!$B$3:$AC$15,TDDData!C7659+4,0)*4180*(VLOOKUP(A7659,Voda!$B$3:$AC$15,4,0)-VLOOKUP(A7659,Voda!$B$3:$AC$15,3,0)))/3600000","v":0},0,{"$f":"IF(U7659=0,0,IF(Z7659>0,IF(Z7659/1000<U7659,IF(Z7659/1000<=Vypocet!$D$15,IF(U7659<Vypocet!$D$15,U7659-Z7659/1000,Vypocet!$D$15-Z7659/1000),Vypocet!$D$15),0),IF(U7659>Vypocet!$D$15,Vypocet!$D$15,U7659)))","v":0},0,{"$f":"HLOOKUP(Vypocet!$D$11,TDDData!$E:$S,2+TDDData!D7659,0)","v":{"$error":"#N/A"}},0,0,{"$f":"Z7659/1000-X7659","v":{"$error":"#N/A"}},{"$error":"#N/A"},{"$f":"IF(AA7659<0,IF(AC7658>-AA7659,AC7658+AA7659,0),IF(AA7659+AC7658<=Vypocet!$D$18,AA7659+AC7658,Vypocet!$D$18))","v":{"$error":"#N/A"}},{"$error":"#N/A"},{"$f":"IF(AND(AC7659<AC7658,AC7659<>0),AE7658,IF(OR(AND(AC7658=0,AA7659<0),AC7658<-AA7659),IF(AC7658=0,IF(AE7658>-AA7659,AE7658+AA7659,0),IF(AC7658+AE7658>-AA7659,AC7658+AE7658+AA7659,0)),IF(AC7658=Vypocet!$D$18,AE7658+AA7659,AE7658+AA7659-AC7659+AC7658)))","v":{"$error":"#N/A"}},{"$error":"#N/A"},{"$error":"#N/A"},{"$f":"SUM($AF$3:AF7659)","v":{"$error":"#N/A"}},{"$error":"#N/A"},{"$error":"#N/A"},{"$error":"#N/A"},{"$f":"SUM($AJ$3:AJ7659)","v":{"$error":"#N/A"}},{"$error":"#N/A"},{"$error":"#N/A"},{"$error":"#N/A"},{"$f":"IF(AN7659<0,IF(AP7658>-AN7659,AP7658+AN7659,0),IF(AN7659+AP7658<=Vypocet!$D$18,AN7659+AP7658,Vypocet!$D$18))","v":{"$error":"#N/A"}},{"$error":"#N/A"},{"$f":"IF(AND(AP7659<AP7658,AP7659<>0),AR7658,IF(OR(AND(AP7658=0,AN7659<0),AP7658<-AN7659),IF(AP7658=0,IF(AR7658>-AN7659,AR7658+AN7659,0),IF(AP7658+AR7658>-AN7659,AP7658+AR7658+AN7659,0)),IF(AP7658=Vypocet!$D$18,AR7658+AN7659,AR7658+AN7659-AP7659+AP7658)))","v":{"$error":"#N/A"}},{"$error":"#N/A"},{"$error":"#N/A"},{"$f":"SUM($AS$3:AS7659)","v":{"$error":"#N/A"}},{"$error":"#N/A"},{"$error":"#N/A"},{"$error":"#N/A"},{"$f":"SUM($AW$3:AW7659)","v":{"$error":"#N/A"}},{"$f":"IF(V7659=0,IF(U7659=0,IF(AZ7658+Z7659/1000>Vypocet!$D$18,Vypocet!$D$18,AZ7658+Z7659/1000),IF(Z7659/1000+AZ7658-U7659>Vypocet!$D$18,Vypocet!$D$18,Z7659/1000+AZ7658-U7659)),IF(AZ7658=0,0,IF(AZ7658>V7659,AZ7658-V7659,0)))","v":0},0,null,null,null,null,null,null,null,null,null,null,null,null,null,null,null,null,null,null,null,null,null,null,null,null,null,null,null,null,null,null,null,null,null,null,null,null,null,null,null,null,null,null,null,null,null,null,null,null,null,null,null,null,null,null,null,null,null,null,null,null,null,null,null,null,null,null,null,null,null,null,null,null,null,null,null,null,null,null,null,null,null,null,null,null,null,null,null,null,null,null,null,null,null,null,null,null,null,null,null,null,null,null,null,0.36756,0.54898999999999998,0.44495000000000001,0.28852,0.33268999999999999,0.35250999999999999,0.27343000000000001,0.36421999999999999,0.43469999999999998,0.43114000000000002,0.26329000000000002,0.39062999999999998,0.48648000000000002,0.45723999999999998,1]
[11,44151,19,7674,{"$f":"(FA7676*Vypocet!$D$24)/$FA$2","v":0},{"$f":"(FB7676*Vypocet!$D$24)/$FB$2","v":0},{"$f":"(FC7676*Vypocet!$D$24)/$FC$2","v":0},{"$f":"(FD7676*Vypocet!$D$24)/$FD$2","v":0},{"$f":"(FE7676*Vypocet!$D$24)/$FE$2","v":0},{"$f":"(FF7676*Vypocet!$D$24)/$FF$2","v":0},{"$f":"(FG7676*Vypocet!$D$24)/$FG$2","v":0},{"$f":"(FH7676*Vypocet!$D$24)/$FH$2","v":0},{"$f":"(FI7676*Vypocet!$D$24)/$FI$2","v":0},{"$f":"(FJ7676*Vypocet!$D$24)/$FJ$2","v":0},{"$f":"(FK7676*Vypocet!$D$24)/$FK$2","v":0},{"$f":"(FL7676*Vypocet!$D$24)/$FL$2","v":0},{"$f":"(FM7676*Vypocet!$D$24)/$FM$2","v":0},{"$f":"(FN7676*Vypocet!$D$24)/$FN$2","v":0},{"$f":"(FO7676*Vypocet!$D$24)/$FO$2","v":0},{"$f":"(VLOOKUP(A7676,Voda!$B$3:$AC$15,TDDData!C7676+4,0)*4180*(VLOOKUP(A7676,Voda!$B$3:$AC$15,4,0)-VLOOKUP(A7676,Voda!$B$3:$AC$15,3,0)))/3600000","v":0},0,{"$f":"IF(U7676=0,0,IF(Z7676>0,IF(Z7676/1000<U7676,IF(Z7676/1000<=Vypocet!$D$15,IF(U7676<Vypocet!$D$15,U7676-Z7676/1000,Vypocet!$D$15-Z7676/1000),Vypocet!$D$15),0),IF(U7676>Vypocet!$D$15,Vypocet!$D$15,U7676)))","v":0},0,{"$f":"HLOOKUP(Vypocet!$D$11,TDDData!$E:$S,2+TDDData!D7676,0)","v":{"$error":"#N/A"}},0,0,{"$error":"#N/A"},{"$error":"#N/A"},{"$f":"IF(AA7676<0,IF(AC7675>-AA7676,AC7675+AA7676,0),IF(AA7676+AC7675<=Vypocet!$D$18,AA7676+AC7675,Vypocet!$D$18))","v":{"$error":"#N/A"}},{"$error":"#N/A"},{"$f":"IF(AND(AC7676<AC7675,AC7676<>0),AE7675,IF(OR(AND(AC7675=0,AA7676<0),AC7675<-AA7676),IF(AC7675=0,IF(AE7675>-AA7676,AE7675+AA7676,0),IF(AC7675+AE7675>-AA7676,AC7675+AE7675+AA7676,0)),IF(AC7675=Vypocet!$D$18,AE7675+AA7676,AE7675+AA7676-AC7676+AC7675)))","v":{"$error":"#N/A"}},{"$error":"#N/A"},{"$error":"#N/A"},{"$f":"SUM($AF$3:AF7676)","v":{"$error":"#N/A"}},{"$error":"#N/A"},{"$error":"#N/A"},{"$error":"#N/A"},{"$f":"SUM($AJ$3:AJ7676)","v":{"$error":"#N/A"}},{"$error":"#N/A"},{"$error":"#N/A"},{"$error":"#N/A"},{"$f":"IF(AN7676<0,IF(AP7675>-AN7676,AP7675+AN7676,0),IF(AN7676+AP7675<=Vypocet!$D$18,AN7676+AP7675,Vypocet!$D$18))","v":{"$error":"#N/A"}},{"$error":"#N/A"},{"$f":"IF(AND(AP7676<AP7675,AP7676<>0),AR7675,IF(OR(AND(AP7675=0,AN7676<0),AP7675<-AN7676),IF(AP7675=0,IF(AR7675>-AN7676,AR7675+AN7676,0),IF(AP7675+AR7675>-AN7676,AP7675+AR7675+AN7676,0)),IF(AP7675=Vypocet!$D$18,AR7675+AN7676,AR7675+AN7676-AP7676+AP7675)))","v":{"$error":"#N/A"}},{"$error":"#N/A"},{"$error":"#N/A"},{"$f":"SUM($AS$3:AS7676)","v":{"$error":"#N/A"}},{"$error":"#N/A"},{"$error":"#N/A"},{"$error":"#N/A"},{"$f":"SUM($AW$3:AW7676)","v":{"$error":"#N/A"}},{"$f":"IF(V7676=0,IF(U7676=0,IF(AZ7675+Z7676/1000>Vypocet!$D$18,Vypocet!$D$18,AZ7675+Z7676/1000),IF(Z7676/1000+AZ7675-U7676>Vypocet!$D$18,Vypocet!$D$18,Z7676/1000+AZ7675-U7676)),IF(AZ7675=0,0,IF(AZ7675>V7676,AZ7675-V7676,0)))","v":0},0,null,null,null,null,null,null,null,null,null,null,null,null,null,null,null,null,null,null,null,null,null,null,null,null,null,null,null,null,null,null,null,null,null,null,null,null,null,null,null,null,null,null,null,null,null,null,null,null,null,null,null,null,null,null,null,null,null,null,null,null,null,null,null,null,null,null,null,null,null,null,null,null,null,null,null,null,null,null,null,null,null,null,null,null,null,null,null,null,null,null,null,null,null,null,null,null,null,null,null,null,null,null,null,0.59996000000000005,0.49349999999999999,0.61614999999999998,0.74221999999999999,0.49107000000000001,0.50673000000000001,0.53551000000000004,0.63275999999999999,0.68433999999999995,0.66752999999999996,0.63044,0.73451,0.57491000000000003,0.73867000000000005,1]
[11,44153,6,7709,{"$f":"(FA7711*Vypocet!$D$24)/$FA$2","v":0},{"$f":"(FB7711*Vypocet!$D$24)/$FB$2","v":0},{"$f":"(FC7711*Vypocet!$D$24)/$FC$2","v":0},{"$f":"(FD7711*Vypocet!$D$24)/$FD$2","v":0},{"$f":"(FE7711*Vypocet!$D$24)/$FE$2","v":0},{"$f":"(FF7711*Vypocet!$D$24)/$FF$2","v":0},{"$f":"(FG7711*Vypocet!$D$24)/$FG$2","v":0},{"$f":"(FH7711*Vypocet!$D$24)/$FH$2","v":0},{"$f":"(FI7711*Vypocet!$D$24)/$FI$2","v":0},{"$f":"(FJ7711*Vypocet!$D$24)/$FJ$2","v":0},{"$f":"(FK7711*Vypocet!$D$24)/$FK$2","v":0},{"$f":"(FL7711*Vypocet!$D$24)/$FL$2","v":0},{"$f":"(FM7711*Vypocet!$D$24)/$FM$2","v":0},{"$f":"(FN7711*Vypocet!$D$24)/$FN$2","v":0},{"$f":"(FO7711*Vypocet!$D$24)/$FO$2","v":0},{"$f":"(VLOOKUP(A7711,Voda!$B$3:$AC$15,TDDData!C7711+4,0)*4180*(VLOOKUP(A7711,Voda!$B$3:$AC$15,4,0)-VLOOKUP(A7711,Voda!$B$3:$AC$15,3,0)))/3600000","v":0},0,{"$f":"IF(U7711=0,0,IF(Z7711>0,IF(Z7711/1000<U7711,IF(Z7711/1000<=Vypocet!$D$15,IF(U7711<Vypocet!$D$15,U7711-Z7711/1000,Vypocet!$D$15-Z7711/1000),Vypocet!$D$15),0),IF(U7711>Vypocet!$D$15,Vypocet!$D$15,U7711)))","v":0},0,{"$f":"HLOOKUP(Vypocet!$D$11,TDDData!$E:$S,2+TDDData!D7711,0)","v":{"$error":"#N/A"}},0,0,{"$error":"#N/A"},{"$error":"#N/A"},{"$f":"IF(AA7711<0,IF(AC7710>-AA7711,AC7710+AA7711,0),IF(AA7711+AC7710<=Vypocet!$D$18,AA7711+AC7710,Vypocet!$D$18))","v":{"$error":"#N/A"}},{"$error":"#N/A"},{"$f":"IF(AND(AC7711<AC7710,AC7711<>0),AE7710,IF(OR(AND(AC7710=0,AA7711<0),AC7710<-AA7711),IF(AC7710=0,IF(AE7710>-AA7711,AE7710+AA7711,0),IF(AC7710+AE7710>-AA7711,AC7710+AE7710+AA7711,0)),IF(AC7710=Vypocet!$D$18,AE7710+AA7711,AE7710+AA7711-AC7711+AC7710)))","v":{"$error":"#N/A"}},{"$error":"#N/A"},{"$error":"#N/A"},{"$f":"SUM($AF$3:AF7711)","v":{"$error":"#N/A"}},{"$error":"#N/A"},{"$error":"#N/A"},{"$error":"#N/A"},{"$f":"SUM($AJ$3:AJ7711)","v":{"$error":"#N/A"}},{"$error":"#N/A"},{"$error":"#N/A"},{"$error":"#N/A"},{"$f":"IF(AN7711<0,IF(AP7710>-AN7711,AP7710+AN7711,0),IF(AN7711+AP7710<=Vypocet!$D$18,AN7711+AP7710,Vypocet!$D$18))","v":{"$error":"#N/A"}},{"$error":"#N/A"},{"$f":"IF(AND(AP7711<AP7710,AP7711<>0),AR7710,IF(OR(AND(AP7710=0,AN7711<0),AP7710<-AN7711),IF(AP7710=0,IF(AR7710>-AN7711,AR7710+AN7711,0),IF(AP7710+AR7710>-AN7711,AP7710+AR7710+AN7711,0)),IF(AP7710=Vypocet!$D$18,AR7710+AN7711,AR7710+AN7711-AP7711+AP7710)))","v":{"$error":"#N/A"}},{"$error":"#N/A"},{"$error":"#N/A"},{"$f":"SUM($AS$3:AS7711)","v":{"$error":"#N/A"}},{"$error":"#N/A"},{"$error":"#N/A"},{"$error":"#N/A"},{"$f":"SUM($AW$3:AW7711)","v":{"$error":"#N/A"}},{"$f":"IF(V7711=0,IF(U7711=0,IF(AZ7710+Z7711/1000>Vypocet!$D$18,Vypocet!$D$18,AZ7710+Z7711/1000),IF(Z7711/1000+AZ7710-U7711>Vypocet!$D$18,Vypocet!$D$18,Z7711/1000+AZ7710-U7711)),IF(AZ7710=0,0,IF(AZ7710>V7711,AZ7710-V7711,0)))","v":0},0,null,null,null,null,null,null,null,null,null,null,null,null,null,null,null,null,null,null,null,null,null,null,null,null,null,null,null,null,null,null,null,null,null,null,null,null,null,null,null,null,null,null,null,null,null,null,null,null,null,null,null,null,null,null,null,null,null,null,null,null,null,null,null,null,null,null,null,null,null,null,null,null,null,null,null,null,null,null,null,null,null,null,null,null,null,null,null,null,null,null,null,null,null,null,null,null,null,null,null,null,null,null,null,0.33229999999999998,0.48032999999999998,0.41649000000000003,0.23655000000000001,0.48459000000000002,0.33606999999999998,0.39295000000000002,0.40666999999999998,0.35483999999999999,0.37364999999999998,0.48268,0.28761999999999999,0.42775999999999997,0.45826,1]
[11,44155,8,7759,{"$f":"(FA7761*Vypocet!$D$24)/$FA$2","v":0},{"$f":"(FB7761*Vypocet!$D$24)/$FB$2","v":0},{"$f":"(FC7761*Vypocet!$D$24)/$FC$2","v":0},{"$f":"(FD7761*Vypocet!$D$24)/$FD$2","v":0},{"$f":"(FE7761*Vypocet!$D$24)/$FE$2","v":0},{"$f":"(FF7761*Vypocet!$D$24)/$FF$2","v":0},{"$f":"(FG7761*Vypocet!$D$24)/$FG$2","v":0},{"$f":"(FH7761*Vypocet!$D$24)/$FH$2","v":0},{"$f":"(FI7761*Vypocet!$D$24)/$FI$2","v":0},{"$f":"(FJ7761*Vypocet!$D$24)/$FJ$2","v":0},{"$f":"(FK7761*Vypocet!$D$24)/$FK$2","v":0},{"$f":"(FL7761*Vypocet!$D$24)/$FL$2","v":0},{"$f":"(FM7761*Vypocet!$D$24)/$FM$2","v":0},{"$f":"(FN7761*Vypocet!$D$24)/$FN$2","v":0},{"$f":"(FO7761*Vypocet!$D$24)/$FO$2","v":0},{"$f":"(VLOOKUP(A7761,Voda!$B$3:$AC$15,TDDData!C7761+4,0)*4180*(VLOOKUP(A7761,Voda!$B$3:$AC$15,4,0)-VLOOKUP(A7761,Voda!$B$3:$AC$15,3,0)))/3600000","v":0},0,{"$f":"IF(U7761=0,0,IF(Z7761>0,IF(Z7761/1000<U7761,IF(Z7761/1000<=Vypocet!$D$15,IF(U7761<Vypocet!$D$15,U7761-Z7761/1000,Vypocet!$D$15-Z7761/1000),Vypocet!$D$15),0),IF(U7761>Vypocet!$D$15,Vypocet!$D$15,U7761)))","v":0},0,{"$f":"HLOOKUP(Vypocet!$D$11,TDDData!$E:$S,2+TDDData!D7761,0)","v":{"$error":"#N/A"}},0,0,{"$error":"#N/A"},{"$error":"#N/A"},{"$f":"IF(AA7761<0,IF(AC7760>-AA7761,AC7760+AA7761,0),IF(AA7761+AC7760<=Vypocet!$D$18,AA7761+AC7760,Vypocet!$D$18))","v":{"$error":"#N/A"}},{"$error":"#N/A"},{"$f":"IF(AND(AC7761<AC7760,AC7761<>0),AE7760,IF(OR(AND(AC7760=0,AA7761<0),AC7760<-AA7761),IF(AC7760=0,IF(AE7760>-AA7761,AE7760+AA7761,0),IF(AC7760+AE7760>-AA7761,AC7760+AE7760+AA7761,0)),IF(AC7760=Vypocet!$D$18,AE7760+AA7761,AE7760+AA7761-AC7761+AC7760)))","v":{"$error":"#N/A"}},{"$error":"#N/A"},{"$error":"#N/A"},{"$f":"SUM($AF$3:AF7761)","v":{"$error":"#N/A"}},{"$error":"#N/A"},{"$error":"#N/A"},{"$error":"#N/A"},{"$f":"SUM($AJ$3:AJ7761)","v":{"$error":"#N/A"}},{"$error":"#N/A"},{"$error":"#N/A"},{"$error":"#N/A"},{"$f":"IF(AN7761<0,IF(AP7760>-AN7761,AP7760+AN7761,0),IF(AN7761+AP7760<=Vypocet!$D$18,AN7761+AP7760,Vypocet!$D$18))","v":{"$error":"#N/A"}},{"$error":"#N/A"},{"$f":"IF(AND(AP7761<AP7760,AP7761<>0),AR7760,IF(OR(AND(AP7760=0,AN7761<0),AP7760<-AN7761),IF(AP7760=0,IF(AR7760>-AN7761,AR7760+AN7761,0),IF(AP7760+AR7760>-AN7761,AP7760+AR7760+AN7761,0)),IF(AP7760=Vypocet!$D$18,AR7760+AN7761,AR7760+AN7761-AP7761+AP7760)))","v":{"$error":"#N/A"}},{"$error":"#N/A"},{"$error":"#N/A"},{"$f":"SUM($AS$3:AS7761)","v":{"$error":"#N/A"}},{"$error":"#N/A"},{"$error":"#N/A"},{"$error":"#N/A"},{"$f":"SUM($AW$3:AW7761)","v":{"$error":"#N/A"}},{"$f":"IF(V7761=0,IF(U7761=0,IF(AZ7760+Z7761/1000>Vypocet!$D$18,Vypocet!$D$18,AZ7760+Z7761/1000),IF(Z7761/1000+AZ7760-U7761>Vypocet!$D$18,Vypocet!$D$18,Z7761/1000+AZ7760-U7761)),IF(AZ7760=0,0,IF(AZ7760>V7761,AZ7760-V7761,0)))","v":0},0,null,null,null,null,null,null,null,null,null,null,null,null,null,null,null,null,null,null,null,null,null,null,null,null,null,null,null,null,null,null,null,null,null,null,null,null,null,null,null,null,null,null,null,null,null,null,null,null,null,null,null,null,null,null,null,null,null,null,null,null,null,null,null,null,null,null,null,null,null,null,null,null,null,null,null,null,null,null,null,null,null,null,null,null,null,null,null,null,null,null,null,null,null,null,null,null,null,null,null,null,null,null,null,0.55905000000000005,0.61073999999999995,0.60794000000000004,0.36249999999999999,0.27999000000000002,0.2883,0.31308000000000002,0.30748999999999999,0.32519999999999999,0.34011999999999998,0.26058999999999999,0.29515999999999998,0.40096999999999999,0.60702999999999996,0.98333000000000004]
[11,44156,1,7776,{"$f":"(FA7778*Vypocet!$D$24)/$FA$2","v":0},{"$f":"(FB7778*Vypocet!$D$24)/$FB$2","v":0},{"$f":"(FC7778*Vypocet!$D$24)/$FC$2","v":0},{"$f":"(FD7778*Vypocet!$D$24)/$FD$2","v":0},{"$f":"(FE7778*Vypocet!$D$24)/$FE$2","v":0},{"$f":"(FF7778*Vypocet!$D$24)/$FF$2","v":0},{"$f":"(FG7778*Vypocet!$D$24)/$FG$2","v":0},{"$f":"(FH7778*Vypocet!$D$24)/$FH$2","v":0},{"$f":"(FI7778*Vypocet!$D$24)/$FI$2","v":0},{"$f":"(FJ7778*Vypocet!$D$24)/$FJ$2","v":0},{"$f":"(FK7778*Vypocet!$D$24)/$FK$2","v":0},{"$f":"(FL7778*Vypocet!$D$24)/$FL$2","v":0},{"$f":"(FM7778*Vypocet!$D$24)/$FM$2","v":0},{"$f":"(FN7778*Vypocet!$D$24)/$FN$2","v":0},{"$f":"(FO7778*Vypocet!$D$24)/$FO$2","v":0},{"$f":"(VLOOKUP(A7778,Voda!$B$3:$AC$15,TDDData!C7778+4,0)*4180*(VLOOKUP(A7778,Voda!$B$3:$AC$15,4,0)-VLOOKUP(A7778,Voda!$B$3:$AC$15,3,0)))/3600000","v":0},0,{"$f":"IF(U7778=0,0,IF(Z7778>0,IF(Z7778/1000<U7778,IF(Z7778/1000<=Vypocet!$D$15,IF(U7778<Vypocet!$D$15,U7778-Z7778/1000,Vypocet!$D$15-Z7778/1000),Vypocet!$D$15),0),IF(U7778>Vypocet!$D$15,Vypocet!$D$15,U7778)))","v":0},0,{"$f":"HLOOKUP(Vypocet!$D$11,TDDData!$E:$S,2+TDDData!D7778,0)","v":{"$error":"#N/A"}},0,0,{"$error":"#N/A"},{"$error":"#N/A"},{"$f":"IF(AA7778<0,IF(AC7777>-AA7778,AC7777+AA7778,0),IF(AA7778+AC7777<=Vypocet!$D$18,AA7778+AC7777,Vypocet!$D$18))","v":{"$error":"#N/A"}},{"$error":"#N/A"},{"$f":"IF(AND(AC7778<AC7777,AC7778<>0),AE7777,IF(OR(AND(AC7777=0,AA7778<0),AC7777<-AA7778),IF(AC7777=0,IF(AE7777>-AA7778,AE7777+AA7778,0),IF(AC7777+AE7777>-AA7778,AC7777+AE7777+AA7778,0)),IF(AC7777=Vypocet!$D$18,AE7777+AA7778,AE7777+AA7778-AC7778+AC7777)))","v":{"$error":"#N/A"}},{"$error":"#N/A"},{"$error":"#N/A"},{"$f":"SUM($AF$3:AF7778)","v":{"$error":"#N/A"}},{"$error":"#N/A"},{"$error":"#N/A"},{"$error":"#N/A"},{"$f":"SUM($AJ$3:AJ7778)","v":{"$error":"#N/A"}},{"$error":"#N/A"},{"$error":"#N/A"},{"$error":"#N/A"},{"$f":"IF(AN7778<0,IF(AP7777>-AN7778,AP7777+AN7778,0),IF(AN7778+AP7777<=Vypocet!$D$18,AN7778+AP7777,Vypocet!$D$18))","v":{"$error":"#N/A"}},{"$error":"#N/A"},{"$f":"IF(AND(AP7778<AP7777,AP7778<>0),AR7777,IF(OR(AND(AP7777=0,AN7778<0),AP7777<-AN7778),IF(AP7777=0,IF(AR7777>-AN7778,AR7777+AN7778,0),IF(AP7777+AR7777>-AN7778,AP7777+AR7777+AN7778,0)),IF(AP7777=Vypocet!$D$18,AR7777+AN7778,AR7777+AN7778-AP7778+AP7777)))","v":{"$error":"#N/A"}},{"$error":"#N/A"},{"$error":"#N/A"},{"$f":"SUM($AS$3:AS7778)","v":{"$error":"#N/A"}},{"$error":"#N/A"},{"$error":"#N/A"},{"$error":"#N/A"},{"$f":"SUM($AW$3:AW7778)","v":{"$error":"#N/A"}},{"$f":"IF(V7778=0,IF(U7778=0,IF(AZ7777+Z7778/1000>Vypocet!$D$18,Vypocet!$D$18,AZ7777+Z7778/1000),IF(Z7778/1000+AZ7777-U7778>Vypocet!$D$18,Vypocet!$D$18,Z7778/1000+AZ7777-U7778)),IF(AZ7777=0,0,IF(AZ7777>V7778,AZ7777-V7778,0)))","v":0},0,null,null,null,null,null,null,null,null,null,null,null,null,null,null,null,null,null,null,null,null,null,null,null,null,null,null,null,null,null,null,null,null,null,null,null,null,null,null,null,null,null,null,null,null,null,null,null,null,null,null,null,null,null,null,null,null,null,null,null,null,null,null,null,null,null,null,null,null,null,null,null,null,null,null,null,null,null,null,null,null,null,null,null,null,null,null,null,null,null,null,null,null,null,null,null,null,null,null,null,null,null,null,null,0.35687000000000002,0.51315,0.46694999999999998,0.32734999999999997,0.34493000000000001,0.34806999999999999,0.28365000000000001,0.41675000000000001,0.26125999999999999,0.56596000000000002,0.36778,0.62187999999999999,0.53688000000000002,0.53258000000000005,1]
[11,44157,12,7811,{"$f":"(FA7813*Vypocet!$D$24)/$FA$2","v":0},{"$f":"(FB7813*Vypocet!$D$24)/$FB$2","v":0},{"$f":"(FC7813*Vypocet!$D$24)/$FC$2","v":0},{"$f":"(FD7813*Vypocet!$D$24)/$FD$2","v":0},{"$f":"(FE7813*Vypocet!$D$24)/$FE$2","v":0},{"$f":"(FF7813*Vypocet!$D$24)/$FF$2","v":0},{"$f":"(FG7813*Vypocet!$D$24)/$FG$2","v":0},{"$f":"(FH7813*Vypocet!$D$24)/$FH$2","v":0},{"$f":"(FI7813*Vypocet!$D$24)/$FI$2","v":0},{"$f":"(FJ7813*Vypocet!$D$24)/$FJ$2","v":0},{"$f":"(FK7813*Vypocet!$D$24)/$FK$2","v":0},{"$f":"(FL7813*Vypocet!$D$24)/$FL$2","v":0},{"$f":"(FM7813*Vypocet!$D$24)/$FM$2","v":0},{"$f":"(FN7813*Vypocet!$D$24)/$FN$2","v":0},{"$f":"(FO7813*Vypocet!$D$24)/$FO$2","v":0},{"$f":"(VLOOKUP(A7813,Voda!$B$3:$AC$15,TDDData!C7813+4,0)*4180*(VLOOKUP(A7813,Voda!$B$3:$AC$15,4,0)-VLOOKUP(A7813,Voda!$B$3:$AC$15,3,0)))/3600000","v":0},{"$f":"W7812+T7813","v":0},{"$f":"IF(U7813=0,0,IF(Z7813>0,IF(Z7813/1000<U7813,IF(Z7813/1000<=Vypocet!$D$15,IF(U7813<Vypocet!$D$15,U7813-Z7813/1000,Vypocet!$D$15-Z7813/1000),Vypocet!$D$15),0),IF(U7813>Vypocet!$D$15,Vypocet!$D$15,U7813)))","v":0},0,{"$f":"HLOOKUP(Vypocet!$D$11,TDDData!$E:$S,2+TDDData!D7813,0)","v":{"$error":"#N/A"}},373.4,298.71999999999997,{"$error":"#N/A"},{"$error":"#N/A"},{"$f":"IF(AA7813<0,IF(AC7812>-AA7813,AC7812+AA7813,0),IF(AA7813+AC7812<=Vypocet!$D$18,AA7813+AC7812,Vypocet!$D$18))","v":{"$error":"#N/A"}},{"$error":"#N/A"},{"$f":"IF(AND(AC7813<AC7812,AC7813<>0),AE7812,IF(OR(AND(AC7812=0,AA7813<0),AC7812<-AA7813),IF(AC7812=0,IF(AE7812>-AA7813,AE7812+AA7813,0),IF(AC7812+AE7812>-AA7813,AC7812+AE7812+AA7813,0)),IF(AC7812=Vypocet!$D$18,AE7812+AA7813,AE7812+AA7813-AC7813+AC7812)))","v":{"$error":"#N/A"}},{"$f":"IF(AE7813>AE7812,AE7813-AE7812,0)","v":{"$error":"#N/A"}},{"$error":"#N/A"},{"$f":"SUM($AF$3:AF7813)","v":{"$error":"#N/A"}},{"$f":"IF(AA7813<0,IF(AI7812>-AA7813,AI7812+AA7813,0),AA7813+AI7812)","v":{"$error":"#N/A"}},{"$f":"IF(AI7813>AI7812,AI7813-AI7812,0)","v":{"$error":"#N/A"}},{"$error":"#N/A"},{"$f":"SUM($AJ$3:AJ7813)","v":{"$error":"#N/A"}},{"$error":"#N/A"},{"$error":"#N/A"},{"$error":"#N/A"},{"$f":"IF(AN7813<0,IF(AP7812>-AN7813,AP7812+AN7813,0),IF(AN7813+AP7812<=Vypocet!$D$18,AN7813+AP7812,Vypocet!$D$18))","v":{"$error":"#N/A"}},{"$error":"#N/A"},{"$f":"IF(AND(AP7813<AP7812,AP7813<>0),AR7812,IF(OR(AND(AP7812=0,AN7813<0),AP7812<-AN7813),IF(AP7812=0,IF(AR7812>-AN7813,AR7812+AN7813,0),IF(AP7812+AR7812>-AN7813,AP7812+AR7812+AN7813,0)),IF(AP7812=Vypocet!$D$18,AR7812+AN7813,AR7812+AN7813-AP7813+AP7812)))","v":{"$error":"#N/A"}},{"$error":"#N/A"},{"$error":"#N/A"},{"$f":"SUM($AS$3:AS7813)","v":{"$error":"#N/A"}},{"$f":"IF(AN7813<0,IF(AV7812>-AN7813,AV7812+AN7813,0),AN7813+AV7812)","v":{"$error":"#N/A"}},{"$error":"#N/A"},{"$error":"#N/A"},{"$f":"SUM($AW$3:AW7813)","v":{"$error":"#N/A"}},{"$f":"IF(V7813=0,IF(U7813=0,IF(AZ7812+Z7813/1000>Vypocet!$D$18,Vypocet!$D$18,AZ7812+Z7813/1000),IF(Z7813/1000+AZ7812-U7813>Vypocet!$D$18,Vypocet!$D$18,Z7813/1000+AZ7812-U7813)),IF(AZ7812=0,0,IF(AZ7812>V7813,AZ7812-V7813,0)))","v":0},0,null,null,null,null,null,null,null,null,null,null,null,null,null,null,null,null,null,null,null,null,null,null,null,null,null,null,null,null,null,null,null,null,null,null,null,null,null,null,null,null,null,null,null,null,null,null,null,null,null,null,null,null,null,null,null,null,null,null,null,null,null,null,null,null,null,null,null,null,null,null,null,null,null,null,null,null,null,null,null,null,null,null,null,null,null,null,null,null,null,null,null,null,null,null,null,null,null,null,null,null,null,null,null,0.67240999999999995,0.56620999999999999,0.66634000000000004,0.76466000000000001,0.51917000000000002,0.60336000000000001,0.38280999999999998,0.42387999999999998,0.61982000000000004,0.52127000000000001,0.60507999999999995,0.53720999999999997,0.69233999999999996,0.73299999999999998,0]
[11,44159,15,7862,{"$f":"(FA7864*Vypocet!$D$24)/$FA$2","v":0},{"$f":"(FB7864*Vypocet!$D$24)/$FB$2","v":0},{"$f":"(FC7864*Vypocet!$D$24)/$FC$2","v":0},{"$f":"(FD7864*Vypocet!$D$24)/$FD$2","v":0},{"$f":"(FE7864*Vypocet!$D$24)/$FE$2","v":0},{"$f":"(FF7864*Vypocet!$D$24)/$FF$2","v":0},{"$f":"(FG7864*Vypocet!$D$24)/$FG$2","v":0},{"$f":"(FH7864*Vypocet!$D$24)/$FH$2","v":0},{"$f":"(FI7864*Vypocet!$D$24)/$FI$2","v":0},{"$f":"(FJ7864*Vypocet!$D$24)/$FJ$2","v":0},{"$f":"(FK7864*Vypocet!$D$24)/$FK$2","v":0},{"$f":"(FL7864*Vypocet!$D$24)/$FL$2","v":0},{"$f":"(FM7864*Vypocet!$D$24)/$FM$2","v":0},{"$f":"(FN7864*Vypocet!$D$24)/$FN$2","v":0},{"$f":"(FO7864*Vypocet!$D$24)/$FO$2","v":0},{"$f":"(VLOOKUP(A7864,Voda!$B$3:$AC$15,TDDData!C7864+4,0)*4180*(VLOOKUP(A7864,Voda!$B$3:$AC$15,4,0)-VLOOKUP(A7864,Voda!$B$3:$AC$15,3,0)))/3600000","v":0},0,{"$f":"IF(U7864=0,0,IF(Z7864>0,IF(Z7864/1000<U7864,IF(Z7864/1000<=Vypocet!$D$15,IF(U7864<Vypocet!$D$15,U7864-Z7864/1000,Vypocet!$D$15-Z7864/1000),Vypocet!$D$15),0),IF(U7864>Vypocet!$D$15,Vypocet!$D$15,U7864)))","v":0},0,{"$f":"HLOOKUP(Vypocet!$D$11,TDDData!$E:$S,2+TDDData!D7864,0)","v":{"$error":"#N/A"}},95.36,76.287999999999997,{"$error":"#N/A"},{"$error":"#N/A"},{"$f":"IF(AA7864<0,IF(AC7863>-AA7864,AC7863+AA7864,0),IF(AA7864+AC7863<=Vypocet!$D$18,AA7864+AC7863,Vypocet!$D$18))","v":{"$error":"#N/A"}},{"$error":"#N/A"},{"$f":"IF(AND(AC7864<AC7863,AC7864<>0),AE7863,IF(OR(AND(AC7863=0,AA7864<0),AC7863<-AA7864),IF(AC7863=0,IF(AE7863>-AA7864,AE7863+AA7864,0),IF(AC7863+AE7863>-AA7864,AC7863+AE7863+AA7864,0)),IF(AC7863=Vypocet!$D$18,AE7863+AA7864,AE7863+AA7864-AC7864+AC7863)))","v":{"$error":"#N/A"}},{"$error":"#N/A"},{"$error":"#N/A"},{"$f":"SUM($AF$3:AF7864)","v":{"$error":"#N/A"}},{"$error":"#N/A"},{"$error":"#N/A"},{"$error":"#N/A"},{"$f":"SUM($AJ$3:AJ7864)","v":{"$error":"#N/A"}},{"$error":"#N/A"},{"$error":"#N/A"},{"$error":"#N/A"},{"$f":"IF(AN7864<0,IF(AP7863>-AN7864,AP7863+AN7864,0),IF(AN7864+AP7863<=Vypocet!$D$18,AN7864+AP7863,Vypocet!$D$18))","v":{"$error":"#N/A"}},{"$error":"#N/A"},{"$f":"IF(AND(AP7864<AP7863,AP7864<>0),AR7863,IF(OR(AND(AP7863=0,AN7864<0),AP7863<-AN7864),IF(AP7863=0,IF(AR7863>-AN7864,AR7863+AN7864,0),IF(AP7863+AR7863>-AN7864,AP7863+AR7863+AN7864,0)),IF(AP7863=Vypocet!$D$18,AR7863+AN7864,AR7863+AN7864-AP7864+AP7863)))","v":{"$error":"#N/A"}},{"$error":"#N/A"},{"$error":"#N/A"},{"$f":"SUM($AS$3:AS7864)","v":{"$error":"#N/A"}},{"$error":"#N/A"},{"$error":"#N/A"},{"$error":"#N/A"},{"$f":"SUM($AW$3:AW7864)","v":{"$error":"#N/A"}},{"$f":"IF(V7864=0,IF(U7864=0,IF(AZ7863+Z7864/1000>Vypocet!$D$18,Vypocet!$D$18,AZ7863+Z7864/1000),IF(Z7864/1000+AZ7863-U7864>Vypocet!$D$18,Vypocet!$D$18,Z7864/1000+AZ7863-U7864)),IF(AZ7863=0,0,IF(AZ7863>V7864,AZ7863-V7864,0)))","v":0},0,null,null,null,null,null,null,null,null,null,null,null,null,null,null,null,null,null,null,null,null,null,null,null,null,null,null,null,null,null,null,null,null,null,null,null,null,null,null,null,null,null,null,null,null,null,null,null,null,null,null,null,null,null,null,null,null,null,null,null,null,null,null,null,null,null,null,null,null,null,null,null,null,null,null,null,null,null,null,null,null,null,null,null,null,null,null,null,null,null,null,null,null,null,null,null,null,null,null,null,null,null,null,null,0.88468000000000002,0.91288999999999998,0.75993999999999995,0.41689999999999999,0.64846999999999999,0.47636000000000001,0.41742000000000001,0.42529,0.44838,0.47776999999999997,0.37916,0.50446999999999997,0.62833000000000006,0.63009999999999999,0]
[11,44160,8,7879,{"$f":"(FA7881*Vypocet!$D$24)/$FA$2","v":0},{"$f":"(FB7881*Vypocet!$D$24)/$FB$2","v":0},{"$f":"(FC7881*Vypocet!$D$24)/$FC$2","v":0},{"$f":"(FD7881*Vypocet!$D$24)/$FD$2","v":0},{"$f":"(FE7881*Vypocet!$D$24)/$FE$2","v":0},{"$f":"(FF7881*Vypocet!$D$24)/$FF$2","v":0},{"$f":"(FG7881*Vypocet!$D$24)/$FG$2","v":0},{"$f":"(FH7881*Vypocet!$D$24)/$FH$2","v":0},{"$f":"(FI7881*Vypocet!$D$24)/$FI$2","v":0},{"$f":"(FJ7881*Vypocet!$D$24)/$FJ$2","v":0},{"$f":"(FK7881*Vypocet!$D$24)/$FK$2","v":0},{"$f":"(FL7881*Vypocet!$D$24)/$FL$2","v":0},{"$f":"(FM7881*Vypocet!$D$24)/$FM$2","v":0},{"$f":"(FN7881*Vypocet!$D$24)/$FN$2","v":0},{"$f":"(FO7881*Vypocet!$D$24)/$FO$2","v":0},{"$f":"(VLOOKUP(A7881,Voda!$B$3:$AC$15,TDDData!C7881+4,0)*4180*(VLOOKUP(A7881,Voda!$B$3:$AC$15,4,0)-VLOOKUP(A7881,Voda!$B$3:$AC$15,3,0)))/3600000","v":0},0,{"$f":"IF(U7881=0,0,IF(Z7881>0,IF(Z7881/1000<U7881,IF(Z7881/1000<=Vypocet!$D$15,IF(U7881<Vypocet!$D$15,U7881-Z7881/1000,Vypocet!$D$15-Z7881/1000),Vypocet!$D$15),0),IF(U7881>Vypocet!$D$15,Vypocet!$D$15,U7881)))","v":0},0,{"$f":"HLOOKUP(Vypocet!$D$11,TDDData!$E:$S,2+TDDData!D7881,0)","v":{"$error":"#N/A"}},0,0,{"$error":"#N/A"},{"$error":"#N/A"},{"$f":"IF(AA7881<0,IF(AC7880>-AA7881,AC7880+AA7881,0),IF(AA7881+AC7880<=Vypocet!$D$18,AA7881+AC7880,Vypocet!$D$18))","v":{"$error":"#N/A"}},{"$error":"#N/A"},{"$f":"IF(AND(AC7881<AC7880,AC7881<>0),AE7880,IF(OR(AND(AC7880=0,AA7881<0),AC7880<-AA7881),IF(AC7880=0,IF(AE7880>-AA7881,AE7880+AA7881,0),IF(AC7880+AE7880>-AA7881,AC7880+AE7880+AA7881,0)),IF(AC7880=Vypocet!$D$18,AE7880+AA7881,AE7880+AA7881-AC7881+AC7880)))","v":{"$error":"#N/A"}},{"$error":"#N/A"},{"$error":"#N/A"},{"$f":"SUM($AF$3:AF7881)","v":{"$error":"#N/A"}},{"$error":"#N/A"},{"$error":"#N/A"},{"$error":"#N/A"},{"$f":"SUM($AJ$3:AJ7881)","v":{"$error":"#N/A"}},{"$error":"#N/A"},{"$error":"#N/A"},{"$error":"#N/A"},{"$f":"IF(AN7881<0,IF(AP7880>-AN7881,AP7880+AN7881,0),IF(AN7881+AP7880<=Vypocet!$D$18,AN7881+AP7880,Vypocet!$D$18))","v":{"$error":"#N/A"}},{"$error":"#N/A"},{"$f":"IF(AND(AP7881<AP7880,AP7881<>0),AR7880,IF(OR(AND(AP7880=0,AN7881<0),AP7880<-AN7881),IF(AP7880=0,IF(AR7880>-AN7881,AR7880+AN7881,0),IF(AP7880+AR7880>-AN7881,AP7880+AR7880+AN7881,0)),IF(AP7880=Vypocet!$D$18,AR7880+AN7881,AR7880+AN7881-AP7881+AP7880)))","v":{"$error":"#N/A"}},{"$error":"#N/A"},{"$error":"#N/A"},{"$f":"SUM($AS$3:AS7881)","v":{"$error":"#N/A"}},{"$error":"#N/A"},{"$f":"IF(AV7881>AV7880,AV7881-AV7880,0)","v":{"$error":"#N/A"}},{"$error":"#N/A"},{"$f":"SUM($AW$3:AW7881)","v":{"$error":"#N/A"}},{"$f":"IF(V7881=0,IF(U7881=0,IF(AZ7880+Z7881/1000>Vypocet!$D$18,Vypocet!$D$18,AZ7880+Z7881/1000),IF(Z7881/1000+AZ7880-U7881>Vypocet!$D$18,Vypocet!$D$18,Z7881/1000+AZ7880-U7881)),IF(AZ7880=0,0,IF(AZ7880>V7881,AZ7880-V7881,0)))","v":0},0,null,null,null,null,null,null,null,null,null,null,null,null,null,null,null,null,null,null,null,null,null,null,null,null,null,null,null,null,null,null,null,null,null,null,null,null,null,null,null,null,null,null,null,null,null,null,null,null,null,null,null,null,null,null,null,null,null,null,null,null,null,null,null,null,null,null,null,null,null,null,null,null,null,null,null,null,null,null,null,null,null,null,null,null,null,null,null,null,null,null,null,null,null,null,null,null,null,null,null,null,null,null,null,0.59094000000000002,0.63473000000000002,0.61721999999999999,0.38767000000000001,0.31917000000000001,0.27549000000000001,0.31017,0.29751,0.31312000000000001,0.33800000000000002,0.28705999999999998,0.25911000000000001,0.40311999999999998,0.60611000000000004,1]
[11,44161,19,7914,{"$f":"(FA7916*Vypocet!$D$24)/$FA$2","v":0},{"$f":"(FB7916*Vypocet!$D$24)/$FB$2","v":0},{"$f":"(FC7916*Vypocet!$D$24)/$FC$2","v":0},{"$f":"(FD7916*Vypocet!$D$24)/$FD$2","v":0},{"$f":"(FE7916*Vypocet!$D$24)/$FE$2","v":0},{"$f":"(FF7916*Vypocet!$D$24)/$FF$2","v":0},{"$f":"(FG7916*Vypocet!$D$24)/$FG$2","v":0},{"$f":"(FH7916*Vypocet!$D$24)/$FH$2","v":0},{"$f":"(FI7916*Vypocet!$D$24)/$FI$2","v":0},{"$f":"(FJ7916*Vypocet!$D$24)/$FJ$2","v":0},{"$f":"(FK7916*Vypocet!$D$24)/$FK$2","v":0},{"$f":"(FL7916*Vypocet!$D$24)/$FL$2","v":0},{"$f":"(FM7916*Vypocet!$D$24)/$FM$2","v":0},{"$f":"(FN7916*Vypocet!$D$24)/$FN$2","v":0},{"$f":"(FO7916*Vypocet!$D$24)/$FO$2","v":0},{"$f":"(VLOOKUP(A7916,Voda!$B$3:$AC$15,TDDData!C7916+4,0)*4180*(VLOOKUP(A7916,Voda!$B$3:$AC$15,4,0)-VLOOKUP(A7916,Voda!$B$3:$AC$15,3,0)))/3600000","v":0},0,{"$f":"IF(U7916=0,0,IF(Z7916>0,IF(Z7916/1000<U7916,IF(Z7916/1000<=Vypocet!$D$15,IF(U7916<Vypocet!$D$15,U7916-Z7916/1000,Vypocet!$D$15-Z7916/1000),Vypocet!$D$15),0),IF(U7916>Vypocet!$D$15,Vypocet!$D$15,U7916)))","v":0},0,{"$f":"HLOOKUP(Vypocet!$D$11,TDDData!$E:$S,2+TDDData!D7916,0)","v":{"$error":"#N/A"}},0,0,{"$error":"#N/A"},{"$error":"#N/A"},{"$f":"IF(AA7916<0,IF(AC7915>-AA7916,AC7915+AA7916,0),IF(AA7916+AC7915<=Vypocet!$D$18,AA7916+AC7915,Vypocet!$D$18))","v":{"$error":"#N/A"}},{"$error":"#N/A"},{"$f":"IF(AND(AC7916<AC7915,AC7916<>0),AE7915,IF(OR(AND(AC7915=0,AA7916<0),AC7915<-AA7916),IF(AC7915=0,IF(AE7915>-AA7916,AE7915+AA7916,0),IF(AC7915+AE7915>-AA7916,AC7915+AE7915+AA7916,0)),IF(AC7915=Vypocet!$D$18,AE7915+AA7916,AE7915+AA7916-AC7916+AC7915)))","v":{"$error":"#N/A"}},{"$error":"#N/A"},{"$error":"#N/A"},{"$f":"SUM($AF$3:AF7916)","v":{"$error":"#N/A"}},{"$error":"#N/A"},{"$error":"#N/A"},{"$error":"#N/A"},{"$f":"SUM($AJ$3:AJ7916)","v":{"$error":"#N/A"}},{"$error":"#N/A"},{"$error":"#N/A"},{"$error":"#N/A"},{"$f":"IF(AN7916<0,IF(AP7915>-AN7916,AP7915+AN7916,0),IF(AN7916+AP7915<=Vypocet!$D$18,AN7916+AP7915,Vypocet!$D$18))","v":{"$error":"#N/A"}},{"$error":"#N/A"},{"$f":"IF(AND(AP7916<AP7915,AP7916<>0),AR7915,IF(OR(AND(AP7915=0,AN7916<0),AP7915<-AN7916),IF(AP7915=0,IF(AR7915>-AN7916,AR7915+AN7916,0),IF(AP7915+AR7915>-AN7916,AP7915+AR7915+AN7916,0)),IF(AP7915=Vypocet!$D$18,AR7915+AN7916,AR7915+AN7916-AP7916+AP7915)))","v":{"$error":"#N/A"}},{"$error":"#N/A"},{"$error":"#N/A"},{"$f":"SUM($AS$3:AS7916)","v":{"$error":"#N/A"}},{"$error":"#N/A"},{"$error":"#N/A"},{"$error":"#N/A"},{"$f":"SUM($AW$3:AW7916)","v":{"$error":"#N/A"}},{"$f":"IF(V7916=0,IF(U7916=0,IF(AZ7915+Z7916/1000>Vypocet!$D$18,Vypocet!$D$18,AZ7915+Z7916/1000),IF(Z7916/1000+AZ7915-U7916>Vypocet!$D$18,Vypocet!$D$18,Z7916/1000+AZ7915-U7916)),IF(AZ7915=0,0,IF(AZ7915>V7916,AZ7915-V7916,0)))","v":0},0,null,null,null,null,null,null,null,null,null,null,null,null,null,null,null,null,null,null,null,null,null,null,null,null,null,null,null,null,null,null,null,null,null,null,null,null,null,null,null,null,null,null,null,null,null,null,null,null,null,null,null,null,null,null,null,null,null,null,null,null,null,null,null,null,null,null,null,null,null,null,null,null,null,null,null,null,null,null,null,null,null,null,null,null,null,null,null,null,null,null,null,null,null,null,null,null,null,null,null,null,null,null,null,0.83218999999999999,0.63431999999999999,0.67784,0.67412000000000005,0.46383999999999997,0.47803000000000001,0.39346999999999999,0.46272000000000002,0.62290000000000001,0.62170000000000003,0.54298999999999997,0.63087000000000004,0.53007000000000004,0.77190000000000003,1]
[11,44163,22,7965,{"$f":"(FA7967*Vypocet!$D$24)/$FA$2","v":0},{"$f":"(FB7967*Vypocet!$D$24)/$FB$2","v":0},{"$f":"(FC7967*Vypocet!$D$24)/$FC$2","v":0},{"$f":"(FD7967*Vypocet!$D$24)/$FD$2","v":0},{"$f":"(FE7967*Vypocet!$D$24)/$FE$2","v":0},{"$f":"(FF7967*Vypocet!$D$24)/$FF$2","v":0},{"$f":"(FG7967*Vypocet!$D$24)/$FG$2","v":0},{"$f":"(FH7967*Vypocet!$D$24)/$FH$2","v":0},{"$f":"(FI7967*Vypocet!$D$24)/$FI$2","v":0},{"$f":"(FJ7967*Vypocet!$D$24)/$FJ$2","v":0},{"$f":"(FK7967*Vypocet!$D$24)/$FK$2","v":0},{"$f":"(FL7967*Vypocet!$D$24)/$FL$2","v":0},{"$f":"(FM7967*Vypocet!$D$24)/$FM$2","v":0},{"$f":"(FN7967*Vypocet!$D$24)/$FN$2","v":0},{"$f":"(FO7967*Vypocet!$D$24)/$FO$2","v":0},{"$f":"(VLOOKUP(A7967,Voda!$B$3:$AC$15,TDDData!C7967+4,0)*4180*(VLOOKUP(A7967,Voda!$B$3:$AC$15,4,0)-VLOOKUP(A7967,Voda!$B$3:$AC$15,3,0)))/3600000","v":0},0,{"$f":"IF(U7967=0,0,IF(Z7967>0,IF(Z7967/1000<U7967,IF(Z7967/1000<=Vypocet!$D$15,IF(U7967<Vypocet!$D$15,U7967-Z7967/1000,Vypocet!$D$15-Z7967/1000),Vypocet!$D$15),0),IF(U7967>Vypocet!$D$15,Vypocet!$D$15,U7967)))","v":0},0,{"$f":"HLOOKUP(Vypocet!$D$11,TDDData!$E:$S,2+TDDData!D7967,0)","v":{"$error":"#N/A"}},0,0,{"$error":"#N/A"},{"$error":"#N/A"},{"$f":"IF(AA7967<0,IF(AC7966>-AA7967,AC7966+AA7967,0),IF(AA7967+AC7966<=Vypocet!$D$18,AA7967+AC7966,Vypocet!$D$18))","v":{"$error":"#N/A"}},{"$error":"#N/A"},{"$f":"IF(AND(AC7967<AC7966,AC7967<>0),AE7966,IF(OR(AND(AC7966=0,AA7967<0),AC7966<-AA7967),IF(AC7966=0,IF(AE7966>-AA7967,AE7966+AA7967,0),IF(AC7966+AE7966>-AA7967,AC7966+AE7966+AA7967,0)),IF(AC7966=Vypocet!$D$18,AE7966+AA7967,AE7966+AA7967-AC7967+AC7966)))","v":{"$error":"#N/A"}},{"$error":"#N/A"},{"$error":"#N/A"},{"$f":"SUM($AF$3:AF7967)","v":{"$error":"#N/A"}},{"$error":"#N/A"},{"$error":"#N/A"},{"$error":"#N/A"},{"$f":"SUM($AJ$3:AJ7967)","v":{"$error":"#N/A"}},{"$error":"#N/A"},{"$error":"#N/A"},{"$error":"#N/A"},{"$f":"IF(AN7967<0,IF(AP7966>-AN7967,AP7966+AN7967,0),IF(AN7967+AP7966<=Vypocet!$D$18,AN7967+AP7966,Vypocet!$D$18))","v":{"$error":"#N/A"}},{"$error":"#N/A"},{"$f":"IF(AND(AP7967<AP7966,AP7967<>0),AR7966,IF(OR(AND(AP7966=0,AN7967<0),AP7966<-AN7967),IF(AP7966=0,IF(AR7966>-AN7967,AR7966+AN7967,0),IF(AP7966+AR7966>-AN7967,AP7966+AR7966+AN7967,0)),IF(AP7966=Vypocet!$D$18,AR7966+AN7967,AR7966+AN7967-AP7967+AP7966)))","v":{"$error":"#N/A"}},{"$error":"#N/A"},{"$error":"#N/A"},{"$f":"SUM($AS$3:AS7967)","v":{"$error":"#N/A"}},{"$error":"#N/A"},{"$error":"#N/A"},{"$error":"#N/A"},{"$f":"SUM($AW$3:AW7967)","v":{"$error":"#N/A"}},{"$f":"IF(V7967=0,IF(U7967=0,IF(AZ7966+Z7967/1000>Vypocet!$D$18,Vypocet!$D$18,AZ7966+Z7967/1000),IF(Z7967/1000+AZ7966-U7967>Vypocet!$D$18,Vypocet!$D$18,Z7967/1000+AZ7966-U7967)),IF(AZ7966=0,0,IF(AZ7966>V7967,AZ7966-V7967,0)))","v":0},0,null,null,null,null,null,null,null,null,null,null,null,null,null,null,null,null,null,null,null,null,null,null,null,null,null,null,null,null,null,null,null,null,null,null,null,null,null,null,null,null,null,null,null,null,null,null,null,null,null,null,null,null,null,null,null,null,null,null,null,null,null,null,null,null,null,null,null,null,null,null,null,null,null,null,null,null,null,null,null,null,null,null,null,null,null,null,null,null,null,null,null,null,null,null,null,null,null,null,null,null,null,null,null,0.57955000000000001,0.59189000000000003,0.60799999999999998,0.65558000000000005,0.73402000000000001,0.57660999999999996,0.35276999999999997,0.37805,0.38541999999999998,0.46428000000000003,0.35918,0.43136000000000002,0.55916999999999994,0.70953999999999995,1]
[11,44165,9,8000,{"$f":"(FA8002*Vypocet!$D$24)/$FA$2","v":0},{"$f":"(FB8002*Vypocet!$D$24)/$FB$2","v":0},{"$f":"(FC8002*Vypocet!$D$24)/$FC$2","v":0},{"$f":"(FD8002*Vypocet!$D$24)/$FD$2","v":0},{"$f":"(FE8002*Vypocet!$D$24)/$FE$2","v":0},{"$f":"(FF8002*Vypocet!$D$24)/$FF$2","v":0},{"$f":"(FG8002*Vypocet!$D$24)/$FG$2","v":0},{"$f":"(FH8002*Vypocet!$D$24)/$FH$2","v":0},{"$f":"(FI8002*Vypocet!$D$24)/$FI$2","v":0},{"$f":"(FJ8002*Vypocet!$D$24)/$FJ$2","v":0},{"$f":"(FK8002*Vypocet!$D$24)/$FK$2","v":0},{"$f":"(FL8002*Vypocet!$D$24)/$FL$2","v":0},{"$f":"(FM8002*Vypocet!$D$24)/$FM$2","v":0},{"$f":"(FN8002*Vypocet!$D$24)/$FN$2","v":0},{"$f":"(FO8002*Vypocet!$D$24)/$FO$2","v":0},{"$f":"(VLOOKUP(A8002,Voda!$B$3:$AC$15,TDDData!C8002+4,0)*4180*(VLOOKUP(A8002,Voda!$B$3:$AC$15,4,0)-VLOOKUP(A8002,Voda!$B$3:$AC$15,3,0)))/3600000","v":0},0,{"$f":"IF(U8002=0,0,IF(Z8002>0,IF(Z8002/1000<U8002,IF(Z8002/1000<=Vypocet!$D$15,IF(U8002<Vypocet!$D$15,U8002-Z8002/1000,Vypocet!$D$15-Z8002/1000),Vypocet!$D$15),0),IF(U8002>Vypocet!$D$15,Vypocet!$D$15,U8002)))","v":0},0,{"$f":"HLOOKUP(Vypocet!$D$11,TDDData!$E:$S,2+TDDData!D8002,0)","v":{"$error":"#N/A"}},17.059999999999999,13.648,{"$error":"#N/A"},{"$error":"#N/A"},{"$f":"IF(AA8002<0,IF(AC8001>-AA8002,AC8001+AA8002,0),IF(AA8002+AC8001<=Vypocet!$D$18,AA8002+AC8001,Vypocet!$D$18))","v":{"$error":"#N/A"}},{"$error":"#N/A"},{"$f":"IF(AND(AC8002<AC8001,AC8002<>0),AE8001,IF(OR(AND(AC8001=0,AA8002<0),AC8001<-AA8002),IF(AC8001=0,IF(AE8001>-AA8002,AE8001+AA8002,0),IF(AC8001+AE8001>-AA8002,AC8001+AE8001+AA8002,0)),IF(AC8001=Vypocet!$D$18,AE8001+AA8002,AE8001+AA8002-AC8002+AC8001)))","v":{"$error":"#N/A"}},{"$error":"#N/A"},{"$error":"#N/A"},{"$f":"SUM($AF$3:AF8002)","v":{"$error":"#N/A"}},{"$error":"#N/A"},{"$error":"#N/A"},{"$error":"#N/A"},{"$f":"SUM($AJ$3:AJ8002)","v":{"$error":"#N/A"}},{"$error":"#N/A"},{"$error":"#N/A"},{"$error":"#N/A"},{"$f":"IF(AN8002<0,IF(AP8001>-AN8002,AP8001+AN8002,0),IF(AN8002+AP8001<=Vypocet!$D$18,AN8002+AP8001,Vypocet!$D$18))","v":{"$error":"#N/A"}},{"$error":"#N/A"},{"$f":"IF(AND(AP8002<AP8001,AP8002<>0),AR8001,IF(OR(AND(AP8001=0,AN8002<0),AP8001<-AN8002),IF(AP8001=0,IF(AR8001>-AN8002,AR8001+AN8002,0),IF(AP8001+AR8001>-AN8002,AP8001+AR8001+AN8002,0)),IF(AP8001=Vypocet!$D$18,AR8001+AN8002,AR8001+AN8002-AP8002+AP8001)))","v":{"$error":"#N/A"}},{"$error":"#N/A"},{"$error":"#N/A"},{"$f":"SUM($AS$3:AS8002)","v":{"$error":"#N/A"}},{"$error":"#N/A"},{"$error":"#N/A"},{"$error":"#N/A"},{"$f":"SUM($AW$3:AW8002)","v":{"$error":"#N/A"}},{"$f":"IF(V8002=0,IF(U8002=0,IF(AZ8001+Z8002/1000>Vypocet!$D$18,Vypocet!$D$18,AZ8001+Z8002/1000),IF(Z8002/1000+AZ8001-U8002>Vypocet!$D$18,Vypocet!$D$18,Z8002/1000+AZ8001-U8002)),IF(AZ8001=0,0,IF(AZ8001>V8002,AZ8001-V8002,0)))","v":0},0,null,null,null,null,null,null,null,null,null,null,null,null,null,null,null,null,null,null,null,null,null,null,null,null,null,null,null,null,null,null,null,null,null,null,null,null,null,null,null,null,null,null,null,null,null,null,null,null,null,null,null,null,null,null,null,null,null,null,null,null,null,null,null,null,null,null,null,null,null,null,null,null,null,null,null,null,null,null,null,null,null,null,null,null,null,null,null,null,null,null,null,null,null,null,null,null,null,null,null,null,null,null,null,0.39802999999999999,0.45811000000000002,0.51256000000000002,0.38995999999999997,0.40783000000000003,0.26946999999999999,0.41926000000000002,0.29565999999999998,0.37824999999999998,0.30742999999999998,0.28351999999999999,0.3135,0.42347000000000001,0.68045999999999995,0.2]
[12,44166,2,8017,{"$f":"(FA8019*Vypocet!$D$24)/$FA$2","v":0},{"$f":"(FB8019*Vypocet!$D$24)/$FB$2","v":0},{"$f":"(FC8019*Vypocet!$D$24)/$FC$2","v":0},{"$f":"(FD8019*Vypocet!$D$24)/$FD$2","v":0},{"$f":"(FE8019*Vypocet!$D$24)/$FE$2","v":0},{"$f":"(FF8019*Vypocet!$D$24)/$FF$2","v":0},{"$f":"(FG8019*Vypocet!$D$24)/$FG$2","v":0},{"$f":"(FH8019*Vypocet!$D$24)/$FH$2","v":0},{"$f":"(FI8019*Vypocet!$D$24)/$FI$2","v":0},{"$f":"(FJ8019*Vypocet!$D$24)/$FJ$2","v":0},{"$f":"(FK8019*Vypocet!$D$24)/$FK$2","v":0},{"$f":"(FL8019*Vypocet!$D$24)/$FL$2","v":0},{"$f":"(FM8019*Vypocet!$D$24)/$FM$2","v":0},{"$f":"(FN8019*Vypocet!$D$24)/$FN$2","v":0},{"$f":"(FO8019*Vypocet!$D$24)/$FO$2","v":0},{"$f":"(VLOOKUP(A8019,Voda!$B$3:$AC$15,TDDData!C8019+4,0)*4180*(VLOOKUP(A8019,Voda!$B$3:$AC$15,4,0)-VLOOKUP(A8019,Voda!$B$3:$AC$15,3,0)))/3600000","v":0},0,{"$f":"IF(U8019=0,0,IF(Z8019>0,IF(Z8019/1000<U8019,IF(Z8019/1000<=Vypocet!$D$15,IF(U8019<Vypocet!$D$15,U8019-Z8019/1000,Vypocet!$D$15-Z8019/1000),Vypocet!$D$15),0),IF(U8019>Vypocet!$D$15,Vypocet!$D$15,U8019)))","v":0},0,{"$f":"HLOOKUP(Vypocet!$D$11,TDDData!$E:$S,2+TDDData!D8019,0)","v":{"$error":"#N/A"}},0,0,{"$error":"#N/A"},{"$error":"#N/A"},{"$f":"IF(AA8019<0,IF(AC8018>-AA8019,AC8018+AA8019,0),IF(AA8019+AC8018<=Vypocet!$D$18,AA8019+AC8018,Vypocet!$D$18))","v":{"$error":"#N/A"}},{"$error":"#N/A"},{"$f":"IF(AND(AC8019<AC8018,AC8019<>0),AE8018,IF(OR(AND(AC8018=0,AA8019<0),AC8018<-AA8019),IF(AC8018=0,IF(AE8018>-AA8019,AE8018+AA8019,0),IF(AC8018+AE8018>-AA8019,AC8018+AE8018+AA8019,0)),IF(AC8018=Vypocet!$D$18,AE8018+AA8019,AE8018+AA8019-AC8019+AC8018)))","v":{"$error":"#N/A"}},{"$error":"#N/A"},{"$error":"#N/A"},{"$f":"SUM($AF$3:AF8019)","v":{"$error":"#N/A"}},{"$error":"#N/A"},{"$error":"#N/A"},{"$error":"#N/A"},{"$f":"SUM($AJ$3:AJ8019)","v":{"$error":"#N/A"}},{"$error":"#N/A"},{"$error":"#N/A"},{"$error":"#N/A"},{"$f":"IF(AN8019<0,IF(AP8018>-AN8019,AP8018+AN8019,0),IF(AN8019+AP8018<=Vypocet!$D$18,AN8019+AP8018,Vypocet!$D$18))","v":{"$error":"#N/A"}},{"$error":"#N/A"},{"$f":"IF(AND(AP8019<AP8018,AP8019<>0),AR8018,IF(OR(AND(AP8018=0,AN8019<0),AP8018<-AN8019),IF(AP8018=0,IF(AR8018>-AN8019,AR8018+AN8019,0),IF(AP8018+AR8018>-AN8019,AP8018+AR8018+AN8019,0)),IF(AP8018=Vypocet!$D$18,AR8018+AN8019,AR8018+AN8019-AP8019+AP8018)))","v":{"$error":"#N/A"}},{"$error":"#N/A"},{"$error":"#N/A"},{"$f":"SUM($AS$3:AS8019)","v":{"$error":"#N/A"}},{"$error":"#N/A"},{"$error":"#N/A"},{"$error":"#N/A"},{"$f":"SUM($AW$3:AW8019)","v":{"$error":"#N/A"}},{"$f":"IF(V8019=0,IF(U8019=0,IF(AZ8018+Z8019/1000>Vypocet!$D$18,Vypocet!$D$18,AZ8018+Z8019/1000),IF(Z8019/1000+AZ8018-U8019>Vypocet!$D$18,Vypocet!$D$18,Z8019/1000+AZ8018-U8019)),IF(AZ8018=0,0,IF(AZ8018>V8019,AZ8018-V8019,0)))","v":0},0,null,null,null,null,null,null,null,null,null,null,null,null,null,null,null,null,null,null,null,null,null,null,null,null,null,null,null,null,null,null,null,null,null,null,null,null,null,null,null,null,null,null,null,null,null,null,null,null,null,null,null,null,null,null,null,null,null,null,null,null,null,null,null,null,null,null,null,null,null,null,null,null,null,null,null,null,null,null,null,null,null,null,null,null,null,null,null,null,null,null,null,null,null,null,null,null,null,null,null,null,null,null,null,0.35196,0.55181000000000002,0.51268000000000002,0.29558000000000001,0.31062000000000001,0.33539000000000002,0.52281,0.37193999999999999,0.47036,0.58096000000000003,0.34620000000000001,0.52519000000000005,0.50602000000000003,0.55418000000000001,1]
[12,44168,1,8064,{"$f":"(FA8066*Vypocet!$D$24)/$FA$2","v":0},{"$f":"(FB8066*Vypocet!$D$24)/$FB$2","v":0},{"$f":"(FC8066*Vypocet!$D$24)/$FC$2","v":0},{"$f":"(FD8066*Vypocet!$D$24)/$FD$2","v":0},{"$f":"(FE8066*Vypocet!$D$24)/$FE$2","v":0},{"$f":"(FF8066*Vypocet!$D$24)/$FF$2","v":0},{"$f":"(FG8066*Vypocet!$D$24)/$FG$2","v":0},{"$f":"(FH8066*Vypocet!$D$24)/$FH$2","v":0},{"$f":"(FI8066*Vypocet!$D$24)/$FI$2","v":0},{"$f":"(FJ8066*Vypocet!$D$24)/$FJ$2","v":0},{"$f":"(FK8066*Vypocet!$D$24)/$FK$2","v":0},{"$f":"(FL8066*Vypocet!$D$24)/$FL$2","v":0},{"$f":"(FM8066*Vypocet!$D$24)/$FM$2","v":0},{"$f":"(FN8066*Vypocet!$D$24)/$FN$2","v":0},{"$f":"(FO8066*Vypocet!$D$24)/$FO$2","v":0},{"$f":"(VLOOKUP(A8066,Voda!$B$3:$AC$15,TDDData!C8066+4,0)*4180*(VLOOKUP(A8066,Voda!$B$3:$AC$15,4,0)-VLOOKUP(A8066,Voda!$B$3:$AC$15,3,0)))/3600000","v":0},0,{"$f":"IF(U8066=0,0,IF(Z8066>0,IF(Z8066/1000<U8066,IF(Z8066/1000<=Vypocet!$D$15,IF(U8066<Vypocet!$D$15,U8066-Z8066/1000,Vypocet!$D$15-Z8066/1000),Vypocet!$D$15),0),IF(U8066>Vypocet!$D$15,Vypocet!$D$15,U8066)))","v":0},0,{"$f":"HLOOKUP(Vypocet!$D$11,TDDData!$E:$S,2+TDDData!D8066,0)","v":{"$error":"#N/A"}},0,0,{"$error":"#N/A"},{"$error":"#N/A"},{"$f":"IF(AA8066<0,IF(AC8065>-AA8066,AC8065+AA8066,0),IF(AA8066+AC8065<=Vypocet!$D$18,AA8066+AC8065,Vypocet!$D$18))","v":{"$error":"#N/A"}},{"$error":"#N/A"},{"$f":"IF(AND(AC8066<AC8065,AC8066<>0),AE8065,IF(OR(AND(AC8065=0,AA8066<0),AC8065<-AA8066),IF(AC8065=0,IF(AE8065>-AA8066,AE8065+AA8066,0),IF(AC8065+AE8065>-AA8066,AC8065+AE8065+AA8066,0)),IF(AC8065=Vypocet!$D$18,AE8065+AA8066,AE8065+AA8066-AC8066+AC8065)))","v":{"$error":"#N/A"}},{"$error":"#N/A"},{"$error":"#N/A"},{"$f":"SUM($AF$3:AF8066)","v":{"$error":"#N/A"}},{"$error":"#N/A"},{"$error":"#N/A"},{"$error":"#N/A"},{"$f":"SUM($AJ$3:AJ8066)","v":{"$error":"#N/A"}},{"$error":"#N/A"},{"$error":"#N/A"},{"$error":"#N/A"},{"$f":"IF(AN8066<0,IF(AP8065>-AN8066,AP8065+AN8066,0),IF(AN8066+AP8065<=Vypocet!$D$18,AN8066+AP8065,Vypocet!$D$18))","v":{"$error":"#N/A"}},{"$error":"#N/A"},{"$f":"IF(AND(AP8066<AP8065,AP8066<>0),AR8065,IF(OR(AND(AP8065=0,AN8066<0),AP8065<-AN8066),IF(AP8065=0,IF(AR8065>-AN8066,AR8065+AN8066,0),IF(AP8065+AR8065>-AN8066,AP8065+AR8065+AN8066,0)),IF(AP8065=Vypocet!$D$18,AR8065+AN8066,AR8065+AN8066-AP8066+AP8065)))","v":{"$error":"#N/A"}},{"$error":"#N/A"},{"$error":"#N/A"},{"$f":"SUM($AS$3:AS8066)","v":{"$error":"#N/A"}},{"$error":"#N/A"},{"$error":"#N/A"},{"$error":"#N/A"},{"$f":"SUM($AW$3:AW8066)","v":{"$error":"#N/A"}},{"$f":"IF(V8066=0,IF(U8066=0,IF(AZ8065+Z8066/1000>Vypocet!$D$18,Vypocet!$D$18,AZ8065+Z8066/1000),IF(Z8066/1000+AZ8065-U8066>Vypocet!$D$18,Vypocet!$D$18,Z8066/1000+AZ8065-U8066)),IF(AZ8065=0,0,IF(AZ8065>V8066,AZ8065-V8066,0)))","v":0},0,null,null,null,null,null,null,null,null,null,null,null,null,null,null,null,null,null,null,null,null,null,null,null,null,null,null,null,null,null,null,null,null,null,null,null,null,null,null,null,null,null,null,null,null,null,null,null,null,null,null,null,null,null,null,null,null,null,null,null,null,null,null,null,null,null,null,null,null,null,null,null,null,null,null,null,null,null,null,null,null,null,null,null,null,null,null,null,null,null,null,null,null,null,null,null,null,null,null,null,null,null,null,null,0.37983,0.53203,0.5121,0.33796999999999999,0.35435,0.36173,0.31087999999999999,0.43110999999999999,0.27836,0.58379999999999999,0.42425000000000002,0.65085000000000004,0.59045999999999998,0.59845000000000004,1]
[12,44169,15,8102,{"$f":"(FA8104*Vypocet!$D$24)/$FA$2","v":0},{"$f":"(FB8104*Vypocet!$D$24)/$FB$2","v":0},{"$f":"(FC8104*Vypocet!$D$24)/$FC$2","v":0},{"$f":"(FD8104*Vypocet!$D$24)/$FD$2","v":0},{"$f":"(FE8104*Vypocet!$D$24)/$FE$2","v":0},{"$f":"(FF8104*Vypocet!$D$24)/$FF$2","v":0},{"$f":"(FG8104*Vypocet!$D$24)/$FG$2","v":0},{"$f":"(FH8104*Vypocet!$D$24)/$FH$2","v":0},{"$f":"(FI8104*Vypocet!$D$24)/$FI$2","v":0},{"$f":"(FJ8104*Vypocet!$D$24)/$FJ$2","v":0},{"$f":"(FK8104*Vypocet!$D$24)/$FK$2","v":0},{"$f":"(FL8104*Vypocet!$D$24)/$FL$2","v":0},{"$f":"(FM8104*Vypocet!$D$24)/$FM$2","v":0},{"$f":"(FN8104*Vypocet!$D$24)/$FN$2","v":0},{"$f":"(FO8104*Vypocet!$D$24)/$FO$2","v":0},{"$f":"(VLOOKUP(A8104,Voda!$B$3:$AC$15,TDDData!C8104+4,0)*4180*(VLOOKUP(A8104,Voda!$B$3:$AC$15,4,0)-VLOOKUP(A8104,Voda!$B$3:$AC$15,3,0)))/3600000","v":0},0,{"$f":"IF(U8104=0,0,IF(Z8104>0,IF(Z8104/1000<U8104,IF(Z8104/1000<=Vypocet!$D$15,IF(U8104<Vypocet!$D$15,U8104-Z8104/1000,Vypocet!$D$15-Z8104/1000),Vypocet!$D$15),0),IF(U8104>Vypocet!$D$15,Vypocet!$D$15,U8104)))","v":0},0,{"$f":"HLOOKUP(Vypocet!$D$11,TDDData!$E:$S,2+TDDData!D8104,0)","v":{"$error":"#N/A"}},72,57.6,{"$error":"#N/A"},{"$error":"#N/A"},{"$f":"IF(AA8104<0,IF(AC8103>-AA8104,AC8103+AA8104,0),IF(AA8104+AC8103<=Vypocet!$D$18,AA8104+AC8103,Vypocet!$D$18))","v":{"$error":"#N/A"}},{"$error":"#N/A"},{"$f":"IF(AND(AC8104<AC8103,AC8104<>0),AE8103,IF(OR(AND(AC8103=0,AA8104<0),AC8103<-AA8104),IF(AC8103=0,IF(AE8103>-AA8104,AE8103+AA8104,0),IF(AC8103+AE8103>-AA8104,AC8103+AE8103+AA8104,0)),IF(AC8103=Vypocet!$D$18,AE8103+AA8104,AE8103+AA8104-AC8104+AC8103)))","v":{"$error":"#N/A"}},{"$error":"#N/A"},{"$error":"#N/A"},{"$f":"SUM($AF$3:AF8104)","v":{"$error":"#N/A"}},{"$error":"#N/A"},{"$error":"#N/A"},{"$error":"#N/A"},{"$f":"SUM($AJ$3:AJ8104)","v":{"$error":"#N/A"}},{"$error":"#N/A"},{"$error":"#N/A"},{"$error":"#N/A"},{"$f":"IF(AN8104<0,IF(AP8103>-AN8104,AP8103+AN8104,0),IF(AN8104+AP8103<=Vypocet!$D$18,AN8104+AP8103,Vypocet!$D$18))","v":{"$error":"#N/A"}},{"$error":"#N/A"},{"$f":"IF(AND(AP8104<AP8103,AP8104<>0),AR8103,IF(OR(AND(AP8103=0,AN8104<0),AP8103<-AN8104),IF(AP8103=0,IF(AR8103>-AN8104,AR8103+AN8104,0),IF(AP8103+AR8103>-AN8104,AP8103+AR8103+AN8104,0)),IF(AP8103=Vypocet!$D$18,AR8103+AN8104,AR8103+AN8104-AP8104+AP8103)))","v":{"$error":"#N/A"}},{"$error":"#N/A"},{"$error":"#N/A"},{"$f":"SUM($AS$3:AS8104)","v":{"$error":"#N/A"}},{"$error":"#N/A"},{"$error":"#N/A"},{"$error":"#N/A"},{"$f":"SUM($AW$3:AW8104)","v":{"$error":"#N/A"}},{"$f":"IF(V8104=0,IF(U8104=0,IF(AZ8103+Z8104/1000>Vypocet!$D$18,Vypocet!$D$18,AZ8103+Z8104/1000),IF(Z8104/1000+AZ8103-U8104>Vypocet!$D$18,Vypocet!$D$18,Z8104/1000+AZ8103-U8104)),IF(AZ8103=0,0,IF(AZ8103>V8104,AZ8103-V8104,0)))","v":0},0,null,null,null,null,null,null,null,null,null,null,null,null,null,null,null,null,null,null,null,null,null,null,null,null,null,null,null,null,null,null,null,null,null,null,null,null,null,null,null,null,null,null,null,null,null,null,null,null,null,null,null,null,null,null,null,null,null,null,null,null,null,null,null,null,null,null,null,null,null,null,null,null,null,null,null,null,null,null,null,null,null,null,null,null,null,null,null,null,null,null,null,null,null,null,null,null,null,null,null,null,null,null,null,0.85519999999999996,0.91132999999999997,0.79913000000000001,0.42856,0.66166999999999998,0.55325000000000002,0.43330999999999997,0.42801,0.38617000000000001,0.55054000000000003,0.48992000000000002,0.46037,0.66969000000000001,0.64478000000000002,0]
[12,44170,8,8119,{"$f":"(FA8121*Vypocet!$D$24)/$FA$2","v":0},{"$f":"(FB8121*Vypocet!$D$24)/$FB$2","v":0},{"$f":"(FC8121*Vypocet!$D$24)/$FC$2","v":0},{"$f":"(FD8121*Vypocet!$D$24)/$FD$2","v":0},{"$f":"(FE8121*Vypocet!$D$24)/$FE$2","v":0},{"$f":"(FF8121*Vypocet!$D$24)/$FF$2","v":0},{"$f":"(FG8121*Vypocet!$D$24)/$FG$2","v":0},{"$f":"(FH8121*Vypocet!$D$24)/$FH$2","v":0},{"$f":"(FI8121*Vypocet!$D$24)/$FI$2","v":0},{"$f":"(FJ8121*Vypocet!$D$24)/$FJ$2","v":0},{"$f":"(FK8121*Vypocet!$D$24)/$FK$2","v":0},{"$f":"(FL8121*Vypocet!$D$24)/$FL$2","v":0},{"$f":"(FM8121*Vypocet!$D$24)/$FM$2","v":0},{"$f":"(FN8121*Vypocet!$D$24)/$FN$2","v":0},{"$f":"(FO8121*Vypocet!$D$24)/$FO$2","v":0},{"$f":"(VLOOKUP(A8121,Voda!$B$3:$AC$15,TDDData!C8121+4,0)*4180*(VLOOKUP(A8121,Voda!$B$3:$AC$15,4,0)-VLOOKUP(A8121,Voda!$B$3:$AC$15,3,0)))/3600000","v":0},0,{"$f":"IF(U8121=0,0,IF(Z8121>0,IF(Z8121/1000<U8121,IF(Z8121/1000<=Vypocet!$D$15,IF(U8121<Vypocet!$D$15,U8121-Z8121/1000,Vypocet!$D$15-Z8121/1000),Vypocet!$D$15),0),IF(U8121>Vypocet!$D$15,Vypocet!$D$15,U8121)))","v":0},0,{"$f":"HLOOKUP(Vypocet!$D$11,TDDData!$E:$S,2+TDDData!D8121,0)","v":{"$error":"#N/A"}},0,0,{"$error":"#N/A"},{"$error":"#N/A"},{"$f":"IF(AA8121<0,IF(AC8120>-AA8121,AC8120+AA8121,0),IF(AA8121+AC8120<=Vypocet!$D$18,AA8121+AC8120,Vypocet!$D$18))","v":{"$error":"#N/A"}},{"$error":"#N/A"},{"$f":"IF(AND(AC8121<AC8120,AC8121<>0),AE8120,IF(OR(AND(AC8120=0,AA8121<0),AC8120<-AA8121),IF(AC8120=0,IF(AE8120>-AA8121,AE8120+AA8121,0),IF(AC8120+AE8120>-AA8121,AC8120+AE8120+AA8121,0)),IF(AC8120=Vypocet!$D$18,AE8120+AA8121,AE8120+AA8121-AC8121+AC8120)))","v":{"$error":"#N/A"}},{"$error":"#N/A"},{"$error":"#N/A"},{"$f":"SUM($AF$3:AF8121)","v":{"$error":"#N/A"}},{"$error":"#N/A"},{"$error":"#N/A"},{"$error":"#N/A"},{"$f":"SUM($AJ$3:AJ8121)","v":{"$error":"#N/A"}},{"$error":"#N/A"},{"$error":"#N/A"},{"$error":"#N/A"},{"$f":"IF(AN8121<0,IF(AP8120>-AN8121,AP8120+AN8121,0),IF(AN8121+AP8120<=Vypocet!$D$18,AN8121+AP8120,Vypocet!$D$18))","v":{"$error":"#N/A"}},{"$error":"#N/A"},{"$f":"IF(AND(AP8121<AP8120,AP8121<>0),AR8120,IF(OR(AND(AP8120=0,AN8121<0),AP8120<-AN8121),IF(AP8120=0,IF(AR8120>-AN8121,AR8120+AN8121,0),IF(AP8120+AR8120>-AN8121,AP8120+AR8120+AN8121,0)),IF(AP8120=Vypocet!$D$18,AR8120+AN8121,AR8120+AN8121-AP8121+AP8120)))","v":{"$error":"#N/A"}},{"$error":"#N/A"},{"$error":"#N/A"},{"$f":"SUM($AS$3:AS8121)","v":{"$error":"#N/A"}},{"$error":"#N/A"},{"$error":"#N/A"},{"$error":"#N/A"},{"$f":"SUM($AW$3:AW8121)","v":{"$error":"#N/A"}},{"$f":"IF(V8121=0,IF(U8121=0,IF(AZ8120+Z8121/1000>Vypocet!$D$18,Vypocet!$D$18,AZ8120+Z8121/1000),IF(Z8121/1000+AZ8120-U8121>Vypocet!$D$18,Vypocet!$D$18,Z8121/1000+AZ8120-U8121)),IF(AZ8120=0,0,IF(AZ8120>V8121,AZ8120-V8121,0)))","v":0},0,null,null,null,null,null,null,null,null,null,null,null,null,null,null,null,null,null,null,null,null,null,null,null,null,null,null,null,null,null,null,null,null,null,null,null,null,null,null,null,null,null,null,null,null,null,null,null,null,null,null,null,null,null,null,null,null,null,null,null,null,null,null,null,null,null,null,null,null,null,null,null,null,null,null,null,null,null,null,null,null,null,null,null,null,null,null,null,null,null,null,null,null,null,null,null,null,null,null,null,null,null,null,null,0.57159000000000004,0.64276,0.66720999999999997,0.37431999999999999,0.31536999999999998,0.28620000000000001,0.34472999999999998,0.27510000000000001,0.34514,0.37774000000000002,0.33359,0.25446999999999997,0.44058999999999998,0.70486000000000004,1]
[12,44172,11,8170,{"$f":"(FA8172*Vypocet!$D$24)/$FA$2","v":0},{"$f":"(FB8172*Vypocet!$D$24)/$FB$2","v":0},{"$f":"(FC8172*Vypocet!$D$24)/$FC$2","v":0},{"$f":"(FD8172*Vypocet!$D$24)/$FD$2","v":0},{"$f":"(FE8172*Vypocet!$D$24)/$FE$2","v":0},{"$f":"(FF8172*Vypocet!$D$24)/$FF$2","v":0},{"$f":"(FG8172*Vypocet!$D$24)/$FG$2","v":0},{"$f":"(FH8172*Vypocet!$D$24)/$FH$2","v":0},{"$f":"(FI8172*Vypocet!$D$24)/$FI$2","v":0},{"$f":"(FJ8172*Vypocet!$D$24)/$FJ$2","v":0},{"$f":"(FK8172*Vypocet!$D$24)/$FK$2","v":0},{"$f":"(FL8172*Vypocet!$D$24)/$FL$2","v":0},{"$f":"(FM8172*Vypocet!$D$24)/$FM$2","v":0},{"$f":"(FN8172*Vypocet!$D$24)/$FN$2","v":0},{"$f":"(FO8172*Vypocet!$D$24)/$FO$2","v":0},{"$f":"(VLOOKUP(A8172,Voda!$B$3:$AC$15,TDDData!C8172+4,0)*4180*(VLOOKUP(A8172,Voda!$B$3:$AC$15,4,0)-VLOOKUP(A8172,Voda!$B$3:$AC$15,3,0)))/3600000","v":0},0,{"$f":"IF(U8172=0,0,IF(Z8172>0,IF(Z8172/1000<U8172,IF(Z8172/1000<=Vypocet!$D$15,IF(U8172<Vypocet!$D$15,U8172-Z8172/1000,Vypocet!$D$15-Z8172/1000),Vypocet!$D$15),0),IF(U8172>Vypocet!$D$15,Vypocet!$D$15,U8172)))","v":0},0,{"$f":"HLOOKUP(Vypocet!$D$11,TDDData!$E:$S,2+TDDData!D8172,0)","v":{"$error":"#N/A"}},153.52000000000001,122.81600000000002,{"$error":"#N/A"},{"$error":"#N/A"},{"$f":"IF(AA8172<0,IF(AC8171>-AA8172,AC8171+AA8172,0),IF(AA8172+AC8171<=Vypocet!$D$18,AA8172+AC8171,Vypocet!$D$18))","v":{"$error":"#N/A"}},{"$error":"#N/A"},{"$f":"IF(AND(AC8172<AC8171,AC8172<>0),AE8171,IF(OR(AND(AC8171=0,AA8172<0),AC8171<-AA8172),IF(AC8171=0,IF(AE8171>-AA8172,AE8171+AA8172,0),IF(AC8171+AE8171>-AA8172,AC8171+AE8171+AA8172,0)),IF(AC8171=Vypocet!$D$18,AE8171+AA8172,AE8171+AA8172-AC8172+AC8171)))","v":{"$error":"#N/A"}},{"$error":"#N/A"},{"$error":"#N/A"},{"$f":"SUM($AF$3:AF8172)","v":{"$error":"#N/A"}},{"$error":"#N/A"},{"$error":"#N/A"},{"$error":"#N/A"},{"$f":"SUM($AJ$3:AJ8172)","v":{"$error":"#N/A"}},{"$error":"#N/A"},{"$error":"#N/A"},{"$error":"#N/A"},{"$f":"IF(AN8172<0,IF(AP8171>-AN8172,AP8171+AN8172,0),IF(AN8172+AP8171<=Vypocet!$D$18,AN8172+AP8171,Vypocet!$D$18))","v":{"$error":"#N/A"}},{"$error":"#N/A"},{"$f":"IF(AND(AP8172<AP8171,AP8172<>0),AR8171,IF(OR(AND(AP8171=0,AN8172<0),AP8171<-AN8172),IF(AP8171=0,IF(AR8171>-AN8172,AR8171+AN8172,0),IF(AP8171+AR8171>-AN8172,AP8171+AR8171+AN8172,0)),IF(AP8171=Vypocet!$D$18,AR8171+AN8172,AR8171+AN8172-AP8172+AP8171)))","v":{"$error":"#N/A"}},{"$error":"#N/A"},{"$error":"#N/A"},{"$f":"SUM($AS$3:AS8172)","v":{"$error":"#N/A"}},{"$error":"#N/A"},{"$error":"#N/A"},{"$error":"#N/A"},{"$f":"SUM($AW$3:AW8172)","v":{"$error":"#N/A"}},{"$f":"IF(V8172=0,IF(U8172=0,IF(AZ8171+Z8172/1000>Vypocet!$D$18,Vypocet!$D$18,AZ8171+Z8172/1000),IF(Z8172/1000+AZ8171-U8172>Vypocet!$D$18,Vypocet!$D$18,Z8172/1000+AZ8171-U8172)),IF(AZ8171=0,0,IF(AZ8171>V8172,AZ8171-V8172,0)))","v":0},0,null,null,null,null,null,null,null,null,null,null,null,null,null,null,null,null,null,null,null,null,null,null,null,null,null,null,null,null,null,null,null,null,null,null,null,null,null,null,null,null,null,null,null,null,null,null,null,null,null,null,null,null,null,null,null,null,null,null,null,null,null,null,null,null,null,null,null,null,null,null,null,null,null,null,null,null,null,null,null,null,null,null,null,null,null,null,null,null,null,null,null,null,null,null,null,null,null,null,null,null,null,null,null,0.52436000000000005,0.48480000000000001,0.58765000000000001,0.72062999999999999,0.51222000000000001,0.49996000000000002,0.39948,0.42819000000000002,0.58447000000000005,0.42976999999999999,0.55081999999999998,0.52749999999999997,0.57369999999999999,0.84587000000000001,0]
[12,44173,22,8205,{"$f":"(FA8207*Vypocet!$D$24)/$FA$2","v":0},{"$f":"(FB8207*Vypocet!$D$24)/$FB$2","v":0},{"$f":"(FC8207*Vypocet!$D$24)/$FC$2","v":0},{"$f":"(FD8207*Vypocet!$D$24)/$FD$2","v":0},{"$f":"(FE8207*Vypocet!$D$24)/$FE$2","v":0},{"$f":"(FF8207*Vypocet!$D$24)/$FF$2","v":0},{"$f":"(FG8207*Vypocet!$D$24)/$FG$2","v":0},{"$f":"(FH8207*Vypocet!$D$24)/$FH$2","v":0},{"$f":"(FI8207*Vypocet!$D$24)/$FI$2","v":0},{"$f":"(FJ8207*Vypocet!$D$24)/$FJ$2","v":0},{"$f":"(FK8207*Vypocet!$D$24)/$FK$2","v":0},{"$f":"(FL8207*Vypocet!$D$24)/$FL$2","v":0},{"$f":"(FM8207*Vypocet!$D$24)/$FM$2","v":0},{"$f":"(FN8207*Vypocet!$D$24)/$FN$2","v":0},{"$f":"(FO8207*Vypocet!$D$24)/$FO$2","v":0},{"$f":"(VLOOKUP(A8207,Voda!$B$3:$AC$15,TDDData!C8207+4,0)*4180*(VLOOKUP(A8207,Voda!$B$3:$AC$15,4,0)-VLOOKUP(A8207,Voda!$B$3:$AC$15,3,0)))/3600000","v":0},0,{"$f":"IF(U8207=0,0,IF(Z8207>0,IF(Z8207/1000<U8207,IF(Z8207/1000<=Vypocet!$D$15,IF(U8207<Vypocet!$D$15,U8207-Z8207/1000,Vypocet!$D$15-Z8207/1000),Vypocet!$D$15),0),IF(U8207>Vypocet!$D$15,Vypocet!$D$15,U8207)))","v":0},0,{"$f":"HLOOKUP(Vypocet!$D$11,TDDData!$E:$S,2+TDDData!D8207,0)","v":{"$error":"#N/A"}},0,0,{"$error":"#N/A"},{"$error":"#N/A"},{"$f":"IF(AA8207<0,IF(AC8206>-AA8207,AC8206+AA8207,0),IF(AA8207+AC8206<=Vypocet!$D$18,AA8207+AC8206,Vypocet!$D$18))","v":{"$error":"#N/A"}},{"$error":"#N/A"},{"$f":"IF(AND(AC8207<AC8206,AC8207<>0),AE8206,IF(OR(AND(AC8206=0,AA8207<0),AC8206<-AA8207),IF(AC8206=0,IF(AE8206>-AA8207,AE8206+AA8207,0),IF(AC8206+AE8206>-AA8207,AC8206+AE8206+AA8207,0)),IF(AC8206=Vypocet!$D$18,AE8206+AA8207,AE8206+AA8207-AC8207+AC8206)))","v":{"$error":"#N/A"}},{"$error":"#N/A"},{"$error":"#N/A"},{"$f":"SUM($AF$3:AF8207)","v":{"$error":"#N/A"}},{"$error":"#N/A"},{"$error":"#N/A"},{"$error":"#N/A"},{"$f":"SUM($AJ$3:AJ8207)","v":{"$error":"#N/A"}},{"$error":"#N/A"},{"$error":"#N/A"},{"$error":"#N/A"},{"$f":"IF(AN8207<0,IF(AP8206>-AN8207,AP8206+AN8207,0),IF(AN8207+AP8206<=Vypocet!$D$18,AN8207+AP8206,Vypocet!$D$18))","v":{"$error":"#N/A"}},{"$error":"#N/A"},{"$f":"IF(AND(AP8207<AP8206,AP8207<>0),AR8206,IF(OR(AND(AP8206=0,AN8207<0),AP8206<-AN8207),IF(AP8206=0,IF(AR8206>-AN8207,AR8206+AN8207,0),IF(AP8206+AR8206>-AN8207,AP8206+AR8206+AN8207,0)),IF(AP8206=Vypocet!$D$18,AR8206+AN8207,AR8206+AN8207-AP8207+AP8206)))","v":{"$error":"#N/A"}},{"$error":"#N/A"},{"$error":"#N/A"},{"$f":"SUM($AS$3:AS8207)","v":{"$error":"#N/A"}},{"$error":"#N/A"},{"$error":"#N/A"},{"$error":"#N/A"},{"$f":"SUM($AW$3:AW8207)","v":{"$error":"#N/A"}},{"$f":"IF(V8207=0,IF(U8207=0,IF(AZ8206+Z8207/1000>Vypocet!$D$18,Vypocet!$D$18,AZ8206+Z8207/1000),IF(Z8207/1000+AZ8206-U8207>Vypocet!$D$18,Vypocet!$D$18,Z8207/1000+AZ8206-U8207)),IF(AZ8206=0,0,IF(AZ8206>V8207,AZ8206-V8207,0)))","v":0},0,null,null,null,null,null,null,null,null,null,null,null,null,null,null,null,null,null,null,null,null,null,null,null,null,null,null,null,null,null,null,null,null,null,null,null,null,null,null,null,null,null,null,null,null,null,null,null,null,null,null,null,null,null,null,null,null,null,null,null,null,null,null,null,null,null,null,null,null,null,null,null,null,null,null,null,null,null,null,null,null,null,null,null,null,null,null,null,null,null,null,null,null,null,null,null,null,null,null,null,null,null,null,null,0.57294,0.57518999999999998,0.63249999999999995,0.67340999999999995,0.7903,0.64051000000000002,0.43180000000000002,0.40375,0.48598999999999998,0.41887000000000002,0.41121999999999997,0.47747000000000001,0.61251,0.78678999999999999,1]
[12,44174,15,8222,{"$f":"(FA8224*Vypocet!$D$24)/$FA$2","v":0},{"$f":"(FB8224*Vypocet!$D$24)/$FB$2","v":0},{"$f":"(FC8224*Vypocet!$D$24)/$FC$2","v":0},{"$f":"(FD8224*Vypocet!$D$24)/$FD$2","v":0},{"$f":"(FE8224*Vypocet!$D$24)/$FE$2","v":0},{"$f":"(FF8224*Vypocet!$D$24)/$FF$2","v":0},{"$f":"(FG8224*Vypocet!$D$24)/$FG$2","v":0},{"$f":"(FH8224*Vypocet!$D$24)/$FH$2","v":0},{"$f":"(FI8224*Vypocet!$D$24)/$FI$2","v":0},{"$f":"(FJ8224*Vypocet!$D$24)/$FJ$2","v":0},{"$f":"(FK8224*Vypocet!$D$24)/$FK$2","v":0},{"$f":"(FL8224*Vypocet!$D$24)/$FL$2","v":0},{"$f":"(FM8224*Vypocet!$D$24)/$FM$2","v":0},{"$f":"(FN8224*Vypocet!$D$24)/$FN$2","v":0},{"$f":"(FO8224*Vypocet!$D$24)/$FO$2","v":0},{"$f":"(VLOOKUP(A8224,Voda!$B$3:$AC$15,TDDData!C8224+4,0)*4180*(VLOOKUP(A8224,Voda!$B$3:$AC$15,4,0)-VLOOKUP(A8224,Voda!$B$3:$AC$15,3,0)))/3600000","v":0},0,{"$f":"IF(U8224=0,0,IF(Z8224>0,IF(Z8224/1000<U8224,IF(Z8224/1000<=Vypocet!$D$15,IF(U8224<Vypocet!$D$15,U8224-Z8224/1000,Vypocet!$D$15-Z8224/1000),Vypocet!$D$15),0),IF(U8224>Vypocet!$D$15,Vypocet!$D$15,U8224)))","v":0},0,{"$f":"HLOOKUP(Vypocet!$D$11,TDDData!$E:$S,2+TDDData!D8224,0)","v":{"$error":"#N/A"}},56.18,44.944000000000003,{"$error":"#N/A"},{"$error":"#N/A"},{"$f":"IF(AA8224<0,IF(AC8223>-AA8224,AC8223+AA8224,0),IF(AA8224+AC8223<=Vypocet!$D$18,AA8224+AC8223,Vypocet!$D$18))","v":{"$error":"#N/A"}},{"$error":"#N/A"},{"$f":"IF(AND(AC8224<AC8223,AC8224<>0),AE8223,IF(OR(AND(AC8223=0,AA8224<0),AC8223<-AA8224),IF(AC8223=0,IF(AE8223>-AA8224,AE8223+AA8224,0),IF(AC8223+AE8223>-AA8224,AC8223+AE8223+AA8224,0)),IF(AC8223=Vypocet!$D$18,AE8223+AA8224,AE8223+AA8224-AC8224+AC8223)))","v":{"$error":"#N/A"}},{"$error":"#N/A"},{"$error":"#N/A"},{"$f":"SUM($AF$3:AF8224)","v":{"$error":"#N/A"}},{"$error":"#N/A"},{"$error":"#N/A"},{"$error":"#N/A"},{"$f":"SUM($AJ$3:AJ8224)","v":{"$error":"#N/A"}},{"$error":"#N/A"},{"$error":"#N/A"},{"$error":"#N/A"},{"$f":"IF(AN8224<0,IF(AP8223>-AN8224,AP8223+AN8224,0),IF(AN8224+AP8223<=Vypocet!$D$18,AN8224+AP8223,Vypocet!$D$18))","v":{"$error":"#N/A"}},{"$error":"#N/A"},{"$f":"IF(AND(AP8224<AP8223,AP8224<>0),AR8223,IF(OR(AND(AP8223=0,AN8224<0),AP8223<-AN8224),IF(AP8223=0,IF(AR8223>-AN8224,AR8223+AN8224,0),IF(AP8223+AR8223>-AN8224,AP8223+AR8223+AN8224,0)),IF(AP8223=Vypocet!$D$18,AR8223+AN8224,AR8223+AN8224-AP8224+AP8223)))","v":{"$error":"#N/A"}},{"$error":"#N/A"},{"$error":"#N/A"},{"$f":"SUM($AS$3:AS8224)","v":{"$error":"#N/A"}},{"$error":"#N/A"},{"$error":"#N/A"},{"$error":"#N/A"},{"$f":"SUM($AW$3:AW8224)","v":{"$error":"#N/A"}},{"$f":"IF(V8224=0,IF(U8224=0,IF(AZ8223+Z8224/1000>Vypocet!$D$18,Vypocet!$D$18,AZ8223+Z8224/1000),IF(Z8224/1000+AZ8223-U8224>Vypocet!$D$18,Vypocet!$D$18,Z8224/1000+AZ8223-U8224)),IF(AZ8223=0,0,IF(AZ8223>V8224,AZ8223-V8224,0)))","v":0},0,null,null,null,null,null,null,null,null,null,null,null,null,null,null,null,null,null,null,null,null,null,null,null,null,null,null,null,null,null,null,null,null,null,null,null,null,null,null,null,null,null,null,null,null,null,null,null,null,null,null,null,null,null,null,null,null,null,null,null,null,null,null,null,null,null,null,null,null,null,null,null,null,null,null,null,null,null,null,null,null,null,null,null,null,null,null,null,null,null,null,null,null,null,null,null,null,null,null,null,null,null,null,null,0.91556000000000004,0.94750999999999996,0.84675,0.45716000000000001,0.67961000000000005,0.55267999999999995,0.45416000000000001,0.37413999999999997,0.46805999999999998,0.54308000000000001,0.49725000000000003,0.47677000000000003,0.71469000000000005,0.70833999999999997,0]
[12,44176,2,8257,{"$f":"(FA8259*Vypocet!$D$24)/$FA$2","v":0},{"$f":"(FB8259*Vypocet!$D$24)/$FB$2","v":0},{"$f":"(FC8259*Vypocet!$D$24)/$FC$2","v":0},{"$f":"(FD8259*Vypocet!$D$24)/$FD$2","v":0},{"$f":"(FE8259*Vypocet!$D$24)/$FE$2","v":0},{"$f":"(FF8259*Vypocet!$D$24)/$FF$2","v":0},{"$f":"(FG8259*Vypocet!$D$24)/$FG$2","v":0},{"$f":"(FH8259*Vypocet!$D$24)/$FH$2","v":0},{"$f":"(FI8259*Vypocet!$D$24)/$FI$2","v":0},{"$f":"(FJ8259*Vypocet!$D$24)/$FJ$2","v":0},{"$f":"(FK8259*Vypocet!$D$24)/$FK$2","v":0},{"$f":"(FL8259*Vypocet!$D$24)/$FL$2","v":0},{"$f":"(FM8259*Vypocet!$D$24)/$FM$2","v":0},{"$f":"(FN8259*Vypocet!$D$24)/$FN$2","v":0},{"$f":"(FO8259*Vypocet!$D$24)/$FO$2","v":0},{"$f":"(VLOOKUP(A8259,Voda!$B$3:$AC$15,TDDData!C8259+4,0)*4180*(VLOOKUP(A8259,Voda!$B$3:$AC$15,4,0)-VLOOKUP(A8259,Voda!$B$3:$AC$15,3,0)))/3600000","v":0},0,{"$f":"IF(U8259=0,0,IF(Z8259>0,IF(Z8259/1000<U8259,IF(Z8259/1000<=Vypocet!$D$15,IF(U8259<Vypocet!$D$15,U8259-Z8259/1000,Vypocet!$D$15-Z8259/1000),Vypocet!$D$15),0),IF(U8259>Vypocet!$D$15,Vypocet!$D$15,U8259)))","v":0},0,{"$f":"HLOOKUP(Vypocet!$D$11,TDDData!$E:$S,2+TDDData!D8259,0)","v":{"$error":"#N/A"}},0,{"$f":"Y8259*$BB$2","v":0},{"$error":"#N/A"},{"$f":"IF(AA8259<0,-AA8259,0)","v":{"$error":"#N/A"}},{"$f":"IF(AA8259<0,IF(AC8258>-AA8259,AC8258+AA8259,0),IF(AA8259+AC8258<=Vypocet!$D$18,AA8259+AC8258,Vypocet!$D$18))","v":{"$error":"#N/A"}},{"$error":"#N/A"},{"$f":"IF(AND(AC8259<AC8258,AC8259<>0),AE8258,IF(OR(AND(AC8258=0,AA8259<0),AC8258<-AA8259),IF(AC8258=0,IF(AE8258>-AA8259,AE8258+AA8259,0),IF(AC8258+AE8258>-AA8259,AC8258+AE8258+AA8259,0)),IF(AC8258=Vypocet!$D$18,AE8258+AA8259,AE8258+AA8259-AC8259+AC8258)))","v":{"$error":"#N/A"}},{"$error":"#N/A"},{"$error":"#N/A"},{"$f":"SUM($AF$3:AF8259)","v":{"$error":"#N/A"}},{"$error":"#N/A"},{"$error":"#N/A"},{"$f":"IF(AI8259=0,-AA8259,0)","v":{"$error":"#N/A"}},{"$f":"SUM($AJ$3:AJ8259)","v":{"$error":"#N/A"}},{"$error":"#N/A"},{"$error":"#N/A"},{"$error":"#N/A"},{"$f":"IF(AN8259<0,IF(AP8258>-AN8259,AP8258+AN8259,0),IF(AN8259+AP8258<=Vypocet!$D$18,AN8259+AP8258,Vypocet!$D$18))","v":{"$error":"#N/A"}},{"$error":"#N/A"},{"$f":"IF(AND(AP8259<AP8258,AP8259<>0),AR8258,IF(OR(AND(AP8258=0,AN8259<0),AP8258<-AN8259),IF(AP8258=0,IF(AR8258>-AN8259,AR8258+AN8259,0),IF(AP8258+AR8258>-AN8259,AP8258+AR8258+AN8259,0)),IF(AP8258=Vypocet!$D$18,AR8258+AN8259,AR8258+AN8259-AP8259+AP8258)))","v":{"$error":"#N/A"}},{"$error":"#N/A"},{"$error":"#N/A"},{"$f":"SUM($AS$3:AS8259)","v":{"$error":"#N/A"}},{"$error":"#N/A"},{"$error":"#N/A"},{"$f":"IF(AV8259=0,-AN8259,0)","v":{"$error":"#N/A"}},{"$f":"SUM($AW$3:AW8259)","v":{"$error":"#N/A"}},{"$f":"IF(V8259=0,IF(U8259=0,IF(AZ8258+Z8259/1000>Vypocet!$D$18,Vypocet!$D$18,AZ8258+Z8259/1000),IF(Z8259/1000+AZ8258-U8259>Vypocet!$D$18,Vypocet!$D$18,Z8259/1000+AZ8258-U8259)),IF(AZ8258=0,0,IF(AZ8258>V8259,AZ8258-V8259,0)))","v":0},0,null,null,null,null,null,null,null,null,null,null,null,null,null,null,null,null,null,null,null,null,null,null,null,null,null,null,null,null,null,null,null,null,null,null,null,null,null,null,null,null,null,null,null,null,null,null,null,null,null,null,null,null,null,null,null,null,null,null,null,null,null,null,null,null,null,null,null,null,null,null,null,null,null,null,null,null,null,null,null,null,null,null,null,null,null,null,null,null,null,null,null,null,null,null,null,null,null,null,null,null,null,null,null,0.34958,0.56162000000000001,0.49841000000000002,0.27949000000000002,0.2767,0.39628999999999998,0.51651000000000002,0.41776999999999997,0.42365999999999998,0.55637000000000003,0.33944999999999997,0.46245999999999998,0.50099000000000005,0.54649999999999999,1]
[12,44178,5,8308,{"$f":"(FA8310*Vypocet!$D$24)/$FA$2","v":0},{"$f":"(FB8310*Vypocet!$D$24)/$FB$2","v":0},{"$f":"(FC8310*Vypocet!$D$24)/$FC$2","v":0},{"$f":"(FD8310*Vypocet!$D$24)/$FD$2","v":0},{"$f":"(FE8310*Vypocet!$D$24)/$FE$2","v":0},{"$f":"(FF8310*Vypocet!$D$24)/$FF$2","v":0},{"$f":"(FG8310*Vypocet!$D$24)/$FG$2","v":0},{"$f":"(FH8310*Vypocet!$D$24)/$FH$2","v":0},{"$f":"(FI8310*Vypocet!$D$24)/$FI$2","v":0},{"$f":"(FJ8310*Vypocet!$D$24)/$FJ$2","v":0},{"$f":"(FK8310*Vypocet!$D$24)/$FK$2","v":0},{"$f":"(FL8310*Vypocet!$D$24)/$FL$2","v":0},{"$f":"(FM8310*Vypocet!$D$24)/$FM$2","v":0},{"$f":"(FN8310*Vypocet!$D$24)/$FN$2","v":0},{"$f":"(FO8310*Vypocet!$D$24)/$FO$2","v":0},{"$f":"(VLOOKUP(A8310,Voda!$B$3:$AC$15,TDDData!C8310+4,0)*4180*(VLOOKUP(A8310,Voda!$B$3:$AC$15,4,0)-VLOOKUP(A8310,Voda!$B$3:$AC$15,3,0)))/3600000","v":0},0,{"$f":"IF(U8310=0,0,IF(Z8310>0,IF(Z8310/1000<U8310,IF(Z8310/1000<=Vypocet!$D$15,IF(U8310<Vypocet!$D$15,U8310-Z8310/1000,Vypocet!$D$15-Z8310/1000),Vypocet!$D$15),0),IF(U8310>Vypocet!$D$15,Vypocet!$D$15,U8310)))","v":0},0,{"$f":"HLOOKUP(Vypocet!$D$11,TDDData!$E:$S,2+TDDData!D8310,0)","v":{"$error":"#N/A"}},0,0,{"$error":"#N/A"},{"$error":"#N/A"},{"$f":"IF(AA8310<0,IF(AC8309>-AA8310,AC8309+AA8310,0),IF(AA8310+AC8309<=Vypocet!$D$18,AA8310+AC8309,Vypocet!$D$18))","v":{"$error":"#N/A"}},{"$error":"#N/A"},{"$f":"IF(AND(AC8310<AC8309,AC8310<>0),AE8309,IF(OR(AND(AC8309=0,AA8310<0),AC8309<-AA8310),IF(AC8309=0,IF(AE8309>-AA8310,AE8309+AA8310,0),IF(AC8309+AE8309>-AA8310,AC8309+AE8309+AA8310,0)),IF(AC8309=Vypocet!$D$18,AE8309+AA8310,AE8309+AA8310-AC8310+AC8309)))","v":{"$error":"#N/A"}},{"$error":"#N/A"},{"$error":"#N/A"},{"$f":"SUM($AF$3:AF8310)","v":{"$error":"#N/A"}},{"$error":"#N/A"},{"$error":"#N/A"},{"$error":"#N/A"},{"$f":"SUM($AJ$3:AJ8310)","v":{"$error":"#N/A"}},{"$error":"#N/A"},{"$error":"#N/A"},{"$error":"#N/A"},{"$f":"IF(AN8310<0,IF(AP8309>-AN8310,AP8309+AN8310,0),IF(AN8310+AP8309<=Vypocet!$D$18,AN8310+AP8309,Vypocet!$D$18))","v":{"$error":"#N/A"}},{"$error":"#N/A"},{"$f":"IF(AND(AP8310<AP8309,AP8310<>0),AR8309,IF(OR(AND(AP8309=0,AN8310<0),AP8309<-AN8310),IF(AP8309=0,IF(AR8309>-AN8310,AR8309+AN8310,0),IF(AP8309+AR8309>-AN8310,AP8309+AR8309+AN8310,0)),IF(AP8309=Vypocet!$D$18,AR8309+AN8310,AR8309+AN8310-AP8310+AP8309)))","v":{"$error":"#N/A"}},{"$error":"#N/A"},{"$error":"#N/A"},{"$f":"SUM($AS$3:AS8310)","v":{"$error":"#N/A"}},{"$error":"#N/A"},{"$error":"#N/A"},{"$error":"#N/A"},{"$f":"SUM($AW$3:AW8310)","v":{"$error":"#N/A"}},{"$f":"IF(V8310=0,IF(U8310=0,IF(AZ8309+Z8310/1000>Vypocet!$D$18,Vypocet!$D$18,AZ8309+Z8310/1000),IF(Z8310/1000+AZ8309-U8310>Vypocet!$D$18,Vypocet!$D$18,Z8310/1000+AZ8309-U8310)),IF(AZ8309=0,0,IF(AZ8309>V8310,AZ8309-V8310,0)))","v":0},0,null,null,null,null,null,null,null,null,null,null,null,null,null,null,null,null,null,null,null,null,null,null,null,null,null,null,null,null,null,null,null,null,null,null,null,null,null,null,null,null,null,null,null,null,null,null,null,null,null,null,null,null,null,null,null,null,null,null,null,null,null,null,null,null,null,null,null,null,null,null,null,null,null,null,null,null,null,null,null,null,null,null,null,null,null,null,null,null,null,null,null,null,null,null,null,null,null,null,null,null,null,null,null,0.35899999999999999,0.56769999999999998,0.46161000000000002,0.23605000000000001,0.51705999999999996,0.38118000000000002,0.70570999999999995,0.53637000000000001,0.35038999999999998,0.52132000000000001,0.60687999999999998,0.32704,0.46337,0.52290000000000003,1]
[12,44178,22,8325,{"$f":"(FA8327*Vypocet!$D$24)/$FA$2","v":0},{"$f":"(FB8327*Vypocet!$D$24)/$FB$2","v":0},{"$f":"(FC8327*Vypocet!$D$24)/$FC$2","v":0},{"$f":"(FD8327*Vypocet!$D$24)/$FD$2","v":0},{"$f":"(FE8327*Vypocet!$D$24)/$FE$2","v":0},{"$f":"(FF8327*Vypocet!$D$24)/$FF$2","v":0},{"$f":"(FG8327*Vypocet!$D$24)/$FG$2","v":0},{"$f":"(FH8327*Vypocet!$D$24)/$FH$2","v":0},{"$f":"(FI8327*Vypocet!$D$24)/$FI$2","v":0},{"$f":"(FJ8327*Vypocet!$D$24)/$FJ$2","v":0},{"$f":"(FK8327*Vypocet!$D$24)/$FK$2","v":0},{"$f":"(FL8327*Vypocet!$D$24)/$FL$2","v":0},{"$f":"(FM8327*Vypocet!$D$24)/$FM$2","v":0},{"$f":"(FN8327*Vypocet!$D$24)/$FN$2","v":0},{"$f":"(FO8327*Vypocet!$D$24)/$FO$2","v":0},{"$f":"(VLOOKUP(A8327,Voda!$B$3:$AC$15,TDDData!C8327+4,0)*4180*(VLOOKUP(A8327,Voda!$B$3:$AC$15,4,0)-VLOOKUP(A8327,Voda!$B$3:$AC$15,3,0)))/3600000","v":0},0,{"$f":"IF(U8327=0,0,IF(Z8327>0,IF(Z8327/1000<U8327,IF(Z8327/1000<=Vypocet!$D$15,IF(U8327<Vypocet!$D$15,U8327-Z8327/1000,Vypocet!$D$15-Z8327/1000),Vypocet!$D$15),0),IF(U8327>Vypocet!$D$15,Vypocet!$D$15,U8327)))","v":0},0,{"$f":"HLOOKUP(Vypocet!$D$11,TDDData!$E:$S,2+TDDData!D8327,0)","v":{"$error":"#N/A"}},0,0,{"$error":"#N/A"},{"$error":"#N/A"},{"$f":"IF(AA8327<0,IF(AC8326>-AA8327,AC8326+AA8327,0),IF(AA8327+AC8326<=Vypocet!$D$18,AA8327+AC8326,Vypocet!$D$18))","v":{"$error":"#N/A"}},{"$error":"#N/A"},{"$f":"IF(AND(AC8327<AC8326,AC8327<>0),AE8326,IF(OR(AND(AC8326=0,AA8327<0),AC8326<-AA8327),IF(AC8326=0,IF(AE8326>-AA8327,AE8326+AA8327,0),IF(AC8326+AE8326>-AA8327,AC8326+AE8326+AA8327,0)),IF(AC8326=Vypocet!$D$18,AE8326+AA8327,AE8326+AA8327-AC8327+AC8326)))","v":{"$error":"#N/A"}},{"$error":"#N/A"},{"$error":"#N/A"},{"$f":"SUM($AF$3:AF8327)","v":{"$error":"#N/A"}},{"$error":"#N/A"},{"$error":"#N/A"},{"$error":"#N/A"},{"$f":"SUM($AJ$3:AJ8327)","v":{"$error":"#N/A"}},{"$error":"#N/A"},{"$error":"#N/A"},{"$error":"#N/A"},{"$f":"IF(AN8327<0,IF(AP8326>-AN8327,AP8326+AN8327,0),IF(AN8327+AP8326<=Vypocet!$D$18,AN8327+AP8326,Vypocet!$D$18))","v":{"$error":"#N/A"}},{"$error":"#N/A"},{"$f":"IF(AND(AP8327<AP8326,AP8327<>0),AR8326,IF(OR(AND(AP8326=0,AN8327<0),AP8326<-AN8327),IF(AP8326=0,IF(AR8326>-AN8327,AR8326+AN8327,0),IF(AP8326+AR8326>-AN8327,AP8326+AR8326+AN8327,0)),IF(AP8326=Vypocet!$D$18,AR8326+AN8327,AR8326+AN8327-AP8327+AP8326)))","v":{"$error":"#N/A"}},{"$error":"#N/A"},{"$error":"#N/A"},{"$f":"SUM($AS$3:AS8327)","v":{"$error":"#N/A"}},{"$error":"#N/A"},{"$error":"#N/A"},{"$error":"#N/A"},{"$f":"SUM($AW$3:AW8327)","v":{"$error":"#N/A"}},{"$f":"IF(V8327=0,IF(U8327=0,IF(AZ8326+Z8327/1000>Vypocet!$D$18,Vypocet!$D$18,AZ8326+Z8327/1000),IF(Z8327/1000+AZ8326-U8327>Vypocet!$D$18,Vypocet!$D$18,Z8327/1000+AZ8326-U8327)),IF(AZ8326=0,0,IF(AZ8326>V8327,AZ8326-V8327,0)))","v":0},0,null,null,null,null,null,null,null,null,null,null,null,null,null,null,null,null,null,null,null,null,null,null,null,null,null,null,null,null,null,null,null,null,null,null,null,null,null,null,null,null,null,null,null,null,null,null,null,null,null,null,null,null,null,null,null,null,null,null,null,null,null,null,null,null,null,null,null,null,null,null,null,null,null,null,null,null,null,null,null,null,null,null,null,null,null,null,null,null,null,null,null,null,null,null,null,null,null,null,null,null,null,null,null,0.54607000000000006,0.51493999999999995,0.66261000000000003,0.64681,0.71811999999999998,0.42975999999999998,0.39251000000000003,0.40072000000000002,0.45796999999999999,0.45934000000000003,0.39593,0.44683,0.66991999999999996,0.76919999999999999,1]
[12,44180,9,8360,{"$f":"(FA8362*Vypocet!$D$24)/$FA$2","v":0},{"$f":"(FB8362*Vypocet!$D$24)/$FB$2","v":0},{"$f":"(FC8362*Vypocet!$D$24)/$FC$2","v":0},{"$f":"(FD8362*Vypocet!$D$24)/$FD$2","v":0},{"$f":"(FE8362*Vypocet!$D$24)/$FE$2","v":0},{"$f":"(FF8362*Vypocet!$D$24)/$FF$2","v":0},{"$f":"(FG8362*Vypocet!$D$24)/$FG$2","v":0},{"$f":"(FH8362*Vypocet!$D$24)/$FH$2","v":0},{"$f":"(FI8362*Vypocet!$D$24)/$FI$2","v":0},{"$f":"(FJ8362*Vypocet!$D$24)/$FJ$2","v":0},{"$f":"(FK8362*Vypocet!$D$24)/$FK$2","v":0},{"$f":"(FL8362*Vypocet!$D$24)/$FL$2","v":0},{"$f":"(FM8362*Vypocet!$D$24)/$FM$2","v":0},{"$f":"(FN8362*Vypocet!$D$24)/$FN$2","v":0},{"$f":"(FO8362*Vypocet!$D$24)/$FO$2","v":0},{"$f":"(VLOOKUP(A8362,Voda!$B$3:$AC$15,TDDData!C8362+4,0)*4180*(VLOOKUP(A8362,Voda!$B$3:$AC$15,4,0)-VLOOKUP(A8362,Voda!$B$3:$AC$15,3,0)))/3600000","v":0},0,{"$f":"IF(U8362=0,0,IF(Z8362>0,IF(Z8362/1000<U8362,IF(Z8362/1000<=Vypocet!$D$15,IF(U8362<Vypocet!$D$15,U8362-Z8362/1000,Vypocet!$D$15-Z8362/1000),Vypocet!$D$15),0),IF(U8362>Vypocet!$D$15,Vypocet!$D$15,U8362)))","v":0},0,{"$f":"HLOOKUP(Vypocet!$D$11,TDDData!$E:$S,2+TDDData!D8362,0)","v":{"$error":"#N/A"}},0,0,{"$error":"#N/A"},{"$error":"#N/A"},{"$f":"IF(AA8362<0,IF(AC8361>-AA8362,AC8361+AA8362,0),IF(AA8362+AC8361<=Vypocet!$D$18,AA8362+AC8361,Vypocet!$D$18))","v":{"$error":"#N/A"}},{"$error":"#N/A"},{"$f":"IF(AND(AC8362<AC8361,AC8362<>0),AE8361,IF(OR(AND(AC8361=0,AA8362<0),AC8361<-AA8362),IF(AC8361=0,IF(AE8361>-AA8362,AE8361+AA8362,0),IF(AC8361+AE8361>-AA8362,AC8361+AE8361+AA8362,0)),IF(AC8361=Vypocet!$D$18,AE8361+AA8362,AE8361+AA8362-AC8362+AC8361)))","v":{"$error":"#N/A"}},{"$error":"#N/A"},{"$error":"#N/A"},{"$f":"SUM($AF$3:AF8362)","v":{"$error":"#N/A"}},{"$error":"#N/A"},{"$error":"#N/A"},{"$error":"#N/A"},{"$f":"SUM($AJ$3:AJ8362)","v":{"$error":"#N/A"}},{"$error":"#N/A"},{"$error":"#N/A"},{"$error":"#N/A"},{"$f":"IF(AN8362<0,IF(AP8361>-AN8362,AP8361+AN8362,0),IF(AN8362+AP8361<=Vypocet!$D$18,AN8362+AP8361,Vypocet!$D$18))","v":{"$error":"#N/A"}},{"$error":"#N/A"},{"$f":"IF(AND(AP8362<AP8361,AP8362<>0),AR8361,IF(OR(AND(AP8361=0,AN8362<0),AP8361<-AN8362),IF(AP8361=0,IF(AR8361>-AN8362,AR8361+AN8362,0),IF(AP8361+AR8361>-AN8362,AP8361+AR8361+AN8362,0)),IF(AP8361=Vypocet!$D$18,AR8361+AN8362,AR8361+AN8362-AP8362+AP8361)))","v":{"$error":"#N/A"}},{"$error":"#N/A"},{"$error":"#N/A"},{"$f":"SUM($AS$3:AS8362)","v":{"$error":"#N/A"}},{"$error":"#N/A"},{"$error":"#N/A"},{"$error":"#N/A"},{"$f":"SUM($AW$3:AW8362)","v":{"$error":"#N/A"}},{"$f":"IF(V8362=0,IF(U8362=0,IF(AZ8361+Z8362/1000>Vypocet!$D$18,Vypocet!$D$18,AZ8361+Z8362/1000),IF(Z8362/1000+AZ8361-U8362>Vypocet!$D$18,Vypocet!$D$18,Z8362/1000+AZ8361-U8362)),IF(AZ8361=0,0,IF(AZ8361>V8362,AZ8361-V8362,0)))","v":0},0,null,null,null,null,null,null,null,null,null,null,null,null,null,null,null,null,null,null,null,null,null,null,null,null,null,null,null,null,null,null,null,null,null,null,null,null,null,null,null,null,null,null,null,null,null,null,null,null,null,null,null,null,null,null,null,null,null,null,null,null,null,null,null,null,null,null,null,null,null,null,null,null,null,null,null,null,null,null,null,null,null,null,null,null,null,null,null,null,null,null,null,null,null,null,null,null,null,null,null,null,null,null,null,0.76559999999999995,0.72070999999999996,0.72884000000000004,0.42242000000000002,0.35892000000000002,0.27678000000000003,0.33728000000000002,0.27881,0.33448,0.32178000000000001,0.23477000000000001,0.30110999999999999,0.41866999999999999,0.62411000000000005,0.53332999999999997]
[12,44182,14,8413,{"$f":"(FA8415*Vypocet!$D$24)/$FA$2","v":0},{"$f":"(FB8415*Vypocet!$D$24)/$FB$2","v":0},{"$f":"(FC8415*Vypocet!$D$24)/$FC$2","v":0},{"$f":"(FD8415*Vypocet!$D$24)/$FD$2","v":0},{"$f":"(FE8415*Vypocet!$D$24)/$FE$2","v":0},{"$f":"(FF8415*Vypocet!$D$24)/$FF$2","v":0},{"$f":"(FG8415*Vypocet!$D$24)/$FG$2","v":0},{"$f":"(FH8415*Vypocet!$D$24)/$FH$2","v":0},{"$f":"(FI8415*Vypocet!$D$24)/$FI$2","v":0},{"$f":"(FJ8415*Vypocet!$D$24)/$FJ$2","v":0},{"$f":"(FK8415*Vypocet!$D$24)/$FK$2","v":0},{"$f":"(FL8415*Vypocet!$D$24)/$FL$2","v":0},{"$f":"(FM8415*Vypocet!$D$24)/$FM$2","v":0},{"$f":"(FN8415*Vypocet!$D$24)/$FN$2","v":0},{"$f":"(FO8415*Vypocet!$D$24)/$FO$2","v":0},{"$f":"(VLOOKUP(A8415,Voda!$B$3:$AC$15,TDDData!C8415+4,0)*4180*(VLOOKUP(A8415,Voda!$B$3:$AC$15,4,0)-VLOOKUP(A8415,Voda!$B$3:$AC$15,3,0)))/3600000","v":0},0,{"$f":"IF(U8415=0,0,IF(Z8415>0,IF(Z8415/1000<U8415,IF(Z8415/1000<=Vypocet!$D$15,IF(U8415<Vypocet!$D$15,U8415-Z8415/1000,Vypocet!$D$15-Z8415/1000),Vypocet!$D$15),0),IF(U8415>Vypocet!$D$15,Vypocet!$D$15,U8415)))","v":0},0,{"$f":"HLOOKUP(Vypocet!$D$11,TDDData!$E:$S,2+TDDData!D8415,0)","v":{"$error":"#N/A"}},91.56,73.248000000000005,{"$error":"#N/A"},{"$error":"#N/A"},{"$f":"IF(AA8415<0,IF(AC8414>-AA8415,AC8414+AA8415,0),IF(AA8415+AC8414<=Vypocet!$D$18,AA8415+AC8414,Vypocet!$D$18))","v":{"$error":"#N/A"}},{"$error":"#N/A"},{"$f":"IF(AND(AC8415<AC8414,AC8415<>0),AE8414,IF(OR(AND(AC8414=0,AA8415<0),AC8414<-AA8415),IF(AC8414=0,IF(AE8414>-AA8415,AE8414+AA8415,0),IF(AC8414+AE8414>-AA8415,AC8414+AE8414+AA8415,0)),IF(AC8414=Vypocet!$D$18,AE8414+AA8415,AE8414+AA8415-AC8415+AC8414)))","v":{"$error":"#N/A"}},{"$error":"#N/A"},{"$error":"#N/A"},{"$f":"SUM($AF$3:AF8415)","v":{"$error":"#N/A"}},{"$error":"#N/A"},{"$error":"#N/A"},{"$error":"#N/A"},{"$f":"SUM($AJ$3:AJ8415)","v":{"$error":"#N/A"}},{"$error":"#N/A"},{"$error":"#N/A"},{"$error":"#N/A"},{"$f":"IF(AN8415<0,IF(AP8414>-AN8415,AP8414+AN8415,0),IF(AN8415+AP8414<=Vypocet!$D$18,AN8415+AP8414,Vypocet!$D$18))","v":{"$error":"#N/A"}},{"$error":"#N/A"},{"$f":"IF(AND(AP8415<AP8414,AP8415<>0),AR8414,IF(OR(AND(AP8414=0,AN8415<0),AP8414<-AN8415),IF(AP8414=0,IF(AR8414>-AN8415,AR8414+AN8415,0),IF(AP8414+AR8414>-AN8415,AP8414+AR8414+AN8415,0)),IF(AP8414=Vypocet!$D$18,AR8414+AN8415,AR8414+AN8415-AP8415+AP8414)))","v":{"$error":"#N/A"}},{"$error":"#N/A"},{"$error":"#N/A"},{"$f":"SUM($AS$3:AS8415)","v":{"$error":"#N/A"}},{"$error":"#N/A"},{"$error":"#N/A"},{"$error":"#N/A"},{"$f":"SUM($AW$3:AW8415)","v":{"$error":"#N/A"}},{"$f":"IF(V8415=0,IF(U8415=0,IF(AZ8414+Z8415/1000>Vypocet!$D$18,Vypocet!$D$18,AZ8414+Z8415/1000),IF(Z8415/1000+AZ8414-U8415>Vypocet!$D$18,Vypocet!$D$18,Z8415/1000+AZ8414-U8415)),IF(AZ8414=0,0,IF(AZ8414>V8415,AZ8414-V8415,0)))","v":0},0,null,null,null,null,null,null,null,null,null,null,null,null,null,null,null,null,null,null,null,null,null,null,null,null,null,null,null,null,null,null,null,null,null,null,null,null,null,null,null,null,null,null,null,null,null,null,null,null,null,null,null,null,null,null,null,null,null,null,null,null,null,null,null,null,null,null,null,null,null,null,null,null,null,null,null,null,null,null,null,null,null,null,null,null,null,null,null,null,null,null,null,null,null,null,null,null,null,null,null,null,null,null,null,0.88688,0.85496000000000005,0.89271,0.46683999999999998,0.5161,0.41558,0.34366999999999998,0.26299,0.34356999999999999,0.49186999999999997,0.39527000000000001,0.42132999999999998,0.58735999999999999,0.68022000000000005,0]
[12,44183,22,8445,{"$f":"(FA8447*Vypocet!$D$24)/$FA$2","v":0},{"$f":"(FB8447*Vypocet!$D$24)/$FB$2","v":0},{"$f":"(FC8447*Vypocet!$D$24)/$FC$2","v":0},{"$f":"(FD8447*Vypocet!$D$24)/$FD$2","v":0},{"$f":"(FE8447*Vypocet!$D$24)/$FE$2","v":0},{"$f":"(FF8447*Vypocet!$D$24)/$FF$2","v":0},{"$f":"(FG8447*Vypocet!$D$24)/$FG$2","v":0},{"$f":"(FH8447*Vypocet!$D$24)/$FH$2","v":0},{"$f":"(FI8447*Vypocet!$D$24)/$FI$2","v":0},{"$f":"(FJ8447*Vypocet!$D$24)/$FJ$2","v":0},{"$f":"(FK8447*Vypocet!$D$24)/$FK$2","v":0},{"$f":"(FL8447*Vypocet!$D$24)/$FL$2","v":0},{"$f":"(FM8447*Vypocet!$D$24)/$FM$2","v":0},{"$f":"(FN8447*Vypocet!$D$24)/$FN$2","v":0},{"$f":"(FO8447*Vypocet!$D$24)/$FO$2","v":0},{"$f":"(VLOOKUP(A8447,Voda!$B$3:$AC$15,TDDData!C8447+4,0)*4180*(VLOOKUP(A8447,Voda!$B$3:$AC$15,4,0)-VLOOKUP(A8447,Voda!$B$3:$AC$15,3,0)))/3600000","v":0},0,{"$f":"IF(U8447=0,0,IF(Z8447>0,IF(Z8447/1000<U8447,IF(Z8447/1000<=Vypocet!$D$15,IF(U8447<Vypocet!$D$15,U8447-Z8447/1000,Vypocet!$D$15-Z8447/1000),Vypocet!$D$15),0),IF(U8447>Vypocet!$D$15,Vypocet!$D$15,U8447)))","v":0},0,{"$f":"HLOOKUP(Vypocet!$D$11,TDDData!$E:$S,2+TDDData!D8447,0)","v":{"$error":"#N/A"}},0,0,{"$error":"#N/A"},{"$error":"#N/A"},{"$f":"IF(AA8447<0,IF(AC8446>-AA8447,AC8446+AA8447,0),IF(AA8447+AC8446<=Vypocet!$D$18,AA8447+AC8446,Vypocet!$D$18))","v":{"$error":"#N/A"}},{"$error":"#N/A"},{"$f":"IF(AND(AC8447<AC8446,AC8447<>0),AE8446,IF(OR(AND(AC8446=0,AA8447<0),AC8446<-AA8447),IF(AC8446=0,IF(AE8446>-AA8447,AE8446+AA8447,0),IF(AC8446+AE8446>-AA8447,AC8446+AE8446+AA8447,0)),IF(AC8446=Vypocet!$D$18,AE8446+AA8447,AE8446+AA8447-AC8447+AC8446)))","v":{"$error":"#N/A"}},{"$error":"#N/A"},{"$error":"#N/A"},{"$f":"SUM($AF$3:AF8447)","v":{"$error":"#N/A"}},{"$error":"#N/A"},{"$error":"#N/A"},{"$error":"#N/A"},{"$f":"SUM($AJ$3:AJ8447)","v":{"$error":"#N/A"}},{"$error":"#N/A"},{"$error":"#N/A"},{"$error":"#N/A"},{"$f":"IF(AN8447<0,IF(AP8446>-AN8447,AP8446+AN8447,0),IF(AN8447+AP8446<=Vypocet!$D$18,AN8447+AP8446,Vypocet!$D$18))","v":{"$error":"#N/A"}},{"$error":"#N/A"},{"$f":"IF(AND(AP8447<AP8446,AP8447<>0),AR8446,IF(OR(AND(AP8446=0,AN8447<0),AP8446<-AN8447),IF(AP8446=0,IF(AR8446>-AN8447,AR8446+AN8447,0),IF(AP8446+AR8446>-AN8447,AP8446+AR8446+AN8447,0)),IF(AP8446=Vypocet!$D$18,AR8446+AN8447,AR8446+AN8447-AP8447+AP8446)))","v":{"$error":"#N/A"}},{"$error":"#N/A"},{"$error":"#N/A"},{"$f":"SUM($AS$3:AS8447)","v":{"$error":"#N/A"}},{"$error":"#N/A"},{"$error":"#N/A"},{"$error":"#N/A"},{"$f":"SUM($AW$3:AW8447)","v":{"$error":"#N/A"}},{"$f":"IF(V8447=0,IF(U8447=0,IF(AZ8446+Z8447/1000>Vypocet!$D$18,Vypocet!$D$18,AZ8446+Z8447/1000),IF(Z8447/1000+AZ8446-U8447>Vypocet!$D$18,Vypocet!$D$18,Z8447/1000+AZ8446-U8447)),IF(AZ8446=0,0,IF(AZ8446>V8447,AZ8446-V8447,0)))","v":0},0,null,null,null,null,null,null,null,null,null,null,null,null,null,null,null,null,null,null,null,null,null,null,null,null,null,null,null,null,null,null,null,null,null,null,null,null,null,null,null,null,null,null,null,null,null,null,null,null,null,null,null,null,null,null,null,null,null,null,null,null,null,null,null,null,null,null,null,null,null,null,null,null,null,null,null,null,null,null,null,null,null,null,null,null,null,null,null,null,null,null,null,null,null,null,null,null,null,null,null,null,null,null,null,0.55959999999999999,0.57287999999999994,0.64142999999999994,0.66749999999999998,0.72423000000000004,0.66193000000000002,0.41237000000000001,0.43546000000000001,0.51163999999999998,0.48148000000000002,0.39607999999999999,0.52671000000000001,0.63915,0.78312999999999999,1]
[12,44184,15,8462,{"$f":"(FA8464*Vypocet!$D$24)/$FA$2","v":0},{"$f":"(FB8464*Vypocet!$D$24)/$FB$2","v":0},{"$f":"(FC8464*Vypocet!$D$24)/$FC$2","v":0},{"$f":"(FD8464*Vypocet!$D$24)/$FD$2","v":0},{"$f":"(FE8464*Vypocet!$D$24)/$FE$2","v":0},{"$f":"(FF8464*Vypocet!$D$24)/$FF$2","v":0},{"$f":"(FG8464*Vypocet!$D$24)/$FG$2","v":0},{"$f":"(FH8464*Vypocet!$D$24)/$FH$2","v":0},{"$f":"(FI8464*Vypocet!$D$24)/$FI$2","v":0},{"$f":"(FJ8464*Vypocet!$D$24)/$FJ$2","v":0},{"$f":"(FK8464*Vypocet!$D$24)/$FK$2","v":0},{"$f":"(FL8464*Vypocet!$D$24)/$FL$2","v":0},{"$f":"(FM8464*Vypocet!$D$24)/$FM$2","v":0},{"$f":"(FN8464*Vypocet!$D$24)/$FN$2","v":0},{"$f":"(FO8464*Vypocet!$D$24)/$FO$2","v":0},{"$f":"(VLOOKUP(A8464,Voda!$B$3:$AC$15,TDDData!C8464+4,0)*4180*(VLOOKUP(A8464,Voda!$B$3:$AC$15,4,0)-VLOOKUP(A8464,Voda!$B$3:$AC$15,3,0)))/3600000","v":0},0,{"$f":"IF(U8464=0,0,IF(Z8464>0,IF(Z8464/1000<U8464,IF(Z8464/1000<=Vypocet!$D$15,IF(U8464<Vypocet!$D$15,U8464-Z8464/1000,Vypocet!$D$15-Z8464/1000),Vypocet!$D$15),0),IF(U8464>Vypocet!$D$15,Vypocet!$D$15,U8464)))","v":0},0,{"$f":"HLOOKUP(Vypocet!$D$11,TDDData!$E:$S,2+TDDData!D8464,0)","v":{"$error":"#N/A"}},93.16,74.528000000000006,{"$error":"#N/A"},{"$error":"#N/A"},{"$f":"IF(AA8464<0,IF(AC8463>-AA8464,AC8463+AA8464,0),IF(AA8464+AC8463<=Vypocet!$D$18,AA8464+AC8463,Vypocet!$D$18))","v":{"$error":"#N/A"}},{"$error":"#N/A"},{"$f":"IF(AND(AC8464<AC8463,AC8464<>0),AE8463,IF(OR(AND(AC8463=0,AA8464<0),AC8463<-AA8464),IF(AC8463=0,IF(AE8463>-AA8464,AE8463+AA8464,0),IF(AC8463+AE8463>-AA8464,AC8463+AE8463+AA8464,0)),IF(AC8463=Vypocet!$D$18,AE8463+AA8464,AE8463+AA8464-AC8464+AC8463)))","v":{"$error":"#N/A"}},{"$error":"#N/A"},{"$error":"#N/A"},{"$f":"SUM($AF$3:AF8464)","v":{"$error":"#N/A"}},{"$error":"#N/A"},{"$error":"#N/A"},{"$error":"#N/A"},{"$f":"SUM($AJ$3:AJ8464)","v":{"$error":"#N/A"}},{"$error":"#N/A"},{"$error":"#N/A"},{"$error":"#N/A"},{"$f":"IF(AN8464<0,IF(AP8463>-AN8464,AP8463+AN8464,0),IF(AN8464+AP8463<=Vypocet!$D$18,AN8464+AP8463,Vypocet!$D$18))","v":{"$error":"#N/A"}},{"$error":"#N/A"},{"$f":"IF(AND(AP8464<AP8463,AP8464<>0),AR8463,IF(OR(AND(AP8463=0,AN8464<0),AP8463<-AN8464),IF(AP8463=0,IF(AR8463>-AN8464,AR8463+AN8464,0),IF(AP8463+AR8463>-AN8464,AP8463+AR8463+AN8464,0)),IF(AP8463=Vypocet!$D$18,AR8463+AN8464,AR8463+AN8464-AP8464+AP8463)))","v":{"$error":"#N/A"}},{"$error":"#N/A"},{"$error":"#N/A"},{"$f":"SUM($AS$3:AS8464)","v":{"$error":"#N/A"}},{"$error":"#N/A"},{"$error":"#N/A"},{"$error":"#N/A"},{"$f":"SUM($AW$3:AW8464)","v":{"$error":"#N/A"}},{"$f":"IF(V8464=0,IF(U8464=0,IF(AZ8463+Z8464/1000>Vypocet!$D$18,Vypocet!$D$18,AZ8463+Z8464/1000),IF(Z8464/1000+AZ8463-U8464>Vypocet!$D$18,Vypocet!$D$18,Z8464/1000+AZ8463-U8464)),IF(AZ8463=0,0,IF(AZ8463>V8464,AZ8463-V8464,0)))","v":0},0,null,null,null,null,null,null,null,null,null,null,null,null,null,null,null,null,null,null,null,null,null,null,null,null,null,null,null,null,null,null,null,null,null,null,null,null,null,null,null,null,null,null,null,null,null,null,null,null,null,null,null,null,null,null,null,null,null,null,null,null,null,null,null,null,null,null,null,null,null,null,null,null,null,null,null,null,null,null,null,null,null,null,null,null,null,null,null,null,null,null,null,null,null,null,null,null,null,null,null,null,null,null,null,0.82516999999999996,0.87165000000000004,0.81742999999999999,0.56167999999999996,0.69238999999999995,0.57282,0.47665000000000002,0.47115000000000001,0.50656999999999996,0.65290000000000004,0.52668999999999999,0.51453000000000004,0.76398999999999995,0.74804000000000004,0]
[12,44186,18,8513,{"$f":"(FA8515*Vypocet!$D$24)/$FA$2","v":0},{"$f":"(FB8515*Vypocet!$D$24)/$FB$2","v":0},{"$f":"(FC8515*Vypocet!$D$24)/$FC$2","v":0},{"$f":"(FD8515*Vypocet!$D$24)/$FD$2","v":0},{"$f":"(FE8515*Vypocet!$D$24)/$FE$2","v":0},{"$f":"(FF8515*Vypocet!$D$24)/$FF$2","v":0},{"$f":"(FG8515*Vypocet!$D$24)/$FG$2","v":0},{"$f":"(FH8515*Vypocet!$D$24)/$FH$2","v":0},{"$f":"(FI8515*Vypocet!$D$24)/$FI$2","v":0},{"$f":"(FJ8515*Vypocet!$D$24)/$FJ$2","v":0},{"$f":"(FK8515*Vypocet!$D$24)/$FK$2","v":0},{"$f":"(FL8515*Vypocet!$D$24)/$FL$2","v":0},{"$f":"(FM8515*Vypocet!$D$24)/$FM$2","v":0},{"$f":"(FN8515*Vypocet!$D$24)/$FN$2","v":0},{"$f":"(FO8515*Vypocet!$D$24)/$FO$2","v":0},{"$f":"(VLOOKUP(A8515,Voda!$B$3:$AC$15,TDDData!C8515+4,0)*4180*(VLOOKUP(A8515,Voda!$B$3:$AC$15,4,0)-VLOOKUP(A8515,Voda!$B$3:$AC$15,3,0)))/3600000","v":0},0,{"$f":"IF(U8515=0,0,IF(Z8515>0,IF(Z8515/1000<U8515,IF(Z8515/1000<=Vypocet!$D$15,IF(U8515<Vypocet!$D$15,U8515-Z8515/1000,Vypocet!$D$15-Z8515/1000),Vypocet!$D$15),0),IF(U8515>Vypocet!$D$15,Vypocet!$D$15,U8515)))","v":0},0,{"$f":"HLOOKUP(Vypocet!$D$11,TDDData!$E:$S,2+TDDData!D8515,0)","v":{"$error":"#N/A"}},0,{"$f":"Y8515*$BB$2","v":0},{"$error":"#N/A"},{"$f":"IF(AA8515<0,-AA8515,0)","v":{"$error":"#N/A"}},{"$f":"IF(AA8515<0,IF(AC8514>-AA8515,AC8514+AA8515,0),IF(AA8515+AC8514<=Vypocet!$D$18,AA8515+AC8514,Vypocet!$D$18))","v":{"$error":"#N/A"}},{"$error":"#N/A"},{"$f":"IF(AND(AC8515<AC8514,AC8515<>0),AE8514,IF(OR(AND(AC8514=0,AA8515<0),AC8514<-AA8515),IF(AC8514=0,IF(AE8514>-AA8515,AE8514+AA8515,0),IF(AC8514+AE8514>-AA8515,AC8514+AE8514+AA8515,0)),IF(AC8514=Vypocet!$D$18,AE8514+AA8515,AE8514+AA8515-AC8515+AC8514)))","v":{"$error":"#N/A"}},{"$error":"#N/A"},{"$error":"#N/A"},{"$f":"SUM($AF$3:AF8515)","v":{"$error":"#N/A"}},{"$error":"#N/A"},{"$error":"#N/A"},{"$f":"IF(AI8515=0,-AA8515,0)","v":{"$error":"#N/A"}},{"$f":"SUM($AJ$3:AJ8515)","v":{"$error":"#N/A"}},{"$error":"#N/A"},{"$error":"#N/A"},{"$error":"#N/A"},{"$f":"IF(AN8515<0,IF(AP8514>-AN8515,AP8514+AN8515,0),IF(AN8515+AP8514<=Vypocet!$D$18,AN8515+AP8514,Vypocet!$D$18))","v":{"$error":"#N/A"}},{"$error":"#N/A"},{"$f":"IF(AND(AP8515<AP8514,AP8515<>0),AR8514,IF(OR(AND(AP8514=0,AN8515<0),AP8514<-AN8515),IF(AP8514=0,IF(AR8514>-AN8515,AR8514+AN8515,0),IF(AP8514+AR8514>-AN8515,AP8514+AR8514+AN8515,0)),IF(AP8514=Vypocet!$D$18,AR8514+AN8515,AR8514+AN8515-AP8515+AP8514)))","v":{"$error":"#N/A"}},{"$error":"#N/A"},{"$error":"#N/A"},{"$f":"SUM($AS$3:AS8515)","v":{"$error":"#N/A"}},{"$error":"#N/A"},{"$error":"#N/A"},{"$f":"IF(AV8515=0,-AN8515,0)","v":{"$error":"#N/A"}},{"$f":"SUM($AW$3:AW8515)","v":{"$error":"#N/A"}},{"$f":"IF(V8515=0,IF(U8515=0,IF(AZ8514+Z8515/1000>Vypocet!$D$18,Vypocet!$D$18,AZ8514+Z8515/1000),IF(Z8515/1000+AZ8514-U8515>Vypocet!$D$18,Vypocet!$D$18,Z8515/1000+AZ8514-U8515)),IF(AZ8514=0,0,IF(AZ8514>V8515,AZ8514-V8515,0)))","v":0},0,null,null,null,null,null,null,null,null,null,null,null,null,null,null,null,null,null,null,null,null,null,null,null,null,null,null,null,null,null,null,null,null,null,null,null,null,null,null,null,null,null,null,null,null,null,null,null,null,null,null,null,null,null,null,null,null,null,null,null,null,null,null,null,null,null,null,null,null,null,null,null,null,null,null,null,null,null,null,null,null,null,null,null,null,null,null,null,null,null,null,null,null,null,null,null,null,null,null,null,null,null,null,null,0.53803999999999996,0.54196,0.66876999999999998,0.73121999999999998,0.72058,0.64512000000000003,0.54657,0.86170999999999998,0.95752999999999999,0.75570999999999999,0.81654000000000004,0.82071000000000005,0.81894,0.91532999999999998,0.75]
[12,44188,5,8548,{"$f":"(FA8550*Vypocet!$D$24)/$FA$2","v":0},{"$f":"(FB8550*Vypocet!$D$24)/$FB$2","v":0},{"$f":"(FC8550*Vypocet!$D$24)/$FC$2","v":0},{"$f":"(FD8550*Vypocet!$D$24)/$FD$2","v":0},{"$f":"(FE8550*Vypocet!$D$24)/$FE$2","v":0},{"$f":"(FF8550*Vypocet!$D$24)/$FF$2","v":0},{"$f":"(FG8550*Vypocet!$D$24)/$FG$2","v":0},{"$f":"(FH8550*Vypocet!$D$24)/$FH$2","v":0},{"$f":"(FI8550*Vypocet!$D$24)/$FI$2","v":0},{"$f":"(FJ8550*Vypocet!$D$24)/$FJ$2","v":0},{"$f":"(FK8550*Vypocet!$D$24)/$FK$2","v":0},{"$f":"(FL8550*Vypocet!$D$24)/$FL$2","v":0},{"$f":"(FM8550*Vypocet!$D$24)/$FM$2","v":0},{"$f":"(FN8550*Vypocet!$D$24)/$FN$2","v":0},{"$f":"(FO8550*Vypocet!$D$24)/$FO$2","v":0},{"$f":"(VLOOKUP(A8550,Voda!$B$3:$AC$15,TDDData!C8550+4,0)*4180*(VLOOKUP(A8550,Voda!$B$3:$AC$15,4,0)-VLOOKUP(A8550,Voda!$B$3:$AC$15,3,0)))/3600000","v":0},0,{"$f":"IF(U8550=0,0,IF(Z8550>0,IF(Z8550/1000<U8550,IF(Z8550/1000<=Vypocet!$D$15,IF(U8550<Vypocet!$D$15,U8550-Z8550/1000,Vypocet!$D$15-Z8550/1000),Vypocet!$D$15),0),IF(U8550>Vypocet!$D$15,Vypocet!$D$15,U8550)))","v":0},0,{"$f":"HLOOKUP(Vypocet!$D$11,TDDData!$E:$S,2+TDDData!D8550,0)","v":{"$error":"#N/A"}},0,0,{"$error":"#N/A"},{"$error":"#N/A"},{"$f":"IF(AA8550<0,IF(AC8549>-AA8550,AC8549+AA8550,0),IF(AA8550+AC8549<=Vypocet!$D$18,AA8550+AC8549,Vypocet!$D$18))","v":{"$error":"#N/A"}},{"$error":"#N/A"},{"$f":"IF(AND(AC8550<AC8549,AC8550<>0),AE8549,IF(OR(AND(AC8549=0,AA8550<0),AC8549<-AA8550),IF(AC8549=0,IF(AE8549>-AA8550,AE8549+AA8550,0),IF(AC8549+AE8549>-AA8550,AC8549+AE8549+AA8550,0)),IF(AC8549=Vypocet!$D$18,AE8549+AA8550,AE8549+AA8550-AC8550+AC8549)))","v":{"$error":"#N/A"}},{"$error":"#N/A"},{"$error":"#N/A"},{"$f":"SUM($AF$3:AF8550)","v":{"$error":"#N/A"}},{"$error":"#N/A"},{"$error":"#N/A"},{"$error":"#N/A"},{"$f":"SUM($AJ$3:AJ8550)","v":{"$error":"#N/A"}},{"$error":"#N/A"},{"$error":"#N/A"},{"$error":"#N/A"},{"$f":"IF(AN8550<0,IF(AP8549>-AN8550,AP8549+AN8550,0),IF(AN8550+AP8549<=Vypocet!$D$18,AN8550+AP8549,Vypocet!$D$18))","v":{"$error":"#N/A"}},{"$error":"#N/A"},{"$f":"IF(AND(AP8550<AP8549,AP8550<>0),AR8549,IF(OR(AND(AP8549=0,AN8550<0),AP8549<-AN8550),IF(AP8549=0,IF(AR8549>-AN8550,AR8549+AN8550,0),IF(AP8549+AR8549>-AN8550,AP8549+AR8549+AN8550,0)),IF(AP8549=Vypocet!$D$18,AR8549+AN8550,AR8549+AN8550-AP8550+AP8549)))","v":{"$error":"#N/A"}},{"$error":"#N/A"},{"$error":"#N/A"},{"$f":"SUM($AS$3:AS8550)","v":{"$error":"#N/A"}},{"$error":"#N/A"},{"$error":"#N/A"},{"$error":"#N/A"},{"$f":"SUM($AW$3:AW8550)","v":{"$error":"#N/A"}},{"$f":"IF(V8550=0,IF(U8550=0,IF(AZ8549+Z8550/1000>Vypocet!$D$18,Vypocet!$D$18,AZ8549+Z8550/1000),IF(Z8550/1000+AZ8549-U8550>Vypocet!$D$18,Vypocet!$D$18,Z8550/1000+AZ8549-U8550)),IF(AZ8549=0,0,IF(AZ8549>V8550,AZ8549-V8550,0)))","v":0},0,null,null,null,null,null,null,null,null,null,null,null,null,null,null,null,null,null,null,null,null,null,null,null,null,null,null,null,null,null,null,null,null,null,null,null,null,null,null,null,null,null,null,null,null,null,null,null,null,null,null,null,null,null,null,null,null,null,null,null,null,null,null,null,null,null,null,null,null,null,null,null,null,null,null,null,null,null,null,null,null,null,null,null,null,null,null,null,null,null,null,null,null,null,null,null,null,null,null,null,null,null,null,null,0.33881,0.53586999999999996,0.50122,0.24629999999999999,0.58037000000000005,0.39426,0.43526999999999999,0.41821999999999998,0.38194,0.47227000000000002,0.63231000000000004,0.32705000000000001,0.50017,0.5998,1]
[12,44188,22,8565,{"$f":"(FA8567*Vypocet!$D$24)/$FA$2","v":0},{"$f":"(FB8567*Vypocet!$D$24)/$FB$2","v":0},{"$f":"(FC8567*Vypocet!$D$24)/$FC$2","v":0},{"$f":"(FD8567*Vypocet!$D$24)/$FD$2","v":0},{"$f":"(FE8567*Vypocet!$D$24)/$FE$2","v":0},{"$f":"(FF8567*Vypocet!$D$24)/$FF$2","v":0},{"$f":"(FG8567*Vypocet!$D$24)/$FG$2","v":0},{"$f":"(FH8567*Vypocet!$D$24)/$FH$2","v":0},{"$f":"(FI8567*Vypocet!$D$24)/$FI$2","v":0},{"$f":"(FJ8567*Vypocet!$D$24)/$FJ$2","v":0},{"$f":"(FK8567*Vypocet!$D$24)/$FK$2","v":0},{"$f":"(FL8567*Vypocet!$D$24)/$FL$2","v":0},{"$f":"(FM8567*Vypocet!$D$24)/$FM$2","v":0},{"$f":"(FN8567*Vypocet!$D$24)/$FN$2","v":0},{"$f":"(FO8567*Vypocet!$D$24)/$FO$2","v":0},{"$f":"(VLOOKUP(A8567,Voda!$B$3:$AC$15,TDDData!C8567+4,0)*4180*(VLOOKUP(A8567,Voda!$B$3:$AC$15,4,0)-VLOOKUP(A8567,Voda!$B$3:$AC$15,3,0)))/3600000","v":0},0,{"$f":"IF(U8567=0,0,IF(Z8567>0,IF(Z8567/1000<U8567,IF(Z8567/1000<=Vypocet!$D$15,IF(U8567<Vypocet!$D$15,U8567-Z8567/1000,Vypocet!$D$15-Z8567/1000),Vypocet!$D$15),0),IF(U8567>Vypocet!$D$15,Vypocet!$D$15,U8567)))","v":0},0,{"$f":"HLOOKUP(Vypocet!$D$11,TDDData!$E:$S,2+TDDData!D8567,0)","v":{"$error":"#N/A"}},0,0,{"$error":"#N/A"},{"$error":"#N/A"},{"$f":"IF(AA8567<0,IF(AC8566>-AA8567,AC8566+AA8567,0),IF(AA8567+AC8566<=Vypocet!$D$18,AA8567+AC8566,Vypocet!$D$18))","v":{"$error":"#N/A"}},{"$error":"#N/A"},{"$f":"IF(AND(AC8567<AC8566,AC8567<>0),AE8566,IF(OR(AND(AC8566=0,AA8567<0),AC8566<-AA8567),IF(AC8566=0,IF(AE8566>-AA8567,AE8566+AA8567,0),IF(AC8566+AE8566>-AA8567,AC8566+AE8566+AA8567,0)),IF(AC8566=Vypocet!$D$18,AE8566+AA8567,AE8566+AA8567-AC8567+AC8566)))","v":{"$error":"#N/A"}},{"$error":"#N/A"},{"$error":"#N/A"},{"$f":"SUM($AF$3:AF8567)","v":{"$error":"#N/A"}},{"$error":"#N/A"},{"$error":"#N/A"},{"$error":"#N/A"},{"$f":"SUM($AJ$3:AJ8567)","v":{"$error":"#N/A"}},{"$error":"#N/A"},{"$error":"#N/A"},{"$error":"#N/A"},{"$f":"IF(AN8567<0,IF(AP8566>-AN8567,AP8566+AN8567,0),IF(AN8567+AP8566<=Vypocet!$D$18,AN8567+AP8566,Vypocet!$D$18))","v":{"$error":"#N/A"}},{"$error":"#N/A"},{"$f":"IF(AND(AP8567<AP8566,AP8567<>0),AR8566,IF(OR(AND(AP8566=0,AN8567<0),AP8566<-AN8567),IF(AP8566=0,IF(AR8566>-AN8567,AR8566+AN8567,0),IF(AP8566+AR8566>-AN8567,AP8566+AR8566+AN8567,0)),IF(AP8566=Vypocet!$D$18,AR8566+AN8567,AR8566+AN8567-AP8567+AP8566)))","v":{"$error":"#N/A"}},{"$error":"#N/A"},{"$error":"#N/A"},{"$f":"SUM($AS$3:AS8567)","v":{"$error":"#N/A"}},{"$error":"#N/A"},{"$error":"#N/A"},{"$error":"#N/A"},{"$f":"SUM($AW$3:AW8567)","v":{"$error":"#N/A"}},{"$f":"IF(V8567=0,IF(U8567=0,IF(AZ8566+Z8567/1000>Vypocet!$D$18,Vypocet!$D$18,AZ8566+Z8567/1000),IF(Z8567/1000+AZ8566-U8567>Vypocet!$D$18,Vypocet!$D$18,Z8567/1000+AZ8566-U8567)),IF(AZ8566=0,0,IF(AZ8566>V8567,AZ8566-V8567,0)))","v":0},0,null,null,null,null,null,null,null,null,null,null,null,null,null,null,null,null,null,null,null,null,null,null,null,null,null,null,null,null,null,null,null,null,null,null,null,null,null,null,null,null,null,null,null,null,null,null,null,null,null,null,null,null,null,null,null,null,null,null,null,null,null,null,null,null,null,null,null,null,null,null,null,null,null,null,null,null,null,null,null,null,null,null,null,null,null,null,null,null,null,null,null,null,null,null,null,null,null,null,null,null,null,null,null,0.51063000000000003,0.54386999999999996,0.61017999999999994,0.72226000000000001,0.75026999999999999,0.74051,0.40860999999999997,0.45085999999999998,0.56462999999999997,0.52619000000000005,0.42881999999999998,0.53263000000000005,0.68462999999999996,0.85402,1]
[12,44191,1,8616,{"$f":"(FA8618*Vypocet!$D$24)/$FA$2","v":0},{"$f":"(FB8618*Vypocet!$D$24)/$FB$2","v":0},{"$f":"(FC8618*Vypocet!$D$24)/$FC$2","v":0},{"$f":"(FD8618*Vypocet!$D$24)/$FD$2","v":0},{"$f":"(FE8618*Vypocet!$D$24)/$FE$2","v":0},{"$f":"(FF8618*Vypocet!$D$24)/$FF$2","v":0},{"$f":"(FG8618*Vypocet!$D$24)/$FG$2","v":0},{"$f":"(FH8618*Vypocet!$D$24)/$FH$2","v":0},{"$f":"(FI8618*Vypocet!$D$24)/$FI$2","v":0},{"$f":"(FJ8618*Vypocet!$D$24)/$FJ$2","v":0},{"$f":"(FK8618*Vypocet!$D$24)/$FK$2","v":0},{"$f":"(FL8618*Vypocet!$D$24)/$FL$2","v":0},{"$f":"(FM8618*Vypocet!$D$24)/$FM$2","v":0},{"$f":"(FN8618*Vypocet!$D$24)/$FN$2","v":0},{"$f":"(FO8618*Vypocet!$D$24)/$FO$2","v":0},{"$f":"(VLOOKUP(A8618,Voda!$B$3:$AC$15,TDDData!C8618+4,0)*4180*(VLOOKUP(A8618,Voda!$B$3:$AC$15,4,0)-VLOOKUP(A8618,Voda!$B$3:$AC$15,3,0)))/3600000","v":0},0,{"$f":"IF(U8618=0,0,IF(Z8618>0,IF(Z8618/1000<U8618,IF(Z8618/1000<=Vypocet!$D$15,IF(U8618<Vypocet!$D$15,U8618-Z8618/1000,Vypocet!$D$15-Z8618/1000),Vypocet!$D$15),0),IF(U8618>Vypocet!$D$15,Vypocet!$D$15,U8618)))","v":0},0,{"$f":"HLOOKUP(Vypocet!$D$11,TDDData!$E:$S,2+TDDData!D8618,0)","v":{"$error":"#N/A"}},0,0,{"$error":"#N/A"},{"$error":"#N/A"},{"$f":"IF(AA8618<0,IF(AC8617>-AA8618,AC8617+AA8618,0),IF(AA8618+AC8617<=Vypocet!$D$18,AA8618+AC8617,Vypocet!$D$18))","v":{"$error":"#N/A"}},{"$error":"#N/A"},{"$f":"IF(AND(AC8618<AC8617,AC8618<>0),AE8617,IF(OR(AND(AC8617=0,AA8618<0),AC8617<-AA8618),IF(AC8617=0,IF(AE8617>-AA8618,AE8617+AA8618,0),IF(AC8617+AE8617>-AA8618,AC8617+AE8617+AA8618,0)),IF(AC8617=Vypocet!$D$18,AE8617+AA8618,AE8617+AA8618-AC8618+AC8617)))","v":{"$error":"#N/A"}},{"$error":"#N/A"},{"$error":"#N/A"},{"$f":"SUM($AF$3:AF8618)","v":{"$error":"#N/A"}},{"$error":"#N/A"},{"$error":"#N/A"},{"$error":"#N/A"},{"$f":"SUM($AJ$3:AJ8618)","v":{"$error":"#N/A"}},{"$error":"#N/A"},{"$error":"#N/A"},{"$error":"#N/A"},{"$f":"IF(AN8618<0,IF(AP8617>-AN8618,AP8617+AN8618,0),IF(AN8618+AP8617<=Vypocet!$D$18,AN8618+AP8617,Vypocet!$D$18))","v":{"$error":"#N/A"}},{"$error":"#N/A"},{"$f":"IF(AND(AP8618<AP8617,AP8618<>0),AR8617,IF(OR(AND(AP8617=0,AN8618<0),AP8617<-AN8618),IF(AP8617=0,IF(AR8617>-AN8618,AR8617+AN8618,0),IF(AP8617+AR8617>-AN8618,AP8617+AR8617+AN8618,0)),IF(AP8617=Vypocet!$D$18,AR8617+AN8618,AR8617+AN8618-AP8618+AP8617)))","v":{"$error":"#N/A"}},{"$error":"#N/A"},{"$error":"#N/A"},{"$f":"SUM($AS$3:AS8618)","v":{"$error":"#N/A"}},{"$error":"#N/A"},{"$error":"#N/A"},{"$error":"#N/A"},{"$f":"SUM($AW$3:AW8618)","v":{"$error":"#N/A"}},{"$f":"IF(V8618=0,IF(U8618=0,IF(AZ8617+Z8618/1000>Vypocet!$D$18,Vypocet!$D$18,AZ8617+Z8618/1000),IF(Z8618/1000+AZ8617-U8618>Vypocet!$D$18,Vypocet!$D$18,Z8618/1000+AZ8617-U8618)),IF(AZ8617=0,0,IF(AZ8617>V8618,AZ8617-V8618,0)))","v":0},0,null,null,null,null,null,null,null,null,null,null,null,null,null,null,null,null,null,null,null,null,null,null,null,null,null,null,null,null,null,null,null,null,null,null,null,null,null,null,null,null,null,null,null,null,null,null,null,null,null,null,null,null,null,null,null,null,null,null,null,null,null,null,null,null,null,null,null,null,null,null,null,null,null,null,null,null,null,null,null,null,null,null,null,null,null,null,null,null,null,null,null,null,null,null,null,null,null,null,null,null,null,null,null,0.36756,0.4899,0.47245999999999999,0.45556000000000002,0.54722999999999999,0.61002999999999996,0.34046999999999999,0.48448999999999998,0.42976999999999999,0.50797999999999999,0.55881999999999998,0.63710999999999995,0.64236000000000004,0.70357999999999998,1]
[12,44192,12,8651,{"$f":"(FA8653*Vypocet!$D$24)/$FA$2","v":0},{"$f":"(FB8653*Vypocet!$D$24)/$FB$2","v":0},{"$f":"(FC8653*Vypocet!$D$24)/$FC$2","v":0},{"$f":"(FD8653*Vypocet!$D$24)/$FD$2","v":0},{"$f":"(FE8653*Vypocet!$D$24)/$FE$2","v":0},{"$f":"(FF8653*Vypocet!$D$24)/$FF$2","v":0},{"$f":"(FG8653*Vypocet!$D$24)/$FG$2","v":0},{"$f":"(FH8653*Vypocet!$D$24)/$FH$2","v":0},{"$f":"(FI8653*Vypocet!$D$24)/$FI$2","v":0},{"$f":"(FJ8653*Vypocet!$D$24)/$FJ$2","v":0},{"$f":"(FK8653*Vypocet!$D$24)/$FK$2","v":0},{"$f":"(FL8653*Vypocet!$D$24)/$FL$2","v":0},{"$f":"(FM8653*Vypocet!$D$24)/$FM$2","v":0},{"$f":"(FN8653*Vypocet!$D$24)/$FN$2","v":0},{"$f":"(FO8653*Vypocet!$D$24)/$FO$2","v":0},{"$f":"(VLOOKUP(A8653,Voda!$B$3:$AC$15,TDDData!C8653+4,0)*4180*(VLOOKUP(A8653,Voda!$B$3:$AC$15,4,0)-VLOOKUP(A8653,Voda!$B$3:$AC$15,3,0)))/3600000","v":0},0,{"$f":"IF(U8653=0,0,IF(Z8653>0,IF(Z8653/1000<U8653,IF(Z8653/1000<=Vypocet!$D$15,IF(U8653<Vypocet!$D$15,U8653-Z8653/1000,Vypocet!$D$15-Z8653/1000),Vypocet!$D$15),0),IF(U8653>Vypocet!$D$15,Vypocet!$D$15,U8653)))","v":0},0,{"$f":"HLOOKUP(Vypocet!$D$11,TDDData!$E:$S,2+TDDData!D8653,0)","v":{"$error":"#N/A"}},104.16,83.328000000000003,{"$error":"#N/A"},{"$error":"#N/A"},{"$f":"IF(AA8653<0,IF(AC8652>-AA8653,AC8652+AA8653,0),IF(AA8653+AC8652<=Vypocet!$D$18,AA8653+AC8652,Vypocet!$D$18))","v":{"$error":"#N/A"}},{"$error":"#N/A"},{"$f":"IF(AND(AC8653<AC8652,AC8653<>0),AE8652,IF(OR(AND(AC8652=0,AA8653<0),AC8652<-AA8653),IF(AC8652=0,IF(AE8652>-AA8653,AE8652+AA8653,0),IF(AC8652+AE8652>-AA8653,AC8652+AE8652+AA8653,0)),IF(AC8652=Vypocet!$D$18,AE8652+AA8653,AE8652+AA8653-AC8653+AC8652)))","v":{"$error":"#N/A"}},{"$error":"#N/A"},{"$f":"IF(AE8653+AC8653>-AA8653,0,IF(AND(AE8653=0,AC8653=0),-AA8653,-AA8653-AE8653-AC8653))","v":{"$error":"#N/A"}},{"$f":"SUM($AF$3:AF8653)","v":{"$error":"#N/A"}},{"$error":"#N/A"},{"$error":"#N/A"},{"$error":"#N/A"},{"$f":"SUM($AJ$3:AJ8653)","v":{"$error":"#N/A"}},{"$error":"#N/A"},{"$error":"#N/A"},{"$error":"#N/A"},{"$f":"IF(AN8653<0,IF(AP8652>-AN8653,AP8652+AN8653,0),IF(AN8653+AP8652<=Vypocet!$D$18,AN8653+AP8652,Vypocet!$D$18))","v":{"$error":"#N/A"}},{"$error":"#N/A"},{"$f":"IF(AND(AP8653<AP8652,AP8653<>0),AR8652,IF(OR(AND(AP8652=0,AN8653<0),AP8652<-AN8653),IF(AP8652=0,IF(AR8652>-AN8653,AR8652+AN8653,0),IF(AP8652+AR8652>-AN8653,AP8652+AR8652+AN8653,0)),IF(AP8652=Vypocet!$D$18,AR8652+AN8653,AR8652+AN8653-AP8653+AP8652)))","v":{"$error":"#N/A"}},{"$error":"#N/A"},{"$f":"IF(AR8653+AP8653>-AN8653,0,IF(AND(AR8653=0,AP8653=0),-AN8653,-AN8653-AR8653-AP8653))","v":{"$error":"#N/A"}},{"$f":"SUM($AS$3:AS8653)","v":{"$error":"#N/A"}},{"$error":"#N/A"},{"$error":"#N/A"},{"$error":"#N/A"},{"$f":"SUM($AW$3:AW8653)","v":{"$error":"#N/A"}},{"$f":"IF(V8653=0,IF(U8653=0,IF(AZ8652+Z8653/1000>Vypocet!$D$18,Vypocet!$D$18,AZ8652+Z8653/1000),IF(Z8653/1000+AZ8652-U8653>Vypocet!$D$18,Vypocet!$D$18,Z8653/1000+AZ8652-U8653)),IF(AZ8652=0,0,IF(AZ8652>V8653,AZ8652-V8653,0)))","v":0},0,null,null,null,null,null,null,null,null,null,null,null,null,null,null,null,null,null,null,null,null,null,null,null,null,null,null,null,null,null,null,null,null,null,null,null,null,null,null,null,null,null,null,null,null,null,null,null,null,null,null,null,null,null,null,null,null,null,null,null,null,null,null,null,null,null,null,null,null,null,null,null,null,null,null,null,null,null,null,null,null,null,null,null,null,null,null,null,null,null,null,null,null,null,null,null,null,null,null,null,null,null,null,null,0.42978,0.43447999999999998,0.56425999999999998,0.78863000000000005,0.52025999999999994,0.53863000000000005,0.41941000000000001,0.51112999999999997,0.67430000000000001,0.61882999999999999,0.63256999999999997,0.52720999999999996,0.71838000000000002,0.84231,0]
[12,44193,5,8668,{"$f":"(FA8670*Vypocet!$D$24)/$FA$2","v":0},{"$f":"(FB8670*Vypocet!$D$24)/$FB$2","v":0},{"$f":"(FC8670*Vypocet!$D$24)/$FC$2","v":0},{"$f":"(FD8670*Vypocet!$D$24)/$FD$2","v":0},{"$f":"(FE8670*Vypocet!$D$24)/$FE$2","v":0},{"$f":"(FF8670*Vypocet!$D$24)/$FF$2","v":0},{"$f":"(FG8670*Vypocet!$D$24)/$FG$2","v":0},{"$f":"(FH8670*Vypocet!$D$24)/$FH$2","v":0},{"$f":"(FI8670*Vypocet!$D$24)/$FI$2","v":0},{"$f":"(FJ8670*Vypocet!$D$24)/$FJ$2","v":0},{"$f":"(FK8670*Vypocet!$D$24)/$FK$2","v":0},{"$f":"(FL8670*Vypocet!$D$24)/$FL$2","v":0},{"$f":"(FM8670*Vypocet!$D$24)/$FM$2","v":0},{"$f":"(FN8670*Vypocet!$D$24)/$FN$2","v":0},{"$f":"(FO8670*Vypocet!$D$24)/$FO$2","v":0},{"$f":"(VLOOKUP(A8670,Voda!$B$3:$AC$15,TDDData!C8670+4,0)*4180*(VLOOKUP(A8670,Voda!$B$3:$AC$15,4,0)-VLOOKUP(A8670,Voda!$B$3:$AC$15,3,0)))/3600000","v":0},0,{"$f":"IF(U8670=0,0,IF(Z8670>0,IF(Z8670/1000<U8670,IF(Z8670/1000<=Vypocet!$D$15,IF(U8670<Vypocet!$D$15,U8670-Z8670/1000,Vypocet!$D$15-Z8670/1000),Vypocet!$D$15),0),IF(U8670>Vypocet!$D$15,Vypocet!$D$15,U8670)))","v":0},0,{"$f":"HLOOKUP(Vypocet!$D$11,TDDData!$E:$S,2+TDDData!D8670,0)","v":{"$error":"#N/A"}},0,0,{"$error":"#N/A"},{"$error":"#N/A"},{"$f":"IF(AA8670<0,IF(AC8669>-AA8670,AC8669+AA8670,0),IF(AA8670+AC8669<=Vypocet!$D$18,AA8670+AC8669,Vypocet!$D$18))","v":{"$error":"#N/A"}},{"$error":"#N/A"},{"$f":"IF(AND(AC8670<AC8669,AC8670<>0),AE8669,IF(OR(AND(AC8669=0,AA8670<0),AC8669<-AA8670),IF(AC8669=0,IF(AE8669>-AA8670,AE8669+AA8670,0),IF(AC8669+AE8669>-AA8670,AC8669+AE8669+AA8670,0)),IF(AC8669=Vypocet!$D$18,AE8669+AA8670,AE8669+AA8670-AC8670+AC8669)))","v":{"$error":"#N/A"}},{"$error":"#N/A"},{"$error":"#N/A"},{"$f":"SUM($AF$3:AF8670)","v":{"$error":"#N/A"}},{"$error":"#N/A"},{"$error":"#N/A"},{"$error":"#N/A"},{"$f":"SUM($AJ$3:AJ8670)","v":{"$error":"#N/A"}},{"$error":"#N/A"},{"$error":"#N/A"},{"$error":"#N/A"},{"$f":"IF(AN8670<0,IF(AP8669>-AN8670,AP8669+AN8670,0),IF(AN8670+AP8669<=Vypocet!$D$18,AN8670+AP8669,Vypocet!$D$18))","v":{"$error":"#N/A"}},{"$error":"#N/A"},{"$f":"IF(AND(AP8670<AP8669,AP8670<>0),AR8669,IF(OR(AND(AP8669=0,AN8670<0),AP8669<-AN8670),IF(AP8669=0,IF(AR8669>-AN8670,AR8669+AN8670,0),IF(AP8669+AR8669>-AN8670,AP8669+AR8669+AN8670,0)),IF(AP8669=Vypocet!$D$18,AR8669+AN8670,AR8669+AN8670-AP8670+AP8669)))","v":{"$error":"#N/A"}},{"$error":"#N/A"},{"$error":"#N/A"},{"$f":"SUM($AS$3:AS8670)","v":{"$error":"#N/A"}},{"$error":"#N/A"},{"$error":"#N/A"},{"$error":"#N/A"},{"$f":"SUM($AW$3:AW8670)","v":{"$error":"#N/A"}},{"$f":"IF(V8670=0,IF(U8670=0,IF(AZ8669+Z8670/1000>Vypocet!$D$18,Vypocet!$D$18,AZ8669+Z8670/1000),IF(Z8670/1000+AZ8669-U8670>Vypocet!$D$18,Vypocet!$D$18,Z8670/1000+AZ8669-U8670)),IF(AZ8669=0,0,IF(AZ8669>V8670,AZ8669-V8670,0)))","v":0},0,null,null,null,null,null,null,null,null,null,null,null,null,null,null,null,null,null,null,null,null,null,null,null,null,null,null,null,null,null,null,null,null,null,null,null,null,null,null,null,null,null,null,null,null,null,null,null,null,null,null,null,null,null,null,null,null,null,null,null,null,null,null,null,null,null,null,null,null,null,null,null,null,null,null,null,null,null,null,null,null,null,null,null,null,null,null,null,null,null,null,null,null,null,null,null,null,null,null,null,null,null,null,null,0.30010999999999999,0.55545999999999995,0.45274999999999999,0.22658,0.53991999999999996,0.48347000000000001,0.66913999999999996,0.49647000000000002,0.40716000000000002,0.49889,0.62290000000000001,0.4486,0.43442999999999998,0.53915999999999997,1]
[12,44194,16,8703,{"$f":"(FA8705*Vypocet!$D$24)/$FA$2","v":0},{"$f":"(FB8705*Vypocet!$D$24)/$FB$2","v":0},{"$f":"(FC8705*Vypocet!$D$24)/$FC$2","v":0},{"$f":"(FD8705*Vypocet!$D$24)/$FD$2","v":0},{"$f":"(FE8705*Vypocet!$D$24)/$FE$2","v":0},{"$f":"(FF8705*Vypocet!$D$24)/$FF$2","v":0},{"$f":"(FG8705*Vypocet!$D$24)/$FG$2","v":0},{"$f":"(FH8705*Vypocet!$D$24)/$FH$2","v":0},{"$f":"(FI8705*Vypocet!$D$24)/$FI$2","v":0},{"$f":"(FJ8705*Vypocet!$D$24)/$FJ$2","v":0},{"$f":"(FK8705*Vypocet!$D$24)/$FK$2","v":0},{"$f":"(FL8705*Vypocet!$D$24)/$FL$2","v":0},{"$f":"(FM8705*Vypocet!$D$24)/$FM$2","v":0},{"$f":"(FN8705*Vypocet!$D$24)/$FN$2","v":0},{"$f":"(FO8705*Vypocet!$D$24)/$FO$2","v":0},{"$f":"(VLOOKUP(A8705,Voda!$B$3:$AC$15,TDDData!C8705+4,0)*4180*(VLOOKUP(A8705,Voda!$B$3:$AC$15,4,0)-VLOOKUP(A8705,Voda!$B$3:$AC$15,3,0)))/3600000","v":0},0,{"$f":"IF(U8705=0,0,IF(Z8705>0,IF(Z8705/1000<U8705,IF(Z8705/1000<=Vypocet!$D$15,IF(U8705<Vypocet!$D$15,U8705-Z8705/1000,Vypocet!$D$15-Z8705/1000),Vypocet!$D$15),0),IF(U8705>Vypocet!$D$15,Vypocet!$D$15,U8705)))","v":0},0,{"$f":"HLOOKUP(Vypocet!$D$11,TDDData!$E:$S,2+TDDData!D8705,0)","v":{"$error":"#N/A"}},18.440000000000001,14.752000000000002,{"$error":"#N/A"},{"$error":"#N/A"},{"$f":"IF(AA8705<0,IF(AC8704>-AA8705,AC8704+AA8705,0),IF(AA8705+AC8704<=Vypocet!$D$18,AA8705+AC8704,Vypocet!$D$18))","v":{"$error":"#N/A"}},{"$error":"#N/A"},{"$f":"IF(AND(AC8705<AC8704,AC8705<>0),AE8704,IF(OR(AND(AC8704=0,AA8705<0),AC8704<-AA8705),IF(AC8704=0,IF(AE8704>-AA8705,AE8704+AA8705,0),IF(AC8704+AE8704>-AA8705,AC8704+AE8704+AA8705,0)),IF(AC8704=Vypocet!$D$18,AE8704+AA8705,AE8704+AA8705-AC8705+AC8704)))","v":{"$error":"#N/A"}},{"$error":"#N/A"},{"$error":"#N/A"},{"$f":"SUM($AF$3:AF8705)","v":{"$error":"#N/A"}},{"$error":"#N/A"},{"$error":"#N/A"},{"$error":"#N/A"},{"$f":"SUM($AJ$3:AJ8705)","v":{"$error":"#N/A"}},{"$error":"#N/A"},{"$error":"#N/A"},{"$error":"#N/A"},{"$f":"IF(AN8705<0,IF(AP8704>-AN8705,AP8704+AN8705,0),IF(AN8705+AP8704<=Vypocet!$D$18,AN8705+AP8704,Vypocet!$D$18))","v":{"$error":"#N/A"}},{"$error":"#N/A"},{"$f":"IF(AND(AP8705<AP8704,AP8705<>0),AR8704,IF(OR(AND(AP8704=0,AN8705<0),AP8704<-AN8705),IF(AP8704=0,IF(AR8704>-AN8705,AR8704+AN8705,0),IF(AP8704+AR8704>-AN8705,AP8704+AR8704+AN8705,0)),IF(AP8704=Vypocet!$D$18,AR8704+AN8705,AR8704+AN8705-AP8705+AP8704)))","v":{"$error":"#N/A"}},{"$error":"#N/A"},{"$error":"#N/A"},{"$f":"SUM($AS$3:AS8705)","v":{"$error":"#N/A"}},{"$error":"#N/A"},{"$error":"#N/A"},{"$error":"#N/A"},{"$f":"SUM($AW$3:AW8705)","v":{"$error":"#N/A"}},{"$f":"IF(V8705=0,IF(U8705=0,IF(AZ8704+Z8705/1000>Vypocet!$D$18,Vypocet!$D$18,AZ8704+Z8705/1000),IF(Z8705/1000+AZ8704-U8705>Vypocet!$D$18,Vypocet!$D$18,Z8705/1000+AZ8704-U8705)),IF(AZ8704=0,0,IF(AZ8704>V8705,AZ8704-V8705,0)))","v":0},0,null,null,null,null,null,null,null,null,null,null,null,null,null,null,null,null,null,null,null,null,null,null,null,null,null,null,null,null,null,null,null,null,null,null,null,null,null,null,null,null,null,null,null,null,null,null,null,null,null,null,null,null,null,null,null,null,null,null,null,null,null,null,null,null,null,null,null,null,null,null,null,null,null,null,null,null,null,null,null,null,null,null,null,null,null,null,null,null,null,null,null,null,null,null,null,null,null,null,null,null,null,null,null,0.63829000000000002,0.66005999999999998,0.75344,0.54015999999999997,0.68940000000000001,0.72951999999999995,0.62109000000000003,0.49020999999999998,0.48937000000000003,0.70247000000000004,0.66052999999999995,0.65442999999999996,0.74851000000000001,0.71919999999999995,0]
[12,44195,12,8723,{"$f":"(FA8725*Vypocet!$D$24)/$FA$2","v":0},{"$f":"(FB8725*Vypocet!$D$24)/$FB$2","v":0},{"$f":"(FC8725*Vypocet!$D$24)/$FC$2","v":0},{"$f":"(FD8725*Vypocet!$D$24)/$FD$2","v":0},{"$f":"(FE8725*Vypocet!$D$24)/$FE$2","v":0},{"$f":"(FF8725*Vypocet!$D$24)/$FF$2","v":0},{"$f":"(FG8725*Vypocet!$D$24)/$FG$2","v":0},{"$f":"(FH8725*Vypocet!$D$24)/$FH$2","v":0},{"$f":"(FI8725*Vypocet!$D$24)/$FI$2","v":0},{"$f":"(FJ8725*Vypocet!$D$24)/$FJ$2","v":0},{"$f":"(FK8725*Vypocet!$D$24)/$FK$2","v":0},{"$f":"(FL8725*Vypocet!$D$24)/$FL$2","v":0},{"$f":"(FM8725*Vypocet!$D$24)/$FM$2","v":0},{"$f":"(FN8725*Vypocet!$D$24)/$FN$2","v":0},{"$f":"(FO8725*Vypocet!$D$24)/$FO$2","v":0},{"$f":"(VLOOKUP(A8725,Voda!$B$3:$AC$15,TDDData!C8725+4,0)*4180*(VLOOKUP(A8725,Voda!$B$3:$AC$15,4,0)-VLOOKUP(A8725,Voda!$B$3:$AC$15,3,0)))/3600000","v":0},0,{"$f":"IF(U8725=0,0,IF(Z8725>0,IF(Z8725/1000<U8725,IF(Z8725/1000<=Vypocet!$D$15,IF(U8725<Vypocet!$D$15,U8725-Z8725/1000,Vypocet!$D$15-Z8725/1000),Vypocet!$D$15),0),IF(U8725>Vypocet!$D$15,Vypocet!$D$15,U8725)))","v":0},0,{"$f":"HLOOKUP(Vypocet!$D$11,TDDData!$E:$S,2+TDDData!D8725,0)","v":{"$error":"#N/A"}},339.86,271.88800000000003,{"$error":"#N/A"},{"$error":"#N/A"},{"$f":"IF(AA8725<0,IF(AC8724>-AA8725,AC8724+AA8725,0),IF(AA8725+AC8724<=Vypocet!$D$18,AA8725+AC8724,Vypocet!$D$18))","v":{"$error":"#N/A"}},{"$error":"#N/A"},{"$f":"IF(AND(AC8725<AC8724,AC8725<>0),AE8724,IF(OR(AND(AC8724=0,AA8725<0),AC8724<-AA8725),IF(AC8724=0,IF(AE8724>-AA8725,AE8724+AA8725,0),IF(AC8724+AE8724>-AA8725,AC8724+AE8724+AA8725,0)),IF(AC8724=Vypocet!$D$18,AE8724+AA8725,AE8724+AA8725-AC8725+AC8724)))","v":{"$error":"#N/A"}},{"$error":"#N/A"},{"$error":"#N/A"},{"$f":"SUM($AF$3:AF8725)","v":{"$error":"#N/A"}},{"$error":"#N/A"},{"$error":"#N/A"},{"$error":"#N/A"},{"$f":"SUM($AJ$3:AJ8725)","v":{"$error":"#N/A"}},{"$error":"#N/A"},{"$error":"#N/A"},{"$error":"#N/A"},{"$f":"IF(AN8725<0,IF(AP8724>-AN8725,AP8724+AN8725,0),IF(AN8725+AP8724<=Vypocet!$D$18,AN8725+AP8724,Vypocet!$D$18))","v":{"$error":"#N/A"}},{"$error":"#N/A"},{"$f":"IF(AND(AP8725<AP8724,AP8725<>0),AR8724,IF(OR(AND(AP8724=0,AN8725<0),AP8724<-AN8725),IF(AP8724=0,IF(AR8724>-AN8725,AR8724+AN8725,0),IF(AP8724+AR8724>-AN8725,AP8724+AR8724+AN8725,0)),IF(AP8724=Vypocet!$D$18,AR8724+AN8725,AR8724+AN8725-AP8725+AP8724)))","v":{"$error":"#N/A"}},{"$error":"#N/A"},{"$error":"#N/A"},{"$f":"SUM($AS$3:AS8725)","v":{"$error":"#N/A"}},{"$error":"#N/A"},{"$error":"#N/A"},{"$error":"#N/A"},{"$f":"SUM($AW$3:AW8725)","v":{"$error":"#N/A"}},{"$f":"IF(V8725=0,IF(U8725=0,IF(AZ8724+Z8725/1000>Vypocet!$D$18,Vypocet!$D$18,AZ8724+Z8725/1000),IF(Z8725/1000+AZ8724-U8725>Vypocet!$D$18,Vypocet!$D$18,Z8725/1000+AZ8724-U8725)),IF(AZ8724=0,0,IF(AZ8724>V8725,AZ8724-V8725,0)))","v":0},0,null,null,null,null,null,null,null,null,null,null,null,null,null,null,null,null,null,null,null,null,null,null,null,null,null,null,null,null,null,null,null,null,null,null,null,null,null,null,null,null,null,null,null,null,null,null,null,null,null,null,null,null,null,null,null,null,null,null,null,null,null,null,null,null,null,null,null,null,null,null,null,null,null,null,null,null,null,null,null,null,null,null,null,null,null,null,null,null,null,null,null,null,null,null,null,null,null,null,null,null,null,null,null,0.67149999999999999,0.62150000000000005,0.76505000000000001,0.59802,0.47033999999999998,0.66722000000000004,0.35655999999999999,0.29038999999999998,0.33127000000000001,0.33095000000000002,0.34797,0.41432999999999998,0.60236999999999996,0.73182000000000003,0]
[12,44195,13,8724,{"$f":"(FA8726*Vypocet!$D$24)/$FA$2","v":0},{"$f":"(FB8726*Vypocet!$D$24)/$FB$2","v":0},{"$f":"(FC8726*Vypocet!$D$24)/$FC$2","v":0},{"$f":"(FD8726*Vypocet!$D$24)/$FD$2","v":0},{"$f":"(FE8726*Vypocet!$D$24)/$FE$2","v":0},{"$f":"(FF8726*Vypocet!$D$24)/$FF$2","v":0},{"$f":"(FG8726*Vypocet!$D$24)/$FG$2","v":0},{"$f":"(FH8726*Vypocet!$D$24)/$FH$2","v":0},{"$f":"(FI8726*Vypocet!$D$24)/$FI$2","v":0},{"$f":"(FJ8726*Vypocet!$D$24)/$FJ$2","v":0},{"$f":"(FK8726*Vypocet!$D$24)/$FK$2","v":0},{"$f":"(FL8726*Vypocet!$D$24)/$FL$2","v":0},{"$f":"(FM8726*Vypocet!$D$24)/$FM$2","v":0},{"$f":"(FN8726*Vypocet!$D$24)/$FN$2","v":0},{"$f":"(FO8726*Vypocet!$D$24)/$FO$2","v":0},{"$f":"(VLOOKUP(A8726,Voda!$B$3:$AC$15,TDDData!C8726+4,0)*4180*(VLOOKUP(A8726,Voda!$B$3:$AC$15,4,0)-VLOOKUP(A8726,Voda!$B$3:$AC$15,3,0)))/3600000","v":0},0,{"$f":"IF(U8726=0,0,IF(Z8726>0,IF(Z8726/1000<U8726,IF(Z8726/1000<=Vypocet!$D$15,IF(U8726<Vypocet!$D$15,U8726-Z8726/1000,Vypocet!$D$15-Z8726/1000),Vypocet!$D$15),0),IF(U8726>Vypocet!$D$15,Vypocet!$D$15,U8726)))","v":0},0,{"$f":"HLOOKUP(Vypocet!$D$11,TDDData!$E:$S,2+TDDData!D8726,0)","v":{"$error":"#N/A"}},370.02,296.01600000000002,{"$error":"#N/A"},{"$error":"#N/A"},{"$f":"IF(AA8726<0,IF(AC8725>-AA8726,AC8725+AA8726,0),IF(AA8726+AC8725<=Vypocet!$D$18,AA8726+AC8725,Vypocet!$D$18))","v":{"$error":"#N/A"}},{"$error":"#N/A"},{"$f":"IF(AND(AC8726<AC8725,AC8726<>0),AE8725,IF(OR(AND(AC8725=0,AA8726<0),AC8725<-AA8726),IF(AC8725=0,IF(AE8725>-AA8726,AE8725+AA8726,0),IF(AC8725+AE8725>-AA8726,AC8725+AE8725+AA8726,0)),IF(AC8725=Vypocet!$D$18,AE8725+AA8726,AE8725+AA8726-AC8726+AC8725)))","v":{"$error":"#N/A"}},{"$error":"#N/A"},{"$error":"#N/A"},{"$f":"SUM($AF$3:AF8726)","v":{"$error":"#N/A"}},{"$error":"#N/A"},{"$error":"#N/A"},{"$error":"#N/A"},{"$f":"SUM($AJ$3:AJ8726)","v":{"$error":"#N/A"}},{"$error":"#N/A"},{"$error":"#N/A"},{"$error":"#N/A"},{"$f":"IF(AN8726<0,IF(AP8725>-AN8726,AP8725+AN8726,0),IF(AN8726+AP8725<=Vypocet!$D$18,AN8726+AP8725,Vypocet!$D$18))","v":{"$error":"#N/A"}},{"$error":"#N/A"},{"$f":"IF(AND(AP8726<AP8725,AP8726<>0),AR8725,IF(OR(AND(AP8725=0,AN8726<0),AP8725<-AN8726),IF(AP8725=0,IF(AR8725>-AN8726,AR8725+AN8726,0),IF(AP8725+AR8725>-AN8726,AP8725+AR8725+AN8726,0)),IF(AP8725=Vypocet!$D$18,AR8725+AN8726,AR8725+AN8726-AP8726+AP8725)))","v":{"$error":"#N/A"}},{"$error":"#N/A"},{"$error":"#N/A"},{"$f":"SUM($AS$3:AS8726)","v":{"$error":"#N/A"}},{"$error":"#N/A"},{"$error":"#N/A"},{"$error":"#N/A"},{"$f":"SUM($AW$3:AW8726)","v":{"$error":"#N/A"}},{"$f":"IF(V8726=0,IF(U8726=0,IF(AZ8725+Z8726/1000>Vypocet!$D$18,Vypocet!$D$18,AZ8725+Z8726/1000),IF(Z8726/1000+AZ8725-U8726>Vypocet!$D$18,Vypocet!$D$18,Z8726/1000+AZ8725-U8726)),IF(AZ8725=0,0,IF(AZ8725>V8726,AZ8725-V8726,0)))","v":0},0,null,null,null,null,null,null,null,null,null,null,null,null,null,null,null,null,null,null,null,null,null,null,null,null,null,null,null,null,null,null,null,null,null,null,null,null,null,null,null,null,null,null,null,null,null,null,null,null,null,null,null,null,null,null,null,null,null,null,null,null,null,null,null,null,null,null,null,null,null,null,null,null,null,null,null,null,null,null,null,null,null,null,null,null,null,null,null,null,null,null,null,null,null,null,null,null,null,null,null,null,null,null,null,0.68467,0.67127000000000003,0.75131000000000003,0.61204000000000003,0.57096000000000002,0.69116999999999995,0.34366999999999998,0.31546999999999997,0.41832000000000003,0.36120000000000002,0.34462999999999999,0.43287999999999999,0.67939000000000005,0.62710999999999995,0]
[12,44195,14,8725,{"$f":"(FA8727*Vypocet!$D$24)/$FA$2","v":0},{"$f":"(FB8727*Vypocet!$D$24)/$FB$2","v":0},{"$f":"(FC8727*Vypocet!$D$24)/$FC$2","v":0},{"$f":"(FD8727*Vypocet!$D$24)/$FD$2","v":0},{"$f":"(FE8727*Vypocet!$D$24)/$FE$2","v":0},{"$f":"(FF8727*Vypocet!$D$24)/$FF$2","v":0},{"$f":"(FG8727*Vypocet!$D$24)/$FG$2","v":0},{"$f":"(FH8727*Vypocet!$D$24)/$FH$2","v":0},{"$f":"(FI8727*Vypocet!$D$24)/$FI$2","v":0},{"$f":"(FJ8727*Vypocet!$D$24)/$FJ$2","v":0},{"$f":"(FK8727*Vypocet!$D$24)/$FK$2","v":0},{"$f":"(FL8727*Vypocet!$D$24)/$FL$2","v":0},{"$f":"(FM8727*Vypocet!$D$24)/$FM$2","v":0},{"$f":"(FN8727*Vypocet!$D$24)/$FN$2","v":0},{"$f":"(FO8727*Vypocet!$D$24)/$FO$2","v":0},{"$f":"(VLOOKUP(A8727,Voda!$B$3:$AC$15,TDDData!C8727+4,0)*4180*(VLOOKUP(A8727,Voda!$B$3:$AC$15,4,0)-VLOOKUP(A8727,Voda!$B$3:$AC$15,3,0)))/3600000","v":0},0,{"$f":"IF(U8727=0,0,IF(Z8727>0,IF(Z8727/1000<U8727,IF(Z8727/1000<=Vypocet!$D$15,IF(U8727<Vypocet!$D$15,U8727-Z8727/1000,Vypocet!$D$15-Z8727/1000),Vypocet!$D$15),0),IF(U8727>Vypocet!$D$15,Vypocet!$D$15,U8727)))","v":0},0,{"$f":"HLOOKUP(Vypocet!$D$11,TDDData!$E:$S,2+TDDData!D8727,0)","v":{"$error":"#N/A"}},65.3,52.24,{"$error":"#N/A"},{"$error":"#N/A"},{"$f":"IF(AA8727<0,IF(AC8726>-AA8727,AC8726+AA8727,0),IF(AA8727+AC8726<=Vypocet!$D$18,AA8727+AC8726,Vypocet!$D$18))","v":{"$error":"#N/A"}},{"$error":"#N/A"},{"$f":"IF(AND(AC8727<AC8726,AC8727<>0),AE8726,IF(OR(AND(AC8726=0,AA8727<0),AC8726<-AA8727),IF(AC8726=0,IF(AE8726>-AA8727,AE8726+AA8727,0),IF(AC8726+AE8726>-AA8727,AC8726+AE8726+AA8727,0)),IF(AC8726=Vypocet!$D$18,AE8726+AA8727,AE8726+AA8727-AC8727+AC8726)))","v":{"$error":"#N/A"}},{"$error":"#N/A"},{"$error":"#N/A"},{"$f":"SUM($AF$3:AF8727)","v":{"$error":"#N/A"}},{"$error":"#N/A"},{"$error":"#N/A"},{"$error":"#N/A"},{"$f":"SUM($AJ$3:AJ8727)","v":{"$error":"#N/A"}},{"$error":"#N/A"},{"$error":"#N/A"},{"$error":"#N/A"},{"$f":"IF(AN8727<0,IF(AP8726>-AN8727,AP8726+AN8727,0),IF(AN8727+AP8726<=Vypocet!$D$18,AN8727+AP8726,Vypocet!$D$18))","v":{"$error":"#N/A"}},{"$error":"#N/A"},{"$f":"IF(AND(AP8727<AP8726,AP8727<>0),AR8726,IF(OR(AND(AP8726=0,AN8727<0),AP8726<-AN8727),IF(AP8726=0,IF(AR8726>-AN8727,AR8726+AN8727,0),IF(AP8726+AR8726>-AN8727,AP8726+AR8726+AN8727,0)),IF(AP8726=Vypocet!$D$18,AR8726+AN8727,AR8726+AN8727-AP8727+AP8726)))","v":{"$error":"#N/A"}},{"$error":"#N/A"},{"$error":"#N/A"},{"$f":"SUM($AS$3:AS8727)","v":{"$error":"#N/A"}},{"$error":"#N/A"},{"$error":"#N/A"},{"$error":"#N/A"},{"$f":"SUM($AW$3:AW8727)","v":{"$error":"#N/A"}},{"$f":"IF(V8727=0,IF(U8727=0,IF(AZ8726+Z8727/1000>Vypocet!$D$18,Vypocet!$D$18,AZ8726+Z8727/1000),IF(Z8727/1000+AZ8726-U8727>Vypocet!$D$18,Vypocet!$D$18,Z8727/1000+AZ8726-U8727)),IF(AZ8726=0,0,IF(AZ8726>V8727,AZ8726-V8727,0)))","v":0},0,null,null,null,null,null,null,null,null,null,null,null,null,null,null,null,null,null,null,null,null,null,null,null,null,null,null,null,null,null,null,null,null,null,null,null,null,null,null,null,null,null,null,null,null,null,null,null,null,null,null,null,null,null,null,null,null,null,null,null,null,null,null,null,null,null,null,null,null,null,null,null,null,null,null,null,null,null,null,null,null,null,null,null,null,null,null,null,null,null,null,null,null,null,null,null,null,null,null,null,null,null,null,null,0.64212999999999998,0.6694,0.76932,0.62448000000000004,0.59550000000000003,0.49642999999999998,0.45396999999999998,0.30295,0.39354,0.60451999999999995,0.39112000000000002,0.45738000000000001,0.59094999999999998,0.64161000000000001,0]
[12,44195,15,8726,{"$f":"(FA8728*Vypocet!$D$24)/$FA$2","v":0},{"$f":"(FB8728*Vypocet!$D$24)/$FB$2","v":0},{"$f":"(FC8728*Vypocet!$D$24)/$FC$2","v":0},{"$f":"(FD8728*Vypocet!$D$24)/$FD$2","v":0},{"$f":"(FE8728*Vypocet!$D$24)/$FE$2","v":0},{"$f":"(FF8728*Vypocet!$D$24)/$FF$2","v":0},{"$f":"(FG8728*Vypocet!$D$24)/$FG$2","v":0},{"$f":"(FH8728*Vypocet!$D$24)/$FH$2","v":0},{"$f":"(FI8728*Vypocet!$D$24)/$FI$2","v":0},{"$f":"(FJ8728*Vypocet!$D$24)/$FJ$2","v":0},{"$f":"(FK8728*Vypocet!$D$24)/$FK$2","v":0},{"$f":"(FL8728*Vypocet!$D$24)/$FL$2","v":0},{"$f":"(FM8728*Vypocet!$D$24)/$FM$2","v":0},{"$f":"(FN8728*Vypocet!$D$24)/$FN$2","v":0},{"$f":"(FO8728*Vypocet!$D$24)/$FO$2","v":0},{"$f":"(VLOOKUP(A8728,Voda!$B$3:$AC$15,TDDData!C8728+4,0)*4180*(VLOOKUP(A8728,Voda!$B$3:$AC$15,4,0)-VLOOKUP(A8728,Voda!$B$3:$AC$15,3,0)))/3600000","v":0},0,{"$f":"IF(U8728=0,0,IF(Z8728>0,IF(Z8728/1000<U8728,IF(Z8728/1000<=Vypocet!$D$15,IF(U8728<Vypocet!$D$15,U8728-Z8728/1000,Vypocet!$D$15-Z8728/1000),Vypocet!$D$15),0),IF(U8728>Vypocet!$D$15,Vypocet!$D$15,U8728)))","v":0},0,{"$f":"HLOOKUP(Vypocet!$D$11,TDDData!$E:$S,2+TDDData!D8728,0)","v":{"$error":"#N/A"}},54.34,43.472000000000008,{"$error":"#N/A"},{"$error":"#N/A"},{"$f":"IF(AA8728<0,IF(AC8727>-AA8728,AC8727+AA8728,0),IF(AA8728+AC8727<=Vypocet!$D$18,AA8728+AC8727,Vypocet!$D$18))","v":{"$error":"#N/A"}},{"$error":"#N/A"},{"$f":"IF(AND(AC8728<AC8727,AC8728<>0),AE8727,IF(OR(AND(AC8727=0,AA8728<0),AC8727<-AA8728),IF(AC8727=0,IF(AE8727>-AA8728,AE8727+AA8728,0),IF(AC8727+AE8727>-AA8728,AC8727+AE8727+AA8728,0)),IF(AC8727=Vypocet!$D$18,AE8727+AA8728,AE8727+AA8728-AC8728+AC8727)))","v":{"$error":"#N/A"}},{"$error":"#N/A"},{"$error":"#N/A"},{"$f":"SUM($AF$3:AF8728)","v":{"$error":"#N/A"}},{"$error":"#N/A"},{"$error":"#N/A"},{"$error":"#N/A"},{"$f":"SUM($AJ$3:AJ8728)","v":{"$error":"#N/A"}},{"$error":"#N/A"},{"$error":"#N/A"},{"$error":"#N/A"},{"$f":"IF(AN8728<0,IF(AP8727>-AN8728,AP8727+AN8728,0),IF(AN8728+AP8727<=Vypocet!$D$18,AN8728+AP8727,Vypocet!$D$18))","v":{"$error":"#N/A"}},{"$error":"#N/A"},{"$f":"IF(AND(AP8728<AP8727,AP8728<>0),AR8727,IF(OR(AND(AP8727=0,AN8728<0),AP8727<-AN8728),IF(AP8727=0,IF(AR8727>-AN8728,AR8727+AN8728,0),IF(AP8727+AR8727>-AN8728,AP8727+AR8727+AN8728,0)),IF(AP8727=Vypocet!$D$18,AR8727+AN8728,AR8727+AN8728-AP8728+AP8727)))","v":{"$error":"#N/A"}},{"$error":"#N/A"},{"$error":"#N/A"},{"$f":"SUM($AS$3:AS8728)","v":{"$error":"#N/A"}},{"$error":"#N/A"},{"$error":"#N/A"},{"$error":"#N/A"},{"$f":"SUM($AW$3:AW8728)","v":{"$error":"#N/A"}},{"$f":"IF(V8728=0,IF(U8728=0,IF(AZ8727+Z8728/1000>Vypocet!$D$18,Vypocet!$D$18,AZ8727+Z8728/1000),IF(Z8728/1000+AZ8727-U8728>Vypocet!$D$18,Vypocet!$D$18,Z8728/1000+AZ8727-U8728)),IF(AZ8727=0,0,IF(AZ8727>V8728,AZ8727-V8728,0)))","v":0},0,null,null,null,null,null,null,null,null,null,null,null,null,null,null,null,null,null,null,null,null,null,null,null,null,null,null,null,null,null,null,null,null,null,null,null,null,null,null,null,null,null,null,null,null,null,null,null,null,null,null,null,null,null,null,null,null,null,null,null,null,null,null,null,null,null,null,null,null,null,null,null,null,null,null,null,null,null,null,null,null,null,null,null,null,null,null,null,null,null,null,null,null,null,null,null,null,null,null,null,null,null,null,null,0.61172000000000004,0.68794999999999995,0.71665000000000001,0.57174999999999998,0.74360999999999999,0.64707999999999999,0.83382999999999996,0.43719000000000002,0.42757000000000001,0.64054999999999995,0.53117000000000003,0.56023999999999996,0.69806000000000001,0.69227000000000005,0]
[12,44195,16,8727,{"$f":"(FA8729*Vypocet!$D$24)/$FA$2","v":0},{"$f":"(FB8729*Vypocet!$D$24)/$FB$2","v":0},{"$f":"(FC8729*Vypocet!$D$24)/$FC$2","v":0},{"$f":"(FD8729*Vypocet!$D$24)/$FD$2","v":0},{"$f":"(FE8729*Vypocet!$D$24)/$FE$2","v":0},{"$f":"(FF8729*Vypocet!$D$24)/$FF$2","v":0},{"$f":"(FG8729*Vypocet!$D$24)/$FG$2","v":0},{"$f":"(FH8729*Vypocet!$D$24)/$FH$2","v":0},{"$f":"(FI8729*Vypocet!$D$24)/$FI$2","v":0},{"$f":"(FJ8729*Vypocet!$D$24)/$FJ$2","v":0},{"$f":"(FK8729*Vypocet!$D$24)/$FK$2","v":0},{"$f":"(FL8729*Vypocet!$D$24)/$FL$2","v":0},{"$f":"(FM8729*Vypocet!$D$24)/$FM$2","v":0},{"$f":"(FN8729*Vypocet!$D$24)/$FN$2","v":0},{"$f":"(FO8729*Vypocet!$D$24)/$FO$2","v":0},{"$f":"(VLOOKUP(A8729,Voda!$B$3:$AC$15,TDDData!C8729+4,0)*4180*(VLOOKUP(A8729,Voda!$B$3:$AC$15,4,0)-VLOOKUP(A8729,Voda!$B$3:$AC$15,3,0)))/3600000","v":0},0,{"$f":"IF(U8729=0,0,IF(Z8729>0,IF(Z8729/1000<U8729,IF(Z8729/1000<=Vypocet!$D$15,IF(U8729<Vypocet!$D$15,U8729-Z8729/1000,Vypocet!$D$15-Z8729/1000),Vypocet!$D$15),0),IF(U8729>Vypocet!$D$15,Vypocet!$D$15,U8729)))","v":0},0,{"$f":"HLOOKUP(Vypocet!$D$11,TDDData!$E:$S,2+TDDData!D8729,0)","v":{"$error":"#N/A"}},25.66,20.528000000000002,{"$error":"#N/A"},{"$error":"#N/A"},{"$f":"IF(AA8729<0,IF(AC8728>-AA8729,AC8728+AA8729,0),IF(AA8729+AC8728<=Vypocet!$D$18,AA8729+AC8728,Vypocet!$D$18))","v":{"$error":"#N/A"}},{"$error":"#N/A"},{"$f":"IF(AND(AC8729<AC8728,AC8729<>0),AE8728,IF(OR(AND(AC8728=0,AA8729<0),AC8728<-AA8729),IF(AC8728=0,IF(AE8728>-AA8729,AE8728+AA8729,0),IF(AC8728+AE8728>-AA8729,AC8728+AE8728+AA8729,0)),IF(AC8728=Vypocet!$D$18,AE8728+AA8729,AE8728+AA8729-AC8729+AC8728)))","v":{"$error":"#N/A"}},{"$error":"#N/A"},{"$error":"#N/A"},{"$f":"SUM($AF$3:AF8729)","v":{"$error":"#N/A"}},{"$error":"#N/A"},{"$error":"#N/A"},{"$error":"#N/A"},{"$f":"SUM($AJ$3:AJ8729)","v":{"$error":"#N/A"}},{"$error":"#N/A"},{"$error":"#N/A"},{"$error":"#N/A"},{"$f":"IF(AN8729<0,IF(AP8728>-AN8729,AP8728+AN8729,0),IF(AN8729+AP8728<=Vypocet!$D$18,AN8729+AP8728,Vypocet!$D$18))","v":{"$error":"#N/A"}},{"$error":"#N/A"},{"$f":"IF(AND(AP8729<AP8728,AP8729<>0),AR8728,IF(OR(AND(AP8728=0,AN8729<0),AP8728<-AN8729),IF(AP8728=0,IF(AR8728>-AN8729,AR8728+AN8729,0),IF(AP8728+AR8728>-AN8729,AP8728+AR8728+AN8729,0)),IF(AP8728=Vypocet!$D$18,AR8728+AN8729,AR8728+AN8729-AP8729+AP8728)))","v":{"$error":"#N/A"}},{"$error":"#N/A"},{"$error":"#N/A"},{"$f":"SUM($AS$3:AS8729)","v":{"$error":"#N/A"}},{"$error":"#N/A"},{"$error":"#N/A"},{"$error":"#N/A"},{"$f":"SUM($AW$3:AW8729)","v":{"$error":"#N/A"}},{"$f":"IF(V8729=0,IF(U8729=0,IF(AZ8728+Z8729/1000>Vypocet!$D$18,Vypocet!$D$18,AZ8728+Z8729/1000),IF(Z8729/1000+AZ8728-U8729>Vypocet!$D$18,Vypocet!$D$18,Z8729/1000+AZ8728-U8729)),IF(AZ8728=0,0,IF(AZ8728>V8729,AZ8728-V8729,0)))","v":0},0,null,null,null,null,null,null,null,null,null,null,null,null,null,null,null,null,null,null,null,null,null,null,null,null,null,null,null,null,null,null,null,null,null,null,null,null,null,null,null,null,null,null,null,null,null,null,null,null,null,null,null,null,null,null,null,null,null,null,null,null,null,null,null,null,null,null,null,null,null,null,null,null,null,null,null,null,null,null,null,null,null,null,null,null,null,null,null,null,null,null,null,null,null,null,null,null,null,null,null,null,null,null,null,0.63190999999999997,0.65346000000000004,0.73858999999999997,0.53476000000000001,0.71072000000000002,0.72951999999999995,0.61475999999999997,0.46527000000000002,0.54078999999999999,0.75153000000000003,0.69655999999999996,0.64807999999999999,0.64737999999999996,0.70652999999999999,0]
[12,44195,17,8728,{"$f":"(FA8730*Vypocet!$D$24)/$FA$2","v":0},{"$f":"(FB8730*Vypocet!$D$24)/$FB$2","v":0},{"$f":"(FC8730*Vypocet!$D$24)/$FC$2","v":0},{"$f":"(FD8730*Vypocet!$D$24)/$FD$2","v":0},{"$f":"(FE8730*Vypocet!$D$24)/$FE$2","v":0},{"$f":"(FF8730*Vypocet!$D$24)/$FF$2","v":0},{"$f":"(FG8730*Vypocet!$D$24)/$FG$2","v":0},{"$f":"(FH8730*Vypocet!$D$24)/$FH$2","v":0},{"$f":"(FI8730*Vypocet!$D$24)/$FI$2","v":0},{"$f":"(FJ8730*Vypocet!$D$24)/$FJ$2","v":0},{"$f":"(FK8730*Vypocet!$D$24)/$FK$2","v":0},{"$f":"(FL8730*Vypocet!$D$24)/$FL$2","v":0},{"$f":"(FM8730*Vypocet!$D$24)/$FM$2","v":0},{"$f":"(FN8730*Vypocet!$D$24)/$FN$2","v":0},{"$f":"(FO8730*Vypocet!$D$24)/$FO$2","v":0},{"$f":"(VLOOKUP(A8730,Voda!$B$3:$AC$15,TDDData!C8730+4,0)*4180*(VLOOKUP(A8730,Voda!$B$3:$AC$15,4,0)-VLOOKUP(A8730,Voda!$B$3:$AC$15,3,0)))/3600000","v":0},0,{"$f":"IF(U8730=0,0,IF(Z8730>0,IF(Z8730/1000<U8730,IF(Z8730/1000<=Vypocet!$D$15,IF(U8730<Vypocet!$D$15,U8730-Z8730/1000,Vypocet!$D$15-Z8730/1000),Vypocet!$D$15),0),IF(U8730>Vypocet!$D$15,Vypocet!$D$15,U8730)))","v":0},0,{"$f":"HLOOKUP(Vypocet!$D$11,TDDData!$E:$S,2+TDDData!D8730,0)","v":{"$error":"#N/A"}},0,0,{"$error":"#N/A"},{"$error":"#N/A"},{"$f":"IF(AA8730<0,IF(AC8729>-AA8730,AC8729+AA8730,0),IF(AA8730+AC8729<=Vypocet!$D$18,AA8730+AC8729,Vypocet!$D$18))","v":{"$error":"#N/A"}},{"$error":"#N/A"},{"$f":"IF(AND(AC8730<AC8729,AC8730<>0),AE8729,IF(OR(AND(AC8729=0,AA8730<0),AC8729<-AA8730),IF(AC8729=0,IF(AE8729>-AA8730,AE8729+AA8730,0),IF(AC8729+AE8729>-AA8730,AC8729+AE8729+AA8730,0)),IF(AC8729=Vypocet!$D$18,AE8729+AA8730,AE8729+AA8730-AC8730+AC8729)))","v":{"$error":"#N/A"}},{"$error":"#N/A"},{"$error":"#N/A"},{"$f":"SUM($AF$3:AF8730)","v":{"$error":"#N/A"}},{"$error":"#N/A"},{"$error":"#N/A"},{"$error":"#N/A"},{"$f":"SUM($AJ$3:AJ8730)","v":{"$error":"#N/A"}},{"$error":"#N/A"},{"$error":"#N/A"},{"$error":"#N/A"},{"$f":"IF(AN8730<0,IF(AP8729>-AN8730,AP8729+AN8730,0),IF(AN8730+AP8729<=Vypocet!$D$18,AN8730+AP8729,Vypocet!$D$18))","v":{"$error":"#N/A"}},{"$error":"#N/A"},{"$f":"IF(AND(AP8730<AP8729,AP8730<>0),AR8729,IF(OR(AND(AP8729=0,AN8730<0),AP8729<-AN8730),IF(AP8729=0,IF(AR8729>-AN8730,AR8729+AN8730,0),IF(AP8729+AR8729>-AN8730,AP8729+AR8729+AN8730,0)),IF(AP8729=Vypocet!$D$18,AR8729+AN8730,AR8729+AN8730-AP8730+AP8729)))","v":{"$error":"#N/A"}},{"$error":"#N/A"},{"$error":"#N/A"},{"$f":"SUM($AS$3:AS8730)","v":{"$error":"#N/A"}},{"$error":"#N/A"},{"$error":"#N/A"},{"$error":"#N/A"},{"$f":"SUM($AW$3:AW8730)","v":{"$error":"#N/A"}},{"$f":"IF(V8730=0,IF(U8730=0,IF(AZ8729+Z8730/1000>Vypocet!$D$18,Vypocet!$D$18,AZ8729+Z8730/1000),IF(Z8730/1000+AZ8729-U8730>Vypocet!$D$18,Vypocet!$D$18,Z8730/1000+AZ8729-U8730)),IF(AZ8729=0,0,IF(AZ8729>V8730,AZ8729-V8730,0)))","v":0},0,null,null,null,null,null,null,null,null,null,null,null,null,null,null,null,null,null,null,null,null,null,null,null,null,null,null,null,null,null,null,null,null,null,null,null,null,null,null,null,null,null,null,null,null,null,null,null,null,null,null,null,null,null,null,null,null,null,null,null,null,null,null,null,null,null,null,null,null,null,null,null,null,null,null,null,null,null,null,null,null,null,null,null,null,null,null,null,null,null,null,null,null,null,null,null,null,null,null,null,null,null,null,null,0.63768000000000002,0.63068000000000002,0.73514999999999997,0.53473999999999999,0.71545000000000003,0.49328,0.49181000000000002,0.68213000000000001,0.81435999999999997,0.71162999999999998,0.83181000000000005,0.67379999999999995,0.67471999999999999,0.77197000000000005,0]
[12,44195,18,8729,{"$f":"(FA8731*Vypocet!$D$24)/$FA$2","v":0},{"$f":"(FB8731*Vypocet!$D$24)/$FB$2","v":0},{"$f":"(FC8731*Vypocet!$D$24)/$FC$2","v":0},{"$f":"(FD8731*Vypocet!$D$24)/$FD$2","v":0},{"$f":"(FE8731*Vypocet!$D$24)/$FE$2","v":0},{"$f":"(FF8731*Vypocet!$D$24)/$FF$2","v":0},{"$f":"(FG8731*Vypocet!$D$24)/$FG$2","v":0},{"$f":"(FH8731*Vypocet!$D$24)/$FH$2","v":0},{"$f":"(FI8731*Vypocet!$D$24)/$FI$2","v":0},{"$f":"(FJ8731*Vypocet!$D$24)/$FJ$2","v":0},{"$f":"(FK8731*Vypocet!$D$24)/$FK$2","v":0},{"$f":"(FL8731*Vypocet!$D$24)/$FL$2","v":0},{"$f":"(FM8731*Vypocet!$D$24)/$FM$2","v":0},{"$f":"(FN8731*Vypocet!$D$24)/$FN$2","v":0},{"$f":"(FO8731*Vypocet!$D$24)/$FO$2","v":0},{"$f":"(VLOOKUP(A8731,Voda!$B$3:$AC$15,TDDData!C8731+4,0)*4180*(VLOOKUP(A8731,Voda!$B$3:$AC$15,4,0)-VLOOKUP(A8731,Voda!$B$3:$AC$15,3,0)))/3600000","v":0},0,{"$f":"IF(U8731=0,0,IF(Z8731>0,IF(Z8731/1000<U8731,IF(Z8731/1000<=Vypocet!$D$15,IF(U8731<Vypocet!$D$15,U8731-Z8731/1000,Vypocet!$D$15-Z8731/1000),Vypocet!$D$15),0),IF(U8731>Vypocet!$D$15,Vypocet!$D$15,U8731)))","v":0},0,{"$f":"HLOOKUP(Vypocet!$D$11,TDDData!$E:$S,2+TDDData!D8731,0)","v":{"$error":"#N/A"}},0,0,{"$error":"#N/A"},{"$error":"#N/A"},{"$f":"IF(AA8731<0,IF(AC8730>-AA8731,AC8730+AA8731,0),IF(AA8731+AC8730<=Vypocet!$D$18,AA8731+AC8730,Vypocet!$D$18))","v":{"$error":"#N/A"}},{"$error":"#N/A"},{"$f":"IF(AND(AC8731<AC8730,AC8731<>0),AE8730,IF(OR(AND(AC8730=0,AA8731<0),AC8730<-AA8731),IF(AC8730=0,IF(AE8730>-AA8731,AE8730+AA8731,0),IF(AC8730+AE8730>-AA8731,AC8730+AE8730+AA8731,0)),IF(AC8730=Vypocet!$D$18,AE8730+AA8731,AE8730+AA8731-AC8731+AC8730)))","v":{"$error":"#N/A"}},{"$error":"#N/A"},{"$error":"#N/A"},{"$f":"SUM($AF$3:AF8731)","v":{"$error":"#N/A"}},{"$error":"#N/A"},{"$error":"#N/A"},{"$error":"#N/A"},{"$f":"SUM($AJ$3:AJ8731)","v":{"$error":"#N/A"}},{"$error":"#N/A"},{"$error":"#N/A"},{"$error":"#N/A"},{"$f":"IF(AN8731<0,IF(AP8730>-AN8731,AP8730+AN8731,0),IF(AN8731+AP8730<=Vypocet!$D$18,AN8731+AP8730,Vypocet!$D$18))","v":{"$error":"#N/A"}},{"$error":"#N/A"},{"$f":"IF(AND(AP8731<AP8730,AP8731<>0),AR8730,IF(OR(AND(AP8730=0,AN8731<0),AP8730<-AN8731),IF(AP8730=0,IF(AR8730>-AN8731,AR8730+AN8731,0),IF(AP8730+AR8730>-AN8731,AP8730+AR8730+AN8731,0)),IF(AP8730=Vypocet!$D$18,AR8730+AN8731,AR8730+AN8731-AP8731+AP8730)))","v":{"$error":"#N/A"}},{"$error":"#N/A"},{"$error":"#N/A"},{"$f":"SUM($AS$3:AS8731)","v":{"$error":"#N/A"}},{"$error":"#N/A"},{"$error":"#N/A"},{"$error":"#N/A"},{"$f":"SUM($AW$3:AW8731)","v":{"$error":"#N/A"}},{"$f":"IF(V8731=0,IF(U8731=0,IF(AZ8730+Z8731/1000>Vypocet!$D$18,Vypocet!$D$18,AZ8730+Z8731/1000),IF(Z8731/1000+AZ8730-U8731>Vypocet!$D$18,Vypocet!$D$18,Z8731/1000+AZ8730-U8731)),IF(AZ8730=0,0,IF(AZ8730>V8731,AZ8730-V8731,0)))","v":0},0,null,null,null,null,null,null,null,null,null,null,null,null,null,null,null,null,null,null,null,null,null,null,null,null,null,null,null,null,null,null,null,null,null,null,null,null,null,null,null,null,null,null,null,null,null,null,null,null,null,null,null,null,null,null,null,null,null,null,null,null,null,null,null,null,null,null,null,null,null,null,null,null,null,null,null,null,null,null,null,null,null,null,null,null,null,null,null,null,null,null,null,null,null,null,null,null,null,null,null,null,null,null,null,0.66085000000000005,0.59294999999999998,0.67157999999999995,0.64842,0.61858000000000002,0.43223,0.36194999999999999,0.69306000000000001,0.74307000000000001,0.63132999999999995,0.80084999999999995,0.75926000000000005,0.75993999999999995,0.80154999999999998,0.61667000000000005]
[12,44195,19,8730,{"$f":"(FA8732*Vypocet!$D$24)/$FA$2","v":0},{"$f":"(FB8732*Vypocet!$D$24)/$FB$2","v":0},{"$f":"(FC8732*Vypocet!$D$24)/$FC$2","v":0},{"$f":"(FD8732*Vypocet!$D$24)/$FD$2","v":0},{"$f":"(FE8732*Vypocet!$D$24)/$FE$2","v":0},{"$f":"(FF8732*Vypocet!$D$24)/$FF$2","v":0},{"$f":"(FG8732*Vypocet!$D$24)/$FG$2","v":0},{"$f":"(FH8732*Vypocet!$D$24)/$FH$2","v":0},{"$f":"(FI8732*Vypocet!$D$24)/$FI$2","v":0},{"$f":"(FJ8732*Vypocet!$D$24)/$FJ$2","v":0},{"$f":"(FK8732*Vypocet!$D$24)/$FK$2","v":0},{"$f":"(FL8732*Vypocet!$D$24)/$FL$2","v":0},{"$f":"(FM8732*Vypocet!$D$24)/$FM$2","v":0},{"$f":"(FN8732*Vypocet!$D$24)/$FN$2","v":0},{"$f":"(FO8732*Vypocet!$D$24)/$FO$2","v":0},{"$f":"(VLOOKUP(A8732,Voda!$B$3:$AC$15,TDDData!C8732+4,0)*4180*(VLOOKUP(A8732,Voda!$B$3:$AC$15,4,0)-VLOOKUP(A8732,Voda!$B$3:$AC$15,3,0)))/3600000","v":0},0,{"$f":"IF(U8732=0,0,IF(Z8732>0,IF(Z8732/1000<U8732,IF(Z8732/1000<=Vypocet!$D$15,IF(U8732<Vypocet!$D$15,U8732-Z8732/1000,Vypocet!$D$15-Z8732/1000),Vypocet!$D$15),0),IF(U8732>Vypocet!$D$15,Vypocet!$D$15,U8732)))","v":0},0,{"$f":"HLOOKUP(Vypocet!$D$11,TDDData!$E:$S,2+TDDData!D8732,0)","v":{"$error":"#N/A"}},0,0,{"$error":"#N/A"},{"$error":"#N/A"},{"$f":"IF(AA8732<0,IF(AC8731>-AA8732,AC8731+AA8732,0),IF(AA8732+AC8731<=Vypocet!$D$18,AA8732+AC8731,Vypocet!$D$18))","v":{"$error":"#N/A"}},{"$error":"#N/A"},{"$f":"IF(AND(AC8732<AC8731,AC8732<>0),AE8731,IF(OR(AND(AC8731=0,AA8732<0),AC8731<-AA8732),IF(AC8731=0,IF(AE8731>-AA8732,AE8731+AA8732,0),IF(AC8731+AE8731>-AA8732,AC8731+AE8731+AA8732,0)),IF(AC8731=Vypocet!$D$18,AE8731+AA8732,AE8731+AA8732-AC8732+AC8731)))","v":{"$error":"#N/A"}},{"$error":"#N/A"},{"$error":"#N/A"},{"$f":"SUM($AF$3:AF8732)","v":{"$error":"#N/A"}},{"$error":"#N/A"},{"$error":"#N/A"},{"$error":"#N/A"},{"$f":"SUM($AJ$3:AJ8732)","v":{"$error":"#N/A"}},{"$error":"#N/A"},{"$error":"#N/A"},{"$error":"#N/A"},{"$f":"IF(AN8732<0,IF(AP8731>-AN8732,AP8731+AN8732,0),IF(AN8732+AP8731<=Vypocet!$D$18,AN8732+AP8731,Vypocet!$D$18))","v":{"$error":"#N/A"}},{"$error":"#N/A"},{"$f":"IF(AND(AP8732<AP8731,AP8732<>0),AR8731,IF(OR(AND(AP8731=0,AN8732<0),AP8731<-AN8732),IF(AP8731=0,IF(AR8731>-AN8732,AR8731+AN8732,0),IF(AP8731+AR8731>-AN8732,AP8731+AR8731+AN8732,0)),IF(AP8731=Vypocet!$D$18,AR8731+AN8732,AR8731+AN8732-AP8732+AP8731)))","v":{"$error":"#N/A"}},{"$error":"#N/A"},{"$error":"#N/A"},{"$f":"SUM($AS$3:AS8732)","v":{"$error":"#N/A"}},{"$error":"#N/A"},{"$error":"#N/A"},{"$error":"#N/A"},{"$f":"SUM($AW$3:AW8732)","v":{"$error":"#N/A"}},{"$f":"IF(V8732=0,IF(U8732=0,IF(AZ8731+Z8732/1000>Vypocet!$D$18,Vypocet!$D$18,AZ8731+Z8732/1000),IF(Z8732/1000+AZ8731-U8732>Vypocet!$D$18,Vypocet!$D$18,Z8732/1000+AZ8731-U8732)),IF(AZ8731=0,0,IF(AZ8731>V8732,AZ8731-V8732,0)))","v":0},0,null,null,null,null,null,null,null,null,null,null,null,null,null,null,null,null,null,null,null,null,null,null,null,null,null,null,null,null,null,null,null,null,null,null,null,null,null,null,null,null,null,null,null,null,null,null,null,null,null,null,null,null,null,null,null,null,null,null,null,null,null,null,null,null,null,null,null,null,null,null,null,null,null,null,null,null,null,null,null,null,null,null,null,null,null,null,null,null,null,null,null,null,null,null,null,null,null,null,null,null,null,null,null,0.63604000000000005,0.53488999999999998,0.67005000000000003,0.66903999999999997,0.45021,0.39989999999999998,0.38496000000000002,0.60111999999999999,0.66466000000000003,0.61224000000000001,0.68684000000000001,0.59148000000000001,0.56730000000000003,0.86987999999999999,1]
[12,44195,20,8731,{"$f":"(FA8733*Vypocet!$D$24)/$FA$2","v":0},{"$f":"(FB8733*Vypocet!$D$24)/$FB$2","v":0},{"$f":"(FC8733*Vypocet!$D$24)/$FC$2","v":0},{"$f":"(FD8733*Vypocet!$D$24)/$FD$2","v":0},{"$f":"(FE8733*Vypocet!$D$24)/$FE$2","v":0},{"$f":"(FF8733*Vypocet!$D$24)/$FF$2","v":0},{"$f":"(FG8733*Vypocet!$D$24)/$FG$2","v":0},{"$f":"(FH8733*Vypocet!$D$24)/$FH$2","v":0},{"$f":"(FI8733*Vypocet!$D$24)/$FI$2","v":0},{"$f":"(FJ8733*Vypocet!$D$24)/$FJ$2","v":0},{"$f":"(FK8733*Vypocet!$D$24)/$FK$2","v":0},{"$f":"(FL8733*Vypocet!$D$24)/$FL$2","v":0},{"$f":"(FM8733*Vypocet!$D$24)/$FM$2","v":0},{"$f":"(FN8733*Vypocet!$D$24)/$FN$2","v":0},{"$f":"(FO8733*Vypocet!$D$24)/$FO$2","v":0},{"$f":"(VLOOKUP(A8733,Voda!$B$3:$AC$15,TDDData!C8733+4,0)*4180*(VLOOKUP(A8733,Voda!$B$3:$AC$15,4,0)-VLOOKUP(A8733,Voda!$B$3:$AC$15,3,0)))/3600000","v":0},0,{"$f":"IF(U8733=0,0,IF(Z8733>0,IF(Z8733/1000<U8733,IF(Z8733/1000<=Vypocet!$D$15,IF(U8733<Vypocet!$D$15,U8733-Z8733/1000,Vypocet!$D$15-Z8733/1000),Vypocet!$D$15),0),IF(U8733>Vypocet!$D$15,Vypocet!$D$15,U8733)))","v":0},0,{"$f":"HLOOKUP(Vypocet!$D$11,TDDData!$E:$S,2+TDDData!D8733,0)","v":{"$error":"#N/A"}},0,0,{"$error":"#N/A"},{"$error":"#N/A"},{"$f":"IF(AA8733<0,IF(AC8732>-AA8733,AC8732+AA8733,0),IF(AA8733+AC8732<=Vypocet!$D$18,AA8733+AC8732,Vypocet!$D$18))","v":{"$error":"#N/A"}},{"$error":"#N/A"},{"$f":"IF(AND(AC8733<AC8732,AC8733<>0),AE8732,IF(OR(AND(AC8732=0,AA8733<0),AC8732<-AA8733),IF(AC8732=0,IF(AE8732>-AA8733,AE8732+AA8733,0),IF(AC8732+AE8732>-AA8733,AC8732+AE8732+AA8733,0)),IF(AC8732=Vypocet!$D$18,AE8732+AA8733,AE8732+AA8733-AC8733+AC8732)))","v":{"$error":"#N/A"}},{"$error":"#N/A"},{"$error":"#N/A"},{"$f":"SUM($AF$3:AF8733)","v":{"$error":"#N/A"}},{"$error":"#N/A"},{"$error":"#N/A"},{"$error":"#N/A"},{"$f":"SUM($AJ$3:AJ8733)","v":{"$error":"#N/A"}},{"$error":"#N/A"},{"$error":"#N/A"},{"$error":"#N/A"},{"$f":"IF(AN8733<0,IF(AP8732>-AN8733,AP8732+AN8733,0),IF(AN8733+AP8732<=Vypocet!$D$18,AN8733+AP8732,Vypocet!$D$18))","v":{"$error":"#N/A"}},{"$error":"#N/A"},{"$f":"IF(AND(AP8733<AP8732,AP8733<>0),AR8732,IF(OR(AND(AP8732=0,AN8733<0),AP8732<-AN8733),IF(AP8732=0,IF(AR8732>-AN8733,AR8732+AN8733,0),IF(AP8732+AR8732>-AN8733,AP8732+AR8732+AN8733,0)),IF(AP8732=Vypocet!$D$18,AR8732+AN8733,AR8732+AN8733-AP8733+AP8732)))","v":{"$error":"#N/A"}},{"$error":"#N/A"},{"$error":"#N/A"},{"$f":"SUM($AS$3:AS8733)","v":{"$error":"#N/A"}},{"$error":"#N/A"},{"$error":"#N/A"},{"$error":"#N/A"},{"$f":"SUM($AW$3:AW8733)","v":{"$error":"#N/A"}},{"$f":"IF(V8733=0,IF(U8733=0,IF(AZ8732+Z8733/1000>Vypocet!$D$18,Vypocet!$D$18,AZ8732+Z8733/1000),IF(Z8733/1000+AZ8732-U8733>Vypocet!$D$18,Vypocet!$D$18,Z8733/1000+AZ8732-U8733)),IF(AZ8732=0,0,IF(AZ8732>V8733,AZ8732-V8733,0)))","v":0},0,null,null,null,null,null,null,null,null,null,null,null,null,null,null,null,null,null,null,null,null,null,null,null,null,null,null,null,null,null,null,null,null,null,null,null,null,null,null,null,null,null,null,null,null,null,null,null,null,null,null,null,null,null,null,null,null,null,null,null,null,null,null,null,null,null,null,null,null,null,null,null,null,null,null,null,null,null,null,null,null,null,null,null,null,null,null,null,null,null,null,null,null,null,null,null,null,null,null,null,null,null,null,null,0.57054000000000005,0.51376999999999995,0.68813000000000002,0.71297999999999995,0.55576999999999999,0.44962999999999997,0.40458,0.67484999999999995,0.60192000000000001,0.61970999999999998,0.54239000000000004,0.53075000000000006,0.56528,0.84336,1]
[12,44195,21,8732,{"$f":"(FA8734*Vypocet!$D$24)/$FA$2","v":0},{"$f":"(FB8734*Vypocet!$D$24)/$FB$2","v":0},{"$f":"(FC8734*Vypocet!$D$24)/$FC$2","v":0},{"$f":"(FD8734*Vypocet!$D$24)/$FD$2","v":0},{"$f":"(FE8734*Vypocet!$D$24)/$FE$2","v":0},{"$f":"(FF8734*Vypocet!$D$24)/$FF$2","v":0},{"$f":"(FG8734*Vypocet!$D$24)/$FG$2","v":0},{"$f":"(FH8734*Vypocet!$D$24)/$FH$2","v":0},{"$f":"(FI8734*Vypocet!$D$24)/$FI$2","v":0},{"$f":"(FJ8734*Vypocet!$D$24)/$FJ$2","v":0},{"$f":"(FK8734*Vypocet!$D$24)/$FK$2","v":0},{"$f":"(FL8734*Vypocet!$D$24)/$FL$2","v":0},{"$f":"(FM8734*Vypocet!$D$24)/$FM$2","v":0},{"$f":"(FN8734*Vypocet!$D$24)/$FN$2","v":0},{"$f":"(FO8734*Vypocet!$D$24)/$FO$2","v":0},{"$f":"(VLOOKUP(A8734,Voda!$B$3:$AC$15,TDDData!C8734+4,0)*4180*(VLOOKUP(A8734,Voda!$B$3:$AC$15,4,0)-VLOOKUP(A8734,Voda!$B$3:$AC$15,3,0)))/3600000","v":0},0,{"$f":"IF(U8734=0,0,IF(Z8734>0,IF(Z8734/1000<U8734,IF(Z8734/1000<=Vypocet!$D$15,IF(U8734<Vypocet!$D$15,U8734-Z8734/1000,Vypocet!$D$15-Z8734/1000),Vypocet!$D$15),0),IF(U8734>Vypocet!$D$15,Vypocet!$D$15,U8734)))","v":0},0,{"$f":"HLOOKUP(Vypocet!$D$11,TDDData!$E:$S,2+TDDData!D8734,0)","v":{"$error":"#N/A"}},0,0,{"$error":"#N/A"},{"$error":"#N/A"},{"$f":"IF(AA8734<0,IF(AC8733>-AA8734,AC8733+AA8734,0),IF(AA8734+AC8733<=Vypocet!$D$18,AA8734+AC8733,Vypocet!$D$18))","v":{"$error":"#N/A"}},{"$error":"#N/A"},{"$f":"IF(AND(AC8734<AC8733,AC8734<>0),AE8733,IF(OR(AND(AC8733=0,AA8734<0),AC8733<-AA8734),IF(AC8733=0,IF(AE8733>-AA8734,AE8733+AA8734,0),IF(AC8733+AE8733>-AA8734,AC8733+AE8733+AA8734,0)),IF(AC8733=Vypocet!$D$18,AE8733+AA8734,AE8733+AA8734-AC8734+AC8733)))","v":{"$error":"#N/A"}},{"$error":"#N/A"},{"$error":"#N/A"},{"$f":"SUM($AF$3:AF8734)","v":{"$error":"#N/A"}},{"$error":"#N/A"},{"$error":"#N/A"},{"$error":"#N/A"},{"$f":"SUM($AJ$3:AJ8734)","v":{"$error":"#N/A"}},{"$error":"#N/A"},{"$error":"#N/A"},{"$error":"#N/A"},{"$f":"IF(AN8734<0,IF(AP8733>-AN8734,AP8733+AN8734,0),IF(AN8734+AP8733<=Vypocet!$D$18,AN8734+AP8733,Vypocet!$D$18))","v":{"$error":"#N/A"}},{"$error":"#N/A"},{"$f":"IF(AND(AP8734<AP8733,AP8734<>0),AR8733,IF(OR(AND(AP8733=0,AN8734<0),AP8733<-AN8734),IF(AP8733=0,IF(AR8733>-AN8734,AR8733+AN8734,0),IF(AP8733+AR8733>-AN8734,AP8733+AR8733+AN8734,0)),IF(AP8733=Vypocet!$D$18,AR8733+AN8734,AR8733+AN8734-AP8734+AP8733)))","v":{"$error":"#N/A"}},{"$error":"#N/A"},{"$error":"#N/A"},{"$f":"SUM($AS$3:AS8734)","v":{"$error":"#N/A"}},{"$error":"#N/A"},{"$error":"#N/A"},{"$error":"#N/A"},{"$f":"SUM($AW$3:AW8734)","v":{"$error":"#N/A"}},{"$f":"IF(V8734=0,IF(U8734=0,IF(AZ8733+Z8734/1000>Vypocet!$D$18,Vypocet!$D$18,AZ8733+Z8734/1000),IF(Z8734/1000+AZ8733-U8734>Vypocet!$D$18,Vypocet!$D$18,Z8734/1000+AZ8733-U8734)),IF(AZ8733=0,0,IF(AZ8733>V8734,AZ8733-V8734,0)))","v":0},0,null,null,null,null,null,null,null,null,null,null,null,null,null,null,null,null,null,null,null,null,null,null,null,null,null,null,null,null,null,null,null,null,null,null,null,null,null,null,null,null,null,null,null,null,null,null,null,null,null,null,null,null,null,null,null,null,null,null,null,null,null,null,null,null,null,null,null,null,null,null,null,null,null,null,null,null,null,null,null,null,null,null,null,null,null,null,null,null,null,null,null,null,null,null,null,null,null,null,null,null,null,null,null,0.52856000000000003,0.52081999999999995,0.68359000000000003,0.66622000000000003,0.81318999999999997,0.41650999999999999,0.38923000000000002,0.57382999999999995,0.56471000000000005,0.56174999999999997,0.41409000000000001,0.46816999999999998,0.62795000000000001,0.81991999999999998,1]
[12,44195,22,8733,{"$f":"(FA8735*Vypocet!$D$24)/$FA$2","v":0},{"$f":"(FB8735*Vypocet!$D$24)/$FB$2","v":0},{"$f":"(FC8735*Vypocet!$D$24)/$FC$2","v":0},{"$f":"(FD8735*Vypocet!$D$24)/$FD$2","v":0},{"$f":"(FE8735*Vypocet!$D$24)/$FE$2","v":0},{"$f":"(FF8735*Vypocet!$D$24)/$FF$2","v":0},{"$f":"(FG8735*Vypocet!$D$24)/$FG$2","v":0},{"$f":"(FH8735*Vypocet!$D$24)/$FH$2","v":0},{"$f":"(FI8735*Vypocet!$D$24)/$FI$2","v":0},{"$f":"(FJ8735*Vypocet!$D$24)/$FJ$2","v":0},{"$f":"(FK8735*Vypocet!$D$24)/$FK$2","v":0},{"$f":"(FL8735*Vypocet!$D$24)/$FL$2","v":0},{"$f":"(FM8735*Vypocet!$D$24)/$FM$2","v":0},{"$f":"(FN8735*Vypocet!$D$24)/$FN$2","v":0},{"$f":"(FO8735*Vypocet!$D$24)/$FO$2","v":0},{"$f":"(VLOOKUP(A8735,Voda!$B$3:$AC$15,TDDData!C8735+4,0)*4180*(VLOOKUP(A8735,Voda!$B$3:$AC$15,4,0)-VLOOKUP(A8735,Voda!$B$3:$AC$15,3,0)))/3600000","v":0},0,{"$f":"IF(U8735=0,0,IF(Z8735>0,IF(Z8735/1000<U8735,IF(Z8735/1000<=Vypocet!$D$15,IF(U8735<Vypocet!$D$15,U8735-Z8735/1000,Vypocet!$D$15-Z8735/1000),Vypocet!$D$15),0),IF(U8735>Vypocet!$D$15,Vypocet!$D$15,U8735)))","v":0},0,{"$f":"HLOOKUP(Vypocet!$D$11,TDDData!$E:$S,2+TDDData!D8735,0)","v":{"$error":"#N/A"}},0,0,{"$error":"#N/A"},{"$error":"#N/A"},{"$f":"IF(AA8735<0,IF(AC8734>-AA8735,AC8734+AA8735,0),IF(AA8735+AC8734<=Vypocet!$D$18,AA8735+AC8734,Vypocet!$D$18))","v":{"$error":"#N/A"}},{"$error":"#N/A"},{"$f":"IF(AND(AC8735<AC8734,AC8735<>0),AE8734,IF(OR(AND(AC8734=0,AA8735<0),AC8734<-AA8735),IF(AC8734=0,IF(AE8734>-AA8735,AE8734+AA8735,0),IF(AC8734+AE8734>-AA8735,AC8734+AE8734+AA8735,0)),IF(AC8734=Vypocet!$D$18,AE8734+AA8735,AE8734+AA8735-AC8735+AC8734)))","v":{"$error":"#N/A"}},{"$error":"#N/A"},{"$error":"#N/A"},{"$f":"SUM($AF$3:AF8735)","v":{"$error":"#N/A"}},{"$error":"#N/A"},{"$error":"#N/A"},{"$error":"#N/A"},{"$f":"SUM($AJ$3:AJ8735)","v":{"$error":"#N/A"}},{"$error":"#N/A"},{"$error":"#N/A"},{"$error":"#N/A"},{"$f":"IF(AN8735<0,IF(AP8734>-AN8735,AP8734+AN8735,0),IF(AN8735+AP8734<=Vypocet!$D$18,AN8735+AP8734,Vypocet!$D$18))","v":{"$error":"#N/A"}},{"$error":"#N/A"},{"$f":"IF(AND(AP8735<AP8734,AP8735<>0),AR8734,IF(OR(AND(AP8734=0,AN8735<0),AP8734<-AN8735),IF(AP8734=0,IF(AR8734>-AN8735,AR8734+AN8735,0),IF(AP8734+AR8734>-AN8735,AP8734+AR8734+AN8735,0)),IF(AP8734=Vypocet!$D$18,AR8734+AN8735,AR8734+AN8735-AP8735+AP8734)))","v":{"$error":"#N/A"}},{"$error":"#N/A"},{"$error":"#N/A"},{"$f":"SUM($AS$3:AS8735)","v":{"$error":"#N/A"}},{"$error":"#N/A"},{"$error":"#N/A"},{"$error":"#N/A"},{"$f":"SUM($AW$3:AW8735)","v":{"$error":"#N/A"}},{"$f":"IF(V8735=0,IF(U8735=0,IF(AZ8734+Z8735/1000>Vypocet!$D$18,Vypocet!$D$18,AZ8734+Z8735/1000),IF(Z8735/1000+AZ8734-U8735>Vypocet!$D$18,Vypocet!$D$18,Z8735/1000+AZ8734-U8735)),IF(AZ8734=0,0,IF(AZ8734>V8735,AZ8734-V8735,0)))","v":0},0,null,null,null,null,null,null,null,null,null,null,null,null,null,null,null,null,null,null,null,null,null,null,null,null,null,null,null,null,null,null,null,null,null,null,null,null,null,null,null,null,null,null,null,null,null,null,null,null,null,null,null,null,null,null,null,null,null,null,null,null,null,null,null,null,null,null,null,null,null,null,null,null,null,null,null,null,null,null,null,null,null,null,null,null,null,null,null,null,null,null,null,null,null,null,null,null,null,null,null,null,null,null,null,0.48734,0.54895000000000005,0.61843999999999999,0.64232999999999996,0.77708999999999995,0.63734000000000002,0.36318,0.43064999999999998,0.51971999999999996,0.49278,0.39728999999999998,0.53422999999999998,0.63509000000000004,0.79890000000000005,1]
[12,44195,23,8734,{"$f":"(FA8736*Vypocet!$D$24)/$FA$2","v":0},{"$f":"(FB8736*Vypocet!$D$24)/$FB$2","v":0},{"$f":"(FC8736*Vypocet!$D$24)/$FC$2","v":0},{"$f":"(FD8736*Vypocet!$D$24)/$FD$2","v":0},{"$f":"(FE8736*Vypocet!$D$24)/$FE$2","v":0},{"$f":"(FF8736*Vypocet!$D$24)/$FF$2","v":0},{"$f":"(FG8736*Vypocet!$D$24)/$FG$2","v":0},{"$f":"(FH8736*Vypocet!$D$24)/$FH$2","v":0},{"$f":"(FI8736*Vypocet!$D$24)/$FI$2","v":0},{"$f":"(FJ8736*Vypocet!$D$24)/$FJ$2","v":0},{"$f":"(FK8736*Vypocet!$D$24)/$FK$2","v":0},{"$f":"(FL8736*Vypocet!$D$24)/$FL$2","v":0},{"$f":"(FM8736*Vypocet!$D$24)/$FM$2","v":0},{"$f":"(FN8736*Vypocet!$D$24)/$FN$2","v":0},{"$f":"(FO8736*Vypocet!$D$24)/$FO$2","v":0},{"$f":"(VLOOKUP(A8736,Voda!$B$3:$AC$15,TDDData!C8736+4,0)*4180*(VLOOKUP(A8736,Voda!$B$3:$AC$15,4,0)-VLOOKUP(A8736,Voda!$B$3:$AC$15,3,0)))/3600000","v":0},0,{"$f":"IF(U8736=0,0,IF(Z8736>0,IF(Z8736/1000<U8736,IF(Z8736/1000<=Vypocet!$D$15,IF(U8736<Vypocet!$D$15,U8736-Z8736/1000,Vypocet!$D$15-Z8736/1000),Vypocet!$D$15),0),IF(U8736>Vypocet!$D$15,Vypocet!$D$15,U8736)))","v":0},0,{"$f":"HLOOKUP(Vypocet!$D$11,TDDData!$E:$S,2+TDDData!D8736,0)","v":{"$error":"#N/A"}},0,0,{"$error":"#N/A"},{"$error":"#N/A"},{"$f":"IF(AA8736<0,IF(AC8735>-AA8736,AC8735+AA8736,0),IF(AA8736+AC8735<=Vypocet!$D$18,AA8736+AC8735,Vypocet!$D$18))","v":{"$error":"#N/A"}},{"$error":"#N/A"},{"$f":"IF(AND(AC8736<AC8735,AC8736<>0),AE8735,IF(OR(AND(AC8735=0,AA8736<0),AC8735<-AA8736),IF(AC8735=0,IF(AE8735>-AA8736,AE8735+AA8736,0),IF(AC8735+AE8735>-AA8736,AC8735+AE8735+AA8736,0)),IF(AC8735=Vypocet!$D$18,AE8735+AA8736,AE8735+AA8736-AC8736+AC8735)))","v":{"$error":"#N/A"}},{"$error":"#N/A"},{"$error":"#N/A"},{"$f":"SUM($AF$3:AF8736)","v":{"$error":"#N/A"}},{"$error":"#N/A"},{"$error":"#N/A"},{"$error":"#N/A"},{"$f":"SUM($AJ$3:AJ8736)","v":{"$error":"#N/A"}},{"$error":"#N/A"},{"$error":"#N/A"},{"$error":"#N/A"},{"$f":"IF(AN8736<0,IF(AP8735>-AN8736,AP8735+AN8736,0),IF(AN8736+AP8735<=Vypocet!$D$18,AN8736+AP8735,Vypocet!$D$18))","v":{"$error":"#N/A"}},{"$error":"#N/A"},{"$f":"IF(AND(AP8736<AP8735,AP8736<>0),AR8735,IF(OR(AND(AP8735=0,AN8736<0),AP8735<-AN8736),IF(AP8735=0,IF(AR8735>-AN8736,AR8735+AN8736,0),IF(AP8735+AR8735>-AN8736,AP8735+AR8735+AN8736,0)),IF(AP8735=Vypocet!$D$18,AR8735+AN8736,AR8735+AN8736-AP8736+AP8735)))","v":{"$error":"#N/A"}},{"$error":"#N/A"},{"$error":"#N/A"},{"$f":"SUM($AS$3:AS8736)","v":{"$error":"#N/A"}},{"$error":"#N/A"},{"$error":"#N/A"},{"$error":"#N/A"},{"$f":"SUM($AW$3:AW8736)","v":{"$error":"#N/A"}},{"$f":"IF(V8736=0,IF(U8736=0,IF(AZ8735+Z8736/1000>Vypocet!$D$18,Vypocet!$D$18,AZ8735+Z8736/1000),IF(Z8736/1000+AZ8735-U8736>Vypocet!$D$18,Vypocet!$D$18,Z8736/1000+AZ8735-U8736)),IF(AZ8735=0,0,IF(AZ8735>V8736,AZ8735-V8736,0)))","v":0},0,null,null,null,null,null,null,null,null,null,null,null,null,null,null,null,null,null,null,null,null,null,null,null,null,null,null,null,null,null,null,null,null,null,null,null,null,null,null,null,null,null,null,null,null,null,null,null,null,null,null,null,null,null,null,null,null,null,null,null,null,null,null,null,null,null,null,null,null,null,null,null,null,null,null,null,null,null,null,null,null,null,null,null,null,null,null,null,null,null,null,null,null,null,null,null,null,null,null,null,null,null,null,null,0.45546999999999999,0.54767999999999994,0.59884000000000004,0.57930000000000004,0.80164999999999997,0.69249000000000005,0.33340999999999998,0.45411000000000001,0.46188000000000001,0.47410000000000002,0.46832000000000001,0.53678000000000003,0.91669999999999996,0.79503000000000001,1]
[12,44195,24,8735,{"$f":"(FA8737*Vypocet!$D$24)/$FA$2","v":0},{"$f":"(FB8737*Vypocet!$D$24)/$FB$2","v":0},{"$f":"(FC8737*Vypocet!$D$24)/$FC$2","v":0},{"$f":"(FD8737*Vypocet!$D$24)/$FD$2","v":0},{"$f":"(FE8737*Vypocet!$D$24)/$FE$2","v":0},{"$f":"(FF8737*Vypocet!$D$24)/$FF$2","v":0},{"$f":"(FG8737*Vypocet!$D$24)/$FG$2","v":0},{"$f":"(FH8737*Vypocet!$D$24)/$FH$2","v":0},{"$f":"(FI8737*Vypocet!$D$24)/$FI$2","v":0},{"$f":"(FJ8737*Vypocet!$D$24)/$FJ$2","v":0},{"$f":"(FK8737*Vypocet!$D$24)/$FK$2","v":0},{"$f":"(FL8737*Vypocet!$D$24)/$FL$2","v":0},{"$f":"(FM8737*Vypocet!$D$24)/$FM$2","v":0},{"$f":"(FN8737*Vypocet!$D$24)/$FN$2","v":0},{"$f":"(FO8737*Vypocet!$D$24)/$FO$2","v":0},{"$f":"(VLOOKUP(A8737,Voda!$B$3:$AC$15,TDDData!C8737+4,0)*4180*(VLOOKUP(A8737,Voda!$B$3:$AC$15,4,0)-VLOOKUP(A8737,Voda!$B$3:$AC$15,3,0)))/3600000","v":0},0,{"$f":"IF(U8737=0,0,IF(Z8737>0,IF(Z8737/1000<U8737,IF(Z8737/1000<=Vypocet!$D$15,IF(U8737<Vypocet!$D$15,U8737-Z8737/1000,Vypocet!$D$15-Z8737/1000),Vypocet!$D$15),0),IF(U8737>Vypocet!$D$15,Vypocet!$D$15,U8737)))","v":0},0,{"$f":"HLOOKUP(Vypocet!$D$11,TDDData!$E:$S,2+TDDData!D8737,0)","v":{"$error":"#N/A"}},0,0,{"$error":"#N/A"},{"$error":"#N/A"},{"$f":"IF(AA8737<0,IF(AC8736>-AA8737,AC8736+AA8737,0),IF(AA8737+AC8736<=Vypocet!$D$18,AA8737+AC8736,Vypocet!$D$18))","v":{"$error":"#N/A"}},{"$error":"#N/A"},{"$f":"IF(AND(AC8737<AC8736,AC8737<>0),AE8736,IF(OR(AND(AC8736=0,AA8737<0),AC8736<-AA8737),IF(AC8736=0,IF(AE8736>-AA8737,AE8736+AA8737,0),IF(AC8736+AE8736>-AA8737,AC8736+AE8736+AA8737,0)),IF(AC8736=Vypocet!$D$18,AE8736+AA8737,AE8736+AA8737-AC8737+AC8736)))","v":{"$error":"#N/A"}},{"$error":"#N/A"},{"$error":"#N/A"},{"$f":"SUM($AF$3:AF8737)","v":{"$error":"#N/A"}},{"$error":"#N/A"},{"$error":"#N/A"},{"$error":"#N/A"},{"$f":"SUM($AJ$3:AJ8737)","v":{"$error":"#N/A"}},{"$error":"#N/A"},{"$error":"#N/A"},{"$error":"#N/A"},{"$f":"IF(AN8737<0,IF(AP8736>-AN8737,AP8736+AN8737,0),IF(AN8737+AP8736<=Vypocet!$D$18,AN8737+AP8736,Vypocet!$D$18))","v":{"$error":"#N/A"}},{"$error":"#N/A"},{"$f":"IF(AND(AP8737<AP8736,AP8737<>0),AR8736,IF(OR(AND(AP8736=0,AN8737<0),AP8736<-AN8737),IF(AP8736=0,IF(AR8736>-AN8737,AR8736+AN8737,0),IF(AP8736+AR8736>-AN8737,AP8736+AR8736+AN8737,0)),IF(AP8736=Vypocet!$D$18,AR8736+AN8737,AR8736+AN8737-AP8737+AP8736)))","v":{"$error":"#N/A"}},{"$error":"#N/A"},{"$error":"#N/A"},{"$f":"SUM($AS$3:AS8737)","v":{"$error":"#N/A"}},{"$error":"#N/A"},{"$error":"#N/A"},{"$error":"#N/A"},{"$f":"SUM($AW$3:AW8737)","v":{"$error":"#N/A"}},{"$f":"IF(V8737=0,IF(U8737=0,IF(AZ8736+Z8737/1000>Vypocet!$D$18,Vypocet!$D$18,AZ8736+Z8737/1000),IF(Z8737/1000+AZ8736-U8737>Vypocet!$D$18,Vypocet!$D$18,Z8737/1000+AZ8736-U8737)),IF(AZ8736=0,0,IF(AZ8736>V8737,AZ8736-V8737,0)))","v":0},0,null,null,null,null,null,null,null,null,null,null,null,null,null,null,null,null,null,null,null,null,null,null,null,null,null,null,null,null,null,null,null,null,null,null,null,null,null,null,null,null,null,null,null,null,null,null,null,null,null,null,null,null,null,null,null,null,null,null,null,null,null,null,null,null,null,null,null,null,null,null,null,null,null,null,null,null,null,null,null,null,null,null,null,null,null,null,null,null,null,null,null,null,null,null,null,null,null,null,null,null,null,null,null,0.40823999999999999,0.50841000000000003,0.54947000000000001,0.47483999999999998,0.65368999999999999,0.37086000000000002,0.31647999999999998,0.51832999999999996,0.39289000000000002,0.55084,0.59657000000000004,0.67689999999999995,0.83016000000000001,0.71919,1]
[12,44196,1,8736,{"$f":"(FA8738*Vypocet!$D$24)/$FA$2","v":0},{"$f":"(FB8738*Vypocet!$D$24)/$FB$2","v":0},{"$f":"(FC8738*Vypocet!$D$24)/$FC$2","v":0},{"$f":"(FD8738*Vypocet!$D$24)/$FD$2","v":0},{"$f":"(FE8738*Vypocet!$D$24)/$FE$2","v":0},{"$f":"(FF8738*Vypocet!$D$24)/$FF$2","v":0},{"$f":"(FG8738*Vypocet!$D$24)/$FG$2","v":0},{"$f":"(FH8738*Vypocet!$D$24)/$FH$2","v":0},{"$f":"(FI8738*Vypocet!$D$24)/$FI$2","v":0},{"$f":"(FJ8738*Vypocet!$D$24)/$FJ$2","v":0},{"$f":"(FK8738*Vypocet!$D$24)/$FK$2","v":0},{"$f":"(FL8738*Vypocet!$D$24)/$FL$2","v":0},{"$f":"(FM8738*Vypocet!$D$24)/$FM$2","v":0},{"$f":"(FN8738*Vypocet!$D$24)/$FN$2","v":0},{"$f":"(FO8738*Vypocet!$D$24)/$FO$2","v":0},{"$f":"(VLOOKUP(A8738,Voda!$B$3:$AC$15,TDDData!C8738+4,0)*4180*(VLOOKUP(A8738,Voda!$B$3:$AC$15,4,0)-VLOOKUP(A8738,Voda!$B$3:$AC$15,3,0)))/3600000","v":0},0,{"$f":"IF(U8738=0,0,IF(Z8738>0,IF(Z8738/1000<U8738,IF(Z8738/1000<=Vypocet!$D$15,IF(U8738<Vypocet!$D$15,U8738-Z8738/1000,Vypocet!$D$15-Z8738/1000),Vypocet!$D$15),0),IF(U8738>Vypocet!$D$15,Vypocet!$D$15,U8738)))","v":0},0,{"$f":"HLOOKUP(Vypocet!$D$11,TDDData!$E:$S,2+TDDData!D8738,0)","v":{"$error":"#N/A"}},0,0,{"$error":"#N/A"},{"$error":"#N/A"},{"$f":"IF(AA8738<0,IF(AC8737>-AA8738,AC8737+AA8738,0),IF(AA8738+AC8737<=Vypocet!$D$18,AA8738+AC8737,Vypocet!$D$18))","v":{"$error":"#N/A"}},{"$error":"#N/A"},{"$f":"IF(AND(AC8738<AC8737,AC8738<>0),AE8737,IF(OR(AND(AC8737=0,AA8738<0),AC8737<-AA8738),IF(AC8737=0,IF(AE8737>-AA8738,AE8737+AA8738,0),IF(AC8737+AE8737>-AA8738,AC8737+AE8737+AA8738,0)),IF(AC8737=Vypocet!$D$18,AE8737+AA8738,AE8737+AA8738-AC8738+AC8737)))","v":{"$error":"#N/A"}},{"$error":"#N/A"},{"$error":"#N/A"},{"$f":"SUM($AF$3:AF8738)","v":{"$error":"#N/A"}},{"$error":"#N/A"},{"$error":"#N/A"},{"$error":"#N/A"},{"$f":"SUM($AJ$3:AJ8738)","v":{"$error":"#N/A"}},{"$error":"#N/A"},{"$error":"#N/A"},{"$error":"#N/A"},{"$f":"IF(AN8738<0,IF(AP8737>-AN8738,AP8737+AN8738,0),IF(AN8738+AP8737<=Vypocet!$D$18,AN8738+AP8737,Vypocet!$D$18))","v":{"$error":"#N/A"}},{"$error":"#N/A"},{"$f":"IF(AND(AP8738<AP8737,AP8738<>0),AR8737,IF(OR(AND(AP8737=0,AN8738<0),AP8737<-AN8738),IF(AP8737=0,IF(AR8737>-AN8738,AR8737+AN8738,0),IF(AP8737+AR8737>-AN8738,AP8737+AR8737+AN8738,0)),IF(AP8737=Vypocet!$D$18,AR8737+AN8738,AR8737+AN8738-AP8738+AP8737)))","v":{"$error":"#N/A"}},{"$error":"#N/A"},{"$error":"#N/A"},{"$f":"SUM($AS$3:AS8738)","v":{"$error":"#N/A"}},{"$error":"#N/A"},{"$error":"#N/A"},{"$error":"#N/A"},{"$f":"SUM($AW$3:AW8738)","v":{"$error":"#N/A"}},{"$f":"IF(V8738=0,IF(U8738=0,IF(AZ8737+Z8738/1000>Vypocet!$D$18,Vypocet!$D$18,AZ8737+Z8738/1000),IF(Z8738/1000+AZ8737-U8738>Vypocet!$D$18,Vypocet!$D$18,Z8738/1000+AZ8737-U8738)),IF(AZ8737=0,0,IF(AZ8737>V8738,AZ8737-V8738,0)))","v":0},0,null,null,null,null,null,null,null,null,null,null,null,null,null,null,null,null,null,null,null,null,null,null,null,null,null,null,null,null,null,null,null,null,null,null,null,null,null,null,null,null,null,null,null,null,null,null,null,null,null,null,null,null,null,null,null,null,null,null,null,null,null,null,null,null,null,null,null,null,null,null,null,null,null,null,null,null,null,null,null,null,null,null,null,null,null,null,null,null,null,null,null,null,null,null,null,null,null,null,null,null,null,null,null,0.36403000000000002,0.50822999999999996,0.51819000000000004,0.36407,0.49413000000000001,0.38535000000000003,0.28894999999999998,0.45900000000000002,0.32416,0.60167000000000004,0.45506999999999997,0.69518999999999997,0.66395000000000004,0.63975000000000004,1]
[12,44196,2,8737,{"$f":"(FA8739*Vypocet!$D$24)/$FA$2","v":0},{"$f":"(FB8739*Vypocet!$D$24)/$FB$2","v":0},{"$f":"(FC8739*Vypocet!$D$24)/$FC$2","v":0},{"$f":"(FD8739*Vypocet!$D$24)/$FD$2","v":0},{"$f":"(FE8739*Vypocet!$D$24)/$FE$2","v":0},{"$f":"(FF8739*Vypocet!$D$24)/$FF$2","v":0},{"$f":"(FG8739*Vypocet!$D$24)/$FG$2","v":0},{"$f":"(FH8739*Vypocet!$D$24)/$FH$2","v":0},{"$f":"(FI8739*Vypocet!$D$24)/$FI$2","v":0},{"$f":"(FJ8739*Vypocet!$D$24)/$FJ$2","v":0},{"$f":"(FK8739*Vypocet!$D$24)/$FK$2","v":0},{"$f":"(FL8739*Vypocet!$D$24)/$FL$2","v":0},{"$f":"(FM8739*Vypocet!$D$24)/$FM$2","v":0},{"$f":"(FN8739*Vypocet!$D$24)/$FN$2","v":0},{"$f":"(FO8739*Vypocet!$D$24)/$FO$2","v":0},{"$f":"(VLOOKUP(A8739,Voda!$B$3:$AC$15,TDDData!C8739+4,0)*4180*(VLOOKUP(A8739,Voda!$B$3:$AC$15,4,0)-VLOOKUP(A8739,Voda!$B$3:$AC$15,3,0)))/3600000","v":0},0,{"$f":"IF(U8739=0,0,IF(Z8739>0,IF(Z8739/1000<U8739,IF(Z8739/1000<=Vypocet!$D$15,IF(U8739<Vypocet!$D$15,U8739-Z8739/1000,Vypocet!$D$15-Z8739/1000),Vypocet!$D$15),0),IF(U8739>Vypocet!$D$15,Vypocet!$D$15,U8739)))","v":0},0,{"$f":"HLOOKUP(Vypocet!$D$11,TDDData!$E:$S,2+TDDData!D8739,0)","v":{"$error":"#N/A"}},0,0,{"$error":"#N/A"},{"$error":"#N/A"},{"$f":"IF(AA8739<0,IF(AC8738>-AA8739,AC8738+AA8739,0),IF(AA8739+AC8738<=Vypocet!$D$18,AA8739+AC8738,Vypocet!$D$18))","v":{"$error":"#N/A"}},{"$error":"#N/A"},{"$f":"IF(AND(AC8739<AC8738,AC8739<>0),AE8738,IF(OR(AND(AC8738=0,AA8739<0),AC8738<-AA8739),IF(AC8738=0,IF(AE8738>-AA8739,AE8738+AA8739,0),IF(AC8738+AE8738>-AA8739,AC8738+AE8738+AA8739,0)),IF(AC8738=Vypocet!$D$18,AE8738+AA8739,AE8738+AA8739-AC8739+AC8738)))","v":{"$error":"#N/A"}},{"$error":"#N/A"},{"$error":"#N/A"},{"$f":"SUM($AF$3:AF8739)","v":{"$error":"#N/A"}},{"$error":"#N/A"},{"$error":"#N/A"},{"$error":"#N/A"},{"$f":"SUM($AJ$3:AJ8739)","v":{"$error":"#N/A"}},{"$error":"#N/A"},{"$error":"#N/A"},{"$error":"#N/A"},{"$f":"IF(AN8739<0,IF(AP8738>-AN8739,AP8738+AN8739,0),IF(AN8739+AP8738<=Vypocet!$D$18,AN8739+AP8738,Vypocet!$D$18))","v":{"$error":"#N/A"}},{"$error":"#N/A"},{"$f":"IF(AND(AP8739<AP8738,AP8739<>0),AR8738,IF(OR(AND(AP8738=0,AN8739<0),AP8738<-AN8739),IF(AP8738=0,IF(AR8738>-AN8739,AR8738+AN8739,0),IF(AP8738+AR8738>-AN8739,AP8738+AR8738+AN8739,0)),IF(AP8738=Vypocet!$D$18,AR8738+AN8739,AR8738+AN8739-AP8739+AP8738)))","v":{"$error":"#N/A"}},{"$error":"#N/A"},{"$error":"#N/A"},{"$f":"SUM($AS$3:AS8739)","v":{"$error":"#N/A"}},{"$error":"#N/A"},{"$error":"#N/A"},{"$error":"#N/A"},{"$f":"SUM($AW$3:AW8739)","v":{"$error":"#N/A"}},{"$f":"IF(V8739=0,IF(U8739=0,IF(AZ8738+Z8739/1000>Vypocet!$D$18,Vypocet!$D$18,AZ8738+Z8739/1000),IF(Z8739/1000+AZ8738-U8739>Vypocet!$D$18,Vypocet!$D$18,Z8739/1000+AZ8738-U8739)),IF(AZ8738=0,0,IF(AZ8738>V8739,AZ8738-V8739,0)))","v":0},0,null,null,null,null,null,null,null,null,null,null,null,null,null,null,null,null,null,null,null,null,null,null,null,null,null,null,null,null,null,null,null,null,null,null,null,null,null,null,null,null,null,null,null,null,null,null,null,null,null,null,null,null,null,null,null,null,null,null,null,null,null,null,null,null,null,null,null,null,null,null,null,null,null,null,null,null,null,null,null,null,null,null,null,null,null,null,null,null,null,null,null,null,null,null,null,null,null,null,null,null,null,null,null,0.35521999999999998,0.51732,0.50138000000000005,0.30353000000000002,0.31039,0.44406000000000001,0.33838000000000001,0.47220000000000001,0.48554000000000003,0.57972999999999997,0.34964000000000001,0.52502000000000004,0.54115999999999997,0.57257999999999998,1]
[12,44196,3,8738,{"$f":"(FA8740*Vypocet!$D$24)/$FA$2","v":0},{"$f":"(FB8740*Vypocet!$D$24)/$FB$2","v":0},{"$f":"(FC8740*Vypocet!$D$24)/$FC$2","v":0},{"$f":"(FD8740*Vypocet!$D$24)/$FD$2","v":0},{"$f":"(FE8740*Vypocet!$D$24)/$FE$2","v":0},{"$f":"(FF8740*Vypocet!$D$24)/$FF$2","v":0},{"$f":"(FG8740*Vypocet!$D$24)/$FG$2","v":0},{"$f":"(FH8740*Vypocet!$D$24)/$FH$2","v":0},{"$f":"(FI8740*Vypocet!$D$24)/$FI$2","v":0},{"$f":"(FJ8740*Vypocet!$D$24)/$FJ$2","v":0},{"$f":"(FK8740*Vypocet!$D$24)/$FK$2","v":0},{"$f":"(FL8740*Vypocet!$D$24)/$FL$2","v":0},{"$f":"(FM8740*Vypocet!$D$24)/$FM$2","v":0},{"$f":"(FN8740*Vypocet!$D$24)/$FN$2","v":0},{"$f":"(FO8740*Vypocet!$D$24)/$FO$2","v":0},{"$f":"(VLOOKUP(A8740,Voda!$B$3:$AC$15,TDDData!C8740+4,0)*4180*(VLOOKUP(A8740,Voda!$B$3:$AC$15,4,0)-VLOOKUP(A8740,Voda!$B$3:$AC$15,3,0)))/3600000","v":0},0,{"$f":"IF(U8740=0,0,IF(Z8740>0,IF(Z8740/1000<U8740,IF(Z8740/1000<=Vypocet!$D$15,IF(U8740<Vypocet!$D$15,U8740-Z8740/1000,Vypocet!$D$15-Z8740/1000),Vypocet!$D$15),0),IF(U8740>Vypocet!$D$15,Vypocet!$D$15,U8740)))","v":0},0,{"$f":"HLOOKUP(Vypocet!$D$11,TDDData!$E:$S,2+TDDData!D8740,0)","v":{"$error":"#N/A"}},0,0,{"$error":"#N/A"},{"$error":"#N/A"},{"$f":"IF(AA8740<0,IF(AC8739>-AA8740,AC8739+AA8740,0),IF(AA8740+AC8739<=Vypocet!$D$18,AA8740+AC8739,Vypocet!$D$18))","v":{"$error":"#N/A"}},{"$error":"#N/A"},{"$f":"IF(AND(AC8740<AC8739,AC8740<>0),AE8739,IF(OR(AND(AC8739=0,AA8740<0),AC8739<-AA8740),IF(AC8739=0,IF(AE8739>-AA8740,AE8739+AA8740,0),IF(AC8739+AE8739>-AA8740,AC8739+AE8739+AA8740,0)),IF(AC8739=Vypocet!$D$18,AE8739+AA8740,AE8739+AA8740-AC8740+AC8739)))","v":{"$error":"#N/A"}},{"$error":"#N/A"},{"$error":"#N/A"},{"$f":"SUM($AF$3:AF8740)","v":{"$error":"#N/A"}},{"$error":"#N/A"},{"$error":"#N/A"},{"$error":"#N/A"},{"$f":"SUM($AJ$3:AJ8740)","v":{"$error":"#N/A"}},{"$error":"#N/A"},{"$error":"#N/A"},{"$error":"#N/A"},{"$f":"IF(AN8740<0,IF(AP8739>-AN8740,AP8739+AN8740,0),IF(AN8740+AP8739<=Vypocet!$D$18,AN8740+AP8739,Vypocet!$D$18))","v":{"$error":"#N/A"}},{"$error":"#N/A"},{"$f":"IF(AND(AP8740<AP8739,AP8740<>0),AR8739,IF(OR(AND(AP8739=0,AN8740<0),AP8739<-AN8740),IF(AP8739=0,IF(AR8739>-AN8740,AR8739+AN8740,0),IF(AP8739+AR8739>-AN8740,AP8739+AR8739+AN8740,0)),IF(AP8739=Vypocet!$D$18,AR8739+AN8740,AR8739+AN8740-AP8740+AP8739)))","v":{"$error":"#N/A"}},{"$error":"#N/A"},{"$error":"#N/A"},{"$f":"SUM($AS$3:AS8740)","v":{"$error":"#N/A"}},{"$error":"#N/A"},{"$error":"#N/A"},{"$error":"#N/A"},{"$f":"SUM($AW$3:AW8740)","v":{"$error":"#N/A"}},{"$f":"IF(V8740=0,IF(U8740=0,IF(AZ8739+Z8740/1000>Vypocet!$D$18,Vypocet!$D$18,AZ8739+Z8740/1000),IF(Z8740/1000+AZ8739-U8740>Vypocet!$D$18,Vypocet!$D$18,Z8740/1000+AZ8739-U8740)),IF(AZ8739=0,0,IF(AZ8739>V8740,AZ8739-V8740,0)))","v":0},0,null,null,null,null,null,null,null,null,null,null,null,null,null,null,null,null,null,null,null,null,null,null,null,null,null,null,null,null,null,null,null,null,null,null,null,null,null,null,null,null,null,null,null,null,null,null,null,null,null,null,null,null,null,null,null,null,null,null,null,null,null,null,null,null,null,null,null,null,null,null,null,null,null,null,null,null,null,null,null,null,null,null,null,null,null,null,null,null,null,null,null,null,null,null,null,null,null,null,null,null,null,null,null,0.33978999999999998,0.62114999999999998,0.48618,0.26136999999999999,0.43991999999999998,0.55420999999999998,0.71120000000000005,0.60323000000000004,0.42137999999999998,0.80259999999999998,0.78663000000000005,0.42943999999999999,0.48787999999999998,0.51688000000000001,1]
[12,44196,4,8739,{"$f":"(FA8741*Vypocet!$D$24)/$FA$2","v":0},{"$f":"(FB8741*Vypocet!$D$24)/$FB$2","v":0},{"$f":"(FC8741*Vypocet!$D$24)/$FC$2","v":0},{"$f":"(FD8741*Vypocet!$D$24)/$FD$2","v":0},{"$f":"(FE8741*Vypocet!$D$24)/$FE$2","v":0},{"$f":"(FF8741*Vypocet!$D$24)/$FF$2","v":0},{"$f":"(FG8741*Vypocet!$D$24)/$FG$2","v":0},{"$f":"(FH8741*Vypocet!$D$24)/$FH$2","v":0},{"$f":"(FI8741*Vypocet!$D$24)/$FI$2","v":0},{"$f":"(FJ8741*Vypocet!$D$24)/$FJ$2","v":0},{"$f":"(FK8741*Vypocet!$D$24)/$FK$2","v":0},{"$f":"(FL8741*Vypocet!$D$24)/$FL$2","v":0},{"$f":"(FM8741*Vypocet!$D$24)/$FM$2","v":0},{"$f":"(FN8741*Vypocet!$D$24)/$FN$2","v":0},{"$f":"(FO8741*Vypocet!$D$24)/$FO$2","v":0},{"$f":"(VLOOKUP(A8741,Voda!$B$3:$AC$15,TDDData!C8741+4,0)*4180*(VLOOKUP(A8741,Voda!$B$3:$AC$15,4,0)-VLOOKUP(A8741,Voda!$B$3:$AC$15,3,0)))/3600000","v":0},0,{"$f":"IF(U8741=0,0,IF(Z8741>0,IF(Z8741/1000<U8741,IF(Z8741/1000<=Vypocet!$D$15,IF(U8741<Vypocet!$D$15,U8741-Z8741/1000,Vypocet!$D$15-Z8741/1000),Vypocet!$D$15),0),IF(U8741>Vypocet!$D$15,Vypocet!$D$15,U8741)))","v":0},0,{"$f":"HLOOKUP(Vypocet!$D$11,TDDData!$E:$S,2+TDDData!D8741,0)","v":{"$error":"#N/A"}},0,0,{"$error":"#N/A"},{"$error":"#N/A"},{"$f":"IF(AA8741<0,IF(AC8740>-AA8741,AC8740+AA8741,0),IF(AA8741+AC8740<=Vypocet!$D$18,AA8741+AC8740,Vypocet!$D$18))","v":{"$error":"#N/A"}},{"$error":"#N/A"},{"$f":"IF(AND(AC8741<AC8740,AC8741<>0),AE8740,IF(OR(AND(AC8740=0,AA8741<0),AC8740<-AA8741),IF(AC8740=0,IF(AE8740>-AA8741,AE8740+AA8741,0),IF(AC8740+AE8740>-AA8741,AC8740+AE8740+AA8741,0)),IF(AC8740=Vypocet!$D$18,AE8740+AA8741,AE8740+AA8741-AC8741+AC8740)))","v":{"$error":"#N/A"}},{"$error":"#N/A"},{"$error":"#N/A"},{"$f":"SUM($AF$3:AF8741)","v":{"$error":"#N/A"}},{"$error":"#N/A"},{"$error":"#N/A"},{"$error":"#N/A"},{"$f":"SUM($AJ$3:AJ8741)","v":{"$error":"#N/A"}},{"$error":"#N/A"},{"$error":"#N/A"},{"$error":"#N/A"},{"$f":"IF(AN8741<0,IF(AP8740>-AN8741,AP8740+AN8741,0),IF(AN8741+AP8740<=Vypocet!$D$18,AN8741+AP8740,Vypocet!$D$18))","v":{"$error":"#N/A"}},{"$error":"#N/A"},{"$f":"IF(AND(AP8741<AP8740,AP8741<>0),AR8740,IF(OR(AND(AP8740=0,AN8741<0),AP8740<-AN8741),IF(AP8740=0,IF(AR8740>-AN8741,AR8740+AN8741,0),IF(AP8740+AR8740>-AN8741,AP8740+AR8740+AN8741,0)),IF(AP8740=Vypocet!$D$18,AR8740+AN8741,AR8740+AN8741-AP8741+AP8740)))","v":{"$error":"#N/A"}},{"$error":"#N/A"},{"$error":"#N/A"},{"$f":"SUM($AS$3:AS8741)","v":{"$error":"#N/A"}},{"$error":"#N/A"},{"$error":"#N/A"},{"$error":"#N/A"},{"$f":"SUM($AW$3:AW8741)","v":{"$error":"#N/A"}},{"$f":"IF(V8741=0,IF(U8741=0,IF(AZ8740+Z8741/1000>Vypocet!$D$18,Vypocet!$D$18,AZ8740+Z8741/1000),IF(Z8741/1000+AZ8740-U8741>Vypocet!$D$18,Vypocet!$D$18,Z8741/1000+AZ8740-U8741)),IF(AZ8740=0,0,IF(AZ8740>V8741,AZ8740-V8741,0)))","v":0},0,null,null,null,null,null,null,null,null,null,null,null,null,null,null,null,null,null,null,null,null,null,null,null,null,null,null,null,null,null,null,null,null,null,null,null,null,null,null,null,null,null,null,null,null,null,null,null,null,null,null,null,null,null,null,null,null,null,null,null,null,null,null,null,null,null,null,null,null,null,null,null,null,null,null,null,null,null,null,null,null,null,null,null,null,null,null,null,null,null,null,null,null,null,null,null,null,null,null,null,null,null,null,null,0.32296999999999998,0.59514999999999996,0.47122000000000003,0.23981,0.60582000000000003,0.46817999999999999,0.63414000000000004,0.56301999999999996,0.40542,0.66261000000000003,0.58845999999999998,0.38955000000000001,0.44552999999999998,0.55164999999999997,1]
[12,44196,5,8740,{"$f":"(FA8742*Vypocet!$D$24)/$FA$2","v":0},{"$f":"(FB8742*Vypocet!$D$24)/$FB$2","v":0},{"$f":"(FC8742*Vypocet!$D$24)/$FC$2","v":0},{"$f":"(FD8742*Vypocet!$D$24)/$FD$2","v":0},{"$f":"(FE8742*Vypocet!$D$24)/$FE$2","v":0},{"$f":"(FF8742*Vypocet!$D$24)/$FF$2","v":0},{"$f":"(FG8742*Vypocet!$D$24)/$FG$2","v":0},{"$f":"(FH8742*Vypocet!$D$24)/$FH$2","v":0},{"$f":"(FI8742*Vypocet!$D$24)/$FI$2","v":0},{"$f":"(FJ8742*Vypocet!$D$24)/$FJ$2","v":0},{"$f":"(FK8742*Vypocet!$D$24)/$FK$2","v":0},{"$f":"(FL8742*Vypocet!$D$24)/$FL$2","v":0},{"$f":"(FM8742*Vypocet!$D$24)/$FM$2","v":0},{"$f":"(FN8742*Vypocet!$D$24)/$FN$2","v":0},{"$f":"(FO8742*Vypocet!$D$24)/$FO$2","v":0},{"$f":"(VLOOKUP(A8742,Voda!$B$3:$AC$15,TDDData!C8742+4,0)*4180*(VLOOKUP(A8742,Voda!$B$3:$AC$15,4,0)-VLOOKUP(A8742,Voda!$B$3:$AC$15,3,0)))/3600000","v":0},0,{"$f":"IF(U8742=0,0,IF(Z8742>0,IF(Z8742/1000<U8742,IF(Z8742/1000<=Vypocet!$D$15,IF(U8742<Vypocet!$D$15,U8742-Z8742/1000,Vypocet!$D$15-Z8742/1000),Vypocet!$D$15),0),IF(U8742>Vypocet!$D$15,Vypocet!$D$15,U8742)))","v":0},0,{"$f":"HLOOKUP(Vypocet!$D$11,TDDData!$E:$S,2+TDDData!D8742,0)","v":{"$error":"#N/A"}},0,0,{"$error":"#N/A"},{"$error":"#N/A"},{"$f":"IF(AA8742<0,IF(AC8741>-AA8742,AC8741+AA8742,0),IF(AA8742+AC8741<=Vypocet!$D$18,AA8742+AC8741,Vypocet!$D$18))","v":{"$error":"#N/A"}},{"$error":"#N/A"},{"$f":"IF(AND(AC8742<AC8741,AC8742<>0),AE8741,IF(OR(AND(AC8741=0,AA8742<0),AC8741<-AA8742),IF(AC8741=0,IF(AE8741>-AA8742,AE8741+AA8742,0),IF(AC8741+AE8741>-AA8742,AC8741+AE8741+AA8742,0)),IF(AC8741=Vypocet!$D$18,AE8741+AA8742,AE8741+AA8742-AC8742+AC8741)))","v":{"$error":"#N/A"}},{"$error":"#N/A"},{"$error":"#N/A"},{"$f":"SUM($AF$3:AF8742)","v":{"$error":"#N/A"}},{"$error":"#N/A"},{"$error":"#N/A"},{"$error":"#N/A"},{"$f":"SUM($AJ$3:AJ8742)","v":{"$error":"#N/A"}},{"$error":"#N/A"},{"$error":"#N/A"},{"$error":"#N/A"},{"$f":"IF(AN8742<0,IF(AP8741>-AN8742,AP8741+AN8742,0),IF(AN8742+AP8741<=Vypocet!$D$18,AN8742+AP8741,Vypocet!$D$18))","v":{"$error":"#N/A"}},{"$error":"#N/A"},{"$f":"IF(AND(AP8742<AP8741,AP8742<>0),AR8741,IF(OR(AND(AP8741=0,AN8742<0),AP8741<-AN8742),IF(AP8741=0,IF(AR8741>-AN8742,AR8741+AN8742,0),IF(AP8741+AR8741>-AN8742,AP8741+AR8741+AN8742,0)),IF(AP8741=Vypocet!$D$18,AR8741+AN8742,AR8741+AN8742-AP8742+AP8741)))","v":{"$error":"#N/A"}},{"$error":"#N/A"},{"$error":"#N/A"},{"$f":"SUM($AS$3:AS8742)","v":{"$error":"#N/A"}},{"$error":"#N/A"},{"$error":"#N/A"},{"$error":"#N/A"},{"$f":"SUM($AW$3:AW8742)","v":{"$error":"#N/A"}},{"$f":"IF(V8742=0,IF(U8742=0,IF(AZ8741+Z8742/1000>Vypocet!$D$18,Vypocet!$D$18,AZ8741+Z8742/1000),IF(Z8742/1000+AZ8741-U8742>Vypocet!$D$18,Vypocet!$D$18,Z8742/1000+AZ8741-U8742)),IF(AZ8741=0,0,IF(AZ8741>V8742,AZ8741-V8742,0)))","v":0},0,null,null,null,null,null,null,null,null,null,null,null,null,null,null,null,null,null,null,null,null,null,null,null,null,null,null,null,null,null,null,null,null,null,null,null,null,null,null,null,null,null,null,null,null,null,null,null,null,null,null,null,null,null,null,null,null,null,null,null,null,null,null,null,null,null,null,null,null,null,null,null,null,null,null,null,null,null,null,null,null,null,null,null,null,null,null,null,null,null,null,null,null,null,null,null,null,null,null,null,null,null,null,null,0.31803999999999999,0.55030999999999997,0.49392999999999998,0.24326,0.47470000000000001,0.39451999999999998,0.46981000000000001,0.41492000000000001,0.38668999999999998,0.47393999999999997,0.55891999999999997,0.30441000000000001,0.46455999999999997,0.57133999999999996,1]
[12,44196,6,8741,{"$f":"(FA8743*Vypocet!$D$24)/$FA$2","v":0},{"$f":"(FB8743*Vypocet!$D$24)/$FB$2","v":0},{"$f":"(FC8743*Vypocet!$D$24)/$FC$2","v":0},{"$f":"(FD8743*Vypocet!$D$24)/$FD$2","v":0},{"$f":"(FE8743*Vypocet!$D$24)/$FE$2","v":0},{"$f":"(FF8743*Vypocet!$D$24)/$FF$2","v":0},{"$f":"(FG8743*Vypocet!$D$24)/$FG$2","v":0},{"$f":"(FH8743*Vypocet!$D$24)/$FH$2","v":0},{"$f":"(FI8743*Vypocet!$D$24)/$FI$2","v":0},{"$f":"(FJ8743*Vypocet!$D$24)/$FJ$2","v":0},{"$f":"(FK8743*Vypocet!$D$24)/$FK$2","v":0},{"$f":"(FL8743*Vypocet!$D$24)/$FL$2","v":0},{"$f":"(FM8743*Vypocet!$D$24)/$FM$2","v":0},{"$f":"(FN8743*Vypocet!$D$24)/$FN$2","v":0},{"$f":"(FO8743*Vypocet!$D$24)/$FO$2","v":0},{"$f":"(VLOOKUP(A8743,Voda!$B$3:$AC$15,TDDData!C8743+4,0)*4180*(VLOOKUP(A8743,Voda!$B$3:$AC$15,4,0)-VLOOKUP(A8743,Voda!$B$3:$AC$15,3,0)))/3600000","v":0},0,{"$f":"IF(U8743=0,0,IF(Z8743>0,IF(Z8743/1000<U8743,IF(Z8743/1000<=Vypocet!$D$15,IF(U8743<Vypocet!$D$15,U8743-Z8743/1000,Vypocet!$D$15-Z8743/1000),Vypocet!$D$15),0),IF(U8743>Vypocet!$D$15,Vypocet!$D$15,U8743)))","v":0},0,{"$f":"HLOOKUP(Vypocet!$D$11,TDDData!$E:$S,2+TDDData!D8743,0)","v":{"$error":"#N/A"}},0,0,{"$error":"#N/A"},{"$error":"#N/A"},{"$f":"IF(AA8743<0,IF(AC8742>-AA8743,AC8742+AA8743,0),IF(AA8743+AC8742<=Vypocet!$D$18,AA8743+AC8742,Vypocet!$D$18))","v":{"$error":"#N/A"}},{"$error":"#N/A"},{"$f":"IF(AND(AC8743<AC8742,AC8743<>0),AE8742,IF(OR(AND(AC8742=0,AA8743<0),AC8742<-AA8743),IF(AC8742=0,IF(AE8742>-AA8743,AE8742+AA8743,0),IF(AC8742+AE8742>-AA8743,AC8742+AE8742+AA8743,0)),IF(AC8742=Vypocet!$D$18,AE8742+AA8743,AE8742+AA8743-AC8743+AC8742)))","v":{"$error":"#N/A"}},{"$error":"#N/A"},{"$error":"#N/A"},{"$f":"SUM($AF$3:AF8743)","v":{"$error":"#N/A"}},{"$error":"#N/A"},{"$error":"#N/A"},{"$error":"#N/A"},{"$f":"SUM($AJ$3:AJ8743)","v":{"$error":"#N/A"}},{"$error":"#N/A"},{"$error":"#N/A"},{"$error":"#N/A"},{"$f":"IF(AN8743<0,IF(AP8742>-AN8743,AP8742+AN8743,0),IF(AN8743+AP8742<=Vypocet!$D$18,AN8743+AP8742,Vypocet!$D$18))","v":{"$error":"#N/A"}},{"$error":"#N/A"},{"$f":"IF(AND(AP8743<AP8742,AP8743<>0),AR8742,IF(OR(AND(AP8742=0,AN8743<0),AP8742<-AN8743),IF(AP8742=0,IF(AR8742>-AN8743,AR8742+AN8743,0),IF(AP8742+AR8742>-AN8743,AP8742+AR8742+AN8743,0)),IF(AP8742=Vypocet!$D$18,AR8742+AN8743,AR8742+AN8743-AP8743+AP8742)))","v":{"$error":"#N/A"}},{"$error":"#N/A"},{"$error":"#N/A"},{"$f":"SUM($AS$3:AS8743)","v":{"$error":"#N/A"}},{"$error":"#N/A"},{"$error":"#N/A"},{"$error":"#N/A"},{"$f":"SUM($AW$3:AW8743)","v":{"$error":"#N/A"}},{"$f":"IF(V8743=0,IF(U8743=0,IF(AZ8742+Z8743/1000>Vypocet!$D$18,Vypocet!$D$18,AZ8742+Z8743/1000),IF(Z8743/1000+AZ8742-U8743>Vypocet!$D$18,Vypocet!$D$18,Z8743/1000+AZ8742-U8743)),IF(AZ8742=0,0,IF(AZ8742>V8743,AZ8742-V8743,0)))","v":0},0,null,null,null,null,null,null,null,null,null,null,null,null,null,null,null,null,null,null,null,null,null,null,null,null,null,null,null,null,null,null,null,null,null,null,null,null,null,null,null,null,null,null,null,null,null,null,null,null,null,null,null,null,null,null,null,null,null,null,null,null,null,null,null,null,null,null,null,null,null,null,null,null,null,null,null,null,null,null,null,null,null,null,null,null,null,null,null,null,null,null,null,null,null,null,null,null,null,null,null,null,null,null,null,0.32133,0.50422,0.51192000000000004,0.25180000000000002,0.40925,0.36324000000000001,0.36810999999999999,0.30789,0.31788,0.47103,0.41963,0.27816000000000002,0.50663999999999998,0.58453999999999995,1]
[12,44196,7,8742,{"$f":"(FA8744*Vypocet!$D$24)/$FA$2","v":0},{"$f":"(FB8744*Vypocet!$D$24)/$FB$2","v":0},{"$f":"(FC8744*Vypocet!$D$24)/$FC$2","v":0},{"$f":"(FD8744*Vypocet!$D$24)/$FD$2","v":0},{"$f":"(FE8744*Vypocet!$D$24)/$FE$2","v":0},{"$f":"(FF8744*Vypocet!$D$24)/$FF$2","v":0},{"$f":"(FG8744*Vypocet!$D$24)/$FG$2","v":0},{"$f":"(FH8744*Vypocet!$D$24)/$FH$2","v":0},{"$f":"(FI8744*Vypocet!$D$24)/$FI$2","v":0},{"$f":"(FJ8744*Vypocet!$D$24)/$FJ$2","v":0},{"$f":"(FK8744*Vypocet!$D$24)/$FK$2","v":0},{"$f":"(FL8744*Vypocet!$D$24)/$FL$2","v":0},{"$f":"(FM8744*Vypocet!$D$24)/$FM$2","v":0},{"$f":"(FN8744*Vypocet!$D$24)/$FN$2","v":0},{"$f":"(FO8744*Vypocet!$D$24)/$FO$2","v":0},{"$f":"(VLOOKUP(A8744,Voda!$B$3:$AC$15,TDDData!C8744+4,0)*4180*(VLOOKUP(A8744,Voda!$B$3:$AC$15,4,0)-VLOOKUP(A8744,Voda!$B$3:$AC$15,3,0)))/3600000","v":0},0,{"$f":"IF(U8744=0,0,IF(Z8744>0,IF(Z8744/1000<U8744,IF(Z8744/1000<=Vypocet!$D$15,IF(U8744<Vypocet!$D$15,U8744-Z8744/1000,Vypocet!$D$15-Z8744/1000),Vypocet!$D$15),0),IF(U8744>Vypocet!$D$15,Vypocet!$D$15,U8744)))","v":0},0,{"$f":"HLOOKUP(Vypocet!$D$11,TDDData!$E:$S,2+TDDData!D8744,0)","v":{"$error":"#N/A"}},0,0,{"$error":"#N/A"},{"$error":"#N/A"},{"$f":"IF(AA8744<0,IF(AC8743>-AA8744,AC8743+AA8744,0),IF(AA8744+AC8743<=Vypocet!$D$18,AA8744+AC8743,Vypocet!$D$18))","v":{"$error":"#N/A"}},{"$error":"#N/A"},{"$f":"IF(AND(AC8744<AC8743,AC8744<>0),AE8743,IF(OR(AND(AC8743=0,AA8744<0),AC8743<-AA8744),IF(AC8743=0,IF(AE8743>-AA8744,AE8743+AA8744,0),IF(AC8743+AE8743>-AA8744,AC8743+AE8743+AA8744,0)),IF(AC8743=Vypocet!$D$18,AE8743+AA8744,AE8743+AA8744-AC8744+AC8743)))","v":{"$error":"#N/A"}},{"$error":"#N/A"},{"$error":"#N/A"},{"$f":"SUM($AF$3:AF8744)","v":{"$error":"#N/A"}},{"$error":"#N/A"},{"$error":"#N/A"},{"$error":"#N/A"},{"$f":"SUM($AJ$3:AJ8744)","v":{"$error":"#N/A"}},{"$error":"#N/A"},{"$error":"#N/A"},{"$error":"#N/A"},{"$f":"IF(AN8744<0,IF(AP8743>-AN8744,AP8743+AN8744,0),IF(AN8744+AP8743<=Vypocet!$D$18,AN8744+AP8743,Vypocet!$D$18))","v":{"$error":"#N/A"}},{"$error":"#N/A"},{"$f":"IF(AND(AP8744<AP8743,AP8744<>0),AR8743,IF(OR(AND(AP8743=0,AN8744<0),AP8743<-AN8744),IF(AP8743=0,IF(AR8743>-AN8744,AR8743+AN8744,0),IF(AP8743+AR8743>-AN8744,AP8743+AR8743+AN8744,0)),IF(AP8743=Vypocet!$D$18,AR8743+AN8744,AR8743+AN8744-AP8744+AP8743)))","v":{"$error":"#N/A"}},{"$error":"#N/A"},{"$error":"#N/A"},{"$f":"SUM($AS$3:AS8744)","v":{"$error":"#N/A"}},{"$error":"#N/A"},{"$error":"#N/A"},{"$error":"#N/A"},{"$f":"SUM($AW$3:AW8744)","v":{"$error":"#N/A"}},{"$f":"IF(V8744=0,IF(U8744=0,IF(AZ8743+Z8744/1000>Vypocet!$D$18,Vypocet!$D$18,AZ8743+Z8744/1000),IF(Z8744/1000+AZ8743-U8744>Vypocet!$D$18,Vypocet!$D$18,Z8744/1000+AZ8743-U8744)),IF(AZ8743=0,0,IF(AZ8743>V8744,AZ8743-V8744,0)))","v":0},0,null,null,null,null,null,null,null,null,null,null,null,null,null,null,null,null,null,null,null,null,null,null,null,null,null,null,null,null,null,null,null,null,null,null,null,null,null,null,null,null,null,null,null,null,null,null,null,null,null,null,null,null,null,null,null,null,null,null,null,null,null,null,null,null,null,null,null,null,null,null,null,null,null,null,null,null,null,null,null,null,null,null,null,null,null,null,null,null,null,null,null,null,null,null,null,null,null,null,null,null,null,null,null,0.33411999999999997,0.50710999999999995,0.54430999999999996,0.26212000000000002,0.30065999999999998,0.38574999999999998,0.37594,0.32423999999999997,0.28948000000000002,0.42947000000000002,0.39045000000000002,0.22897000000000001,0.55103999999999997,0.60672999999999999,1]
[12,44196,8,8743,{"$f":"(FA8745*Vypocet!$D$24)/$FA$2","v":0},{"$f":"(FB8745*Vypocet!$D$24)/$FB$2","v":0},{"$f":"(FC8745*Vypocet!$D$24)/$FC$2","v":0},{"$f":"(FD8745*Vypocet!$D$24)/$FD$2","v":0},{"$f":"(FE8745*Vypocet!$D$24)/$FE$2","v":0},{"$f":"(FF8745*Vypocet!$D$24)/$FF$2","v":0},{"$f":"(FG8745*Vypocet!$D$24)/$FG$2","v":0},{"$f":"(FH8745*Vypocet!$D$24)/$FH$2","v":0},{"$f":"(FI8745*Vypocet!$D$24)/$FI$2","v":0},{"$f":"(FJ8745*Vypocet!$D$24)/$FJ$2","v":0},{"$f":"(FK8745*Vypocet!$D$24)/$FK$2","v":0},{"$f":"(FL8745*Vypocet!$D$24)/$FL$2","v":0},{"$f":"(FM8745*Vypocet!$D$24)/$FM$2","v":0},{"$f":"(FN8745*Vypocet!$D$24)/$FN$2","v":0},{"$f":"(FO8745*Vypocet!$D$24)/$FO$2","v":0},{"$f":"(VLOOKUP(A8745,Voda!$B$3:$AC$15,TDDData!C8745+4,0)*4180*(VLOOKUP(A8745,Voda!$B$3:$AC$15,4,0)-VLOOKUP(A8745,Voda!$B$3:$AC$15,3,0)))/3600000","v":0},0,{"$f":"IF(U8745=0,0,IF(Z8745>0,IF(Z8745/1000<U8745,IF(Z8745/1000<=Vypocet!$D$15,IF(U8745<Vypocet!$D$15,U8745-Z8745/1000,Vypocet!$D$15-Z8745/1000),Vypocet!$D$15),0),IF(U8745>Vypocet!$D$15,Vypocet!$D$15,U8745)))","v":0},0,{"$f":"HLOOKUP(Vypocet!$D$11,TDDData!$E:$S,2+TDDData!D8745,0)","v":{"$error":"#N/A"}},0,0,{"$error":"#N/A"},{"$error":"#N/A"},{"$f":"IF(AA8745<0,IF(AC8744>-AA8745,AC8744+AA8745,0),IF(AA8745+AC8744<=Vypocet!$D$18,AA8745+AC8744,Vypocet!$D$18))","v":{"$error":"#N/A"}},{"$error":"#N/A"},{"$f":"IF(AND(AC8745<AC8744,AC8745<>0),AE8744,IF(OR(AND(AC8744=0,AA8745<0),AC8744<-AA8745),IF(AC8744=0,IF(AE8744>-AA8745,AE8744+AA8745,0),IF(AC8744+AE8744>-AA8745,AC8744+AE8744+AA8745,0)),IF(AC8744=Vypocet!$D$18,AE8744+AA8745,AE8744+AA8745-AC8745+AC8744)))","v":{"$error":"#N/A"}},{"$error":"#N/A"},{"$error":"#N/A"},{"$f":"SUM($AF$3:AF8745)","v":{"$error":"#N/A"}},{"$error":"#N/A"},{"$error":"#N/A"},{"$error":"#N/A"},{"$f":"SUM($AJ$3:AJ8745)","v":{"$error":"#N/A"}},{"$error":"#N/A"},{"$error":"#N/A"},{"$error":"#N/A"},{"$f":"IF(AN8745<0,IF(AP8744>-AN8745,AP8744+AN8745,0),IF(AN8745+AP8744<=Vypocet!$D$18,AN8745+AP8744,Vypocet!$D$18))","v":{"$error":"#N/A"}},{"$error":"#N/A"},{"$f":"IF(AND(AP8745<AP8744,AP8745<>0),AR8744,IF(OR(AND(AP8744=0,AN8745<0),AP8744<-AN8745),IF(AP8744=0,IF(AR8744>-AN8745,AR8744+AN8745,0),IF(AP8744+AR8744>-AN8745,AP8744+AR8744+AN8745,0)),IF(AP8744=Vypocet!$D$18,AR8744+AN8745,AR8744+AN8745-AP8745+AP8744)))","v":{"$error":"#N/A"}},{"$error":"#N/A"},{"$error":"#N/A"},{"$f":"SUM($AS$3:AS8745)","v":{"$error":"#N/A"}},{"$error":"#N/A"},{"$error":"#N/A"},{"$error":"#N/A"},{"$f":"SUM($AW$3:AW8745)","v":{"$error":"#N/A"}},{"$f":"IF(V8745=0,IF(U8745=0,IF(AZ8744+Z8745/1000>Vypocet!$D$18,Vypocet!$D$18,AZ8744+Z8745/1000),IF(Z8745/1000+AZ8744-U8745>Vypocet!$D$18,Vypocet!$D$18,Z8745/1000+AZ8744-U8745)),IF(AZ8744=0,0,IF(AZ8744>V8745,AZ8744-V8745,0)))","v":0},0,null,null,null,null,null,null,null,null,null,null,null,null,null,null,null,null,null,null,null,null,null,null,null,null,null,null,null,null,null,null,null,null,null,null,null,null,null,null,null,null,null,null,null,null,null,null,null,null,null,null,null,null,null,null,null,null,null,null,null,null,null,null,null,null,null,null,null,null,null,null,null,null,null,null,null,null,null,null,null,null,null,null,null,null,null,null,null,null,null,null,null,null,null,null,null,null,null,null,null,null,null,null,null,0.40333000000000002,0.46151999999999999,0.58296999999999999,0.31630000000000003,0.27474999999999999,0.25239,0.32003999999999999,0.33599000000000001,0.36599999999999999,0.38341999999999998,0.31736999999999999,0.23200000000000001,0.43369999999999997,0.68872,1]
[12,44196,9,8744,{"$f":"(FA8746*Vypocet!$D$24)/$FA$2","v":0},{"$f":"(FB8746*Vypocet!$D$24)/$FB$2","v":0},{"$f":"(FC8746*Vypocet!$D$24)/$FC$2","v":0},{"$f":"(FD8746*Vypocet!$D$24)/$FD$2","v":0},{"$f":"(FE8746*Vypocet!$D$24)/$FE$2","v":0},{"$f":"(FF8746*Vypocet!$D$24)/$FF$2","v":0},{"$f":"(FG8746*Vypocet!$D$24)/$FG$2","v":0},{"$f":"(FH8746*Vypocet!$D$24)/$FH$2","v":0},{"$f":"(FI8746*Vypocet!$D$24)/$FI$2","v":0},{"$f":"(FJ8746*Vypocet!$D$24)/$FJ$2","v":0},{"$f":"(FK8746*Vypocet!$D$24)/$FK$2","v":0},{"$f":"(FL8746*Vypocet!$D$24)/$FL$2","v":0},{"$f":"(FM8746*Vypocet!$D$24)/$FM$2","v":0},{"$f":"(FN8746*Vypocet!$D$24)/$FN$2","v":0},{"$f":"(FO8746*Vypocet!$D$24)/$FO$2","v":0},{"$f":"(VLOOKUP(A8746,Voda!$B$3:$AC$15,TDDData!C8746+4,0)*4180*(VLOOKUP(A8746,Voda!$B$3:$AC$15,4,0)-VLOOKUP(A8746,Voda!$B$3:$AC$15,3,0)))/3600000","v":0},0,{"$f":"IF(U8746=0,0,IF(Z8746>0,IF(Z8746/1000<U8746,IF(Z8746/1000<=Vypocet!$D$15,IF(U8746<Vypocet!$D$15,U8746-Z8746/1000,Vypocet!$D$15-Z8746/1000),Vypocet!$D$15),0),IF(U8746>Vypocet!$D$15,Vypocet!$D$15,U8746)))","v":0},0,{"$f":"HLOOKUP(Vypocet!$D$11,TDDData!$E:$S,2+TDDData!D8746,0)","v":{"$error":"#N/A"}},0,0,{"$error":"#N/A"},{"$error":"#N/A"},{"$f":"IF(AA8746<0,IF(AC8745>-AA8746,AC8745+AA8746,0),IF(AA8746+AC8745<=Vypocet!$D$18,AA8746+AC8745,Vypocet!$D$18))","v":{"$error":"#N/A"}},{"$error":"#N/A"},{"$f":"IF(AND(AC8746<AC8745,AC8746<>0),AE8745,IF(OR(AND(AC8745=0,AA8746<0),AC8745<-AA8746),IF(AC8745=0,IF(AE8745>-AA8746,AE8745+AA8746,0),IF(AC8745+AE8745>-AA8746,AC8745+AE8745+AA8746,0)),IF(AC8745=Vypocet!$D$18,AE8745+AA8746,AE8745+AA8746-AC8746+AC8745)))","v":{"$error":"#N/A"}},{"$error":"#N/A"},{"$error":"#N/A"},{"$f":"SUM($AF$3:AF8746)","v":{"$error":"#N/A"}},{"$error":"#N/A"},{"$error":"#N/A"},{"$error":"#N/A"},{"$f":"SUM($AJ$3:AJ8746)","v":{"$error":"#N/A"}},{"$error":"#N/A"},{"$error":"#N/A"},{"$error":"#N/A"},{"$f":"IF(AN8746<0,IF(AP8745>-AN8746,AP8745+AN8746,0),IF(AN8746+AP8745<=Vypocet!$D$18,AN8746+AP8745,Vypocet!$D$18))","v":{"$error":"#N/A"}},{"$error":"#N/A"},{"$f":"IF(AND(AP8746<AP8745,AP8746<>0),AR8745,IF(OR(AND(AP8745=0,AN8746<0),AP8745<-AN8746),IF(AP8745=0,IF(AR8745>-AN8746,AR8745+AN8746,0),IF(AP8745+AR8745>-AN8746,AP8745+AR8745+AN8746,0)),IF(AP8745=Vypocet!$D$18,AR8745+AN8746,AR8745+AN8746-AP8746+AP8745)))","v":{"$error":"#N/A"}},{"$error":"#N/A"},{"$error":"#N/A"},{"$f":"SUM($AS$3:AS8746)","v":{"$error":"#N/A"}},{"$error":"#N/A"},{"$error":"#N/A"},{"$error":"#N/A"},{"$f":"SUM($AW$3:AW8746)","v":{"$error":"#N/A"}},{"$f":"IF(V8746=0,IF(U8746=0,IF(AZ8745+Z8746/1000>Vypocet!$D$18,Vypocet!$D$18,AZ8745+Z8746/1000),IF(Z8746/1000+AZ8745-U8746>Vypocet!$D$18,Vypocet!$D$18,Z8746/1000+AZ8745-U8746)),IF(AZ8745=0,0,IF(AZ8745>V8746,AZ8745-V8746,0)))","v":0},0,null,null,null,null,null,null,null,null,null,null,null,null,null,null,null,null,null,null,null,null,null,null,null,null,null,null,null,null,null,null,null,null,null,null,null,null,null,null,null,null,null,null,null,null,null,null,null,null,null,null,null,null,null,null,null,null,null,null,null,null,null,null,null,null,null,null,null,null,null,null,null,null,null,null,null,null,null,null,null,null,null,null,null,null,null,null,null,null,null,null,null,null,null,null,null,null,null,null,null,null,null,null,null,0.48533999999999999,0.47904000000000002,0.58076000000000005,0.35558000000000001,0.30206,0.26288,0.29058,0.29136000000000001,0.35499000000000003,0.32668000000000003,0.24884000000000001,0.26177,0.41870000000000002,0.63066999999999995,0.61667000000000005]
[{"$f":"MONTH(B8747)","v":12},44196,10,8745,{"$f":"(FA8747*Vypocet!$D$24)/$FA$2","v":0},{"$f":"(FB8747*Vypocet!$D$24)/$FB$2","v":0},{"$f":"(FC8747*Vypocet!$D$24)/$FC$2","v":0},{"$f":"(FD8747*Vypocet!$D$24)/$FD$2","v":0},{"$f":"(FE8747*Vypocet!$D$24)/$FE$2","v":0},{"$f":"(FF8747*Vypocet!$D$24)/$FF$2","v":0},{"$f":"(FG8747*Vypocet!$D$24)/$FG$2","v":0},{"$f":"(FH8747*Vypocet!$D$24)/$FH$2","v":0},{"$f":"(FI8747*Vypocet!$D$24)/$FI$2","v":0},{"$f":"(FJ8747*Vypocet!$D$24)/$FJ$2","v":0},{"$f":"(FK8747*Vypocet!$D$24)/$FK$2","v":0},{"$f":"(FL8747*Vypocet!$D$24)/$FL$2","v":0},{"$f":"(FM8747*Vypocet!$D$24)/$FM$2","v":0},{"$f":"(FN8747*Vypocet!$D$24)/$FN$2","v":0},{"$f":"(FO8747*Vypocet!$D$24)/$FO$2","v":0},{"$f":"(VLOOKUP(A8747,Voda!$B$3:$AC$15,TDDData!C8747+4,0)*4180*(VLOOKUP(A8747,Voda!$B$3:$AC$15,4,0)-VLOOKUP(A8747,Voda!$B$3:$AC$15,3,0)))/3600000","v":0},0,{"$f":"IF(U8747=0,0,IF(Z8747>0,IF(Z8747/1000<U8747,IF(Z8747/1000<=Vypocet!$D$15,IF(U8747<Vypocet!$D$15,U8747-Z8747/1000,Vypocet!$D$15-Z8747/1000),Vypocet!$D$15),0),IF(U8747>Vypocet!$D$15,Vypocet!$D$15,U8747)))","v":0},0,{"$f":"HLOOKUP(Vypocet!$D$11,TDDData!$E:$S,2+TDDData!D8747,0)","v":{"$error":"#N/A"}},92.34,73.872,{"$f":"Z8747/1000-X8747","v":{"$error":"#N/A"}},{"$error":"#N/A"},{"$f":"IF(AA8747<0,IF(AC8746>-AA8747,AC8746+AA8747,0),IF(AA8747+AC8746<=Vypocet!$D$18,AA8747+AC8746,Vypocet!$D$18))","v":{"$error":"#N/A"}},{"$error":"#N/A"},{"$f":"IF(AND(AC8747<AC8746,AC8747<>0),AE8746,IF(OR(AND(AC8746=0,AA8747<0),AC8746<-AA8747),IF(AC8746=0,IF(AE8746>-AA8747,AE8746+AA8747,0),IF(AC8746+AE8746>-AA8747,AC8746+AE8746+AA8747,0)),IF(AC8746=Vypocet!$D$18,AE8746+AA8747,AE8746+AA8747-AC8747+AC8746)))","v":{"$error":"#N/A"}},{"$error":"#N/A"},{"$error":"#N/A"},{"$f":"SUM($AF$3:AF8747)","v":{"$error":"#N/A"}},{"$error":"#N/A"},{"$error":"#N/A"},{"$error":"#N/A"},{"$f":"SUM($AJ$3:AJ8747)","v":{"$error":"#N/A"}},{"$error":"#N/A"},{"$error":"#N/A"},{"$error":"#N/A"},{"$f":"IF(AN8747<0,IF(AP8746>-AN8747,AP8746+AN8747,0),IF(AN8747+AP8746<=Vypocet!$D$18,AN8747+AP8746,Vypocet!$D$18))","v":{"$error":"#N/A"}},{"$error":"#N/A"},{"$f":"IF(AND(AP8747<AP8746,AP8747<>0),AR8746,IF(OR(AND(AP8746=0,AN8747<0),AP8746<-AN8747),IF(AP8746=0,IF(AR8746>-AN8747,AR8746+AN8747,0),IF(AP8746+AR8746>-AN8747,AP8746+AR8746+AN8747,0)),IF(AP8746=Vypocet!$D$18,AR8746+AN8747,AR8746+AN8747-AP8747+AP8746)))","v":{"$error":"#N/A"}},{"$error":"#N/A"},{"$error":"#N/A"},{"$f":"SUM($AS$3:AS8747)","v":{"$error":"#N/A"}},{"$error":"#N/A"},{"$error":"#N/A"},{"$error":"#N/A"},{"$f":"SUM($AW$3:AW8747)","v":{"$error":"#N/A"}},{"$f":"IF(V8747=0,IF(U8747=0,IF(AZ8746+Z8747/1000>Vypocet!$D$18,Vypocet!$D$18,AZ8746+Z8747/1000),IF(Z8747/1000+AZ8746-U8747>Vypocet!$D$18,Vypocet!$D$18,Z8747/1000+AZ8746-U8747)),IF(AZ8746=0,0,IF(AZ8746>V8747,AZ8746-V8747,0)))","v":0},0,null,null,null,null,null,null,null,null,null,null,null,null,null,null,null,null,null,null,null,null,null,null,null,null,null,null,null,null,null,null,null,null,null,null,null,null,null,null,null,null,null,null,null,null,null,null,null,null,null,null,null,null,null,null,null,null,null,null,null,null,null,null,null,null,null,null,null,null,null,null,null,null,null,null,null,null,null,null,null,null,null,null,null,null,null,null,null,null,null,null,null,null,null,null,null,null,null,null,null,null,null,null,null,0.52625999999999995,0.51093,0.67549000000000003,0.45141999999999999,0.3836,0.35515999999999998,0.30929000000000001,0.27689999999999998,0.34545999999999999,0.31679000000000002,0.27399000000000001,0.32555000000000001,0.42731000000000002,0.64415,0]
[12,44196,11,8746,{"$f":"(FA8748*Vypocet!$D$24)/$FA$2","v":0},{"$f":"(FB8748*Vypocet!$D$24)/$FB$2","v":0},{"$f":"(FC8748*Vypocet!$D$24)/$FC$2","v":0},{"$f":"(FD8748*Vypocet!$D$24)/$FD$2","v":0},{"$f":"(FE8748*Vypocet!$D$24)/$FE$2","v":0},{"$f":"(FF8748*Vypocet!$D$24)/$FF$2","v":0},{"$f":"(FG8748*Vypocet!$D$24)/$FG$2","v":0},{"$f":"(FH8748*Vypocet!$D$24)/$FH$2","v":0},{"$f":"(FI8748*Vypocet!$D$24)/$FI$2","v":0},{"$f":"(FJ8748*Vypocet!$D$24)/$FJ$2","v":0},{"$f":"(FK8748*Vypocet!$D$24)/$FK$2","v":0},{"$f":"(FL8748*Vypocet!$D$24)/$FL$2","v":0},{"$f":"(FM8748*Vypocet!$D$24)/$FM$2","v":0},{"$f":"(FN8748*Vypocet!$D$24)/$FN$2","v":0},{"$f":"(FO8748*Vypocet!$D$24)/$FO$2","v":0},{"$f":"(VLOOKUP(A8748,Voda!$B$3:$AC$15,TDDData!C8748+4,0)*4180*(VLOOKUP(A8748,Voda!$B$3:$AC$15,4,0)-VLOOKUP(A8748,Voda!$B$3:$AC$15,3,0)))/3600000","v":0},0,{"$f":"IF(U8748=0,0,IF(Z8748>0,IF(Z8748/1000<U8748,IF(Z8748/1000<=Vypocet!$D$15,IF(U8748<Vypocet!$D$15,U8748-Z8748/1000,Vypocet!$D$15-Z8748/1000),Vypocet!$D$15),0),IF(U8748>Vypocet!$D$15,Vypocet!$D$15,U8748)))","v":0},0,{"$f":"HLOOKUP(Vypocet!$D$11,TDDData!$E:$S,2+TDDData!D8748,0)","v":{"$error":"#N/A"}},244.76,195.80799999999999,{"$error":"#N/A"},{"$error":"#N/A"},{"$f":"IF(AA8748<0,IF(AC8747>-AA8748,AC8747+AA8748,0),IF(AA8748+AC8747<=Vypocet!$D$18,AA8748+AC8747,Vypocet!$D$18))","v":{"$error":"#N/A"}},{"$error":"#N/A"},{"$f":"IF(AND(AC8748<AC8747,AC8748<>0),AE8747,IF(OR(AND(AC8747=0,AA8748<0),AC8747<-AA8748),IF(AC8747=0,IF(AE8747>-AA8748,AE8747+AA8748,0),IF(AC8747+AE8747>-AA8748,AC8747+AE8747+AA8748,0)),IF(AC8747=Vypocet!$D$18,AE8747+AA8748,AE8747+AA8748-AC8748+AC8747)))","v":{"$error":"#N/A"}},{"$error":"#N/A"},{"$error":"#N/A"},{"$f":"SUM($AF$3:AF8748)","v":{"$error":"#N/A"}},{"$error":"#N/A"},{"$error":"#N/A"},{"$error":"#N/A"},{"$f":"SUM($AJ$3:AJ8748)","v":{"$error":"#N/A"}},{"$error":"#N/A"},{"$error":"#N/A"},{"$error":"#N/A"},{"$f":"IF(AN8748<0,IF(AP8747>-AN8748,AP8747+AN8748,0),IF(AN8748+AP8747<=Vypocet!$D$18,AN8748+AP8747,Vypocet!$D$18))","v":{"$error":"#N/A"}},{"$error":"#N/A"},{"$f":"IF(AND(AP8748<AP8747,AP8748<>0),AR8747,IF(OR(AND(AP8747=0,AN8748<0),AP8747<-AN8748),IF(AP8747=0,IF(AR8747>-AN8748,AR8747+AN8748,0),IF(AP8747+AR8747>-AN8748,AP8747+AR8747+AN8748,0)),IF(AP8747=Vypocet!$D$18,AR8747+AN8748,AR8747+AN8748-AP8748+AP8747)))","v":{"$error":"#N/A"}},{"$error":"#N/A"},{"$error":"#N/A"},{"$f":"SUM($AS$3:AS8748)","v":{"$error":"#N/A"}},{"$error":"#N/A"},{"$error":"#N/A"},{"$error":"#N/A"},{"$f":"SUM($AW$3:AW8748)","v":{"$error":"#N/A"}},{"$f":"IF(V8748=0,IF(U8748=0,IF(AZ8747+Z8748/1000>Vypocet!$D$18,Vypocet!$D$18,AZ8747+Z8748/1000),IF(Z8748/1000+AZ8747-U8748>Vypocet!$D$18,Vypocet!$D$18,Z8748/1000+AZ8747-U8748)),IF(AZ8747=0,0,IF(AZ8747>V8748,AZ8747-V8748,0)))","v":0},0,null,null,null,null,null,null,null,null,null,null,null,null,null,null,null,null,null,null,null,null,null,null,null,null,null,null,null,null,null,null,null,null,null,null,null,null,null,null,null,null,null,null,null,null,null,null,null,null,null,null,null,null,null,null,null,null,null,null,null,null,null,null,null,null,null,null,null,null,null,null,null,null,null,null,null,null,null,null,null,null,null,null,null,null,null,null,null,null,null,null,null,null,null,null,null,null,null,null,null,null,null,null,null,0.59031999999999996,0.53105999999999998,0.68928,0.54681999999999997,0.39398,0.43885999999999997,0.3241,0.30647000000000002,0.35113,0.29374,0.27112000000000003,0.40659000000000001,0.40250000000000002,0.65427000000000002,0]
[12,44196,12,8747,{"$f":"(FA8749*Vypocet!$D$24)/$FA$2","v":0},{"$f":"(FB8749*Vypocet!$D$24)/$FB$2","v":0},{"$f":"(FC8749*Vypocet!$D$24)/$FC$2","v":0},{"$f":"(FD8749*Vypocet!$D$24)/$FD$2","v":0},{"$f":"(FE8749*Vypocet!$D$24)/$FE$2","v":0},{"$f":"(FF8749*Vypocet!$D$24)/$FF$2","v":0},{"$f":"(FG8749*Vypocet!$D$24)/$FG$2","v":0},{"$f":"(FH8749*Vypocet!$D$24)/$FH$2","v":0},{"$f":"(FI8749*Vypocet!$D$24)/$FI$2","v":0},{"$f":"(FJ8749*Vypocet!$D$24)/$FJ$2","v":0},{"$f":"(FK8749*Vypocet!$D$24)/$FK$2","v":0},{"$f":"(FL8749*Vypocet!$D$24)/$FL$2","v":0},{"$f":"(FM8749*Vypocet!$D$24)/$FM$2","v":0},{"$f":"(FN8749*Vypocet!$D$24)/$FN$2","v":0},{"$f":"(FO8749*Vypocet!$D$24)/$FO$2","v":0},{"$f":"(VLOOKUP(A8749,Voda!$B$3:$AC$15,TDDData!C8749+4,0)*4180*(VLOOKUP(A8749,Voda!$B$3:$AC$15,4,0)-VLOOKUP(A8749,Voda!$B$3:$AC$15,3,0)))/3600000","v":0},0,{"$f":"IF(U8749=0,0,IF(Z8749>0,IF(Z8749/1000<U8749,IF(Z8749/1000<=Vypocet!$D$15,IF(U8749<Vypocet!$D$15,U8749-Z8749/1000,Vypocet!$D$15-Z8749/1000),Vypocet!$D$15),0),IF(U8749>Vypocet!$D$15,Vypocet!$D$15,U8749)))","v":0},0,{"$f":"HLOOKUP(Vypocet!$D$11,TDDData!$E:$S,2+TDDData!D8749,0)","v":{"$error":"#N/A"}},342.86,274.28800000000001,{"$error":"#N/A"},{"$error":"#N/A"},{"$f":"IF(AA8749<0,IF(AC8748>-AA8749,AC8748+AA8749,0),IF(AA8749+AC8748<=Vypocet!$D$18,AA8749+AC8748,Vypocet!$D$18))","v":{"$error":"#N/A"}},{"$error":"#N/A"},{"$f":"IF(AND(AC8749<AC8748,AC8749<>0),AE8748,IF(OR(AND(AC8748=0,AA8749<0),AC8748<-AA8749),IF(AC8748=0,IF(AE8748>-AA8749,AE8748+AA8749,0),IF(AC8748+AE8748>-AA8749,AC8748+AE8748+AA8749,0)),IF(AC8748=Vypocet!$D$18,AE8748+AA8749,AE8748+AA8749-AC8749+AC8748)))","v":{"$error":"#N/A"}},{"$error":"#N/A"},{"$error":"#N/A"},{"$f":"SUM($AF$3:AF8749)","v":{"$error":"#N/A"}},{"$error":"#N/A"},{"$error":"#N/A"},{"$error":"#N/A"},{"$f":"SUM($AJ$3:AJ8749)","v":{"$error":"#N/A"}},{"$error":"#N/A"},{"$error":"#N/A"},{"$error":"#N/A"},{"$f":"IF(AN8749<0,IF(AP8748>-AN8749,AP8748+AN8749,0),IF(AN8749+AP8748<=Vypocet!$D$18,AN8749+AP8748,Vypocet!$D$18))","v":{"$error":"#N/A"}},{"$error":"#N/A"},{"$f":"IF(AND(AP8749<AP8748,AP8749<>0),AR8748,IF(OR(AND(AP8748=0,AN8749<0),AP8748<-AN8749),IF(AP8748=0,IF(AR8748>-AN8749,AR8748+AN8749,0),IF(AP8748+AR8748>-AN8749,AP8748+AR8748+AN8749,0)),IF(AP8748=Vypocet!$D$18,AR8748+AN8749,AR8748+AN8749-AP8749+AP8748)))","v":{"$error":"#N/A"}},{"$error":"#N/A"},{"$error":"#N/A"},{"$f":"SUM($AS$3:AS8749)","v":{"$error":"#N/A"}},{"$error":"#N/A"},{"$error":"#N/A"},{"$error":"#N/A"},{"$f":"SUM($AW$3:AW8749)","v":{"$error":"#N/A"}},{"$f":"IF(V8749=0,IF(U8749=0,IF(AZ8748+Z8749/1000>Vypocet!$D$18,Vypocet!$D$18,AZ8748+Z8749/1000),IF(Z8749/1000+AZ8748-U8749>Vypocet!$D$18,Vypocet!$D$18,Z8749/1000+AZ8748-U8749)),IF(AZ8748=0,0,IF(AZ8748>V8749,AZ8748-V8749,0)))","v":0},0,null,null,null,null,null,null,null,null,null,null,null,null,null,null,null,null,null,null,null,null,null,null,null,null,null,null,null,null,null,null,null,null,null,null,null,null,null,null,null,null,null,null,null,null,null,null,null,null,null,null,null,null,null,null,null,null,null,null,null,null,null,null,null,null,null,null,null,null,null,null,null,null,null,null,null,null,null,null,null,null,null,null,null,null,null,null,null,null,null,null,null,null,null,null,null,null,null,null,null,null,null,null,null,0.63456999999999997,0.60029999999999994,0.73140000000000005,0.58538000000000001,0.45900000000000002,0.65751000000000004,0.33772999999999997,0.28672999999999998,0.33793000000000001,0.36031000000000002,0.39826,0.45722000000000002,0.62222999999999995,0.70628999999999997,0]
[12,44196,13,8748,{"$f":"(FA8750*Vypocet!$D$24)/$FA$2","v":0},{"$f":"(FB8750*Vypocet!$D$24)/$FB$2","v":0},{"$f":"(FC8750*Vypocet!$D$24)/$FC$2","v":0},{"$f":"(FD8750*Vypocet!$D$24)/$FD$2","v":0},{"$f":"(FE8750*Vypocet!$D$24)/$FE$2","v":0},{"$f":"(FF8750*Vypocet!$D$24)/$FF$2","v":0},{"$f":"(FG8750*Vypocet!$D$24)/$FG$2","v":0},{"$f":"(FH8750*Vypocet!$D$24)/$FH$2","v":0},{"$f":"(FI8750*Vypocet!$D$24)/$FI$2","v":0},{"$f":"(FJ8750*Vypocet!$D$24)/$FJ$2","v":0},{"$f":"(FK8750*Vypocet!$D$24)/$FK$2","v":0},{"$f":"(FL8750*Vypocet!$D$24)/$FL$2","v":0},{"$f":"(FM8750*Vypocet!$D$24)/$FM$2","v":0},{"$f":"(FN8750*Vypocet!$D$24)/$FN$2","v":0},{"$f":"(FO8750*Vypocet!$D$24)/$FO$2","v":0},{"$f":"(VLOOKUP(A8750,Voda!$B$3:$AC$15,TDDData!C8750+4,0)*4180*(VLOOKUP(A8750,Voda!$B$3:$AC$15,4,0)-VLOOKUP(A8750,Voda!$B$3:$AC$15,3,0)))/3600000","v":0},0,{"$f":"IF(U8750=0,0,IF(Z8750>0,IF(Z8750/1000<U8750,IF(Z8750/1000<=Vypocet!$D$15,IF(U8750<Vypocet!$D$15,U8750-Z8750/1000,Vypocet!$D$15-Z8750/1000),Vypocet!$D$15),0),IF(U8750>Vypocet!$D$15,Vypocet!$D$15,U8750)))","v":0},0,{"$f":"HLOOKUP(Vypocet!$D$11,TDDData!$E:$S,2+TDDData!D8750,0)","v":{"$error":"#N/A"}},370.18,296.14400000000001,{"$error":"#N/A"},{"$error":"#N/A"},{"$f":"IF(AA8750<0,IF(AC8749>-AA8750,AC8749+AA8750,0),IF(AA8750+AC8749<=Vypocet!$D$18,AA8750+AC8749,Vypocet!$D$18))","v":{"$error":"#N/A"}},{"$error":"#N/A"},{"$f":"IF(AND(AC8750<AC8749,AC8750<>0),AE8749,IF(OR(AND(AC8749=0,AA8750<0),AC8749<-AA8750),IF(AC8749=0,IF(AE8749>-AA8750,AE8749+AA8750,0),IF(AC8749+AE8749>-AA8750,AC8749+AE8749+AA8750,0)),IF(AC8749=Vypocet!$D$18,AE8749+AA8750,AE8749+AA8750-AC8750+AC8749)))","v":{"$error":"#N/A"}},{"$error":"#N/A"},{"$error":"#N/A"},{"$f":"SUM($AF$3:AF8750)","v":{"$error":"#N/A"}},{"$error":"#N/A"},{"$error":"#N/A"},{"$error":"#N/A"},{"$f":"SUM($AJ$3:AJ8750)","v":{"$error":"#N/A"}},{"$error":"#N/A"},{"$error":"#N/A"},{"$error":"#N/A"},{"$f":"IF(AN8750<0,IF(AP8749>-AN8750,AP8749+AN8750,0),IF(AN8750+AP8749<=Vypocet!$D$18,AN8750+AP8749,Vypocet!$D$18))","v":{"$error":"#N/A"}},{"$error":"#N/A"},{"$f":"IF(AND(AP8750<AP8749,AP8750<>0),AR8749,IF(OR(AND(AP8749=0,AN8750<0),AP8749<-AN8750),IF(AP8749=0,IF(AR8749>-AN8750,AR8749+AN8750,0),IF(AP8749+AR8749>-AN8750,AP8749+AR8749+AN8750,0)),IF(AP8749=Vypocet!$D$18,AR8749+AN8750,AR8749+AN8750-AP8750+AP8749)))","v":{"$error":"#N/A"}},{"$error":"#N/A"},{"$error":"#N/A"},{"$f":"SUM($AS$3:AS8750)","v":{"$error":"#N/A"}},{"$error":"#N/A"},{"$error":"#N/A"},{"$error":"#N/A"},{"$f":"SUM($AW$3:AW8750)","v":{"$error":"#N/A"}},{"$f":"IF(V8750=0,IF(U8750=0,IF(AZ8749+Z8750/1000>Vypocet!$D$18,Vypocet!$D$18,AZ8749+Z8750/1000),IF(Z8750/1000+AZ8749-U8750>Vypocet!$D$18,Vypocet!$D$18,Z8750/1000+AZ8749-U8750)),IF(AZ8749=0,0,IF(AZ8749>V8750,AZ8749-V8750,0)))","v":0},0,null,null,null,null,null,null,null,null,null,null,null,null,null,null,null,null,null,null,null,null,null,null,null,null,null,null,null,null,null,null,null,null,null,null,null,null,null,null,null,null,null,null,null,null,null,null,null,null,null,null,null,null,null,null,null,null,null,null,null,null,null,null,null,null,null,null,null,null,null,null,null,null,null,null,null,null,null,null,null,null,null,null,null,null,null,null,null,null,null,null,null,null,null,null,null,null,null,null,null,null,null,null,null,0.66098000000000001,0.63544,0.74270999999999998,0.65908999999999995,0.48693999999999998,0.61324000000000001,0.36917,0.30826999999999999,0.42673,0.38294,0.38490999999999997,0.48709999999999998,0.66976000000000002,0.63349,0]
[12,44196,14,8749,{"$f":"(FA8751*Vypocet!$D$24)/$FA$2","v":0},{"$f":"(FB8751*Vypocet!$D$24)/$FB$2","v":0},{"$f":"(FC8751*Vypocet!$D$24)/$FC$2","v":0},{"$f":"(FD8751*Vypocet!$D$24)/$FD$2","v":0},{"$f":"(FE8751*Vypocet!$D$24)/$FE$2","v":0},{"$f":"(FF8751*Vypocet!$D$24)/$FF$2","v":0},{"$f":"(FG8751*Vypocet!$D$24)/$FG$2","v":0},{"$f":"(FH8751*Vypocet!$D$24)/$FH$2","v":0},{"$f":"(FI8751*Vypocet!$D$24)/$FI$2","v":0},{"$f":"(FJ8751*Vypocet!$D$24)/$FJ$2","v":0},{"$f":"(FK8751*Vypocet!$D$24)/$FK$2","v":0},{"$f":"(FL8751*Vypocet!$D$24)/$FL$2","v":0},{"$f":"(FM8751*Vypocet!$D$24)/$FM$2","v":0},{"$f":"(FN8751*Vypocet!$D$24)/$FN$2","v":0},{"$f":"(FO8751*Vypocet!$D$24)/$FO$2","v":0},{"$f":"(VLOOKUP(A8751,Voda!$B$3:$AC$15,TDDData!C8751+4,0)*4180*(VLOOKUP(A8751,Voda!$B$3:$AC$15,4,0)-VLOOKUP(A8751,Voda!$B$3:$AC$15,3,0)))/3600000","v":0},0,{"$f":"IF(U8751=0,0,IF(Z8751>0,IF(Z8751/1000<U8751,IF(Z8751/1000<=Vypocet!$D$15,IF(U8751<Vypocet!$D$15,U8751-Z8751/1000,Vypocet!$D$15-Z8751/1000),Vypocet!$D$15),0),IF(U8751>Vypocet!$D$15,Vypocet!$D$15,U8751)))","v":0},0,{"$f":"HLOOKUP(Vypocet!$D$11,TDDData!$E:$S,2+TDDData!D8751,0)","v":{"$error":"#N/A"}},64.8,51.84,{"$error":"#N/A"},{"$error":"#N/A"},{"$f":"IF(AA8751<0,IF(AC8750>-AA8751,AC8750+AA8751,0),IF(AA8751+AC8750<=Vypocet!$D$18,AA8751+AC8750,Vypocet!$D$18))","v":{"$error":"#N/A"}},{"$error":"#N/A"},{"$f":"IF(AND(AC8751<AC8750,AC8751<>0),AE8750,IF(OR(AND(AC8750=0,AA8751<0),AC8750<-AA8751),IF(AC8750=0,IF(AE8750>-AA8751,AE8750+AA8751,0),IF(AC8750+AE8750>-AA8751,AC8750+AE8750+AA8751,0)),IF(AC8750=Vypocet!$D$18,AE8750+AA8751,AE8750+AA8751-AC8751+AC8750)))","v":{"$error":"#N/A"}},{"$error":"#N/A"},{"$error":"#N/A"},{"$f":"SUM($AF$3:AF8751)","v":{"$error":"#N/A"}},{"$error":"#N/A"},{"$error":"#N/A"},{"$error":"#N/A"},{"$f":"SUM($AJ$3:AJ8751)","v":{"$error":"#N/A"}},{"$error":"#N/A"},{"$error":"#N/A"},{"$error":"#N/A"},{"$f":"IF(AN8751<0,IF(AP8750>-AN8751,AP8750+AN8751,0),IF(AN8751+AP8750<=Vypocet!$D$18,AN8751+AP8750,Vypocet!$D$18))","v":{"$error":"#N/A"}},{"$error":"#N/A"},{"$f":"IF(AND(AP8751<AP8750,AP8751<>0),AR8750,IF(OR(AND(AP8750=0,AN8751<0),AP8750<-AN8751),IF(AP8750=0,IF(AR8750>-AN8751,AR8750+AN8751,0),IF(AP8750+AR8750>-AN8751,AP8750+AR8750+AN8751,0)),IF(AP8750=Vypocet!$D$18,AR8750+AN8751,AR8750+AN8751-AP8751+AP8750)))","v":{"$error":"#N/A"}},{"$error":"#N/A"},{"$error":"#N/A"},{"$f":"SUM($AS$3:AS8751)","v":{"$error":"#N/A"}},{"$error":"#N/A"},{"$error":"#N/A"},{"$error":"#N/A"},{"$f":"SUM($AW$3:AW8751)","v":{"$error":"#N/A"}},{"$f":"IF(V8751=0,IF(U8751=0,IF(AZ8750+Z8751/1000>Vypocet!$D$18,Vypocet!$D$18,AZ8750+Z8751/1000),IF(Z8751/1000+AZ8750-U8751>Vypocet!$D$18,Vypocet!$D$18,Z8751/1000+AZ8750-U8751)),IF(AZ8750=0,0,IF(AZ8750>V8751,AZ8750-V8751,0)))","v":0},0,null,null,null,null,null,null,null,null,null,null,null,null,null,null,null,null,null,null,null,null,null,null,null,null,null,null,null,null,null,null,null,null,null,null,null,null,null,null,null,null,null,null,null,null,null,null,null,null,null,null,null,null,null,null,null,null,null,null,null,null,null,null,null,null,null,null,null,null,null,null,null,null,null,null,null,null,null,null,null,null,null,null,null,null,null,null,null,null,null,null,null,null,null,null,null,null,null,null,null,null,null,null,null,0.62026000000000003,0.63775000000000004,0.73778999999999995,0.61485000000000001,0.56406000000000001,0.50644999999999996,0.41864000000000001,0.27632000000000001,0.40144999999999997,0.53225999999999996,0.41526999999999997,0.47051999999999999,0.58735999999999999,0.69994000000000001,0]
[12,44196,15,8750,{"$f":"(FA8752*Vypocet!$D$24)/$FA$2","v":0},{"$f":"(FB8752*Vypocet!$D$24)/$FB$2","v":0},{"$f":"(FC8752*Vypocet!$D$24)/$FC$2","v":0},{"$f":"(FD8752*Vypocet!$D$24)/$FD$2","v":0},{"$f":"(FE8752*Vypocet!$D$24)/$FE$2","v":0},{"$f":"(FF8752*Vypocet!$D$24)/$FF$2","v":0},{"$f":"(FG8752*Vypocet!$D$24)/$FG$2","v":0},{"$f":"(FH8752*Vypocet!$D$24)/$FH$2","v":0},{"$f":"(FI8752*Vypocet!$D$24)/$FI$2","v":0},{"$f":"(FJ8752*Vypocet!$D$24)/$FJ$2","v":0},{"$f":"(FK8752*Vypocet!$D$24)/$FK$2","v":0},{"$f":"(FL8752*Vypocet!$D$24)/$FL$2","v":0},{"$f":"(FM8752*Vypocet!$D$24)/$FM$2","v":0},{"$f":"(FN8752*Vypocet!$D$24)/$FN$2","v":0},{"$f":"(FO8752*Vypocet!$D$24)/$FO$2","v":0},{"$f":"(VLOOKUP(A8752,Voda!$B$3:$AC$15,TDDData!C8752+4,0)*4180*(VLOOKUP(A8752,Voda!$B$3:$AC$15,4,0)-VLOOKUP(A8752,Voda!$B$3:$AC$15,3,0)))/3600000","v":0},0,{"$f":"IF(U8752=0,0,IF(Z8752>0,IF(Z8752/1000<U8752,IF(Z8752/1000<=Vypocet!$D$15,IF(U8752<Vypocet!$D$15,U8752-Z8752/1000,Vypocet!$D$15-Z8752/1000),Vypocet!$D$15),0),IF(U8752>Vypocet!$D$15,Vypocet!$D$15,U8752)))","v":0},0,{"$f":"HLOOKUP(Vypocet!$D$11,TDDData!$E:$S,2+TDDData!D8752,0)","v":{"$error":"#N/A"}},58.88,47.104000000000006,{"$error":"#N/A"},{"$error":"#N/A"},{"$f":"IF(AA8752<0,IF(AC8751>-AA8752,AC8751+AA8752,0),IF(AA8752+AC8751<=Vypocet!$D$18,AA8752+AC8751,Vypocet!$D$18))","v":{"$error":"#N/A"}},{"$error":"#N/A"},{"$f":"IF(AND(AC8752<AC8751,AC8752<>0),AE8751,IF(OR(AND(AC8751=0,AA8752<0),AC8751<-AA8752),IF(AC8751=0,IF(AE8751>-AA8752,AE8751+AA8752,0),IF(AC8751+AE8751>-AA8752,AC8751+AE8751+AA8752,0)),IF(AC8751=Vypocet!$D$18,AE8751+AA8752,AE8751+AA8752-AC8752+AC8751)))","v":{"$error":"#N/A"}},{"$error":"#N/A"},{"$error":"#N/A"},{"$f":"SUM($AF$3:AF8752)","v":{"$error":"#N/A"}},{"$error":"#N/A"},{"$error":"#N/A"},{"$error":"#N/A"},{"$f":"SUM($AJ$3:AJ8752)","v":{"$error":"#N/A"}},{"$error":"#N/A"},{"$error":"#N/A"},{"$error":"#N/A"},{"$f":"IF(AN8752<0,IF(AP8751>-AN8752,AP8751+AN8752,0),IF(AN8752+AP8751<=Vypocet!$D$18,AN8752+AP8751,Vypocet!$D$18))","v":{"$error":"#N/A"}},{"$error":"#N/A"},{"$f":"IF(AND(AP8752<AP8751,AP8752<>0),AR8751,IF(OR(AND(AP8751=0,AN8752<0),AP8751<-AN8752),IF(AP8751=0,IF(AR8751>-AN8752,AR8751+AN8752,0),IF(AP8751+AR8751>-AN8752,AP8751+AR8751+AN8752,0)),IF(AP8751=Vypocet!$D$18,AR8751+AN8752,AR8751+AN8752-AP8752+AP8751)))","v":{"$error":"#N/A"}},{"$error":"#N/A"},{"$error":"#N/A"},{"$f":"SUM($AS$3:AS8752)","v":{"$error":"#N/A"}},{"$error":"#N/A"},{"$error":"#N/A"},{"$error":"#N/A"},{"$f":"SUM($AW$3:AW8752)","v":{"$error":"#N/A"}},{"$f":"IF(V8752=0,IF(U8752=0,IF(AZ8751+Z8752/1000>Vypocet!$D$18,Vypocet!$D$18,AZ8751+Z8752/1000),IF(Z8752/1000+AZ8751-U8752>Vypocet!$D$18,Vypocet!$D$18,Z8752/1000+AZ8751-U8752)),IF(AZ8751=0,0,IF(AZ8751>V8752,AZ8751-V8752,0)))","v":0},0,null,null,null,null,null,null,null,null,null,null,null,null,null,null,null,null,null,null,null,null,null,null,null,null,null,null,null,null,null,null,null,null,null,null,null,null,null,null,null,null,null,null,null,null,null,null,null,null,null,null,null,null,null,null,null,null,null,null,null,null,null,null,null,null,null,null,null,null,null,null,null,null,null,null,null,null,null,null,null,null,null,null,null,null,null,null,null,null,null,null,null,null,null,null,null,null,null,null,null,null,null,null,null,0.61467000000000005,0.66990000000000005,0.68564000000000003,0.56782999999999995,0.81054999999999999,0.67881000000000002,0.78205999999999998,0.44380999999999998,0.43617,0.60074000000000005,0.51695000000000002,0.62190999999999996,0.73419999999999996,0.73885999999999996,0]
[12,44196,16,8751,{"$f":"(FA8753*Vypocet!$D$24)/$FA$2","v":0},{"$f":"(FB8753*Vypocet!$D$24)/$FB$2","v":0},{"$f":"(FC8753*Vypocet!$D$24)/$FC$2","v":0},{"$f":"(FD8753*Vypocet!$D$24)/$FD$2","v":0},{"$f":"(FE8753*Vypocet!$D$24)/$FE$2","v":0},{"$f":"(FF8753*Vypocet!$D$24)/$FF$2","v":0},{"$f":"(FG8753*Vypocet!$D$24)/$FG$2","v":0},{"$f":"(FH8753*Vypocet!$D$24)/$FH$2","v":0},{"$f":"(FI8753*Vypocet!$D$24)/$FI$2","v":0},{"$f":"(FJ8753*Vypocet!$D$24)/$FJ$2","v":0},{"$f":"(FK8753*Vypocet!$D$24)/$FK$2","v":0},{"$f":"(FL8753*Vypocet!$D$24)/$FL$2","v":0},{"$f":"(FM8753*Vypocet!$D$24)/$FM$2","v":0},{"$f":"(FN8753*Vypocet!$D$24)/$FN$2","v":0},{"$f":"(FO8753*Vypocet!$D$24)/$FO$2","v":0},{"$f":"(VLOOKUP(A8753,Voda!$B$3:$AC$15,TDDData!C8753+4,0)*4180*(VLOOKUP(A8753,Voda!$B$3:$AC$15,4,0)-VLOOKUP(A8753,Voda!$B$3:$AC$15,3,0)))/3600000","v":0},0,{"$f":"IF(U8753=0,0,IF(Z8753>0,IF(Z8753/1000<U8753,IF(Z8753/1000<=Vypocet!$D$15,IF(U8753<Vypocet!$D$15,U8753-Z8753/1000,Vypocet!$D$15-Z8753/1000),Vypocet!$D$15),0),IF(U8753>Vypocet!$D$15,Vypocet!$D$15,U8753)))","v":0},0,{"$f":"HLOOKUP(Vypocet!$D$11,TDDData!$E:$S,2+TDDData!D8753,0)","v":{"$error":"#N/A"}},21.42,17.136000000000003,{"$error":"#N/A"},{"$error":"#N/A"},{"$f":"IF(AA8753<0,IF(AC8752>-AA8753,AC8752+AA8753,0),IF(AA8753+AC8752<=Vypocet!$D$18,AA8753+AC8752,Vypocet!$D$18))","v":{"$error":"#N/A"}},{"$error":"#N/A"},{"$f":"IF(AND(AC8753<AC8752,AC8753<>0),AE8752,IF(OR(AND(AC8752=0,AA8753<0),AC8752<-AA8753),IF(AC8752=0,IF(AE8752>-AA8753,AE8752+AA8753,0),IF(AC8752+AE8752>-AA8753,AC8752+AE8752+AA8753,0)),IF(AC8752=Vypocet!$D$18,AE8752+AA8753,AE8752+AA8753-AC8753+AC8752)))","v":{"$error":"#N/A"}},{"$error":"#N/A"},{"$error":"#N/A"},{"$f":"SUM($AF$3:AF8753)","v":{"$error":"#N/A"}},{"$error":"#N/A"},{"$error":"#N/A"},{"$error":"#N/A"},{"$f":"SUM($AJ$3:AJ8753)","v":{"$error":"#N/A"}},{"$error":"#N/A"},{"$error":"#N/A"},{"$error":"#N/A"},{"$f":"IF(AN8753<0,IF(AP8752>-AN8753,AP8752+AN8753,0),IF(AN8753+AP8752<=Vypocet!$D$18,AN8753+AP8752,Vypocet!$D$18))","v":{"$error":"#N/A"}},{"$error":"#N/A"},{"$f":"IF(AND(AP8753<AP8752,AP8753<>0),AR8752,IF(OR(AND(AP8752=0,AN8753<0),AP8752<-AN8753),IF(AP8752=0,IF(AR8752>-AN8753,AR8752+AN8753,0),IF(AP8752+AR8752>-AN8753,AP8752+AR8752+AN8753,0)),IF(AP8752=Vypocet!$D$18,AR8752+AN8753,AR8752+AN8753-AP8753+AP8752)))","v":{"$error":"#N/A"}},{"$f":"IF(AR8753>AR8752,AR8753-AR8752,0)","v":{"$error":"#N/A"}},{"$error":"#N/A"},{"$f":"SUM($AS$3:AS8753)","v":{"$error":"#N/A"}},{"$error":"#N/A"},{"$error":"#N/A"},{"$error":"#N/A"},{"$f":"SUM($AW$3:AW8753)","v":{"$error":"#N/A"}},{"$f":"IF(V8753=0,IF(U8753=0,IF(AZ8752+Z8753/1000>Vypocet!$D$18,Vypocet!$D$18,AZ8752+Z8753/1000),IF(Z8753/1000+AZ8752-U8753>Vypocet!$D$18,Vypocet!$D$18,Z8753/1000+AZ8752-U8753)),IF(AZ8752=0,0,IF(AZ8752>V8753,AZ8752-V8753,0)))","v":0},0,null,null,null,null,null,null,null,null,null,null,null,null,null,null,null,null,null,null,null,null,null,null,null,null,null,null,null,null,null,null,null,null,null,null,null,null,null,null,null,null,null,null,null,null,null,null,null,null,null,null,null,null,null,null,null,null,null,null,null,null,null,null,null,null,null,null,null,null,null,null,null,null,null,null,null,null,null,null,null,null,null,null,null,null,null,null,null,null,null,null,null,null,null,null,null,null,null,null,null,null,null,null,null,0.59480999999999995,0.63902999999999999,0.72784000000000004,0.56272,0.78285000000000005,0.82374000000000003,0.71235999999999999,0.49076999999999998,0.55166000000000004,0.79459999999999997,0.68877999999999995,0.74095999999999995,0.68342000000000003,0.71382000000000001,0]
[12,44196,17,8752,{"$f":"(FA8754*Vypocet!$D$24)/$FA$2","v":0},{"$f":"(FB8754*Vypocet!$D$24)/$FB$2","v":0},{"$f":"(FC8754*Vypocet!$D$24)/$FC$2","v":0},{"$f":"(FD8754*Vypocet!$D$24)/$FD$2","v":0},{"$f":"(FE8754*Vypocet!$D$24)/$FE$2","v":0},{"$f":"(FF8754*Vypocet!$D$24)/$FF$2","v":0},{"$f":"(FG8754*Vypocet!$D$24)/$FG$2","v":0},{"$f":"(FH8754*Vypocet!$D$24)/$FH$2","v":0},{"$f":"(FI8754*Vypocet!$D$24)/$FI$2","v":0},{"$f":"(FJ8754*Vypocet!$D$24)/$FJ$2","v":0},{"$f":"(FK8754*Vypocet!$D$24)/$FK$2","v":0},{"$f":"(FL8754*Vypocet!$D$24)/$FL$2","v":0},{"$f":"(FM8754*Vypocet!$D$24)/$FM$2","v":0},{"$f":"(FN8754*Vypocet!$D$24)/$FN$2","v":0},{"$f":"(FO8754*Vypocet!$D$24)/$FO$2","v":0},{"$f":"(VLOOKUP(A8754,Voda!$B$3:$AC$15,TDDData!C8754+4,0)*4180*(VLOOKUP(A8754,Voda!$B$3:$AC$15,4,0)-VLOOKUP(A8754,Voda!$B$3:$AC$15,3,0)))/3600000","v":0},0,{"$f":"IF(U8754=0,0,IF(Z8754>0,IF(Z8754/1000<U8754,IF(Z8754/1000<=Vypocet!$D$15,IF(U8754<Vypocet!$D$15,U8754-Z8754/1000,Vypocet!$D$15-Z8754/1000),Vypocet!$D$15),0),IF(U8754>Vypocet!$D$15,Vypocet!$D$15,U8754)))","v":0},0,{"$f":"HLOOKUP(Vypocet!$D$11,TDDData!$E:$S,2+TDDData!D8754,0)","v":{"$error":"#N/A"}},0,0,{"$error":"#N/A"},{"$error":"#N/A"},{"$f":"IF(AA8754<0,IF(AC8753>-AA8754,AC8753+AA8754,0),IF(AA8754+AC8753<=Vypocet!$D$18,AA8754+AC8753,Vypocet!$D$18))","v":{"$error":"#N/A"}},{"$error":"#N/A"},{"$f":"IF(AND(AC8754<AC8753,AC8754<>0),AE8753,IF(OR(AND(AC8753=0,AA8754<0),AC8753<-AA8754),IF(AC8753=0,IF(AE8753>-AA8754,AE8753+AA8754,0),IF(AC8753+AE8753>-AA8754,AC8753+AE8753+AA8754,0)),IF(AC8753=Vypocet!$D$18,AE8753+AA8754,AE8753+AA8754-AC8754+AC8753)))","v":{"$error":"#N/A"}},{"$error":"#N/A"},{"$error":"#N/A"},{"$f":"SUM($AF$3:AF8754)","v":{"$error":"#N/A"}},{"$error":"#N/A"},{"$error":"#N/A"},{"$error":"#N/A"},{"$f":"SUM($AJ$3:AJ8754)","v":{"$error":"#N/A"}},{"$error":"#N/A"},{"$error":"#N/A"},{"$error":"#N/A"},{"$f":"IF(AN8754<0,IF(AP8753>-AN8754,AP8753+AN8754,0),IF(AN8754+AP8753<=Vypocet!$D$18,AN8754+AP8753,Vypocet!$D$18))","v":{"$error":"#N/A"}},{"$error":"#N/A"},{"$f":"IF(AND(AP8754<AP8753,AP8754<>0),AR8753,IF(OR(AND(AP8753=0,AN8754<0),AP8753<-AN8754),IF(AP8753=0,IF(AR8753>-AN8754,AR8753+AN8754,0),IF(AP8753+AR8753>-AN8754,AP8753+AR8753+AN8754,0)),IF(AP8753=Vypocet!$D$18,AR8753+AN8754,AR8753+AN8754-AP8754+AP8753)))","v":{"$error":"#N/A"}},{"$error":"#N/A"},{"$error":"#N/A"},{"$f":"SUM($AS$3:AS8754)","v":{"$error":"#N/A"}},{"$error":"#N/A"},{"$error":"#N/A"},{"$error":"#N/A"},{"$f":"SUM($AW$3:AW8754)","v":{"$error":"#N/A"}},{"$f":"IF(V8754=0,IF(U8754=0,IF(AZ8753+Z8754/1000>Vypocet!$D$18,Vypocet!$D$18,AZ8753+Z8754/1000),IF(Z8754/1000+AZ8753-U8754>Vypocet!$D$18,Vypocet!$D$18,Z8754/1000+AZ8753-U8754)),IF(AZ8753=0,0,IF(AZ8753>V8754,AZ8753-V8754,0)))","v":0},0,null,null,null,null,null,null,null,null,null,null,null,null,null,null,null,null,null,null,null,null,null,null,null,null,null,null,null,null,null,null,null,null,null,null,null,null,null,null,null,null,null,null,null,null,null,null,null,null,null,null,null,null,null,null,null,null,null,null,null,null,null,null,null,null,null,null,null,null,null,null,null,null,null,null,null,null,null,null,null,null,null,null,null,null,null,null,null,null,null,null,null,null,null,null,null,null,null,null,null,null,null,null,null,0.59909000000000001,0.60702,0.70245000000000002,0.56764000000000003,0.72631000000000001,0.49671999999999999,0.56920999999999999,0.68105000000000004,0.83072000000000001,0.66859999999999997,0.87178,0.76215999999999995,0.66618999999999995,0.78471000000000002,0]
[12,44196,18,8753,{"$f":"(FA8755*Vypocet!$D$24)/$FA$2","v":0},{"$f":"(FB8755*Vypocet!$D$24)/$FB$2","v":0},{"$f":"(FC8755*Vypocet!$D$24)/$FC$2","v":0},{"$f":"(FD8755*Vypocet!$D$24)/$FD$2","v":0},{"$f":"(FE8755*Vypocet!$D$24)/$FE$2","v":0},{"$f":"(FF8755*Vypocet!$D$24)/$FF$2","v":0},{"$f":"(FG8755*Vypocet!$D$24)/$FG$2","v":0},{"$f":"(FH8755*Vypocet!$D$24)/$FH$2","v":0},{"$f":"(FI8755*Vypocet!$D$24)/$FI$2","v":0},{"$f":"(FJ8755*Vypocet!$D$24)/$FJ$2","v":0},{"$f":"(FK8755*Vypocet!$D$24)/$FK$2","v":0},{"$f":"(FL8755*Vypocet!$D$24)/$FL$2","v":0},{"$f":"(FM8755*Vypocet!$D$24)/$FM$2","v":0},{"$f":"(FN8755*Vypocet!$D$24)/$FN$2","v":0},{"$f":"(FO8755*Vypocet!$D$24)/$FO$2","v":0},{"$f":"(VLOOKUP(A8755,Voda!$B$3:$AC$15,TDDData!C8755+4,0)*4180*(VLOOKUP(A8755,Voda!$B$3:$AC$15,4,0)-VLOOKUP(A8755,Voda!$B$3:$AC$15,3,0)))/3600000","v":0},0,{"$f":"IF(U8755=0,0,IF(Z8755>0,IF(Z8755/1000<U8755,IF(Z8755/1000<=Vypocet!$D$15,IF(U8755<Vypocet!$D$15,U8755-Z8755/1000,Vypocet!$D$15-Z8755/1000),Vypocet!$D$15),0),IF(U8755>Vypocet!$D$15,Vypocet!$D$15,U8755)))","v":0},0,{"$f":"HLOOKUP(Vypocet!$D$11,TDDData!$E:$S,2+TDDData!D8755,0)","v":{"$error":"#N/A"}},0,0,{"$error":"#N/A"},{"$error":"#N/A"},{"$f":"IF(AA8755<0,IF(AC8754>-AA8755,AC8754+AA8755,0),IF(AA8755+AC8754<=Vypocet!$D$18,AA8755+AC8754,Vypocet!$D$18))","v":{"$error":"#N/A"}},{"$error":"#N/A"},{"$f":"IF(AND(AC8755<AC8754,AC8755<>0),AE8754,IF(OR(AND(AC8754=0,AA8755<0),AC8754<-AA8755),IF(AC8754=0,IF(AE8754>-AA8755,AE8754+AA8755,0),IF(AC8754+AE8754>-AA8755,AC8754+AE8754+AA8755,0)),IF(AC8754=Vypocet!$D$18,AE8754+AA8755,AE8754+AA8755-AC8755+AC8754)))","v":{"$error":"#N/A"}},{"$error":"#N/A"},{"$error":"#N/A"},{"$f":"SUM($AF$3:AF8755)","v":{"$error":"#N/A"}},{"$error":"#N/A"},{"$error":"#N/A"},{"$error":"#N/A"},{"$f":"SUM($AJ$3:AJ8755)","v":{"$error":"#N/A"}},{"$error":"#N/A"},{"$error":"#N/A"},{"$error":"#N/A"},{"$f":"IF(AN8755<0,IF(AP8754>-AN8755,AP8754+AN8755,0),IF(AN8755+AP8754<=Vypocet!$D$18,AN8755+AP8754,Vypocet!$D$18))","v":{"$error":"#N/A"}},{"$error":"#N/A"},{"$f":"IF(AND(AP8755<AP8754,AP8755<>0),AR8754,IF(OR(AND(AP8754=0,AN8755<0),AP8754<-AN8755),IF(AP8754=0,IF(AR8754>-AN8755,AR8754+AN8755,0),IF(AP8754+AR8754>-AN8755,AP8754+AR8754+AN8755,0)),IF(AP8754=Vypocet!$D$18,AR8754+AN8755,AR8754+AN8755-AP8755+AP8754)))","v":{"$error":"#N/A"}},{"$error":"#N/A"},{"$error":"#N/A"},{"$f":"SUM($AS$3:AS8755)","v":{"$error":"#N/A"}},{"$error":"#N/A"},{"$error":"#N/A"},{"$error":"#N/A"},{"$f":"SUM($AW$3:AW8755)","v":{"$error":"#N/A"}},{"$f":"IF(V8755=0,IF(U8755=0,IF(AZ8754+Z8755/1000>Vypocet!$D$18,Vypocet!$D$18,AZ8754+Z8755/1000),IF(Z8755/1000+AZ8754-U8755>Vypocet!$D$18,Vypocet!$D$18,Z8755/1000+AZ8754-U8755)),IF(AZ8754=0,0,IF(AZ8754>V8755,AZ8754-V8755,0)))","v":0},0,null,null,null,null,null,null,null,null,null,null,null,null,null,null,null,null,null,null,null,null,null,null,null,null,null,null,null,null,null,null,null,null,null,null,null,null,null,null,null,null,null,null,null,null,null,null,null,null,null,null,null,null,null,null,null,null,null,null,null,null,null,null,null,null,null,null,null,null,null,null,null,null,null,null,null,null,null,null,null,null,null,null,null,null,null,null,null,null,null,null,null,null,null,null,null,null,null,null,null,null,null,null,null,0.62441999999999998,0.58106999999999998,0.65612000000000004,0.62253999999999998,0.55295000000000005,0.47427999999999998,0.42854999999999999,0.67201999999999995,0.75800999999999996,0.61524999999999996,0.85568,0.83294999999999997,0.74053999999999998,0.82077999999999995,0.6]
[12,44196,19,8754,{"$f":"(FA8756*Vypocet!$D$24)/$FA$2","v":0},{"$f":"(FB8756*Vypocet!$D$24)/$FB$2","v":0},{"$f":"(FC8756*Vypocet!$D$24)/$FC$2","v":0},{"$f":"(FD8756*Vypocet!$D$24)/$FD$2","v":0},{"$f":"(FE8756*Vypocet!$D$24)/$FE$2","v":0},{"$f":"(FF8756*Vypocet!$D$24)/$FF$2","v":0},{"$f":"(FG8756*Vypocet!$D$24)/$FG$2","v":0},{"$f":"(FH8756*Vypocet!$D$24)/$FH$2","v":0},{"$f":"(FI8756*Vypocet!$D$24)/$FI$2","v":0},{"$f":"(FJ8756*Vypocet!$D$24)/$FJ$2","v":0},{"$f":"(FK8756*Vypocet!$D$24)/$FK$2","v":0},{"$f":"(FL8756*Vypocet!$D$24)/$FL$2","v":0},{"$f":"(FM8756*Vypocet!$D$24)/$FM$2","v":0},{"$f":"(FN8756*Vypocet!$D$24)/$FN$2","v":0},{"$f":"(FO8756*Vypocet!$D$24)/$FO$2","v":0},{"$f":"(VLOOKUP(A8756,Voda!$B$3:$AC$15,TDDData!C8756+4,0)*4180*(VLOOKUP(A8756,Voda!$B$3:$AC$15,4,0)-VLOOKUP(A8756,Voda!$B$3:$AC$15,3,0)))/3600000","v":0},0,{"$f":"IF(U8756=0,0,IF(Z8756>0,IF(Z8756/1000<U8756,IF(Z8756/1000<=Vypocet!$D$15,IF(U8756<Vypocet!$D$15,U8756-Z8756/1000,Vypocet!$D$15-Z8756/1000),Vypocet!$D$15),0),IF(U8756>Vypocet!$D$15,Vypocet!$D$15,U8756)))","v":0},0,{"$f":"HLOOKUP(Vypocet!$D$11,TDDData!$E:$S,2+TDDData!D8756,0)","v":{"$error":"#N/A"}},0,0,{"$error":"#N/A"},{"$error":"#N/A"},{"$f":"IF(AA8756<0,IF(AC8755>-AA8756,AC8755+AA8756,0),IF(AA8756+AC8755<=Vypocet!$D$18,AA8756+AC8755,Vypocet!$D$18))","v":{"$error":"#N/A"}},{"$error":"#N/A"},{"$f":"IF(AND(AC8756<AC8755,AC8756<>0),AE8755,IF(OR(AND(AC8755=0,AA8756<0),AC8755<-AA8756),IF(AC8755=0,IF(AE8755>-AA8756,AE8755+AA8756,0),IF(AC8755+AE8755>-AA8756,AC8755+AE8755+AA8756,0)),IF(AC8755=Vypocet!$D$18,AE8755+AA8756,AE8755+AA8756-AC8756+AC8755)))","v":{"$error":"#N/A"}},{"$error":"#N/A"},{"$error":"#N/A"},{"$f":"SUM($AF$3:AF8756)","v":{"$error":"#N/A"}},{"$error":"#N/A"},{"$error":"#N/A"},{"$error":"#N/A"},{"$f":"SUM($AJ$3:AJ8756)","v":{"$error":"#N/A"}},{"$error":"#N/A"},{"$error":"#N/A"},{"$error":"#N/A"},{"$f":"IF(AN8756<0,IF(AP8755>-AN8756,AP8755+AN8756,0),IF(AN8756+AP8755<=Vypocet!$D$18,AN8756+AP8755,Vypocet!$D$18))","v":{"$error":"#N/A"}},{"$error":"#N/A"},{"$f":"IF(AND(AP8756<AP8755,AP8756<>0),AR8755,IF(OR(AND(AP8755=0,AN8756<0),AP8755<-AN8756),IF(AP8755=0,IF(AR8755>-AN8756,AR8755+AN8756,0),IF(AP8755+AR8755>-AN8756,AP8755+AR8755+AN8756,0)),IF(AP8755=Vypocet!$D$18,AR8755+AN8756,AR8755+AN8756-AP8756+AP8755)))","v":{"$error":"#N/A"}},{"$error":"#N/A"},{"$error":"#N/A"},{"$f":"SUM($AS$3:AS8756)","v":{"$error":"#N/A"}},{"$error":"#N/A"},{"$error":"#N/A"},{"$error":"#N/A"},{"$f":"SUM($AW$3:AW8756)","v":{"$error":"#N/A"}},{"$f":"IF(V8756=0,IF(U8756=0,IF(AZ8755+Z8756/1000>Vypocet!$D$18,Vypocet!$D$18,AZ8755+Z8756/1000),IF(Z8756/1000+AZ8755-U8756>Vypocet!$D$18,Vypocet!$D$18,Z8756/1000+AZ8755-U8756)),IF(AZ8755=0,0,IF(AZ8755>V8756,AZ8755-V8756,0)))","v":0},0,null,null,null,null,null,null,null,null,null,null,null,null,null,null,null,null,null,null,null,null,null,null,null,null,null,null,null,null,null,null,null,null,null,null,null,null,null,null,null,null,null,null,null,null,null,null,null,null,null,null,null,null,null,null,null,null,null,null,null,null,null,null,null,null,null,null,null,null,null,null,null,null,null,null,null,null,null,null,null,null,null,null,null,null,null,null,null,null,null,null,null,null,null,null,null,null,null,null,null,null,null,null,null,0.58592,0.54225999999999996,0.67473000000000005,0.68562999999999996,0.50014000000000003,0.46449000000000001,0.37414999999999998,0.57321999999999995,0.67801999999999996,0.61833000000000005,0.64781999999999995,0.71074000000000004,0.57094,0.85677999999999999,1]
[12,44196,20,8755,{"$f":"(FA8757*Vypocet!$D$24)/$FA$2","v":0},{"$f":"(FB8757*Vypocet!$D$24)/$FB$2","v":0},{"$f":"(FC8757*Vypocet!$D$24)/$FC$2","v":0},{"$f":"(FD8757*Vypocet!$D$24)/$FD$2","v":0},{"$f":"(FE8757*Vypocet!$D$24)/$FE$2","v":0},{"$f":"(FF8757*Vypocet!$D$24)/$FF$2","v":0},{"$f":"(FG8757*Vypocet!$D$24)/$FG$2","v":0},{"$f":"(FH8757*Vypocet!$D$24)/$FH$2","v":0},{"$f":"(FI8757*Vypocet!$D$24)/$FI$2","v":0},{"$f":"(FJ8757*Vypocet!$D$24)/$FJ$2","v":0},{"$f":"(FK8757*Vypocet!$D$24)/$FK$2","v":0},{"$f":"(FL8757*Vypocet!$D$24)/$FL$2","v":0},{"$f":"(FM8757*Vypocet!$D$24)/$FM$2","v":0},{"$f":"(FN8757*Vypocet!$D$24)/$FN$2","v":0},{"$f":"(FO8757*Vypocet!$D$24)/$FO$2","v":0},{"$f":"(VLOOKUP(A8757,Voda!$B$3:$AC$15,TDDData!C8757+4,0)*4180*(VLOOKUP(A8757,Voda!$B$3:$AC$15,4,0)-VLOOKUP(A8757,Voda!$B$3:$AC$15,3,0)))/3600000","v":0},0,{"$f":"IF(U8757=0,0,IF(Z8757>0,IF(Z8757/1000<U8757,IF(Z8757/1000<=Vypocet!$D$15,IF(U8757<Vypocet!$D$15,U8757-Z8757/1000,Vypocet!$D$15-Z8757/1000),Vypocet!$D$15),0),IF(U8757>Vypocet!$D$15,Vypocet!$D$15,U8757)))","v":0},0,{"$f":"HLOOKUP(Vypocet!$D$11,TDDData!$E:$S,2+TDDData!D8757,0)","v":{"$error":"#N/A"}},0,0,{"$error":"#N/A"},{"$error":"#N/A"},{"$f":"IF(AA8757<0,IF(AC8756>-AA8757,AC8756+AA8757,0),IF(AA8757+AC8756<=Vypocet!$D$18,AA8757+AC8756,Vypocet!$D$18))","v":{"$error":"#N/A"}},{"$error":"#N/A"},{"$f":"IF(AND(AC8757<AC8756,AC8757<>0),AE8756,IF(OR(AND(AC8756=0,AA8757<0),AC8756<-AA8757),IF(AC8756=0,IF(AE8756>-AA8757,AE8756+AA8757,0),IF(AC8756+AE8756>-AA8757,AC8756+AE8756+AA8757,0)),IF(AC8756=Vypocet!$D$18,AE8756+AA8757,AE8756+AA8757-AC8757+AC8756)))","v":{"$error":"#N/A"}},{"$error":"#N/A"},{"$error":"#N/A"},{"$f":"SUM($AF$3:AF8757)","v":{"$error":"#N/A"}},{"$error":"#N/A"},{"$error":"#N/A"},{"$error":"#N/A"},{"$f":"SUM($AJ$3:AJ8757)","v":{"$error":"#N/A"}},{"$error":"#N/A"},{"$error":"#N/A"},{"$error":"#N/A"},{"$f":"IF(AN8757<0,IF(AP8756>-AN8757,AP8756+AN8757,0),IF(AN8757+AP8756<=Vypocet!$D$18,AN8757+AP8756,Vypocet!$D$18))","v":{"$error":"#N/A"}},{"$error":"#N/A"},{"$f":"IF(AND(AP8757<AP8756,AP8757<>0),AR8756,IF(OR(AND(AP8756=0,AN8757<0),AP8756<-AN8757),IF(AP8756=0,IF(AR8756>-AN8757,AR8756+AN8757,0),IF(AP8756+AR8756>-AN8757,AP8756+AR8756+AN8757,0)),IF(AP8756=Vypocet!$D$18,AR8756+AN8757,AR8756+AN8757-AP8757+AP8756)))","v":{"$error":"#N/A"}},{"$error":"#N/A"},{"$error":"#N/A"},{"$f":"SUM($AS$3:AS8757)","v":{"$error":"#N/A"}},{"$error":"#N/A"},{"$error":"#N/A"},{"$error":"#N/A"},{"$f":"SUM($AW$3:AW8757)","v":{"$error":"#N/A"}},{"$f":"IF(V8757=0,IF(U8757=0,IF(AZ8756+Z8757/1000>Vypocet!$D$18,Vypocet!$D$18,AZ8756+Z8757/1000),IF(Z8757/1000+AZ8756-U8757>Vypocet!$D$18,Vypocet!$D$18,Z8757/1000+AZ8756-U8757)),IF(AZ8756=0,0,IF(AZ8756>V8757,AZ8756-V8757,0)))","v":0},0,null,null,null,null,null,null,null,null,null,null,null,null,null,null,null,null,null,null,null,null,null,null,null,null,null,null,null,null,null,null,null,null,null,null,null,null,null,null,null,null,null,null,null,null,null,null,null,null,null,null,null,null,null,null,null,null,null,null,null,null,null,null,null,null,null,null,null,null,null,null,null,null,null,null,null,null,null,null,null,null,null,null,null,null,null,null,null,null,null,null,null,null,null,null,null,null,null,null,null,null,null,null,null,0.55208000000000002,0.52961999999999998,0.69244000000000006,0.67306999999999995,0.55342000000000002,0.43986999999999998,0.41016000000000002,0.65376000000000001,0.61402000000000001,0.61416000000000004,0.49841999999999997,0.52890999999999999,0.54698999999999998,0.81559999999999999,1]
[12,44196,21,8756,{"$f":"(FA8758*Vypocet!$D$24)/$FA$2","v":0},{"$f":"(FB8758*Vypocet!$D$24)/$FB$2","v":0},{"$f":"(FC8758*Vypocet!$D$24)/$FC$2","v":0},{"$f":"(FD8758*Vypocet!$D$24)/$FD$2","v":0},{"$f":"(FE8758*Vypocet!$D$24)/$FE$2","v":0},{"$f":"(FF8758*Vypocet!$D$24)/$FF$2","v":0},{"$f":"(FG8758*Vypocet!$D$24)/$FG$2","v":0},{"$f":"(FH8758*Vypocet!$D$24)/$FH$2","v":0},{"$f":"(FI8758*Vypocet!$D$24)/$FI$2","v":0},{"$f":"(FJ8758*Vypocet!$D$24)/$FJ$2","v":0},{"$f":"(FK8758*Vypocet!$D$24)/$FK$2","v":0},{"$f":"(FL8758*Vypocet!$D$24)/$FL$2","v":0},{"$f":"(FM8758*Vypocet!$D$24)/$FM$2","v":0},{"$f":"(FN8758*Vypocet!$D$24)/$FN$2","v":0},{"$f":"(FO8758*Vypocet!$D$24)/$FO$2","v":0},{"$f":"(VLOOKUP(A8758,Voda!$B$3:$AC$15,TDDData!C8758+4,0)*4180*(VLOOKUP(A8758,Voda!$B$3:$AC$15,4,0)-VLOOKUP(A8758,Voda!$B$3:$AC$15,3,0)))/3600000","v":0},0,{"$f":"IF(U8758=0,0,IF(Z8758>0,IF(Z8758/1000<U8758,IF(Z8758/1000<=Vypocet!$D$15,IF(U8758<Vypocet!$D$15,U8758-Z8758/1000,Vypocet!$D$15-Z8758/1000),Vypocet!$D$15),0),IF(U8758>Vypocet!$D$15,Vypocet!$D$15,U8758)))","v":0},0,{"$f":"HLOOKUP(Vypocet!$D$11,TDDData!$E:$S,2+TDDData!D8758,0)","v":{"$error":"#N/A"}},0,0,{"$error":"#N/A"},{"$error":"#N/A"},{"$f":"IF(AA8758<0,IF(AC8757>-AA8758,AC8757+AA8758,0),IF(AA8758+AC8757<=Vypocet!$D$18,AA8758+AC8757,Vypocet!$D$18))","v":{"$error":"#N/A"}},{"$error":"#N/A"},{"$f":"IF(AND(AC8758<AC8757,AC8758<>0),AE8757,IF(OR(AND(AC8757=0,AA8758<0),AC8757<-AA8758),IF(AC8757=0,IF(AE8757>-AA8758,AE8757+AA8758,0),IF(AC8757+AE8757>-AA8758,AC8757+AE8757+AA8758,0)),IF(AC8757=Vypocet!$D$18,AE8757+AA8758,AE8757+AA8758-AC8758+AC8757)))","v":{"$error":"#N/A"}},{"$error":"#N/A"},{"$error":"#N/A"},{"$f":"SUM($AF$3:AF8758)","v":{"$error":"#N/A"}},{"$error":"#N/A"},{"$error":"#N/A"},{"$error":"#N/A"},{"$f":"SUM($AJ$3:AJ8758)","v":{"$error":"#N/A"}},{"$error":"#N/A"},{"$error":"#N/A"},{"$error":"#N/A"},{"$f":"IF(AN8758<0,IF(AP8757>-AN8758,AP8757+AN8758,0),IF(AN8758+AP8757<=Vypocet!$D$18,AN8758+AP8757,Vypocet!$D$18))","v":{"$error":"#N/A"}},{"$error":"#N/A"},{"$f":"IF(AND(AP8758<AP8757,AP8758<>0),AR8757,IF(OR(AND(AP8757=0,AN8758<0),AP8757<-AN8758),IF(AP8757=0,IF(AR8757>-AN8758,AR8757+AN8758,0),IF(AP8757+AR8757>-AN8758,AP8757+AR8757+AN8758,0)),IF(AP8757=Vypocet!$D$18,AR8757+AN8758,AR8757+AN8758-AP8758+AP8757)))","v":{"$error":"#N/A"}},{"$error":"#N/A"},{"$error":"#N/A"},{"$f":"SUM($AS$3:AS8758)","v":{"$error":"#N/A"}},{"$error":"#N/A"},{"$error":"#N/A"},{"$error":"#N/A"},{"$f":"SUM($AW$3:AW8758)","v":{"$error":"#N/A"}},{"$f":"IF(V8758=0,IF(U8758=0,IF(AZ8757+Z8758/1000>Vypocet!$D$18,Vypocet!$D$18,AZ8757+Z8758/1000),IF(Z8758/1000+AZ8757-U8758>Vypocet!$D$18,Vypocet!$D$18,Z8758/1000+AZ8757-U8758)),IF(AZ8757=0,0,IF(AZ8757>V8758,AZ8757-V8758,0)))","v":0},0,null,null,null,null,null,null,null,null,null,null,null,null,null,null,null,null,null,null,null,null,null,null,null,null,null,null,null,null,null,null,null,null,null,null,null,null,null,null,null,null,null,null,null,null,null,null,null,null,null,null,null,null,null,null,null,null,null,null,null,null,null,null,null,null,null,null,null,null,null,null,null,null,null,null,null,null,null,null,null,null,null,null,null,null,null,null,null,null,null,null,null,null,null,null,null,null,null,null,null,null,null,null,null,0.52851999999999999,0.53642999999999996,0.68223,0.66318999999999995,0.77766999999999997,0.42430000000000001,0.37151000000000001,0.62321000000000004,0.57606000000000002,0.52741000000000005,0.40444999999999998,0.44657000000000002,0.61256999999999995,0.80832999999999999,1]
[12,44196,22,8757,{"$f":"(FA8759*Vypocet!$D$24)/$FA$2","v":0},{"$f":"(FB8759*Vypocet!$D$24)/$FB$2","v":0},{"$f":"(FC8759*Vypocet!$D$24)/$FC$2","v":0},{"$f":"(FD8759*Vypocet!$D$24)/$FD$2","v":0},{"$f":"(FE8759*Vypocet!$D$24)/$FE$2","v":0},{"$f":"(FF8759*Vypocet!$D$24)/$FF$2","v":0},{"$f":"(FG8759*Vypocet!$D$24)/$FG$2","v":0},{"$f":"(FH8759*Vypocet!$D$24)/$FH$2","v":0},{"$f":"(FI8759*Vypocet!$D$24)/$FI$2","v":0},{"$f":"(FJ8759*Vypocet!$D$24)/$FJ$2","v":0},{"$f":"(FK8759*Vypocet!$D$24)/$FK$2","v":0},{"$f":"(FL8759*Vypocet!$D$24)/$FL$2","v":0},{"$f":"(FM8759*Vypocet!$D$24)/$FM$2","v":0},{"$f":"(FN8759*Vypocet!$D$24)/$FN$2","v":0},{"$f":"(FO8759*Vypocet!$D$24)/$FO$2","v":0},{"$f":"(VLOOKUP(A8759,Voda!$B$3:$AC$15,TDDData!C8759+4,0)*4180*(VLOOKUP(A8759,Voda!$B$3:$AC$15,4,0)-VLOOKUP(A8759,Voda!$B$3:$AC$15,3,0)))/3600000","v":0},0,{"$f":"IF(U8759=0,0,IF(Z8759>0,IF(Z8759/1000<U8759,IF(Z8759/1000<=Vypocet!$D$15,IF(U8759<Vypocet!$D$15,U8759-Z8759/1000,Vypocet!$D$15-Z8759/1000),Vypocet!$D$15),0),IF(U8759>Vypocet!$D$15,Vypocet!$D$15,U8759)))","v":0},0,{"$f":"HLOOKUP(Vypocet!$D$11,TDDData!$E:$S,2+TDDData!D8759,0)","v":{"$error":"#N/A"}},0,0,{"$error":"#N/A"},{"$error":"#N/A"},{"$f":"IF(AA8759<0,IF(AC8758>-AA8759,AC8758+AA8759,0),IF(AA8759+AC8758<=Vypocet!$D$18,AA8759+AC8758,Vypocet!$D$18))","v":{"$error":"#N/A"}},{"$error":"#N/A"},{"$f":"IF(AND(AC8759<AC8758,AC8759<>0),AE8758,IF(OR(AND(AC8758=0,AA8759<0),AC8758<-AA8759),IF(AC8758=0,IF(AE8758>-AA8759,AE8758+AA8759,0),IF(AC8758+AE8758>-AA8759,AC8758+AE8758+AA8759,0)),IF(AC8758=Vypocet!$D$18,AE8758+AA8759,AE8758+AA8759-AC8759+AC8758)))","v":{"$error":"#N/A"}},{"$error":"#N/A"},{"$error":"#N/A"},{"$f":"SUM($AF$3:AF8759)","v":{"$error":"#N/A"}},{"$error":"#N/A"},{"$error":"#N/A"},{"$error":"#N/A"},{"$f":"SUM($AJ$3:AJ8759)","v":{"$error":"#N/A"}},{"$error":"#N/A"},{"$error":"#N/A"},{"$error":"#N/A"},{"$f":"IF(AN8759<0,IF(AP8758>-AN8759,AP8758+AN8759,0),IF(AN8759+AP8758<=Vypocet!$D$18,AN8759+AP8758,Vypocet!$D$18))","v":{"$error":"#N/A"}},{"$error":"#N/A"},{"$f":"IF(AND(AP8759<AP8758,AP8759<>0),AR8758,IF(OR(AND(AP8758=0,AN8759<0),AP8758<-AN8759),IF(AP8758=0,IF(AR8758>-AN8759,AR8758+AN8759,0),IF(AP8758+AR8758>-AN8759,AP8758+AR8758+AN8759,0)),IF(AP8758=Vypocet!$D$18,AR8758+AN8759,AR8758+AN8759-AP8759+AP8758)))","v":{"$error":"#N/A"}},{"$error":"#N/A"},{"$error":"#N/A"},{"$f":"SUM($AS$3:AS8759)","v":{"$error":"#N/A"}},{"$error":"#N/A"},{"$error":"#N/A"},{"$error":"#N/A"},{"$f":"SUM($AW$3:AW8759)","v":{"$error":"#N/A"}},{"$f":"IF(V8759=0,IF(U8759=0,IF(AZ8758+Z8759/1000>Vypocet!$D$18,Vypocet!$D$18,AZ8758+Z8759/1000),IF(Z8759/1000+AZ8758-U8759>Vypocet!$D$18,Vypocet!$D$18,Z8759/1000+AZ8758-U8759)),IF(AZ8758=0,0,IF(AZ8758>V8759,AZ8758-V8759,0)))","v":0},0,null,null,null,null,null,null,null,null,null,null,null,null,null,null,null,null,null,null,null,null,null,null,null,null,null,null,null,null,null,null,null,null,null,null,null,null,null,null,null,null,null,null,null,null,null,null,null,null,null,null,null,null,null,null,null,null,null,null,null,null,null,null,null,null,null,null,null,null,null,null,null,null,null,null,null,null,null,null,null,null,null,null,null,null,null,null,null,null,null,null,null,null,null,null,null,null,null,null,null,null,null,null,null,0.47316999999999998,0.56721999999999995,0.64031000000000005,0.64732999999999996,0.72699999999999998,0.72114999999999996,0.36595,0.47167999999999999,0.53017000000000003,0.51495999999999997,0.42837999999999998,0.47539999999999999,0.62446000000000002,0.78974999999999995,1]
[12,44196,23,8758,{"$f":"(FA8760*Vypocet!$D$24)/$FA$2","v":0},{"$f":"(FB8760*Vypocet!$D$24)/$FB$2","v":0},{"$f":"(FC8760*Vypocet!$D$24)/$FC$2","v":0},{"$f":"(FD8760*Vypocet!$D$24)/$FD$2","v":0},{"$f":"(FE8760*Vypocet!$D$24)/$FE$2","v":0},{"$f":"(FF8760*Vypocet!$D$24)/$FF$2","v":0},{"$f":"(FG8760*Vypocet!$D$24)/$FG$2","v":0},{"$f":"(FH8760*Vypocet!$D$24)/$FH$2","v":0},{"$f":"(FI8760*Vypocet!$D$24)/$FI$2","v":0},{"$f":"(FJ8760*Vypocet!$D$24)/$FJ$2","v":0},{"$f":"(FK8760*Vypocet!$D$24)/$FK$2","v":0},{"$f":"(FL8760*Vypocet!$D$24)/$FL$2","v":0},{"$f":"(FM8760*Vypocet!$D$24)/$FM$2","v":0},{"$f":"(FN8760*Vypocet!$D$24)/$FN$2","v":0},{"$f":"(FO8760*Vypocet!$D$24)/$FO$2","v":0},{"$f":"(VLOOKUP(A8760,Voda!$B$3:$AC$15,TDDData!C8760+4,0)*4180*(VLOOKUP(A8760,Voda!$B$3:$AC$15,4,0)-VLOOKUP(A8760,Voda!$B$3:$AC$15,3,0)))/3600000","v":0},0,{"$f":"IF(U8760=0,0,IF(Z8760>0,IF(Z8760/1000<U8760,IF(Z8760/1000<=Vypocet!$D$15,IF(U8760<Vypocet!$D$15,U8760-Z8760/1000,Vypocet!$D$15-Z8760/1000),Vypocet!$D$15),0),IF(U8760>Vypocet!$D$15,Vypocet!$D$15,U8760)))","v":0},0,{"$f":"HLOOKUP(Vypocet!$D$11,TDDData!$E:$S,2+TDDData!D8760,0)","v":{"$error":"#N/A"}},0,0,{"$error":"#N/A"},{"$error":"#N/A"},{"$f":"IF(AA8760<0,IF(AC8759>-AA8760,AC8759+AA8760,0),IF(AA8760+AC8759<=Vypocet!$D$18,AA8760+AC8759,Vypocet!$D$18))","v":{"$error":"#N/A"}},{"$error":"#N/A"},{"$f":"IF(AND(AC8760<AC8759,AC8760<>0),AE8759,IF(OR(AND(AC8759=0,AA8760<0),AC8759<-AA8760),IF(AC8759=0,IF(AE8759>-AA8760,AE8759+AA8760,0),IF(AC8759+AE8759>-AA8760,AC8759+AE8759+AA8760,0)),IF(AC8759=Vypocet!$D$18,AE8759+AA8760,AE8759+AA8760-AC8760+AC8759)))","v":{"$error":"#N/A"}},{"$error":"#N/A"},{"$error":"#N/A"},{"$f":"SUM($AF$3:AF8760)","v":{"$error":"#N/A"}},{"$error":"#N/A"},{"$error":"#N/A"},{"$error":"#N/A"},{"$f":"SUM($AJ$3:AJ8760)","v":{"$error":"#N/A"}},{"$error":"#N/A"},{"$error":"#N/A"},{"$error":"#N/A"},{"$f":"IF(AN8760<0,IF(AP8759>-AN8760,AP8759+AN8760,0),IF(AN8760+AP8759<=Vypocet!$D$18,AN8760+AP8759,Vypocet!$D$18))","v":{"$error":"#N/A"}},{"$error":"#N/A"},{"$f":"IF(AND(AP8760<AP8759,AP8760<>0),AR8759,IF(OR(AND(AP8759=0,AN8760<0),AP8759<-AN8760),IF(AP8759=0,IF(AR8759>-AN8760,AR8759+AN8760,0),IF(AP8759+AR8759>-AN8760,AP8759+AR8759+AN8760,0)),IF(AP8759=Vypocet!$D$18,AR8759+AN8760,AR8759+AN8760-AP8760+AP8759)))","v":{"$error":"#N/A"}},{"$error":"#N/A"},{"$error":"#N/A"},{"$f":"SUM($AS$3:AS8760)","v":{"$error":"#N/A"}},{"$error":"#N/A"},{"$error":"#N/A"},{"$error":"#N/A"},{"$f":"SUM($AW$3:AW8760)","v":{"$error":"#N/A"}},{"$f":"IF(V8760=0,IF(U8760=0,IF(AZ8759+Z8760/1000>Vypocet!$D$18,Vypocet!$D$18,AZ8759+Z8760/1000),IF(Z8760/1000+AZ8759-U8760>Vypocet!$D$18,Vypocet!$D$18,Z8760/1000+AZ8759-U8760)),IF(AZ8759=0,0,IF(AZ8759>V8760,AZ8759-V8760,0)))","v":0},0,null,null,null,null,null,null,null,null,null,null,null,null,null,null,null,null,null,null,null,null,null,null,null,null,null,null,null,null,null,null,null,null,null,null,null,null,null,null,null,null,null,null,null,null,null,null,null,null,null,null,null,null,null,null,null,null,null,null,null,null,null,null,null,null,null,null,null,null,null,null,null,null,null,null,null,null,null,null,null,null,null,null,null,null,null,null,null,null,null,null,null,null,null,null,null,null,null,null,null,null,null,null,null,0.44777,0.56618999999999997,0.62155000000000005,0.59055000000000002,0.81025999999999998,0.86987999999999999,0.32849,0.50622999999999996,0.47116999999999998,0.50488,0.49885000000000002,0.47597,0.92227000000000003,0.80805000000000005,1]
[12,44196,24,8759,{"$f":"(FA8761*Vypocet!$D$24)/$FA$2","v":0},{"$f":"(FB8761*Vypocet!$D$24)/$FB$2","v":0},{"$f":"(FC8761*Vypocet!$D$24)/$FC$2","v":0},{"$f":"(FD8761*Vypocet!$D$24)/$FD$2","v":0},{"$f":"(FE8761*Vypocet!$D$24)/$FE$2","v":0},{"$f":"(FF8761*Vypocet!$D$24)/$FF$2","v":0},{"$f":"(FG8761*Vypocet!$D$24)/$FG$2","v":0},{"$f":"(FH8761*Vypocet!$D$24)/$FH$2","v":0},{"$f":"(FI8761*Vypocet!$D$24)/$FI$2","v":0},{"$f":"(FJ8761*Vypocet!$D$24)/$FJ$2","v":0},{"$f":"(FK8761*Vypocet!$D$24)/$FK$2","v":0},{"$f":"(FL8761*Vypocet!$D$24)/$FL$2","v":0},{"$f":"(FM8761*Vypocet!$D$24)/$FM$2","v":0},{"$f":"(FN8761*Vypocet!$D$24)/$FN$2","v":0},{"$f":"(FO8761*Vypocet!$D$24)/$FO$2","v":0},{"$f":"(VLOOKUP(A8761,Voda!$B$3:$AC$15,TDDData!C8761+4,0)*4180*(VLOOKUP(A8761,Voda!$B$3:$AC$15,4,0)-VLOOKUP(A8761,Voda!$B$3:$AC$15,3,0)))/3600000","v":0},0,{"$f":"IF(U8761=0,0,IF(Z8761>0,IF(Z8761/1000<U8761,IF(Z8761/1000<=Vypocet!$D$15,IF(U8761<Vypocet!$D$15,U8761-Z8761/1000,Vypocet!$D$15-Z8761/1000),Vypocet!$D$15),0),IF(U8761>Vypocet!$D$15,Vypocet!$D$15,U8761)))","v":0},0,{"$f":"HLOOKUP(Vypocet!$D$11,TDDData!$E:$S,2+TDDData!D8761,0)","v":{"$error":"#N/A"}},0,0,{"$error":"#N/A"},{"$error":"#N/A"},{"$f":"IF(AA8761<0,IF(AC8760>-AA8761,AC8760+AA8761,0),IF(AA8761+AC8760<=Vypocet!$D$18,AA8761+AC8760,Vypocet!$D$18))","v":{"$error":"#N/A"}},{"$error":"#N/A"},{"$f":"IF(AND(AC8761<AC8760,AC8761<>0),AE8760,IF(OR(AND(AC8760=0,AA8761<0),AC8760<-AA8761),IF(AC8760=0,IF(AE8760>-AA8761,AE8760+AA8761,0),IF(AC8760+AE8760>-AA8761,AC8760+AE8760+AA8761,0)),IF(AC8760=Vypocet!$D$18,AE8760+AA8761,AE8760+AA8761-AC8761+AC8760)))","v":{"$error":"#N/A"}},{"$error":"#N/A"},{"$error":"#N/A"},{"$f":"SUM($AF$3:AF8761)","v":{"$error":"#N/A"}},{"$error":"#N/A"},{"$error":"#N/A"},{"$error":"#N/A"},{"$f":"SUM($AJ$3:AJ8761)","v":{"$error":"#N/A"}},{"$error":"#N/A"},{"$error":"#N/A"},{"$error":"#N/A"},{"$f":"IF(AN8761<0,IF(AP8760>-AN8761,AP8760+AN8761,0),IF(AN8761+AP8760<=Vypocet!$D$18,AN8761+AP8760,Vypocet!$D$18))","v":{"$error":"#N/A"}},{"$error":"#N/A"},{"$f":"IF(AND(AP8761<AP8760,AP8761<>0),AR8760,IF(OR(AND(AP8760=0,AN8761<0),AP8760<-AN8761),IF(AP8760=0,IF(AR8760>-AN8761,AR8760+AN8761,0),IF(AP8760+AR8760>-AN8761,AP8760+AR8760+AN8761,0)),IF(AP8760=Vypocet!$D$18,AR8760+AN8761,AR8760+AN8761-AP8761+AP8760)))","v":{"$error":"#N/A"}},{"$error":"#N/A"},{"$error":"#N/A"},{"$f":"SUM($AS$3:AS8761)","v":{"$error":"#N/A"}},{"$error":"#N/A"},{"$error":"#N/A"},{"$error":"#N/A"},{"$f":"SUM($AW$3:AW8761)","v":{"$error":"#N/A"}},{"$f":"IF(V8761=0,IF(U8761=0,IF(AZ8760+Z8761/1000>Vypocet!$D$18,Vypocet!$D$18,AZ8760+Z8761/1000),IF(Z8761/1000+AZ8760-U8761>Vypocet!$D$18,Vypocet!$D$18,Z8761/1000+AZ8760-U8761)),IF(AZ8760=0,0,IF(AZ8760>V8761,AZ8760-V8761,0)))","v":0},0,null,null,null,null,null,null,null,null,null,null,null,null,null,null,null,null,null,null,null,null,null,null,null,null,null,null,null,null,null,null,null,null,null,null,null,null,null,null,null,null,null,null,null,null,null,null,null,null,null,null,null,null,null,null,null,null,null,null,null,null,null,null,null,null,null,null,null,null,null,null,null,null,null,null,null,null,null,null,null,null,null,null,null,null,null,null,null,null,null,null,null,null,null,null,null,null,null,null,null,null,null,null,null,0.41038999999999998,0.51698999999999995,0.57504999999999995,0.49312,0.70208000000000004,0.37909999999999999,0.31950000000000001,0.50522999999999996,0.40078999999999998,0.58623000000000003,0.63790999999999998,0.66281000000000001,0.83996000000000004,0.70877000000000001,1]
[null,null,null,null,null,null,null,null,null,null,null,null,null,null,null,null,null,null,null,{"$f":"SUM(T3:T8761)","v":0},{"$f":"SUM(V3:V8761)","v":0},null,null,{"$f":"SUM(X3:X8761)","v":{"$error":"#N/A"}},null,null,null,null,null,null,null,null,null,null,null,null,null,null,{"$f":"SUM(AM1:AM8761)","v":{"$error":"#N/A"}},null,null,null,null,null,null,null,null,null,null,null,null,null,{"$f":"SUM(BA3:BA8761)","v":0},null,null,null,null,null,null,null,null,null,null,null,null,null,null,null,null,null,null,null,null,null,null,null,null,null,null,null,null,null,null,null,null,null,null,null,null,null,null,null,null,null,null,null,null,null,null,null,null,null,null,null,null,null,null,null,null,null,null,null,null,null,null,null,null,null,null,null,null,null,null,null,null,null,null,null,null,null,null,null,null,null,null,null,null,null,null,null,null,null,null,null,null,null,null,null,null,null,null,null,null,null,null,null,0.35076000000000002,0.52464,0.53764000000000001,0.43057000000000001,0.47999000000000003,0.40382000000000001,0.27805000000000002,0.50465000000000004,0.33067000000000002,0.58996000000000004,0.48415999999999998,0.66690000000000005,0.62836000000000003,0.66379999999999995,1]
[null,null,null,null,null,null,null,null,null,null,null,null,null,null,null,null,null,null,null,null,null,null,null,null,null,null,null,null,null,null,null,null,null,null,null,null,null,null,null,null,null,null,null,null,null,null,null,null,null,null,null,null,null,null,null,null,null,null,null,null,null,null,null,null,null,null,null,null,null,null,null,null,null,null,null,null,null,null,null,null,null,null,null,null,null,null,null,null,null,null,null,null,null,null,null,null,null,null,null,null,null,null,null,null,null,null,null,null,null,null,null,null,null,null,null,null,null,null,null,null,null,null,null,null,null,null,null,null,null,null,null,null,null,null,null,null,null,null,null,null,null,null,null,null,null,null,null,null,null,null,null,null,null,null,null,null,0.32528000000000001,0.50000999999999995,0.47721999999999998,0.28988999999999998,0.29793999999999998,0.44778000000000001,0.45687,0.45290999999999998,0.47594999999999998,0.58438000000000001,0.39801999999999998,0.55250999999999995,0.51382000000000005,0.59040000000000004,1]
[null,null,null,null,null,null,null,null,null,null,null,null,null,null,null,null,null,null,null,null,null,null,null,null,null,null,null,null,null,null,null,null,null,null,null,null,null,null,null,null,null,null,null,null,null,null,null,null,null,null,null,null,null,null,null,null,null,null,null,null,null,null,null,null,null,null,null,null,null,null,null,null,null,null,null,null,null,null,null,null,null,null,null,null,null,null,null,null,null,null,null,null,null,null,null,null,null,null,null,null,null,null,null,null,null,null,null,null,null,null,null,null,null,null,null,null,null,null,null,null,null,null,null,null,null,null,null,null,null,null,null,null,null,null,null,null,null,null,null,null,null,null,null,null,null,null,null,null,null,null,null,null,null,null,null,null,0.31698999999999999,0.58018000000000003,0.46049000000000001,0.25928000000000001,0.37652000000000002,0.54137999999999997,0.68235000000000001,0.56520000000000004,0.38551000000000002,0.71409999999999996,0.81137000000000004,0.45790999999999998,0.47610000000000002,0.53025,1]
[null,null,null,null,null,null,null,null,30,25,null,null,null,null,null,null,null,null,null,null,null,null,null,null,null,null,null,null,null,null,null,null,null,null,null,null,null,null,null,null,null,null,null,null,null,null,null,null,null,null,null,null,null,null,null,null,null,null,null,null,null,null,null,null,null,null,null,null,null,null,null,null,null,null,null,null,null,null,null,null,null,null,null,null,null,null,null,null,null,null,null,null,null,null,null,null,null,null,null,null,null,null,null,null,null,null,null,null,null,null,null,null,null,null,null,null,null,null,null,null,null,null,null,null,null,null,null,null,null,null,null,null,null,null,null,null,null,null,null,null,null,null,null,null,null,null,null,null,null,null,null,null,null,null,null,null,0.31763000000000002,0.56479999999999997,0.45676,0.23491000000000001,0.58326,0.55032999999999999,0.60970000000000002,0.56347999999999998,0.37858999999999998,0.62719999999999998,0.61826999999999999,0.37447999999999998,0.42886000000000002,0.5796,1]
["E.ON",null,null,null,null,null,null,null,null,null,null,null,null,null,"ČEZ",null,null,null,null,"Bohemia Energy",null,null,null,null,null,null,null,null,null,null,null,null,null,null,null,null,null,null,null,null,null,null,null,null,null,null,null,null,null,null,null,null,null,null,null,null,null,null,null,null,null,null,null,null,null,null,null,null,null,null,null,null,null,null,null,null,null,null,null,null,null,null,null,null,null,null,null,null,null,null,null,null,null,null,null,null,null,null,null,null,null,null,null,null,null,null,null,null,null,null,null,null,null,null,null,null,null,null,null,null,null,null,null,null,null,null,null,null,null,null,null,null,null,null,null,null,null,null,null,null,null,null,null,null,null,null,null,null,null,null,null,null,null,null,null,null,0.30990000000000001,0.52581999999999995,0.4652,0.23551,0.61785000000000001,0.49937999999999999,0.45254,0.38313999999999998,0.35081000000000001,0.4345,0.64075000000000004,0.29452,0.44811000000000001,0.55337000000000003,1]
[null,null,"Bez bojleru",null,null,null,null,null,"S bojleru",null,null,null,null,null,null,"Bez bojleru",null,"S bojlerem",null,null,"Bez bojleru",null,"S bojlerem",null,null,null,null,null,null,null,null,null,null,null,null,null,null,null,null,null,null,null,null,null,null,null,null,null,null,null,null,null,null,null,null,null,null,null,null,null,null,null,null,null,null,null,null,null,null,null,null,null,null,null,null,null,null,null,null,null,null,null,null,null,null,null,null,null,null,null,null,null,null,null,null,null,null,null,null,null,null,null,null,null,null,null,null,null,null,null,null,null,null,null,null,null,null,null,null,null,null,null,null,null,null,null,null,null,null,null,null,null,null,null,null,null,null,null,null,null,null,null,null,null,null,null,null,null,null,null,null,null,null,null,null,null,0.31849,0.48491000000000001,0.48182000000000003,0.23257,0.45511000000000001,0.41985,0.38473000000000002,0.30459999999999998,0.26755000000000001,0.39937,0.48204000000000002,0.24883,0.49208000000000002,0.56564999999999999,1]
[null,null,"S akumulátorem",null,null,"Bez akumulátoru",null,null,"S akumulátorem",null,null,"Bez akumulátoru",null,null,null,"S akumulátorem","bez akumulátoru","S akumulátorem","bez akumulátoru",null,"S akumulátorem","bez akumulátoru","S akumulátorem","bez akumulátoru",null,null,null,null,null,null,null,null,null,null,null,null,null,null,null,null,null,null,null,null,null,null,null,null,null,null,null,null,null,null,null,null,null,null,null,null,null,null,null,null,null,null,null,null,null,null,null,null,null,null,null,null,null,null,null,null,null,null,null,null,null,null,null,null,null,null,null,null,null,null,null,null,null,null,null,null,null,null,null,null,null,null,null,null,null,null,null,null,null,null,null,null,null,null,null,null,null,null,null,null,null,null,null,null,null,null,null,null,null,null,null,null,null,null,null,null,null,null,null,null,null,null,null,null,null,null,null,null,null,null,null,null,0.34192,0.47567999999999999,0.51149,0.26222000000000001,0.29314000000000001,0.36542000000000002,0.38013000000000002,0.24032999999999999,0.24823000000000001,0.34027000000000002,0.38341999999999998,0.22062000000000001,0.48535,0.61416999999999999,1]
[null,null,"Přírůstek [kWh]","Kumulativně [kWh]","Poplatek","Přírůstek [kWh]","Kumulativně [kWh]","Poplatek","Přírůstek [kWh]","Kumulativně [kWh]","Poplatek","Přírůstek [kWh]","Kumulativně [kWh]","Poplatek","Úspora",{"$f":"0.4*E8782*Vypocet!$D$21","v":{"$error":"#N/A"}},{"$f":"G8781*0.4*Vypocet!$D$21","v":{"$error":"#N/A"}},{"$f":"0.4*J8781*Vypocet!$D$21","v":{"$error":"#N/A"}},{"$f":"0.4*M8781*Vypocet!$D$21","v":{"$error":"#N/A"}},"Poplatek",{"$f":"(1+ROUNDDOWN(D8781,-3))*363","v":{"$error":"#N/A"}},{"$f":"(1+ROUNDDOWN(G8781,-3))*363","v":{"$error":"#N/A"}},{"$f":"(1+ROUNDDOWN(J8781,-3))*363","v":{"$error":"#N/A"}},{"$f":"(1+ROUNDDOWN(M8781,-3))*363","v":{"$error":"#N/A"}},null,null,null,null,null,null,null,null,null,null,null,null,null,null,null,null,null,null,null,null,null,null,null,null,null,null,null,null,null,null,null,null,null,null,null,null,null,null,null,null,null,null,null,null,null,null,null,null,null,null,null,null,null,null,null,null,null,null,null,null,null,null,null,null,null,null,null,null,null,null,null,null,null,null,null,null,null,null,null,null,null,null,null,null,null,null,null,null,null,null,null,null,null,null,null,null,null,null,null,null,null,null,null,null,null,null,null,null,null,null,null,null,null,null,null,null,null,null,null,null,null,null,null,null,null,null,null,null,null,null,null,null,0.37534000000000001,0.42477999999999999,0.54003000000000001,0.30351,0.29842000000000002,0.22556999999999999,0.30740000000000001,0.23551,0.24113999999999999,0.28732000000000002,0.22420000000000001,0.21426999999999999,0.39176,0.65644000000000002,1]
[1,"Leden",{"$f":"SUMIF($A$3:$A$8761,A8770,$AF$3:$AF$8761)","v":{"$error":"#N/A"}},{"$f":"SUM($C$8770:C8770)","v":{"$error":"#N/A"}},{"$f":"IF(D8770>4000,499,IF(D8770>3000,199,IF(D8770>2000,149,IF(D8770>1000,99,49))))","v":{"$error":"#N/A"}},{"$f":"SUMIF($A$3:$A$8761,A8770,$AJ$3:$AJ$8761)","v":{"$error":"#N/A"}},{"$f":"SUM($F$8770:F8770)","v":{"$error":"#N/A"}},{"$f":"IF(F8770>4000,499,IF(F8770>3000,199,IF(F8770>2000,149,IF(F8770>1000,99,49))))","v":{"$error":"#N/A"}},{"$f":"SUMIF($A$3:$A$8761,A8770,$AS$3:$AS$8761)","v":{"$error":"#N/A"}},{"$f":"SUM($I$8770:I8770)","v":{"$error":"#N/A"}},{"$f":"IF(J8770>4000,499,IF(J8770>3000,199,IF(J8770>2000,149,IF(J8770>1000,99,49))))","v":{"$error":"#N/A"}},{"$f":"SUMIF($A$3:$A$8761,A8770,$AW$3:$AW$8761)","v":{"$error":"#N/A"}},{"$f":"SUM($L$8770:L8770)","v":{"$error":"#N/A"}},{"$f":"IF(L8770>4000,499,IF(L8770>3000,199,IF(L8770>2000,149,IF(L8770>1000,99,49))))","v":{"$error":"#N/A"}},null,null,null,null,null,null,null,null,null,null,null,null,null,null,null,null,null,null,null,null,null,null,null,null,null,null,null,null,null,null,null,null,null,null,null,null,null,null,null,null,null,null,null,null,null,null,null,null,null,null,null,null,null,null,null,null,null,null,null,null,null,null,null,null,null,null,null,null,null,null,null,null,null,null,null,null,null,null,null,null,null,null,null,null,null,null,null,null,null,null,null,null,null,null,null,null,null,null,null,null,null,null,null,null,null,null,null,null,null,null,null,null,null,null,null,null,null,null,null,null,null,null,null,null,null,null,null,null,null,null,null,null,null,null,null,null,null,null,null,null,null,null,0.42308000000000001,0.42304999999999998,0.54320999999999997,0.35294999999999999,0.31052999999999997,0.25396000000000002,0.30016999999999999,0.24485999999999999,0.27905000000000002,0.25556000000000001,0.21626999999999999,0.23838999999999999,0.39512999999999998,0.60785,0.61667000000000005]
[2,"Únor",{"$f":"SUMIF($A$3:$A$8761,A8771,$AF$3:$AF$8761)","v":{"$error":"#N/A"}},{"$f":"SUM($C$8770:C8771)","v":{"$error":"#N/A"}},{"$f":"IF(D8771>4000,499,IF(D8771>3000,199,IF(D8771>2000,149,IF(D8771>1000,99,49))))","v":{"$error":"#N/A"}},{"$error":"#N/A"},{"$f":"SUM($F$8770:F8771)","v":{"$error":"#N/A"}},{"$error":"#N/A"},{"$error":"#N/A"},{"$f":"SUM($I$8770:I8771)","v":{"$error":"#N/A"}},{"$f":"IF(J8771>4000,499,IF(J8771>3000,199,IF(J8771>2000,149,IF(J8771>1000,99,49))))","v":{"$error":"#N/A"}},{"$error":"#N/A"},{"$f":"SUM($L$8770:L8771)","v":{"$error":"#N/A"}},{"$error":"#N/A"},null,null,null,null,null,null,null,null,null,null,null,null,null,null,null,null,null,null,null,null,null,null,null,null,null,null,null,null,null,null,null,null,null,null,null,null,null,null,null,null,null,null,null,null,null,null,null,null,null,null,null,null,null,null,null,null,null,null,null,null,null,null,null,null,null,null,null,null,null,null,null,null,null,null,null,null,null,null,null,null,null,null,null,null,null,null,null,null,null,null,null,null,null,null,null,null,null,null,null,null,null,null,null,null,null,null,null,null,null,null,null,null,null,null,null,null,null,null,null,null,null,null,null,null,null,null,null,null,null,null,null,null,null,null,null,null,null,null,null,null,null,null,0.47103,0.46422999999999998,0.60438999999999998,0.49804999999999999,0.34694999999999998,0.37968000000000002,0.31292999999999999,0.28843999999999997,0.38817000000000002,0.33711999999999998,0.31468000000000002,0.34809000000000001,0.44774000000000003,0.67554999999999998,0]
[3,"Březen",{"$error":"#N/A"},{"$f":"SUM($C$8770:C8772)","v":{"$error":"#N/A"}},{"$error":"#N/A"},{"$error":"#N/A"},{"$f":"SUM($F$8770:F8772)","v":{"$error":"#N/A"}},{"$error":"#N/A"},{"$error":"#N/A"},{"$f":"SUM($I$8770:I8772)","v":{"$error":"#N/A"}},{"$error":"#N/A"},{"$error":"#N/A"},{"$f":"SUM($L$8770:L8772)","v":{"$error":"#N/A"}},{"$error":"#N/A"},null,null,null,null,null,null,null,null,null,null,null,null,null,null,null,null,null,null,null,null,null,null,null,null,null,null,null,null,null,null,null,null,null,null,null,null,null,null,null,null,null,null,null,null,null,null,null,null,null,null,null,null,null,null,null,null,null,null,null,null,null,null,null,null,null,null,null,null,null,null,null,null,null,null,null,null,null,null,null,null,null,null,null,null,null,null,null,null,null,null,null,null,null,null,null,null,null,null,null,null,null,null,null,null,null,null,null,null,null,null,null,null,null,null,null,null,null,null,null,null,null,null,null,null,null,null,null,null,null,null,null,null,null,null,null,null,null,null,null,null,null,null,0.53085000000000004,0.4819,0.62012999999999996,0.60411000000000004,0.42294999999999999,0.44524000000000002,0.33957999999999999,0.35321000000000002,0.47991,0.43474000000000002,0.43595,0.45485999999999999,0.46288000000000001,0.75029999999999997,0]
[4,"Duben",{"$error":"#N/A"},{"$f":"SUM($C$8770:C8773)","v":{"$error":"#N/A"}},{"$error":"#N/A"},{"$error":"#N/A"},{"$f":"SUM($F$8770:F8773)","v":{"$error":"#N/A"}},{"$error":"#N/A"},{"$error":"#N/A"},{"$f":"SUM($I$8770:I8773)","v":{"$error":"#N/A"}},{"$error":"#N/A"},{"$error":"#N/A"},{"$f":"SUM($L$8770:L8773)","v":{"$error":"#N/A"}},{"$error":"#N/A"},null,null,null,null,null,null,null,null,null,null,null,null,null,null,null,null,null,null,null,null,null,null,null,null,null,null,null,null,null,null,null,null,null,null,null,null,null,null,null,null,null,null,null,null,null,null,null,null,null,null,null,null,null,null,null,null,null,null,null,null,null,null,null,null,null,null,null,null,null,null,null,null,null,null,null,null,null,null,null,null,null,null,null,null,null,null,null,null,null,null,null,null,null,null,null,null,null,null,null,null,null,null,null,null,null,null,null,null,null,null,null,null,null,null,null,null,null,null,null,null,null,null,null,null,null,null,null,null,null,null,null,null,null,null,null,null,null,null,null,null,null,null,0.54771999999999998,0.55032000000000003,0.66771000000000003,0.68255999999999994,0.47015000000000001,0.59535000000000005,0.35289999999999999,0.43364999999999998,0.52556000000000003,0.53761999999999999,0.55279999999999996,0.53295000000000003,0.75029000000000001,0.86268,0]
[5,"Květen",{"$error":"#N/A"},{"$f":"SUM($C$8770:C8774)","v":{"$error":"#N/A"}},{"$error":"#N/A"},{"$error":"#N/A"},{"$f":"SUM($F$8770:F8774)","v":{"$error":"#N/A"}},{"$error":"#N/A"},{"$error":"#N/A"},{"$f":"SUM($I$8770:I8774)","v":{"$error":"#N/A"}},{"$error":"#N/A"},{"$error":"#N/A"},{"$f":"SUM($L$8770:L8774)","v":{"$error":"#N/A"}},{"$error":"#N/A"},null,null,null,null,null,null,null,null,null,null,null,null,null,null,null,null,null,null,null,null,null,null,null,null,null,null,null,null,null,null,null,null,null,null,null,null,null,null,null,null,null,null,null,null,null,null,null,null,null,null,null,null,null,null,null,null,null,null,null,null,null,null,null,null,null,null,null,null,null,null,null,null,null,null,null,null,null,null,null,null,null,null,null,null,null,null,null,null,null,null,null,null,null,null,null,null,null,null,null,null,null,null,null,null,null,null,null,null,null,null,null,null,null,null,null,null,null,null,null,null,null,null,null,null,null,null,null,null,null,null,null,null,null,null,null,null,null,null,null,null,null,null,0.53320999999999996,0.56762999999999997,0.66261000000000003,0.71145999999999998,0.53461999999999998,0.59472000000000003,0.39610000000000001,0.55581999999999998,0.55027000000000004,0.58318999999999999,0.60477999999999998,0.60135000000000005,0.85185999999999995,0.77200000000000002,0]
[6,"Červen",{"$error":"#N/A"},{"$f":"SUM($C$8770:C8775)","v":{"$error":"#N/A"}},{"$error":"#N/A"},{"$error":"#N/A"},{"$f":"SUM($F$8770:F8775)","v":{"$error":"#N/A"}},{"$error":"#N/A"},{"$error":"#N/A"},{"$f":"SUM($I$8770:I8775)","v":{"$error":"#N/A"}},{"$error":"#N/A"},{"$error":"#N/A"},{"$f":"SUM($L$8770:L8775)","v":{"$error":"#N/A"}},{"$error":"#N/A"},null,null,null,null,null,null,null,null,null,null,null,null,null,null,null,null,null,null,null,null,null,null,null,null,null,null,null,null,null,null,null,null,null,null,null,null,null,null,null,null,null,null,null,null,null,null,null,null,null,null,null,null,null,null,null,null,null,null,null,null,null,null,null,null,null,null,null,null,null,null,null,null,null,null,null,null,null,null,null,null,null,null,null,null,null,null,null,null,null,null,null,null,null,null,null,null,null,null,null,null,null,null,null,null,null,null,null,null,null,null,null,null,null,null,null,null,null,null,null,null,null,null,null,null,null,null,null,null,null,null,null,null,null,null,null,null,null,null,null,null,null,null,0.51675000000000004,0.54327000000000003,0.64456999999999998,0.70033000000000001,0.63924000000000003,0.54532000000000003,0.50024999999999997,0.56699999999999995,0.59469000000000005,0.74429000000000001,0.53837000000000002,0.53964999999999996,0.72209000000000001,0.79249000000000003,0]
[7,"Červenec",{"$error":"#N/A"},{"$f":"SUM($C$8770:C8776)","v":{"$error":"#N/A"}},{"$error":"#N/A"},{"$error":"#N/A"},{"$f":"SUM($F$8770:F8776)","v":{"$error":"#N/A"}},{"$error":"#N/A"},{"$error":"#N/A"},{"$f":"SUM($I$8770:I8776)","v":{"$error":"#N/A"}},{"$error":"#N/A"},{"$error":"#N/A"},{"$f":"SUM($L$8770:L8776)","v":{"$error":"#N/A"}},{"$error":"#N/A"},null,null,null,null,null,null,null,null,null,null,null,null,null,null,null,null,null,null,null,null,null,null,null,null,null,null,null,null,null,null,null,null,null,null,null,null,null,null,null,null,null,null,null,null,null,null,null,null,null,null,null,null,null,null,null,null,null,null,null,null,null,null,null,null,null,null,null,null,null,null,null,null,null,null,null,null,null,null,null,null,null,null,null,null,null,null,null,null,null,null,null,null,null,null,null,null,null,null,null,null,null,null,null,null,null,null,null,null,null,null,null,null,null,null,null,null,null,null,null,null,null,null,null,null,null,null,null,null,null,null,null,null,null,null,null,null,null,null,null,null,null,null,0.50044,0.57421999999999995,0.62033000000000005,0.63361999999999996,0.78012999999999999,0.70150000000000001,0.90598000000000001,0.64466999999999997,0.62297999999999998,0.76771999999999996,0.60272000000000003,0.67993999999999999,0.85740000000000005,0.80445999999999995,0]
[8,"Srpen",{"$error":"#N/A"},{"$f":"SUM($C$8770:C8777)","v":{"$error":"#N/A"}},{"$error":"#N/A"},{"$error":"#N/A"},{"$f":"SUM($F$8770:F8777)","v":{"$error":"#N/A"}},{"$error":"#N/A"},{"$error":"#N/A"},{"$f":"SUM($I$8770:I8777)","v":{"$error":"#N/A"}},{"$error":"#N/A"},{"$error":"#N/A"},{"$f":"SUM($L$8770:L8777)","v":{"$error":"#N/A"}},{"$error":"#N/A"},null,null,null,null,null,null,null,null,null,null,null,null,null,null,null,null,null,null,null,null,null,null,null,null,null,null,null,null,null,null,null,null,null,null,null,null,null,null,null,null,null,null,null,null,null,null,null,null,null,null,null,null,null,null,null,null,null,null,null,null,null,null,null,null,null,null,null,null,null,null,null,null,null,null,null,null,null,null,null,null,null,null,null,null,null,null,null,null,null,null,null,null,null,null,null,null,null,null,null,null,null,null,null,null,null,null,null,null,null,null,null,null,null,null,null,null,null,null,null,null,null,null,null,null,null,null,null,null,null,null,null,null,null,null,null,null,null,null,null,null,null,null,0.48147000000000001,0.54556000000000004,0.628,0.57404999999999995,0.73421999999999998,0.82730000000000004,0.68850999999999996,0.66998000000000002,0.64490999999999998,0.83647000000000005,0.76763000000000003,0.74841999999999997,0.76378000000000001,0.75319000000000003,0]
[9,"Září",{"$error":"#N/A"},{"$f":"SUM($C$8770:C8778)","v":{"$error":"#N/A"}},{"$error":"#N/A"},{"$error":"#N/A"},{"$f":"SUM($F$8770:F8778)","v":{"$error":"#N/A"}},{"$error":"#N/A"},{"$error":"#N/A"},{"$f":"SUM($I$8770:I8778)","v":{"$error":"#N/A"}},{"$error":"#N/A"},{"$error":"#N/A"},{"$f":"SUM($L$8770:L8778)","v":{"$error":"#N/A"}},{"$error":"#N/A"},null,null,null,null,null,null,null,null,null,null,null,null,null,null,null,null,null,null,null,null,null,null,null,null,null,null,null,null,null,null,null,null,null,null,null,null,null,null,null,null,null,null,null,null,null,null,null,null,null,null,null,null,null,null,null,null,null,null,null,null,null,null,null,null,null,null,null,null,null,null,null,null,null,null,null,null,null,null,null,null,null,null,null,null,null,null,null,null,null,null,null,null,null,null,null,null,null,null,null,null,null,null,null,null,null,null,null,null,null,null,null,null,null,null,null,null,null,null,null,null,null,null,null,null,null,null,null,null,null,null,null,null,null,null,null,null,null,null,null,null,null,null,0.46344000000000002,0.52453000000000005,0.61331000000000002,0.59292999999999996,0.74099000000000004,0.55633999999999995,0.55181999999999998,0.84187000000000001,0.95045000000000002,0.77864999999999995,0.85489999999999999,0.80318000000000001,0.71282999999999996,0.82306999999999997,0]
[10,"Říjen",{"$error":"#N/A"},{"$f":"SUM($C$8770:C8779)","v":{"$error":"#N/A"}},{"$error":"#N/A"},{"$error":"#N/A"},{"$f":"SUM($F$8770:F8779)","v":{"$error":"#N/A"}},{"$error":"#N/A"},{"$error":"#N/A"},{"$f":"SUM($I$8770:I8779)","v":{"$error":"#N/A"}},{"$error":"#N/A"},{"$error":"#N/A"},{"$f":"SUM($L$8770:L8779)","v":{"$error":"#N/A"}},{"$error":"#N/A"},null,null,null,null,null,null,null,null,null,null,null,null,null,null,null,null,null,null,null,null,null,null,null,null,null,null,null,null,null,null,null,null,null,null,null,null,null,null,null,null,null,null,null,null,null,null,null,null,null,null,null,null,null,null,null,null,null,null,null,null,null,null,null,null,null,null,null,null,null,null,null,null,null,null,null,null,null,null,null,null,null,null,null,null,null,null,null,null,null,null,null,null,null,null,null,null,null,null,null,null,null,null,null,null,null,null,null,null,null,null,null,null,null,null,null,null,null,null,null,null,null,null,null,null,null,null,null,null,null,null,null,null,null,null,null,null,null,null,null,null,null,null,0.49785000000000001,0.49596000000000001,0.56569000000000003,0.67610999999999999,0.68400000000000005,0.48282999999999998,0.39306000000000002,0.73455000000000004,0.80130000000000001,0.69991999999999999,0.87665000000000004,0.93164999999999998,0.76942999999999995,0.86594000000000004,0.58333000000000002]
[11,"Listopad",{"$error":"#N/A"},{"$f":"SUM($C$8770:C8780)","v":{"$error":"#N/A"}},{"$error":"#N/A"},{"$error":"#N/A"},{"$f":"SUM($F$8770:F8780)","v":{"$error":"#N/A"}},{"$error":"#N/A"},{"$error":"#N/A"},{"$f":"SUM($I$8770:I8780)","v":{"$error":"#N/A"}},{"$error":"#N/A"},{"$error":"#N/A"},{"$f":"SUM($L$8770:L8780)","v":{"$error":"#N/A"}},{"$error":"#N/A"},null,null,null,null,null,null,null,null,null,null,null,null,null,null,null,null,null,null,null,null,null,null,null,null,null,null,null,null,null,null,null,null,null,null,null,null,null,null,null,null,null,null,null,null,null,null,null,null,null,null,null,null,null,null,null,null,null,null,null,null,null,null,null,null,null,null,null,null,null,null,null,null,null,null,null,null,null,null,null,null,null,null,null,null,null,null,null,null,null,null,null,null,null,null,null,null,null,null,null,null,null,null,null,null,null,null,null,null,null,null,null,null,null,null,null,null,null,null,null,null,null,null,null,null,null,null,null,null,null,null,null,null,null,null,null,null,null,null,null,null,null,null,0.47978999999999999,0.45434000000000002,0.57079999999999997,0.66954000000000002,0.48720000000000002,0.46532000000000001,0.38047999999999998,0.62005999999999994,0.71950999999999998,0.67884999999999995,0.67335999999999996,0.76810999999999996,0.59416999999999998,0.86031999999999997,1]
[12,"Prosinec",{"$error":"#N/A"},{"$f":"SUM($C$8770:C8781)","v":{"$error":"#N/A"}},{"$error":"#N/A"},{"$error":"#N/A"},{"$f":"SUM($F$8770:F8781)","v":{"$error":"#N/A"}},{"$error":"#N/A"},{"$error":"#N/A"},{"$f":"SUM($I$8770:I8781)","v":{"$error":"#N/A"}},{"$error":"#N/A"},{"$error":"#N/A"},{"$f":"SUM($L$8770:L8781)","v":{"$error":"#N/A"}},{"$error":"#N/A"},null,null,null,null,null,null,null,null,null,null,null,null,null,null,null,null,null,null,null,null,null,null,null,null,null,null,null,null,null,null,null,null,null,null,null,null,null,null,null,null,null,null,null,null,null,null,null,null,null,null,null,null,null,null,null,null,null,null,null,null,null,null,null,null,null,null,null,null,null,null,null,null,null,null,null,null,null,null,null,null,null,null,null,null,null,null,null,null,null,null,null,null,null,null,null,null,null,null,null,null,null,null,null,null,null,null,null,null,null,null,null,null,null,null,null,null,null,null,null,null,null,null,null,null,null,null,null,null,null,null,null,null,null,null,null,null,null,null,null,null,null,null,0.47215000000000001,0.44091000000000002,0.60375999999999996,0.70264000000000004,0.56196999999999997,0.42725999999999997,0.35907,0.62656000000000001,0.54403000000000001,0.53878000000000004,0.54573000000000005,0.56213999999999997,0.53598999999999997,0.83165999999999995,1]
[null,"Celkem",null,null,{"$f":"SUM(E8770:E8781)","v":{"$error":"#N/A"}},null,null,{"$f":"SUM(H8770:H8781)","v":{"$error":"#N/A"}},null,null,{"$f":"SUM(K8770:K8781)","v":{"$error":"#N/A"}},null,null,{"$f":"SUM(N8770:N8781)","v":{"$error":"#N/A"}},null,null,null,null,null,null,null,null,null,null,null,null,null,null,null,null,null,null,null,null,null,null,null,null,null,null,null,null,null,null,null,null,null,null,null,null,null,null,null,null,null,null,null,null,null,null,null,null,null,null,null,null,null,null,null,null,null,null,null,null,null,null,null,null,null,null,null,null,null,null,null,null,null,null,null,null,null,null,null,null,null,null,null,null,null,null,null,null,null,null,null,null,null,null,null,null,null,null,null,null,null,null,null,null,null,null,null,null,null,null,null,null,null,null,null,null,null,null,null,null,null,null,null,null,null,null,null,null,null,null,null,null,null,null,null,null,null,null,null,null,null,null,0.44941999999999999,0.46116000000000001,0.60189999999999999,0.64915999999999996,0.77412999999999998,0.43168000000000001,0.35265999999999997,0.49023,0.47455000000000003,0.45397999999999999,0.41955999999999999,0.44590000000000002,0.58711999999999998,0.80339000000000005,1]
[null,"Úspora",null,null,{"$f":"VLOOKUP($J$8765,'Cena elektřiny'!$B$2:$C$27,2,0)*D8781-E8782","v":{"$error":"#N/A"}},null,null,{"$f":"VLOOKUP($J$8765,'Cena elektřiny'!$B$2:$C$27,2,0)*G8781-H8782","v":{"$error":"#N/A"}},null,null,{"$f":"VLOOKUP($J$8765,'Cena elektřiny'!$B$2:$C$27,2,0)*J8781-K8782","v":{"$error":"#N/A"}},null,null,{"$f":"VLOOKUP($J$8765,'Cena elektřiny'!$B$2:$C$27,2,0)*M8781-N8782","v":{"$error":"#N/A"}},"Úspora",{"$f":"P8769","v":{"$error":"#N/A"}},{"$f":"Q8769","v":{"$error":"#N/A"}},{"$f":"R8769","v":{"$error":"#N/A"}},{"$error":"#N/A"},"Úspora",{"$f":"D8781*Vypocet!D12-U8769","v":{"$error":"#N/A"}},{"$f":"G8781*Vypocet!D12-V8769","v":{"$error":"#N/A"}},{"$f":"J8781*Vypocet!D12-W8769","v":{"$error":"#N/A"}},{"$f":"M8781*Vypocet!D12-X8769","v":{"$error":"#N/A"}},null,null,null,null,null,null,null,null,null,null,null,null,null,null,null,null,null,null,null,null,null,null,null,null,null,null,null,null,null,null,null,null,null,null,null,null,null,null,null,null,null,null,null,null,null,null,null,null,null,null,null,null,null,null,null,null,null,null,null,null,null,null,null,null,null,null,null,null,null,null,null,null,null,null,null,null,null,null,null,null,null,null,null,null,null,null,null,null,null,null,null,null,null,null,null,null,null,null,null,null,null,null,null,null,null,null,null,null,null,null,null,null,null,null,null,null,null,null,null,null,null,null,null,null,null,null,null,null,null,null,null,null,0.43153999999999998,0.48938999999999999,0.56054000000000004,0.61567000000000005,0.76797000000000004,0.63997999999999999,0.35188000000000003,0.38207000000000002,0.42109000000000002,0.43020000000000003,0.37182999999999999,0.46390999999999999,0.56972999999999996,0.73611000000000004,1]
[null,null,null,null,null,null,null,null,null,null,null,null,null,null,null,null,null,null,null,null,null,null,null,null,null,null,null,null,null,null,null,null,null,null,null,null,null,null,null,null,null,null,null,null,null,null,null,null,null,null,null,null,null,null,null,null,null,null,null,null,null,null,null,null,null,null,null,null,null,null,null,null,null,null,null,null,null,null,null,null,null,null,null,null,null,null,null,null,null,null,null,null,null,null,null,null,null,null,null,null,null,null,null,null,null,null,null,null,null,null,null,null,null,null,null,null,null,null,null,null,null,null,null,null,null,null,null,null,null,null,null,null,null,null,null,null,null,null,null,null,null,null,null,null,null,null,null,null,null,null,null,null,null,null,null,null,0.41214000000000001,0.49814000000000003,0.55832000000000004,0.55867999999999995,0.86967000000000005,0.79942999999999997,0.34410000000000002,0.43490000000000001,0.40193000000000001,0.43162,0.45085999999999998,0.44270999999999999,0.87483999999999995,0.76176999999999995,1]
[null,null,null,null,null,null,null,null,null,null,null,null,null,null,null,null,null,null,null,null,null,null,null,null,null,null,null,null,null,null,null,null,null,null,null,null,null,null,null,null,null,null,null,null,null,null,null,null,null,null,null,null,null,null,null,null,null,null,null,null,null,null,null,null,null,null,null,null,null,null,null,null,null,null,null,null,null,null,null,null,null,null,null,null,null,null,null,null,null,null,null,null,null,null,null,null,null,null,null,null,null,null,null,null,null,null,null,null,null,null,null,null,null,null,null,null,null,null,null,null,null,null,null,null,null,null,null,null,null,null,null,null,null,null,null,null,null,null,null,null,null,null,null,null,null,null,null,null,null,null,null,null,null,null,null,null,0.39517000000000002,0.46272999999999997,0.51709000000000005,0.48598000000000002,0.71587999999999996,0.38422000000000001,0.32713999999999999,0.48749999999999999,0.40717999999999999,0.54871000000000003,0.53288999999999997,0.57347999999999999,0.76732999999999996,0.70775999999999994,1]
[null,null,null,null,null,null,null,null,null,null,null,null,null,null,null,null,null,null,null,null,null,null,null,null,null,null,null,null,null,null,null,null,null,null,null,null,null,null,null,null,null,null,null,null,null,null,null,null,null,null,null,null,null,null,null,null,null,null,null,null,null,null,null,null,null,null,null,null,null,null,null,null,null,null,null,null,null,null,null,null,null,null,null,null,null,null,null,null,null,null,null,null,null,null,null,null,null,null,null,null,null,null,null,null,null,null,null,null,null,null,null,null,null,null,null,null,null,null,null,null,null,null,null,null,null,null,null,null,null,null,null,null,null,null,null,null,null,null,null,null,null,null,null,null,null,null,null,null,null,null,null,null,null,null,null,null,0.37297999999999998,0.47582000000000002,0.49359999999999998,0.41381000000000001,0.50832999999999995,0.41752,0.30852000000000002,0.51105,0.36062,0.64205999999999996,0.39984999999999998,0.73167000000000004,0.64980000000000004,0.66861999999999999,1]

{"sheet":"Vysledek","index":6,"n_rows":10,"n_cols":109,"rows_kept":10,"cut":false,"hidden":false,"merged":[[0,2,0,3]]}
[null,null,"Výsledek výpočetní operace"]
[null,null,null,null,null,null,null,"Rok",0,1,2,3,4,5,6,7,8,9,10,11,12,13,14,15,16,17,18,19,20,21,22,23,24,25,26,27,28,29,30,31,32,33,34,35,36,37,38,39,40,41,42,43,44,45,46,47,48,49,50,51,52,53,54,55,56,57,58,59,60,61,62,63,64,65,66,67,68,69,70,71,72,73,74,75,76,77,78,79,80,81,82,83,84,85,86,87,88,89,90,91,92,93,94,95,96,97,98,99,100]
[null,null,"Investice do FV elektrárny [Kč]",{"$f":"Vypocet!$D$22","v":0},null,null,null,"Celkově použitá energie ze zdroje pro krytí spotřeby [kWh]",{"$f":"TDDData!BC3+TDDData!BC8","v":0},{"$f":"TDDData!BD3+TDDData!BD8","v":0},{"$f":"TDDData!BE3+TDDData!BE8","v":0},{"$f":"TDDData!BF3+TDDData!BF8","v":0},{"$f":"TDDData!BG3+TDDData!BG8","v":0},{"$f":"TDDData!BH3+TDDData!BH8","v":0},{"$f":"TDDData!BI3+TDDData!BI8","v":0},{"$f":"TDDData!BJ3+TDDData!BJ8","v":0},{"$f":"TDDData!BK3+TDDData!BK8","v":0},{"$f":"TDDData!BL3+TDDData!BL8","v":0},{"$f":"TDDData!BM3+TDDData!BM8","v":0},{"$f":"TDDData!BN3+TDDData!BN8","v":0},{"$f":"TDDData!BO3+TDDData!BO8","v":0},{"$f":"TDDData!BP3+TDDData!BP8","v":0},{"$f":"TDDData!BQ3+TDDData!BQ8","v":0},{"$f":"TDDData!BR3+TDDData!BR8","v":0},{"$f":"TDDData!BS3+TDDData!BS8","v":0},{"$f":"TDDData!BT3+TDDData!BT8","v":0},{"$f":"TDDData!BU3+TDDData!BU8","v":0},{"$f":"TDDData!BV3+TDDData!BV8","v":0},{"$f":"TDDData!BW3+TDDData!BW8","v":0},{"$f":"TDDData!BX3+TDDData!BX8","v":0},{"$f":"TDDData!BY3+TDDData!BY8","v":0},{"$f":"TDDData!BZ3+TDDData!BZ8","v":0},{"$f":"TDDData!CA3+TDDData!CA8","v":0},{"$f":"TDDData!CB3+TDDData!CB8","v":0},{"$f":"TDDData!CC3+TDDData!CC8","v":0},{"$f":"TDDData!CD3+TDDData!CD8","v":0},{"$f":"TDDData!CE3+TDDData!CE8","v":0},{"$f":"TDDData!CF3+TDDData!CF8","v":0},{"$f":"TDDData!CG3+TDDData!CG8","v":0},{"$f":"TDDData!CH3+TDDData!CH8","v":0},{"$f":"TDDData!CI3+TDDData!CI8","v":0},{"$f":"TDDData!CJ3+TDDData!CJ8","v":0},{"$f":"TDDData!CK3+TDDData!CK8","v":0},{"$f":"TDDData!CL3+TDDData!CL8","v":0},{"$f":"TDDData!CM3+TDDData!CM8","v":0},{"$f":"TDDData!CN3+TDDData!CN8","v":0},{"$f":"TDDData!CO3+TDDData!CO8","v":0},{"$f":"TDDData!CP3+TDDData!CP8","v":0},{"$f":"TDDData!CQ3+TDDData!CQ8","v":0},{"$f":"TDDData!CR3+TDDData!CR8","v":0},{"$f":"TDDData!CS3+TDDData!CS8","v":0},{"$f":"TDDData!CT3+TDDData!CT8","v":0},{"$f":"TDDData!CU3+TDDData!CU8","v":0},{"$f":"TDDData!CV3+TDDData!CV8","v":0},{"$f":"TDDData!CW3+TDDData!CW8","v":0},{"$f":"TDDData!CX3+TDDData!CX8","v":0},{"$f":"TDDData!CY3+TDDData!CY8","v":0},{"$f":"TDDData!CZ3+TDDData!CZ8","v":0},{"$f":"TDDData!DA3+TDDData!DA8","v":0},{"$f":"TDDData!DB3+TDDData!DB8","v":0},{"$f":"TDDData!DC3+TDDData!DC8","v":0},{"$f":"TDDData!DD3+TDDData!DD8","v":0},{"$f":"TDDData!DE3+TDDData!DE8","v":0},{"$f":"TDDData!DF3+TDDData!DF8","v":0},{"$f":"TDDData!DG3+TDDData!DG8","v":0},{"$f":"TDDData!DH3+TDDData!DH8","v":0},{"$f":"TDDData!DI3+TDDData!DI8","v":0},{"$f":"TDDData!DJ3+TDDData!DJ8","v":0},{"$f":"TDDData!DK3+TDDData!DK8","v":0},{"$f":"TDDData!DL3+TDDData!DL8","v":0},{"$f":"TDDData!DM3+TDDData!DM8","v":0},{"$f":"TDDData!DN3+TDDData!DN8","v":0},{"$f":"TDDData!DO3+TDDData!DO8","v":0},{"$f":"TDDData!DP3+TDDData!DP8","v":0},{"$f":"TDDData!DQ3+TDDData!DQ8","v":0},{"$f":"TDDData!DR3+TDDData!DR8","v":0},{"$f":"TDDData!DS3+TDDData!DS8","v":0},{"$f":"TDDData!DT3+TDDData!DT8","v":0},{"$f":"TDDData!DU3+TDDData!DU8","v":0},{"$f":"TDDData!DV3+TDDData!DV8","v":0},{"$f":"TDDData!DW3+TDDData!DW8","v":0},{"$f":"TDDData!DX3+TDDData!DX8","v":0},{"$f":"TDDData!DY3+TDDData!DY8","v":0},{"$f":"TDDData!DZ3+TDDData!DZ8","v":0},{"$f":"TDDData!EA3+TDDData!EA8","v":0},{"$f":"TDDData!EB3+TDDData!EB8","v":0},{"$f":"TDDData!EC3+TDDData!EC8","v":0},{"$f":"TDDData!ED3+TDDData!ED8","v":0},{"$f":"TDDData!EE3+TDDData!EE8","v":0},{"$f":"TDDData!EF3+TDDData!EF8","v":0},{"$f":"TDDData!EG3+TDDData!EG8","v":0},{"$f":"TDDData!EH3+TDDData!EH8","v":0},{"$f":"TDDData!EI3+TDDData!EI8","v":0},{"$f":"TDDData!EJ3+TDDData!EJ8","v":0},{"$f":"TDDData!EK3+TDDData!EK8","v":0},{"$f":"TDDData!EL3+TDDData!EL8","v":0},{"$f":"TDDData!EM3+TDDData!EM8","v":0},{"$f":"TDDData!EN3+TDDData!EN8","v":0},{"$f":"TDDData!EO3+TDDData!EO8","v":0},{"$f":"TDDData!EP3+TDDData!EP8","v":0},{"$f":"TDDData!EQ3+TDDData!EQ8","v":0},{"$f":"TDDData!ER3+TDDData!ER8","v":0},{"$f":"TDDData!ES3+TDDData!ES8","v":0},{"$f":"TDDData!ET3+TDDData!ET8","v":0},{"$f":"TDDData!EU3+TDDData!EU8","v":0},{"$f":"TDDData!EV3+TDDData!EV8","v":0},{"$f":"TDDData!EW3+TDDData!EW8","v":0},{"$f":"TDDData!EX3+TDDData!EX8","v":0},{"$f":"TDDData!EY3+TDDData!EY8","v":0}]
[null,null,"Úspora za elektrickou energii [Kč]",{"$f":"SUM($I$6:$DE$6)","v":0},null,null,null,"Použitá energie ze zdroje pro krytí spotřeby mimo virtuální baterii [kWh]",{"$f":"TDDData!BC5","v":0},{"$f":"TDDData!BD5","v":0},{"$f":"TDDData!BE5","v":0},{"$f":"TDDData!BF5","v":0},{"$f":"TDDData!BG5","v":0},{"$f":"TDDData!BH5","v":0},{"$f":"TDDData!BI5","v":0},{"$f":"TDDData!BJ5","v":0},{"$f":"TDDData!BK5","v":0},{"$f":"TDDData!BL5","v":0},{"$f":"TDDData!BM5","v":0},{"$f":"TDDData!BN5","v":0},{"$f":"TDDData!BO5","v":0},{"$f":"TDDData!BP5","v":0},{"$f":"TDDData!BQ5","v":0},{"$f":"TDDData!BR5","v":0},{"$f":"TDDData!BS5","v":0},{"$f":"TDDData!BT5","v":0},{"$f":"TDDData!BU5","v":0},{"$f":"TDDData!BV5","v":0},{"$f":"TDDData!BW5","v":0},{"$f":"TDDData!BX5","v":0},{"$f":"TDDData!BY5","v":0},{"$f":"TDDData!BZ5","v":0},{"$f":"TDDData!CA5","v":0},{"$f":"TDDData!CB5","v":0},{"$f":"TDDData!CC5","v":0},{"$f":"TDDData!CD5","v":0},{"$f":"TDDData!CE5","v":0},{"$f":"TDDData!CF5","v":0},{"$f":"TDDData!CG5","v":0},{"$f":"TDDData!CH5","v":0},{"$f":"TDDData!CI5","v":0},{"$f":"TDDData!CJ5","v":0},{"$f":"TDDData!CK5","v":0},{"$f":"TDDData!CL5","v":0},{"$f":"TDDData!CM5","v":0},{"$f":"TDDData!CN5","v":0},{"$f":"TDDData!CO5","v":0},{"$f":"TDDData!CP5","v":0},{"$f":"TDDData!CQ5","v":0},{"$f":"TDDData!CR5","v":0},{"$f":"TDDData!CS5","v":0},{"$f":"TDDData!CT5","v":0},{"$f":"TDDData!CU5","v":0},{"$f":"TDDData!CV5","v":0},{"$f":"TDDData!CW5","v":0},{"$f":"TDDData!CX5","v":0},{"$f":"TDDData!CY5","v":0},{"$f":"TDDData!CZ5","v":0},{"$f":"TDDData!DA5","v":0},{"$f":"TDDData!DB5","v":0},{"$f":"TDDData!DC5","v":0},{"$f":"TDDData!DD5","v":0},{"$f":"TDDData!DE5","v":0},{"$f":"TDDData!DF5","v":0},{"$f":"TDDData!DG5","v":0},{"$f":"TDDData!DH5","v":0},{"$f":"TDDData!DI5","v":0},{"$f":"TDDData!DJ5","v":0},{"$f":"TDDData!DK5","v":0},{"$f":"TDDData!DL5","v":0},{"$f":"TDDData!DM5","v":0},{"$f":"TDDData!DN5","v":0},{"$f":"TDDData!DO5","v":0},{"$f":"TDDData!DP5","v":0},{"$f":"TDDData!DQ5","v":0},{"$f":"TDDData!DR5","v":0},{"$f":"TDDData!DS5","v":0},{"$f":"TDDData!DT5","v":0},{"$f":"TDDData!DU5","v":0},{"$f":"TDDData!DV5","v":0},{"$f":"TDDData!DW5","v":0},{"$f":"TDDData!DX5","v":0},{"$f":"TDDData!DY5","v":0},{"$f":"TDDData!DZ5","v":0},{"$f":"TDDData!EA5","v":0},{"$f":"TDDData!EB5","v":0},{"$f":"TDDData!EC5","v":0},{"$f":"TDDData!ED5","v":0},{"$f":"TDDData!EE5","v":0},{"$f":"TDDData!EF5","v":0},{"$f":"TDDData!EG5","v":0},{"$f":"TDDData!EH5","v":0},{"$f":"TDDData!EI5","v":0},{"$f":"TDDData!EJ5","v":0},{"$f":"TDDData!EK5","v":0},{"$f":"TDDData!EL5","v":0},{"$f":"TDDData!EM5","v":0},{"$f":"TDDData!EN5","v":0},{"$f":"TDDData!EO5","v":0},{"$f":"TDDData!EP5","v":0},{"$f":"TDDData!EQ5","v":0},{"$f":"TDDData!ER5","v":0},{"$f":"TDDData!ES5","v":0},{"$f":"TDDData!ET5","v":0},{"$f":"TDDData!EU5","v":0},{"$f":"TDDData!EV5","v":0},{"$f":"TDDData!EW5","v":0},{"$f":"TDDData!EX5","v":0},{"$f":"TDDData!EY5","v":0}]
[null,null,"Diskontovaná úspora [Kč]",{"$f":"SUM($I$10:$DE$10)","v":0},null,null,null,"Použitá energie ze zdroje pro krytí spotřeby z virtuální baterie [kWh]",{"$f":"TDDData!BC8","v":0},{"$f":"TDDData!BD8","v":0},{"$f":"TDDData!BE8","v":0},{"$f":"TDDData!BF8","v":0},{"$f":"TDDData!BG8","v":0},{"$f":"TDDData!BH8","v":0},{"$f":"TDDData!BI8","v":0},{"$f":"TDDData!BJ8","v":0},{"$f":"TDDData!BK8","v":0},{"$f":"TDDData!BL8","v":0},{"$f":"TDDData!BM8","v":0},{"$f":"TDDData!BN8","v":0},{"$f":"TDDData!BO8","v":0},{"$f":"TDDData!BP8","v":0},{"$f":"TDDData!BQ8","v":0},{"$f":"TDDData!BR8","v":0},{"$f":"TDDData!BS8","v":0},{"$f":"TDDData!BT8","v":0},{"$f":"TDDData!BU8","v":0},{"$f":"TDDData!BV8","v":0},{"$f":"TDDData!BW8","v":0},{"$f":"TDDData!BX8","v":0},{"$f":"TDDData!BY8","v":0},{"$f":"TDDData!BZ8","v":0},{"$f":"TDDData!CA8","v":0},{"$f":"TDDData!CB8","v":0},{"$f":"TDDData!CC8","v":0},{"$f":"TDDData!CD8","v":0},{"$f":"TDDData!CE8","v":0},{"$f":"TDDData!CF8","v":0},{"$f":"TDDData!CG8","v":0},{"$f":"TDDData!CH8","v":0},{"$f":"TDDData!CI8","v":0},{"$f":"TDDData!CJ8","v":0},{"$f":"TDDData!CK8","v":0},{"$f":"TDDData!CL8","v":0},{"$f":"TDDData!CM8","v":0},{"$f":"TDDData!CN8","v":0},{"$f":"TDDData!CO8","v":0},{"$f":"TDDData!CP8","v":0},{"$f":"TDDData!CQ8","v":0},{"$f":"TDDData!CR8","v":0},{"$f":"TDDData!CS8","v":0},{"$f":"TDDData!CT8","v":0},{"$f":"TDDData!CU8","v":0},{"$f":"TDDData!CV8","v":0},{"$f":"TDDData!CW8","v":0},{"$f":"TDDData!CX8","v":0},{"$f":"TDDData!CY8","v":0},{"$f":"TDDData!CZ8","v":0},{"$f":"TDDData!DA8","v":0},{"$f":"TDDData!DB8","v":0},{"$f":"TDDData!DC8","v":0},{"$f":"TDDData!DD8","v":0},{"$f":"TDDData!DE8","v":0},{"$f":"TDDData!DF8","v":0},{"$f":"TDDData!DG8","v":0},{"$f":"TDDData!DH8","v":0},{"$f":"TDDData!DI8","v":0},{"$f":"TDDData!DJ8","v":0},{"$f":"TDDData!DK8","v":0},{"$f":"TDDData!DL8","v":0},{"$f":"TDDData!DM8","v":0},{"$f":"TDDData!DN8","v":0},{"$f":"TDDData!DO8","v":0},{"$f":"TDDData!DP8","v":0},{"$f":"TDDData!DQ8","v":0},{"$f":"TDDData!DR8","v":0},{"$f":"TDDData!DS8","v":0},{"$f":"TDDData!DT8","v":0},{"$f":"TDDData!DU8","v":0},{"$f":"TDDData!DV8","v":0},{"$f":"TDDData!DW8","v":0},{"$f":"TDDData!DX8","v":0},{"$f":"TDDData!DY8","v":0},{"$f":"TDDData!DZ8","v":0},{"$f":"TDDData!EA8","v":0},{"$f":"TDDData!EB8","v":0},{"$f":"TDDData!EC8","v":0},{"$f":"TDDData!ED8","v":0},{"$f":"TDDData!EE8","v":0},{"$f":"TDDData!EF8","v":0},{"$f":"TDDData!EG8","v":0},{"$f":"TDDData!EH8","v":0},{"$f":"TDDData!EI8","v":0},{"$f":"TDDData!EJ8","v":0},{"$f":"TDDData!EK8","v":0},{"$f":"TDDData!EL8","v":0},{"$f":"TDDData!EM8","v":0},{"$f":"TDDData!EN8","v":0},{"$f":"TDDData!EO8","v":0},{"$f":"TDDData!EP8","v":0},{"$f":"TDDData!EQ8","v":0},{"$f":"TDDData!ER8","v":0},{"$f":"TDDData!ES8","v":0},{"$f":"TDDData!ET8","v":0},{"$f":"TDDData!EU8","v":0},{"$f":"TDDData!EV8","v":0},{"$f":"TDDData!EW8","v":0},{"$f":"TDDData!EX8","v":0},{"$f":"TDDData!EY8","v":0}]
[null,null,"Výše dotace [Kč]",{"$f":"Formular!$D$56","v":0},null,null,null,"Celková úspora v penězích [Kč]",{"$f":"TDDData!BC6","v":0},{"$f":"TDDData!BD6","v":0},{"$f":"TDDData!BE6","v":0},{"$f":"TDDData!BF6","v":0},{"$f":"TDDData!BG6","v":0},{"$f":"TDDData!BH6","v":0},{"$f":"TDDData!BI6","v":0},{"$f":"TDDData!BJ6","v":0},{"$f":"TDDData!BK6","v":0},{"$f":"TDDData!BL6","v":0},{"$f":"TDDData!BM6","v":0},{"$f":"TDDData!BN6","v":0},{"$f":"TDDData!BO6","v":0},{"$f":"TDDData!BP6","v":0},{"$f":"TDDData!BQ6","v":0},{"$f":"TDDData!BR6","v":0},{"$f":"TDDData!BS6","v":0},{"$f":"TDDData!BT6","v":0},{"$f":"TDDData!BU6","v":0},{"$f":"TDDData!BV6","v":0},{"$f":"TDDData!BW6","v":0},{"$f":"TDDData!BX6","v":0},{"$f":"TDDData!BY6","v":0},{"$f":"TDDData!BZ6","v":0},{"$f":"TDDData!CA6","v":0},{"$f":"TDDData!CB6","v":0},{"$f":"TDDData!CC6","v":0},{"$f":"TDDData!CD6","v":0},{"$f":"TDDData!CE6","v":0},{"$f":"TDDData!CF6","v":0},{"$f":"TDDData!CG6","v":0},{"$f":"TDDData!CH6","v":0},{"$f":"TDDData!CI6","v":0},{"$f":"TDDData!CJ6","v":0},{"$f":"TDDData!CK6","v":0},{"$f":"TDDData!CL6","v":0},{"$f":"TDDData!CM6","v":0},{"$f":"TDDData!CN6","v":0},{"$f":"TDDData!CO6","v":0},{"$f":"TDDData!CP6","v":0},{"$f":"TDDData!CQ6","v":0},{"$f":"TDDData!CR6","v":0},{"$f":"TDDData!CS6","v":0},{"$f":"TDDData!CT6","v":0},{"$f":"TDDData!CU6","v":0},{"$f":"TDDData!CV6","v":0},{"$f":"TDDData!CW6","v":0},{"$f":"TDDData!CX6","v":0},{"$f":"TDDData!CY6","v":0},{"$f":"TDDData!CZ6","v":0},{"$f":"TDDData!DA6","v":0},{"$f":"TDDData!DB6","v":0},{"$f":"TDDData!DC6","v":0},{"$f":"TDDData!DD6","v":0},{"$f":"TDDData!DE6","v":0},{"$f":"TDDData!DF6","v":0},{"$f":"TDDData!DG6","v":0},{"$f":"TDDData!DH6","v":0},{"$f":"TDDData!DI6","v":0},{"$f":"TDDData!DJ6","v":0},{"$f":"TDDData!DK6","v":0},{"$f":"TDDData!DL6","v":0},{"$f":"TDDData!DM6","v":0},{"$f":"TDDData!DN6","v":0},{"$f":"TDDData!DO6","v":0},{"$f":"TDDData!DP6","v":0},{"$f":"TDDData!DQ6","v":0},{"$f":"TDDData!DR6","v":0},{"$f":"TDDData!DS6","v":0},{"$f":"TDDData!DT6","v":0},{"$f":"TDDData!DU6","v":0},{"$f":"TDDData!DV6","v":0},{"$f":"TDDData!DW6","v":0},{"$f":"TDDData!DX6","v":0},{"$f":"TDDData!DY6","v":0},{"$f":"TDDData!DZ6","v":0},{"$f":"TDDData!EA6","v":0},{"$f":"TDDData!EB6","v":0},{"$f":"TDDData!EC6","v":0},{"$f":"TDDData!ED6","v":0},{"$f":"TDDData!EE6","v":0},{"$f":"TDDData!EF6","v":0},{"$f":"TDDData!EG6","v":0},{"$f":"TDDData!EH6","v":0},{"$f":"TDDData!EI6","v":0},{"$f":"TDDData!EJ6","v":0},{"$f":"TDDData!EK6","v":0},{"$f":"TDDData!EL6","v":0},{"$f":"TDDData!EM6","v":0},{"$f":"TDDData!EN6","v":0},{"$f":"TDDData!EO6","v":0},{"$f":"TDDData!EP6","v":0},{"$f":"TDDData!EQ6","v":0},{"$f":"TDDData!ER6","v":0},{"$f":"TDDData!ES6","v":0},{"$f":"TDDData!ET6","v":0},{"$f":"TDDData!EU6","v":0},{"$f":"TDDData!EV6","v":0},{"$f":"TDDData!EW6","v":0},{"$f":"TDDData!EX6","v":0},{"$f":"TDDData!EY6","v":0}]
[null,null,"Rozdíl [Kč]",{"$f":"SUM(D5:D6)-D3","v":0},null,null,null,"Úspora pomocí virtuální baterie [Kč]",{"$f":"I6-I8","v":0},{"$f":"J6-J8","v":0},0,0,0,0,0,0,0,0,0,0,0,0,0,0,0,0,0,0,0,0,0,0,0,0,0,0,0,0,0,0,0,0,0,0,0,0,0,0,0,0,0,0,0,0,0,0,0,0,0,0,0,0,0,0,0,0,0,0,0,0,0,0,0,{"$f":"BV6-BV8","v":0},0,0,0,0,0,0,0,0,0,0,0,0,0,0,0,0,0,0,0,0,0,0,0,0,0,0,0,0,0,0,0,0,0,0,0]
[null,null,null,null,null,null,null,"Celková úspora v penězích [Kč]",{"$f":"TDDData!BC7","v":0},{"$f":"TDDData!BD7","v":0},{"$f":"TDDData!BE7","v":0},{"$f":"TDDData!BF7","v":0},{"$f":"TDDData!BG7","v":0},{"$f":"TDDData!BH7","v":0},{"$f":"TDDData!BI7","v":0},{"$f":"TDDData!BJ7","v":0},{"$f":"TDDData!BK7","v":0},{"$f":"TDDData!BL7","v":0},{"$f":"TDDData!BM7","v":0},{"$f":"TDDData!BN7","v":0},{"$f":"TDDData!BO7","v":0},{"$f":"TDDData!BP7","v":0},{"$f":"TDDData!BQ7","v":0},{"$f":"TDDData!BR7","v":0},{"$f":"TDDData!BS7","v":0},{"$f":"TDDData!BT7","v":0},{"$f":"TDDData!BU7","v":0},{"$f":"TDDData!BV7","v":0},{"$f":"TDDData!BW7","v":0},{"$f":"TDDData!BX7","v":0},{"$f":"TDDData!BY7","v":0},{"$f":"TDDData!BZ7","v":0},{"$f":"TDDData!CA7","v":0},{"$f":"TDDData!CB7","v":0},{"$f":"TDDData!CC7","v":0},{"$f":"TDDData!CD7","v":0},{"$f":"TDDData!CE7","v":0},{"$f":"TDDData!CF7","v":0},{"$f":"TDDData!CG7","v":0},{"$f":"TDDData!CH7","v":0},{"$f":"TDDData!CI7","v":0},{"$f":"TDDData!CJ7","v":0},{"$f":"TDDData!CK7","v":0},{"$f":"TDDData!CL7","v":0},{"$f":"TDDData!CM7","v":0},{"$f":"TDDData!CN7","v":0},{"$f":"TDDData!CO7","v":0},{"$f":"TDDData!CP7","v":0},{"$f":"TDDData!CQ7","v":0},{"$f":"TDDData!CR7","v":0},{"$f":"TDDData!CS7","v":0},{"$f":"TDDData!CT7","v":0},{"$f":"TDDData!CU7","v":0},{"$f":"TDDData!CV7","v":0},{"$f":"TDDData!CW7","v":0},{"$f":"TDDData!CX7","v":0},{"$f":"TDDData!CY7","v":0},{"$f":"TDDData!CZ7","v":0},{"$f":"TDDData!DA7","v":0},{"$f":"TDDData!DB7","v":0},{"$f":"TDDData!DC7","v":0},{"$f":"TDDData!DD7","v":0},{"$f":"TDDData!DE7","v":0},{"$f":"TDDData!DF7","v":0},{"$f":"TDDData!DG7","v":0},{"$f":"TDDData!DH7","v":0},{"$f":"TDDData!DI7","v":0},{"$f":"TDDData!DJ7","v":0},{"$f":"TDDData!DK7","v":0},{"$f":"TDDData!DL7","v":0},{"$f":"TDDData!DM7","v":0},{"$f":"TDDData!DN7","v":0},{"$f":"TDDData!DO7","v":0},{"$f":"TDDData!DP7","v":0},{"$f":"TDDData!DQ7","v":0},{"$f":"TDDData!DR7","v":0},{"$f":"TDDData!DS7","v":0},{"$f":"TDDData!DT7","v":0},{"$f":"TDDData!DU7","v":0},{"$f":"TDDData!DV7","v":0},{"$f":"TDDData!DW7","v":0},{"$f":"TDDData!DX7","v":0},{"$f":"TDDData!DY7","v":0},{"$f":"TDDData!DZ7","v":0},{"$f":"TDDData!EA7","v":0},{"$f":"TDDData!EB7","v":0},{"$f":"TDDData!EC7","v":0},{"$f":"TDDData!ED7","v":0},{"$f":"TDDData!EE7","v":0},{"$f":"TDDData!EF7","v":0},{"$f":"TDDData!EG7","v":0},{"$f":"TDDData!EH7","v":0},{"$f":"TDDData!EI7","v":0},{"$f":"TDDData!EJ7","v":0},{"$f":"TDDData!EK7","v":0},{"$f":"TDDData!EL7","v":0},{"$f":"TDDData!EM7","v":0},{"$f":"TDDData!EN7","v":0},{"$f":"TDDData!EO7","v":0},{"$f":"TDDData!EP7","v":0},{"$f":"TDDData!EQ7","v":0},{"$f":"TDDData!ER7","v":0},{"$f":"TDDData!ES7","v":0},{"$f":"TDDData!ET7","v":0},{"$f":"TDDData!EU7","v":0},{"$f":"TDDData!EV7","v":0},{"$f":"TDDData!EW7","v":0},{"$f":"TDDData!EX7","v":0},{"$f":"TDDData!EY7","v":0}]
[null,null,"Doporučení:",{"$f":"IF(D3<>0,IF(D7>0,\"Investice do FV je vhodná - alternativní výnos nepřináší větší užitek\",\"Neinvestovat do FV - Použijte alternativní zhodnocení prostředků\"),\"Výsledek a hodnoty v tabulce napravo se zobrazí po spuštění a dokončení výpočetní operace na listě Vypocet\")","v":"Výsledek a hodnoty v tabulce napravo se zobrazí po spuštění a dokončení výpočetní operace na listě Vypocet"},null,null,null,"Velikost diskontu [%]",{"$f":"((1+Vypocet!$D$23/100)*(1+VLOOKUP(I2,'Cena elektřiny'!$B$2:$D$102,3,0)/100)-1)*100","v":3.8727680000000042},{"$f":"((1+Vypocet!$D$23/100)*(1+VLOOKUP(J2,'Cena elektřiny'!$B$2:$D$102,3,0)/100)-1)*100","v":3.8727680000000042},{"$f":"((1+Vypocet!$D$23/100)*(1+VLOOKUP(K2,'Cena elektřiny'!$B$2:$D$102,3,0)/100)-1)*100","v":3.8727680000000042},{"$f":"((1+Vypocet!$D$23/100)*(1+VLOOKUP(L2,'Cena elektřiny'!$B$2:$D$102,3,0)/100)-1)*100","v":3.8727680000000042},{"$f":"((1+Vypocet!$D$23/100)*(1+VLOOKUP(M2,'Cena elektřiny'!$B$2:$D$102,3,0)/100)-1)*100","v":3.8727680000000042},{"$f":"((1+Vypocet!$D$23/100)*(1+VLOOKUP(N2,'Cena elektřiny'!$B$2:$D$102,3,0)/100)-1)*100","v":3.8727680000000042},{"$f":"((1+Vypocet!$D$23/100)*(1+VLOOKUP(O2,'Cena elektřiny'!$B$2:$D$102,3,0)/100)-1)*100","v":3.8727680000000042},{"$f":"((1+Vypocet!$D$23/100)*(1+VLOOKUP(P2,'Cena elektřiny'!$B$2:$D$102,3,0)/100)-1)*100","v":3.8727680000000042},{"$f":"((1+Vypocet!$D$23/100)*(1+VLOOKUP(Q2,'Cena elektřiny'!$B$2:$D$102,3,0)/100)-1)*100","v":3.8727680000000042},{"$f":"((1+Vypocet!$D$23/100)*(1+VLOOKUP(R2,'Cena elektřiny'!$B$2:$D$102,3,0)/100)-1)*100","v":3.8727680000000042},{"$f":"((1+Vypocet!$D$23/100)*(1+VLOOKUP(S2,'Cena elektřiny'!$B$2:$D$102,3,0)/100)-1)*100","v":3.8727680000000042},{"$f":"((1+Vypocet!$D$23/100)*(1+VLOOKUP(T2,'Cena elektřiny'!$B$2:$D$102,3,0)/100)-1)*100","v":3.8727680000000042},{"$f":"((1+Vypocet!$D$23/100)*(1+VLOOKUP(U2,'Cena elektřiny'!$B$2:$D$102,3,0)/100)-1)*100","v":3.8727680000000042},{"$f":"((1+Vypocet!$D$23/100)*(1+VLOOKUP(V2,'Cena elektřiny'!$B$2:$D$102,3,0)/100)-1)*100","v":3.8727680000000042},{"$f":"((1+Vypocet!$D$23/100)*(1+VLOOKUP(W2,'Cena elektřiny'!$B$2:$D$102,3,0)/100)-1)*100","v":3.8727680000000042},{"$f":"((1+Vypocet!$D$23/100)*(1+VLOOKUP(X2,'Cena elektřiny'!$B$2:$D$102,3,0)/100)-1)*100","v":3.8727680000000042},{"$f":"((1+Vypocet!$D$23/100)*(1+VLOOKUP(Y2,'Cena elektřiny'!$B$2:$D$102,3,0)/100)-1)*100","v":3.8727680000000042},{"$f":"((1+Vypocet!$D$23/100)*(1+VLOOKUP(Z2,'Cena elektřiny'!$B$2:$D$102,3,0)/100)-1)*100","v":3.8727680000000042},{"$f":"((1+Vypocet!$D$23/100)*(1+VLOOKUP(AA2,'Cena elektřiny'!$B$2:$D$102,3,0)/100)-1)*100","v":3.8727680000000042},{"$f":"((1+Vypocet!$D$23/100)*(1+VLOOKUP(AB2,'Cena elektřiny'!$B$2:$D$102,3,0)/100)-1)*100","v":3.8727680000000042},{"$f":"((1+Vypocet!$D$23/100)*(1+VLOOKUP(AC2,'Cena elektřiny'!$B$2:$D$102,3,0)/100)-1)*100","v":3.8727680000000042},{"$f":"((1+Vypocet!$D$23/100)*(1+VLOOKUP(AD2,'Cena elektřiny'!$B$2:$D$102,3,0)/100)-1)*100","v":3.8727680000000042},{"$f":"((1+Vypocet!$D$23/100)*(1+VLOOKUP(AE2,'Cena elektřiny'!$B$2:$D$102,3,0)/100)-1)*100","v":3.8727680000000042},{"$f":"((1+Vypocet!$D$23/100)*(1+VLOOKUP(AF2,'Cena elektřiny'!$B$2:$D$102,3,0)/100)-1)*100","v":3.8727680000000042},{"$f":"((1+Vypocet!$D$23/100)*(1+VLOOKUP(AG2,'Cena elektřiny'!$B$2:$D$102,3,0)/100)-1)*100","v":3.8727680000000042},{"$f":"((1+Vypocet!$D$23/100)*(1+VLOOKUP(AH2,'Cena elektřiny'!$B$2:$D$102,3,0)/100)-1)*100","v":3.8727680000000042},{"$f":"((1+Vypocet!$D$23/100)*(1+VLOOKUP(AI2,'Cena elektřiny'!$B$2:$D$102,3,0)/100)-1)*100","v":3.8727680000000042},{"$f":"((1+Vypocet!$D$23/100)*(1+VLOOKUP(AJ2,'Cena elektřiny'!$B$2:$D$102,3,0)/100)-1)*100","v":3.8727680000000042},{"$f":"((1+Vypocet!$D$23/100)*(1+VLOOKUP(AK2,'Cena elektřiny'!$B$2:$D$102,3,0)/100)-1)*100","v":3.8727680000000042},{"$f":"((1+Vypocet!$D$23/100)*(1+VLOOKUP(AL2,'Cena elektřiny'!$B$2:$D$102,3,0)/100)-1)*100","v":3.8727680000000042},{"$f":"((1+Vypocet!$D$23/100)*(1+VLOOKUP(AM2,'Cena elektřiny'!$B$2:$D$102,3,0)/100)-1)*100","v":3.8727680000000042},{"$f":"((1+Vypocet!$D$23/100)*(1+VLOOKUP(AN2,'Cena elektřiny'!$B$2:$D$102,3,0)/100)-1)*100","v":3.8727680000000042},{"$f":"((1+Vypocet!$D$23/100)*(1+VLOOKUP(AO2,'Cena elektřiny'!$B$2:$D$102,3,0)/100)-1)*100","v":3.8727680000000042},{"$f":"((1+Vypocet!$D$23/100)*(1+VLOOKUP(AP2,'Cena elektřiny'!$B$2:$D$102,3,0)/100)-1)*100","v":3.8727680000000042},{"$f":"((1+Vypocet!$D$23/100)*(1+VLOOKUP(AQ2,'Cena elektřiny'!$B$2:$D$102,3,0)/100)-1)*100","v":3.8727680000000042},{"$f":"((1+Vypocet!$D$23/100)*(1+VLOOKUP(AR2,'Cena elektřiny'!$B$2:$D$102,3,0)/100)-1)*100","v":3.8727680000000042},{"$f":"((1+Vypocet!$D$23/100)*(1+VLOOKUP(AS2,'Cena elektřiny'!$B$2:$D$102,3,0)/100)-1)*100","v":3.8727680000000042},{"$f":"((1+Vypocet!$D$23/100)*(1+VLOOKUP(AT2,'Cena elektřiny'!$B$2:$D$102,3,0)/100)-1)*100","v":3.8727680000000042},{"$f":"((1+Vypocet!$D$23/100)*(1+VLOOKUP(AU2,'Cena elektřiny'!$B$2:$D$102,3,0)/100)-1)*100","v":3.8727680000000042},{"$f":"((1+Vypocet!$D$23/100)*(1+VLOOKUP(AV2,'Cena elektřiny'!$B$2:$D$102,3,0)/100)-1)*100","v":3.8727680000000042},{"$f":"((1+Vypocet!$D$23/100)*(1+VLOOKUP(AW2,'Cena elektřiny'!$B$2:$D$102,3,0)/100)-1)*100","v":3.8727680000000042},{"$f":"((1+Vypocet!$D$23/100)*(1+VLOOKUP(AX2,'Cena elektřiny'!$B$2:$D$102,3,0)/100)-1)*100","v":3.8727680000000042},{"$f":"((1+Vypocet!$D$23/100)*(1+VLOOKUP(AY2,'Cena elektřiny'!$B$2:$D$102,3,0)/100)-1)*100","v":3.8727680000000042},{"$f":"((1+Vypocet!$D$23/100)*(1+VLOOKUP(AZ2,'Cena elektřiny'!$B$2:$D$102,3,0)/100)-1)*100","v":3.8727680000000042},{"$f":"((1+Vypocet!$D$23/100)*(1+VLOOKUP(BA2,'Cena elektřiny'!$B$2:$D$102,3,0)/100)-1)*100","v":3.8727680000000042},{"$f":"((1+Vypocet!$D$23/100)*(1+VLOOKUP(BB2,'Cena elektřiny'!$B$2:$D$102,3,0)/100)-1)*100","v":3.8727680000000042},{"$f":"((1+Vypocet!$D$23/100)*(1+VLOOKUP(BC2,'Cena elektřiny'!$B$2:$D$102,3,0)/100)-1)*100","v":3.8727680000000042},{"$f":"((1+Vypocet!$D$23/100)*(1+VLOOKUP(BD2,'Cena elektřiny'!$B$2:$D$102,3,0)/100)-1)*100","v":3.8727680000000042},{"$f":"((1+Vypocet!$D$23/100)*(1+VLOOKUP(BE2,'Cena elektřiny'!$B$2:$D$102,3,0)/100)-1)*100","v":3.8727680000000042},{"$f":"((1+Vypocet!$D$23/100)*(1+VLOOKUP(BF2,'Cena elektřiny'!$B$2:$D$102,3,0)/100)-1)*100","v":3.8727680000000042},{"$f":"((1+Vypocet!$D$23/100)*(1+VLOOKUP(BG2,'Cena elektřiny'!$B$2:$D$102,3,0)/100)-1)*100","v":3.8727680000000042},{"$f":"((1+Vypocet!$D$23/100)*(1+VLOOKUP(BH2,'Cena elektřiny'!$B$2:$D$102,3,0)/100)-1)*100","v":3.8727680000000042},{"$f":"((1+Vypocet!$D$23/100)*(1+VLOOKUP(BI2,'Cena elektřiny'!$B$2:$D$102,3,0)/100)-1)*100","v":3.8727680000000042},{"$f":"((1+Vypocet!$D$23/100)*(1+VLOOKUP(BJ2,'Cena elektřiny'!$B$2:$D$102,3,0)/100)-1)*100","v":3.8727680000000042},{"$f":"((1+Vypocet!$D$23/100)*(1+VLOOKUP(BK2,'Cena elektřiny'!$B$2:$D$102,3,0)/100)-1)*100","v":3.8727680000000042},{"$f":"((1+Vypocet!$D$23/100)*(1+VLOOKUP(BL2,'Cena elektřiny'!$B$2:$D$102,3,0)/100)-1)*100","v":3.8727680000000042},{"$f":"((1+Vypocet!$D$23/100)*(1+VLOOKUP(BM2,'Cena elektřiny'!$B$2:$D$102,3,0)/100)-1)*100","v":3.8727680000000042},{"$f":"((1+Vypocet!$D$23/100)*(1+VLOOKUP(BN2,'Cena elektřiny'!$B$2:$D$102,3,0)/100)-1)*100","v":3.8727680000000042},{"$f":"((1+Vypocet!$D$23/100)*(1+VLOOKUP(BO2,'Cena elektřiny'!$B$2:$D$102,3,0)/100)-1)*100","v":3.8727680000000042},{"$f":"((1+Vypocet!$D$23/100)*(1+VLOOKUP(BP2,'Cena elektřiny'!$B$2:$D$102,3,0)/100)-1)*100","v":3.8727680000000042},{"$f":"((1+Vypocet!$D$23/100)*(1+VLOOKUP(BQ2,'Cena elektřiny'!$B$2:$D$102,3,0)/100)-1)*100","v":3.8727680000000042},{"$f":"((1+Vypocet!$D$23/100)*(1+VLOOKUP(BR2,'Cena elektřiny'!$B$2:$D$102,3,0)/100)-1)*100","v":3.8727680000000042},{"$f":"((1+Vypocet!$D$23/100)*(1+VLOOKUP(BS2,'Cena elektřiny'!$B$2:$D$102,3,0)/100)-1)*100","v":3.8727680000000042},{"$f":"((1+Vypocet!$D$23/100)*(1+VLOOKUP(BT2,'Cena elektřiny'!$B$2:$D$102,3,0)/100)-1)*100","v":3.8727680000000042},{"$f":"((1+Vypocet!$D$23/100)*(1+VLOOKUP(BU2,'Cena elektřiny'!$B$2:$D$102,3,0)/100)-1)*100","v":3.8727680000000042},{"$f":"((1+Vypocet!$D$23/100)*(1+VLOOKUP(BV2,'Cena elektřiny'!$B$2:$D$102,3,0)/100)-1)*100","v":3.8727680000000042},{"$f":"((1+Vypocet!$D$23/100)*(1+VLOOKUP(BW2,'Cena elektřiny'!$B$2:$D$102,3,0)/100)-1)*100","v":3.8727680000000042},{"$f":"((1+Vypocet!$D$23/100)*(1+VLOOKUP(BX2,'Cena elektřiny'!$B$2:$D$102,3,0)/100)-1)*100","v":3.8727680000000042},{"$f":"((1+Vypocet!$D$23/100)*(1+VLOOKUP(BY2,'Cena elektřiny'!$B$2:$D$102,3,0)/100)-1)*100","v":3.8727680000000042},{"$f":"((1+Vypocet!$D$23/100)*(1+VLOOKUP(BZ2,'Cena elektřiny'!$B$2:$D$102,3,0)/100)-1)*100","v":3.8727680000000042},{"$f":"((1+Vypocet!$D$23/100)*(1+VLOOKUP(CA2,'Cena elektřiny'!$B$2:$D$102,3,0)/100)-1)*100","v":3.8727680000000042},{"$f":"((1+Vypocet!$D$23/100)*(1+VLOOKUP(CB2,'Cena elektřiny'!$B$2:$D$102,3,0)/100)-1)*100","v":3.8727680000000042},{"$f":"((1+Vypocet!$D$23/100)*(1+VLOOKUP(CC2,'Cena elektřiny'!$B$2:$D$102,3,0)/100)-1)*100","v":3.8727680000000042},{"$f":"((1+Vypocet!$D$23/100)*(1+VLOOKUP(CD2,'Cena elektřiny'!$B$2:$D$102,3,0)/100)-1)*100","v":3.8727680000000042},{"$f":"((1+Vypocet!$D$23/100)*(1+VLOOKUP(CE2,'Cena elektřiny'!$B$2:$D$102,3,0)/100)-1)*100","v":3.8727680000000042},{"$f":"((1+Vypocet!$D$23/100)*(1+VLOOKUP(CF2,'Cena elektřiny'!$B$2:$D$102,3,0)/100)-1)*100","v":3.8727680000000042},{"$f":"((1+Vypocet!$D$23/100)*(1+VLOOKUP(CG2,'Cena elektřiny'!$B$2:$D$102,3,0)/100)-1)*100","v":3.8727680000000042},{"$f":"((1+Vypocet!$D$23/100)*(1+VLOOKUP(CH2,'Cena elektřiny'!$B$2:$D$102,3,0)/100)-1)*100","v":3.8727680000000042},{"$f":"((1+Vypocet!$D$23/100)*(1+VLOOKUP(CI2,'Cena elektřiny'!$B$2:$D$102,3,0)/100)-1)*100","v":3.8727680000000042},{"$f":"((1+Vypocet!$D$23/100)*(1+VLOOKUP(CJ2,'Cena elektřiny'!$B$2:$D$102,3,0)/100)-1)*100","v":3.8727680000000042},{"$f":"((1+Vypocet!$D$23/100)*(1+VLOOKUP(CK2,'Cena elektřiny'!$B$2:$D$102,3,0)/100)-1)*100","v":3.8727680000000042},{"$f":"((1+Vypocet!$D$23/100)*(1+VLOOKUP(CL2,'Cena elektřiny'!$B$2:$D$102,3,0)/100)-1)*100","v":3.8727680000000042},{"$f":"((1+Vypocet!$D$23/100)*(1+VLOOKUP(CM2,'Cena elektřiny'!$B$2:$D$102,3,0)/100)-1)*100","v":3.8727680000000042},{"$f":"((1+Vypocet!$D$23/100)*(1+VLOOKUP(CN2,'Cena elektřiny'!$B$2:$D$102,3,0)/100)-1)*100","v":3.8727680000000042},{"$f":"((1+Vypocet!$D$23/100)*(1+VLOOKUP(CO2,'Cena elektřiny'!$B$2:$D$102,3,0)/100)-1)*100","v":3.8727680000000042},{"$f":"((1+Vypocet!$D$23/100)*(1+VLOOKUP(CP2,'Cena elektřiny'!$B$2:$D$102,3,0)/100)-1)*100","v":3.8727680000000042},{"$f":"((1+Vypocet!$D$23/100)*(1+VLOOKUP(CQ2,'Cena elektřiny'!$B$2:$D$102,3,0)/100)-1)*100","v":3.8727680000000042},{"$f":"((1+Vypocet!$D$23/100)*(1+VLOOKUP(CR2,'Cena elektřiny'!$B$2:$D$102,3,0)/100)-1)*100","v":3.8727680000000042},{"$f":"((1+Vypocet!$D$23/100)*(1+VLOOKUP(CS2,'Cena elektřiny'!$B$2:$D$102,3,0)/100)-1)*100","v":3.8727680000000042},{"$f":"((1+Vypocet!$D$23/100)*(1+VLOOKUP(CT2,'Cena elektřiny'!$B$2:$D$102,3,0)/100)-1)*100","v":3.8727680000000042},{"$f":"((1+Vypocet!$D$23/100)*(1+VLOOKUP(CU2,'Cena elektřiny'!$B$2:$D$102,3,0)/100)-1)*100","v":3.8727680000000042},{"$f":"((1+Vypocet!$D$23/100)*(1+VLOOKUP(CV2,'Cena elektřiny'!$B$2:$D$102,3,0)/100)-1)*100","v":3.8727680000000042},{"$f":"((1+Vypocet!$D$23/100)*(1+VLOOKUP(CW2,'Cena elektřiny'!$B$2:$D$102,3,0)/100)-1)*100","v":3.8727680000000042},{"$f":"((1+Vypocet!$D$23/100)*(1+VLOOKUP(CX2,'Cena elektřiny'!$B$2:$D$102,3,0)/100)-1)*100","v":3.8727680000000042},{"$f":"((1+Vypocet!$D$23/100)*(1+VLOOKUP(CY2,'Cena elektřiny'!$B$2:$D$102,3,0)/100)-1)*100","v":3.8727680000000042},{"$f":"((1+Vypocet!$D$23/100)*(1+VLOOKUP(CZ2,'Cena elektřiny'!$B$2:$D$102,3,0)/100)-1)*100","v":3.8727680000000042},{"$f":"((1+Vypocet!$D$23/100)*(1+VLOOKUP(DA2,'Cena elektřiny'!$B$2:$D$102,3,0)/100)-1)*100","v":3.8727680000000042},{"$f":"((1+Vypocet!$D$23/100)*(1+VLOOKUP(DB2,'Cena elektřiny'!$B$2:$D$102,3,0)/100)-1)*100","v":3.8727680000000042},{"$f":"((1+Vypocet!$D$23/100)*(1+VLOOKUP(DC2,'Cena elektřiny'!$B$2:$D$102,3,0)/100)-1)*100","v":3.8727680000000042},{"$f":"((1+Vypocet!$D$23/100)*(1+VLOOKUP(DD2,'Cena elektřiny'!$B$2:$D$102,3,0)/100)-1)*100","v":3.8727680000000042},{"$f":"((1+Vypocet!$D$23/100)*(1+VLOOKUP(DE2,'Cena elektřiny'!$B$2:$D$102,3,0)/100)-1)*100","v":3.8727680000000042}]
[null,null,null,null,null,null,null,"Diskontovaná úspora v penězích [Kč]",{"$f":"I6/POWER(1+(I9/100),I2)","v":0},{"$f":"J6/POWER(1+(J9/100),J2)","v":0},{"$f":"K6/POWER(1+(K9/100),K2)","v":0},{"$f":"L6/POWER(1+(L9/100),L2)","v":0},{"$f":"M6/POWER(1+(M9/100),M2)","v":0},{"$f":"N6/POWER(1+(N9/100),N2)","v":0},{"$f":"O6/POWER(1+(O9/100),O2)","v":0},{"$f":"P6/POWER(1+(P9/100),P2)","v":0},{"$f":"Q6/POWER(1+(Q9/100),Q2)","v":0},{"$f":"R6/POWER(1+(R9/100),R2)","v":0},{"$f":"S6/POWER(1+(S9/100),S2)","v":0},{"$f":"T6/POWER(1+(T9/100),T2)","v":0},{"$f":"U6/POWER(1+(U9/100),U2)","v":0},{"$f":"V6/POWER(1+(V9/100),V2)","v":0},{"$f":"W6/POWER(1+(W9/100),W2)","v":0},{"$f":"X6/POWER(1+(X9/100),X2)","v":0},{"$f":"Y6/POWER(1+(Y9/100),Y2)","v":0},{"$f":"Z6/POWER(1+(Z9/100),Z2)","v":0},{"$f":"AA6/POWER(1+(AA9/100),AA2)","v":0},{"$f":"AB6/POWER(1+(AB9/100),AB2)","v":0},{"$f":"AC6/POWER(1+(AC9/100),AC2)","v":0},{"$f":"AD6/POWER(1+(AD9/100),AD2)","v":0},{"$f":"AE6/POWER(1+(AE9/100),AE2)","v":0},{"$f":"AF6/POWER(1+(AF9/100),AF2)","v":0},{"$f":"AG6/POWER(1+(AG9/100),AG2)","v":0},{"$f":"AH6/POWER(1+(AH9/100),AH2)","v":0},{"$f":"AI6/POWER(1+(AI9/100),AI2)","v":0},{"$f":"AJ6/POWER(1+(AJ9/100),AJ2)","v":0},{"$f":"AK6/POWER(1+(AK9/100),AK2)","v":0},{"$f":"AL6/POWER(1+(AL9/100),AL2)","v":0},{"$f":"AM6/POWER(1+(AM9/100),AM2)","v":0},{"$f":"AN6/POWER(1+(AN9/100),AN2)","v":0},{"$f":"AO6/POWER(1+(AO9/100),AO2)","v":0},{"$f":"AP6/POWER(1+(AP9/100),AP2)","v":0},{"$f":"AQ6/POWER(1+(AQ9/100),AQ2)","v":0},{"$f":"AR6/POWER(1+(AR9/100),AR2)","v":0},{"$f":"AS6/POWER(1+(AS9/100),AS2)","v":0},{"$f":"AT6/POWER(1+(AT9/100),AT2)","v":0},{"$f":"AU6/POWER(1+(AU9/100),AU2)","v":0},{"$f":"AV6/POWER(1+(AV9/100),AV2)","v":0},{"$f":"AW6/POWER(1+(AW9/100),AW2)","v":0},{"$f":"AX6/POWER(1+(AX9/100),AX2)","v":0},{"$f":"AY6/POWER(1+(AY9/100),AY2)","v":0},{"$f":"AZ6/POWER(1+(AZ9/100),AZ2)","v":0},{"$f":"BA6/POWER(1+(BA9/100),BA2)","v":0},{"$f":"BB6/POWER(1+(BB9/100),BB2)","v":0},{"$f":"BC6/POWER(1+(BC9/100),BC2)","v":0},{"$f":"BD6/POWER(1+(BD9/100),BD2)","v":0},{"$f":"BE6/POWER(1+(BE9/100),BE2)","v":0},{"$f":"BF6/POWER(1+(BF9/100),BF2)","v":0},{"$f":"BG6/POWER(1+(BG9/100),BG2)","v":0},{"$f":"BH6/POWER(1+(BH9/100),BH2)","v":0},{"$f":"BI6/POWER(1+(BI9/100),BI2)","v":0},{"$f":"BJ6/POWER(1+(BJ9/100),BJ2)","v":0},{"$f":"BK6/POWER(1+(BK9/100),BK2)","v":0},{"$f":"BL6/POWER(1+(BL9/100),BL2)","v":0},{"$f":"BM6/POWER(1+(BM9/100),BM2)","v":0},{"$f":"BN6/POWER(1+(BN9/100),BN2)","v":0},{"$f":"BO6/POWER(1+(BO9/100),BO2)","v":0},{"$f":"BP6/POWER(1+(BP9/100),BP2)","v":0},{"$f":"BQ6/POWER(1+(BQ9/100),BQ2)","v":0},{"$f":"BR6/POWER(1+(BR9/100),BR2)","v":0},{"$f":"BS6/POWER(1+(BS9/100),BS2)","v":0},{"$f":"BT6/POWER(1+(BT9/100),BT2)","v":0},{"$f":"BU6/POWER(1+(BU9/100),BU2)","v":0},{"$f":"BV6/POWER(1+(BV9/100),BV2)","v":0},{"$f":"BW6/POWER(1+(BW9/100),BW2)","v":0},{"$f":"BX6/POWER(1+(BX9/100),BX2)","v":0},{"$f":"BY6/POWER(1+(BY9/100),BY2)","v":0},{"$f":"BZ6/POWER(1+(BZ9/100),BZ2)","v":0},{"$f":"CA6/POWER(1+(CA9/100),CA2)","v":0},{"$f":"CB6/POWER(1+(CB9/100),CB2)","v":0},{"$f":"CC6/POWER(1+(CC9/100),CC2)","v":0},{"$f":"CD6/POWER(1+(CD9/100),CD2)","v":0},{"$f":"CE6/POWER(1+(CE9/100),CE2)","v":0},{"$f":"CF6/POWER(1+(CF9/100),CF2)","v":0},{"$f":"CG6/POWER(1+(CG9/100),CG2)","v":0},{"$f":"CH6/POWER(1+(CH9/100),CH2)","v":0},{"$f":"CI6/POWER(1+(CI9/100),CI2)","v":0},{"$f":"CJ6/POWER(1+(CJ9/100),CJ2)","v":0},{"$f":"CK6/POWER(1+(CK9/100),CK2)","v":0},{"$f":"CL6/POWER(1+(CL9/100),CL2)","v":0},{"$f":"CM6/POWER(1+(CM9/100),CM2)","v":0},{"$f":"CN6/POWER(1+(CN9/100),CN2)","v":0},{"$f":"CO6/POWER(1+(CO9/100),CO2)","v":0},{"$f":"CP6/POWER(1+(CP9/100),CP2)","v":0},{"$f":"CQ6/POWER(1+(CQ9/100),CQ2)","v":0},{"$f":"CR6/POWER(1+(CR9/100),CR2)","v":0},{"$f":"CS6/POWER(1+(CS9/100),CS2)","v":0},{"$f":"CT6/POWER(1+(CT9/100),CT2)","v":0},{"$f":"CU6/POWER(1+(CU9/100),CU2)","v":0},{"$f":"CV6/POWER(1+(CV9/100),CV2)","v":0},{"$f":"CW6/POWER(1+(CW9/100),CW2)","v":0},{"$f":"CX6/POWER(1+(CX9/100),CX2)","v":0},{"$f":"CY6/POWER(1+(CY9/100),CY2)","v":0},{"$f":"CZ6/POWER(1+(CZ9/100),CZ2)","v":0},{"$f":"DA6/POWER(1+(DA9/100),DA2)","v":0},{"$f":"DB6/POWER(1+(DB9/100),DB2)","v":0},{"$f":"DC6/POWER(1+(DC9/100),DC2)","v":0},{"$f":"DD6/POWER(1+(DD9/100),DD2)","v":0},{"$f":"DE6/POWER(1+(DE9/100),DE2)","v":0}]

{"sheet":"Cena elektřiny","index":7,"n_rows":102,"n_cols":5,"rows_kept":102,"cut":false,"hidden":true,"merged":[]}
[null,"rok","Cena elektřiny [Kč]","Výše inflace [%]"]
[null,0,{"$f":"Vypocet!D12","v":0},2.56,{"$f":"IF(Vypocet!$D$13<>\"\",(C2*Vypocet!$D$13/100)/Vypocet!D9,0)","v":0}]
[null,1,{"$f":"C2+$E$2","v":0},{"$f":"D2","v":2.56}]
[null,2,0,{"$f":"D3","v":2.56}]
[null,3,0,2.56]
[null,4,0,2.56]
[null,5,0,2.56]
[null,6,0,2.56]
[null,7,0,2.56]
[null,8,0,2.56]
[null,9,0,2.56]
[null,10,0,2.56]
[null,11,0,2.56]
[null,12,0,2.56]
[null,13,0,2.56]
[null,14,0,2.56]
[null,15,0,2.56]
[null,16,0,2.56]
[null,17,0,2.56]
[null,18,0,2.56]
[null,19,0,2.56]
[null,20,0,2.56]
[null,21,0,2.56]
[null,22,0,2.56]
[null,23,0,2.56]
[null,24,0,2.56]
[null,25,0,2.56]
[null,26,0,2.56]
[null,27,0,2.56]
[null,28,0,2.56]
[null,29,0,2.56]
[null,30,0,2.56]
[null,31,0,2.56]
[null,32,0,2.56]
[null,33,{"$f":"C34+$E$2","v":0},2.56]
[null,34,0,2.56]
[null,35,0,2.56]
[null,36,0,2.56]
[null,37,0,2.56]
[null,38,0,2.56]
[null,39,0,2.56]
[null,40,0,2.56]
[null,41,0,2.56]
[null,42,0,2.56]
[null,43,0,2.56]
[null,44,0,2.56]
[null,45,0,2.56]
[null,46,0,2.56]
[null,47,0,2.56]
[null,48,0,2.56]
[null,49,0,2.56]
[null,50,0,2.56]
[null,51,0,2.56]
[null,52,0,2.56]
[null,53,0,2.56]
[null,54,0,2.56]
[null,55,0,2.56]
[null,56,0,2.56]
[null,57,0,2.56]
[null,58,0,2.56]
[null,59,0,2.56]
[null,60,0,2.56]
[null,61,0,2.56]
[null,62,0,2.56]
[null,63,0,2.56]
[null,64,0,2.56]
[null,65,{"$f":"C66+$E$2","v":0},2.56]
[null,66,0,{"$f":"D67","v":2.56}]
[null,67,0,2.56]
[null,68,0,2.56]
[null,69,0,2.56]
[null,70,0,2.56]
[null,71,0,2.56]
[null,72,0,2.56]
[null,73,0,2.56]
[null,74,0,2.56]
[null,75,0,2.56]
[null,76,0,2.56]
[null,77,0,2.56]
[null,78,0,2.56]
[null,79,0,2.56]
[null,80,0,2.56]
[null,81,0,2.56]
[null,82,0,2.56]
[null,83,0,2.56]
[null,84,0,2.56]
[null,85,0,2.56]
[null,86,0,2.56]
[null,87,0,2.56]
[null,88,0,2.56]
[null,89,0,2.56]
[null,90,0,2.56]
[null,91,0,2.56]
[null,92,0,2.56]
[null,93,0,2.56]
[null,94,0,2.56]
[null,95,0,2.56]
[null,96,0,2.56]
[null,97,0,2.56]
[null,98,0,2.56]
[null,99,0,2.56]
[null,100,0,2.56]